## Sites
add_soc_incentive | optimality_tolerance_bau | optimality_tolerance_decomp_subproblem | optimality_tolerance_techs | time_steps_per_hour | timeout_decomp_subproblem_seconds | timeout_seconds | use_decomposition_model | user_uuid | webtool_uuid | address | elevation_ft | land_acres | latitude | longitude | roof_squarefeet | error_message
TRUE | 0.001 | 0.02 | 0.001 | 1 | 120 | 420 | FALSE |  |  |  | 0 |  | 34.1404 | -118.2764
TRUE | 0.001 | 0.02 | 0.001 | 1 | 120 | 420 | FALSE |  |  |  | 0 |  | 34.1404 | -118.2764

## Financial_inputs
| analysis_years | boiler_fuel_escalation_pct | chp_fuel_escalation_pct | escalation_pct | microgrid_upgrade_cost_pct | offtaker_discount_pct | offtaker_tax_pct | om_cost_escalation_pct | owner_discount_pct | owner_tax_pct | third_party_ownership | value_of_lost_load_us_dollars_per_kwh
site3-No-PV | 25 | 0.034 | 0.034 | 0.023 | 0.3 | 0.083 | 0.26 | 0.025 | 0.083 | 0.26 | FALSE | 100
site3-With-PV | 25 | 0.034 | 0.034 | 0.023 | 0.3 | 0.083 | 0.26 | 0.025 | 0.083 | 0.26 | FALSE | 100

## LoadProfile_inputs
| annual_kwh | critical_load_pct | critical_loads_kw_is_net | loads_kw_is_net | outage_end_hour | outage_end_time_step | outage_is_major_event | outage_start_hour | outage_start_time_step | percent_share | year
site3-No-PV |  | 0.5 | FALSE | TRUE |  |  | TRUE |  |  | 100 | 2020
site3-With-PV |  | 0.5 | FALSE | TRUE |  |  | TRUE |  |  | 100 | 2020

## LoadProfileBoilerFuel_inputs
| annual_mmbtu | percent_share
site3-No-PV |  | 100
site3-With-PV |  | 100

## LoadProfileChillerThermal_inputs
| annual_fraction | annual_tonhour | chiller_cop | percent_share
site3-No-PV |  |  | 4.4 | 100
site3-With-PV |  |  | 4.4 | 100

## ElectricTariff_inputs
| add_blended_rates_to_urdb_rate | add_tou_energy_rates_to_urdb_rate | blended_annual_demand_charges_us_dollars_per_kw | blended_annual_rates_us_dollars_per_kwh | chp_does_not_reduce_demand_charges | chp_standby_rate_us_dollars_per_kw_per_month | interconnection_limit_kw | net_metering_limit_kw | urdb_label | urdb_rate_name | urdb_utility_name
site3-No-PV | FALSE | FALSE | 0 | 0 | FALSE | 0 | 100000000 | 0 | 5a3821035457a32645d2dd80 | Primary Service A-2 Rate Time-Of-Use (TOU) | Los Angeles Department of Water & Power
site3-With-PV | FALSE | FALSE | 0 | 0 | FALSE | 0 | 100000000 | 0 | 5a3821035457a32645d2dd80 | Primary Service A-2 Rate Time-Of-Use (TOU) | Los Angeles Department of Water & Power

## FuelTariff_inputs
| boiler_fuel_blended_annual_rates_us_dollars_per_mmbtu | chp_fuel_blended_annual_rates_us_dollars_per_mmbtu | chp_fuel_type | existing_boiler_fuel_type
site3-No-PV | 0 | 0 | natural_gas | natural_gas
site3-With-PV | 0 | 0 | natural_gas | natural_gas

## Wind_inputs
| can_curtail | can_export_beyond_site_load | can_net_meter | can_wholesale | federal_itc_pct | federal_rebate_us_dollars_per_kw | installed_cost_us_dollars_per_kw | macrs_bonus_pct | macrs_itc_reduction | macrs_option_years | max_kw | min_kw | om_cost_us_dollars_per_kw | pbi_max_us_dollars | pbi_system_max_kw | pbi_us_dollars_per_kwh | pbi_years | size_class | state_ibi_max_us_dollars | state_ibi_pct | state_rebate_max_us_dollars | state_rebate_us_dollars_per_kw | utility_ibi_max_us_dollars | utility_ibi_pct | utility_rebate_max_us_dollars | utility_rebate_us_dollars_per_kw
site3-No-PV | TRUE | TRUE | TRUE | TRUE | 0.26 | 0 | 3013 | 0 | 0.5 | 5 | 0 | 0 | 40 | 1000000000 | 1000000000 | 0 | 1 |  | 10000000000 | 0 | 10000000000 | 0 | 10000000000 | 0 | 10000000000 | 0
site3-With-PV | TRUE | TRUE | TRUE | TRUE | 0.26 | 0 | 3013 | 0 | 0.5 | 5 | 0 | 0 | 40 | 1000000000 | 1000000000 | 0 | 1 |  | 10000000000 | 0 | 10000000000 | 0 | 10000000000 | 0 | 10000000000 | 0

## PV_inputs
| array_type | azimuth | can_curtail | can_export_beyond_site_load | can_net_meter | can_wholesale | dc_ac_ratio | degradation_pct | existing_kw | federal_itc_pct | federal_rebate_us_dollars_per_kw | gcr | installed_cost_us_dollars_per_kw | inv_eff | location | losses | macrs_bonus_pct | macrs_itc_reduction | macrs_option_years | max_kw | min_kw | module_type | om_cost_us_dollars_per_kw | pbi_max_us_dollars | pbi_system_max_kw | pbi_us_dollars_per_kwh | pbi_years | pv_name | radius | state_ibi_max_us_dollars | state_ibi_pct | state_rebate_max_us_dollars | state_rebate_us_dollars_per_kw | tilt | utility_ibi_max_us_dollars | utility_ibi_pct | utility_rebate_max_us_dollars | utility_rebate_us_dollars_per_kw
site3-No-PV | 1 | 180 | TRUE | TRUE | TRUE | TRUE | 1.2 | 0.005 | 0 | 0.26 | 0 | 0.4 | 1600 | 0.96 | both | 0.14 | 1 | 0.5 | 5 | 0 | 0 | 0 | 16 | 1000000000 | 1000000000 | 0 | 1 |  | 0 | 10000000000 | 0 | 10000000000 | 0 | 0.537 | 10000000000 | 0 | 10000000000 | 0
site3-With-PV | 1 | 180 | TRUE | TRUE | TRUE | TRUE | 1.2 | 0.005 | 0 | 0.26 | 0 | 0.4 | 1600 | 0.96 | both | 0.14 | 1 | 0.5 | 5 | 1000000000 | 0 | 0 | 16 | 1000000000 | 1000000000 | 0 | 1 |  | 0 | 10000000000 | 0 | 10000000000 | 0 | 10 | 10000000000 | 0 | 10000000000 | 0

## Storage_inputs
| battery_replacement_year | installed_cost_us_dollars_per_kw | installed_cost_us_dollars_per_kwh | internal_efficiency_pct | inverter_efficiency_pct | inverter_replacement_year | macrs_bonus_pct | macrs_itc_reduction | macrs_option_years | max_kw | max_kwh | min_kw | min_kwh | rectifier_efficiency_pct | replace_cost_us_dollars_per_kw | replace_cost_us_dollars_per_kwh | soc_init_pct | soc_min_pct | total_itc_pct | total_rebate_us_dollars_per_kw | total_rebate_us_dollars_per_kwh
site3-No-PV | 10 | 840 | 420 | 0.975 | 0.96 | 10 | 1 | 0.5 | 7 | 1000000 | 1000000 | 0 | 0 | 0.96 | 410 | 200 | 0.5 | 0.2 | 0 | 0 | 0
site3-With-PV | 10 | 840 | 420 | 0.975 | 0.96 | 10 | 1 | 0.5 | 7 | 1000000 | 1000000 | 0 | 0 | 0.96 | 410 | 200 | 0.5 | 0.2 | 0 | 0 | 0

## Generator_inputs
| can_curtail | can_export_beyond_site_load | can_net_meter | can_wholesale | diesel_fuel_cost_us_dollars_per_gallon | existing_kw | federal_itc_pct | federal_rebate_us_dollars_per_kw | fuel_avail_gal | fuel_intercept_gal_per_hr | fuel_slope_gal_per_kwh | generator_only_runs_during_grid_outage | generator_sells_energy_back_to_grid | installed_cost_us_dollars_per_kw | macrs_bonus_pct | macrs_itc_reduction | macrs_option_years | max_kw | min_kw | min_turn_down_pct | om_cost_us_dollars_per_kw | om_cost_us_dollars_per_kwh | pbi_max_us_dollars | pbi_system_max_kw | pbi_us_dollars_per_kwh | pbi_years | state_ibi_max_us_dollars | state_ibi_pct | state_rebate_max_us_dollars | state_rebate_us_dollars_per_kw | utility_ibi_max_us_dollars | utility_ibi_pct | utility_rebate_max_us_dollars | utility_rebate_us_dollars_per_kw
site3-No-PV | FALSE | FALSE | FALSE | FALSE | 3 | 0 | 0 | 0 | 660 | 0.0125 | 0.076 | TRUE | FALSE | 500 | 1 | 0 | 0 | 1000000000 | 0 | 0 | 10 | 0 | 0 | 0 | 0 | 0 | 0 | 0 | 0 | 0 | 0 | 0 | 0 | 0
site3-With-PV | FALSE | FALSE | FALSE | FALSE | 3 | 0 | 0 | 0 | 660 | 0.0125 | 0.076 | TRUE | FALSE | 500 | 1 | 0 | 0 | 1000000000 | 0 | 0 | 10 | 0 | 0 | 0 | 0 | 0 | 0 | 0 | 0 | 0 | 0 | 0 | 0 | 0

## CHP_inputs
| can_curtail | can_export_beyond_site_load | can_net_meter | can_wholesale | chp_unavailability_periods | cooling_thermal_factor | elec_effic_full_load | elec_effic_half_load | federal_itc_pct | federal_rebate_us_dollars_per_kw | macrs_bonus_pct | macrs_itc_reduction | macrs_option_years | max_derate_factor | max_kw | min_allowable_kw | min_kw | min_turn_down_pct | om_cost_us_dollars_per_hr_per_kw_rated | om_cost_us_dollars_per_kw | om_cost_us_dollars_per_kwh | pbi_max_us_dollars | pbi_system_max_kw | pbi_us_dollars_per_kwh | pbi_years | prime_mover | size_class | state_ibi_max_us_dollars | state_ibi_pct | state_rebate_max_us_dollars | state_rebate_us_dollars_per_kw | thermal_effic_full_load | thermal_effic_half_load | use_default_derate | utility_ibi_max_us_dollars | utility_ibi_pct | utility_rebate_max_us_dollars | utility_rebate_us_dollars_per_kw
site3-No-PV | FALSE | FALSE | FALSE | FALSE |  |  |  |  | 0.1 | 0 | 1 | 0.5 | 5 |  | 0 | [6 empty] | 10000000000 | 1000000000 | 0 | 1 |  |  | 10000000000 | 0 | 10000000000 | 0 |  |  | TRUE | 10000000000 | 0 | 10000000000 | 0
site3-With-PV | FALSE | FALSE | FALSE | FALSE |  |  |  |  | 0.1 | 0 | 1 | 0.5 | 5 |  | 0 | [6 empty] | 10000000000 | 1000000000 | 0 | 1 |  |  | 10000000000 | 0 | 10000000000 | 0 |  |  | TRUE | 10000000000 | 0 | 10000000000 | 0

## ColdTES_inputs
| installed_cost_us_dollars_per_gal | internal_efficiency_pct | macrs_bonus_pct | macrs_option_years | max_gal | min_gal | om_cost_us_dollars_per_gal | soc_init_pct | soc_min_pct | thermal_decay_rate_fraction
site3-No-PV | 1.5 | 1 | 0 | 0 | 0 | 0 | 0 | 0.5 | 0.1 | 0.0004
site3-With-PV | 1.5 | 1 | 0 | 0 | 0 | 0 | 0 | 0.5 | 0.1 | 0.0004

## HotTES_inputs
| installed_cost_us_dollars_per_gal | internal_efficiency_pct | macrs_bonus_pct | macrs_option_years | max_gal | min_gal | om_cost_us_dollars_per_gal | soc_init_pct | soc_min_pct | thermal_decay_rate_fraction
site3-No-PV | 1.5 | 1 | 0 | 0 | 0 | 0 | 0 | 0.5 | 0.1 | 0.0004
site3-With-PV | 1.5 | 1 | 0 | 0 | 0 | 0 | 0 | 0.5 | 0.1 | 0.0004

## Boiler_inputs
| boiler_efficiency | existing_boiler_production_type_steam_or_hw | installed_cost_us_dollars_per_mmbtu_per_hr | max_mmbtu_per_hr | max_thermal_factor_on_peak_load | min_mmbtu_per_hr
site3-No-PV | 0 |  | 0 |  | 1.25 | 0
site3-With-PV | 0 |  | 0 |  | 1.25 | 0

## ElectricChiller_inputs
| installed_cost_us_dollars_per_kw | max_kw | max_thermal_factor_on_peak_load | min_kw
site3-No-PV | 0 |  | 1.25 | 0
site3-With-PV | 0 |  | 1.25 | 0

## AbsorptionChiller_inputs
| chiller_cop | chiller_elec_cop | installed_cost_us_dollars_per_ton | macrs_bonus_pct | macrs_option_years | max_ton | min_ton | om_cost_us_dollars_per_ton
site3-No-PV | 0.74 | 14.1 |  | 0 | 0 | 0 | 0
site3-With-PV | 0.74 | 14.1 |  | 0 | 0 | 0 | 0

## Financial_outputs
| annualized_payment_to_third_party_us_dollars | avoided_outage_costs_us_dollars | initial_capital_costs | initial_capital_costs_after_incentives | irr_pct | lcc_bau_us_dollars | lcc_us_dollars | microgrid_upgrade_cost_us_dollars | net_capital_costs | net_capital_costs_plus_om_us_dollars | net_om_us_dollars_bau | net_present_cost_us_dollars | npv_us_dollars | om_and_replacement_present_cost_after_tax_us_dollars | replacement_costs | simple_payback_years | total_om_costs_us_dollars | year_one_om_costs_before_tax_us_dollars | year_one_om_costs_us_dollars
site3-No-PV |  |  | 3732.52 | 2836.44 | 0.1082 | 670902 | 670181 | 1031.376 | 3437.92 | 3438 | 0 |  | 721 | 601.48 | 1804.17 | 9.861 | 0 | 0 | 0
site3-With-PV |  |  | 236944.58 | 135386.32 | 0.1437 | 670902 | 577354 | 41726.436 | 139088.12 | 159995 | 0 |  | 93548 | 24608.8 | 11103.64 | 6.4749 | 20907 | 2139 | 1583

## LoadProfile_outputs
| annual_calculated_kwh | bau_sustained_time_steps | resilience_check_flag | sustain_hours
site3-No-PV | 450547.587 | 0 | TRUE | 0
site3-With-PV | 450547.587 | 0 | TRUE | 0

## LoadProfileBoilerFuel_outputs
annual_calculated_boiler_fuel_load_mmbtu_bau
site3-No-PV | 0
site3-With-PV | 0

## LoadProfileChillerThermal_outputs
annual_calculated_kwh_bau
site3-No-PV | 0
site3-With-PV | 0

## ElectricTariff_outputs
| emissions_region | total_chp_standby_cost_us_dollars | total_demand_cost_bau_us_dollars | total_demand_cost_us_dollars | total_energy_cost_bau_us_dollars | total_energy_cost_us_dollars | total_export_benefit_bau_us_dollars | total_export_benefit_us_dollars | total_fixed_cost_bau_us_dollars | total_fixed_cost_us_dollars | total_min_charge_adder_bau_us_dollars | total_min_charge_adder_us_dollars | year_one_bill_bau_us_dollars | year_one_bill_us_dollars | year_one_chp_standby_cost_us_dollars | year_one_demand_cost_bau_us_dollars | year_one_demand_cost_us_dollars | year_one_energy_cost_bau_us_dollars | year_one_energy_cost_us_dollars | year_one_energy_supplied_kwh | year_one_energy_supplied_kwh_bau | year_one_export_benefit_bau_us_dollars | year_one_export_benefit_us_dollars | year_one_fixed_cost_bau_us_dollars | year_one_fixed_cost_us_dollars | year_one_min_charge_adder_bau_us_dollars | year_one_min_charge_adder_us_dollars
site3-No-PV | California |  | 178559.22 | 174461.21 | 489122.74 | 489062.18 | 0 | 0 | 3219.61 | 3219.61 | 0 | 0 | 70015.66 | 69581.67 |  | 18634.54 | 18206.87 | 51045.12 | 51038.8 | 450628.54 | 450547.59 | 0 | 0 | 336 | 336 | 0 | 0
site3-With-PV | California |  | 178559.22 | 124224.29 | 489122.74 | 289914.72 | 0 | 0 | 3219.61 | 3219.61 | 0 | 0 | 70015.66 | 43555.78 |  | 18634.54 | 12964.12 | 51045.12 | 30255.66 | 272812.52 | 450547.59 | 0 | 0 | 336 | 336 | 0 | 0

## FuelTariff_outputs
| total_boiler_fuel_cost_bau_us_dollars | total_boiler_fuel_cost_us_dollars | total_chp_fuel_cost_us_dollars | year_one_boiler_fuel_cost_bau_us_dollars | year_one_boiler_fuel_cost_us_dollars | year_one_chp_fuel_cost_us_dollars
site3-No-PV | 0 | 0 | 0 | 0 | 0 | 0
site3-With-PV | 0 | 0 | 0 | 0 | 0 | 0

## PV_outputs
| average_yearly_energy_exported_kwh | average_yearly_energy_produced_bau_kwh | average_yearly_energy_produced_kwh | existing_pv_om_cost_us_dollars | lcoe_us_dollars_per_kwh | pv_name | size_kw | station_distance_km | station_latitude | station_longitude | year_one_energy_produced_bau_kwh | year_one_energy_produced_kwh
site3-No-PV |  | 0 |  | 0 |  |  | 0 |  |  |  | 0
site3-With-PV | 0 | 0 | 196144 | 0 | 0.0667 |  | 133.6816 | 1.9 | 34.13 | -118.26 | 0 | 208167

## Storage_outputs
| size_kw | size_kwh
site3-No-PV | 2.6779 | 3.5312
site3-With-PV | 12.5539 | 29.7828

## Generator_outputs
| average_yearly_energy_exported_kwh | average_yearly_energy_produced_kwh | existing_gen_total_fixed_om_cost_us_dollars | existing_gen_total_fuel_cost_us_dollars | existing_gen_total_variable_om_cost_us_dollars | existing_gen_year_one_fuel_cost_us_dollars | existing_gen_year_one_variable_om_cost_us_dollars | fuel_used_gal | fuel_used_gal_bau | size_kw | total_fixed_om_cost_us_dollars | total_fuel_cost_us_dollars | total_variable_om_cost_us_dollars | year_one_energy_produced_kwh | year_one_fixed_om_cost_us_dollars | year_one_fuel_cost_us_dollars | year_one_variable_om_cost_us_dollars
site3-No-PV | 0 | 0 | 0 | 0 | 0 | 0 | 0 | 0 | 0 | 0 | 0 | 0 | 0 | 0 |  | 0 | 0
site3-With-PV | 0 | 0 | 0 | 0 | 0 | 0 | 0 | 0 | 0 | 0 | 0 | 0 | 0 | 0 |  | 0 | 0

## Wind_outputs
| average_yearly_energy_exported_kwh | average_yearly_energy_produced_kwh | lcoe_us_dollars_per_kwh | size_kw | year_one_energy_produced_kwh
site3-No-PV | 0 |  |  | 0
site3-With-PV | 0 |  |  | 0

## CHP_outputs
| size_kw | year_one_electric_energy_produced_kwh | year_one_fuel_used_mmbtu | year_one_thermal_energy_produced_mmbtu
site3-No-PV | 0 | 0 | 0 | 0
site3-With-PV | 0 | 0 | 0 | 0

## Boiler_outputs
| year_one_boiler_fuel_consumption_mmbtu | year_one_boiler_thermal_production_mmbtu
site3-No-PV | 0 | 0
site3-With-PV | 0 | 0

## ElectricChiller_outputs
| year_one_electric_chiller_electric_consumption_kwh | year_one_electric_chiller_thermal_production_tonhr
site3-No-PV | 0 | 0
site3-With-PV | 0 | 0

## AbsorptionChiller_outputs
| size_ton | year_one_absorp_chl_electric_consumption_kwh | year_one_absorp_chl_thermal_consumption_mmbtu | year_one_absorp_chl_thermal_production_tonhr
site3-No-PV | 0 |  | 0 | 0
site3-With-PV | 0 |  | 0 | 0

## HotTES_outputs
size_gal
site3-No-PV | 0
site3-With-PV | 0

## ColdTES_outputs
size_gal
site3-No-PV | 0
site3-With-PV | 0

## site3-No-PV_time_series
Financial¦offtaker_annual_free_cashflow_series_bau_us_dollars | Financial¦offtaker_annual_free_cashflow_series_us_dollars | Financial¦offtaker_discounted_annual_free_cashflow_series_bau_us_dollars | Financial¦offtaker_discounted_annual_free_cashflow_series_us_dollars | LoadProfile¦critical_load_series_kw | LoadProfile¦year_one_electric_load_series_kw | LoadProfileBoilerFuel¦year_one_boiler_fuel_load_series_mmbtu_per_hr | LoadProfileBoilerFuel¦year_one_boiler_thermal_load_series_mmbtu_per_hr | LoadProfileChillerThermal¦year_one_chiller_electric_load_series_kw | LoadProfileChillerThermal¦year_one_chiller_electric_load_series_kw_bau | LoadProfileChillerThermal¦year_one_chiller_thermal_load_series_ton | ElectricTariff¦year_one_demand_cost_series_us_dollars_per_kw | ElectricTariff¦year_one_energy_cost_series_us_dollars_per_kwh | ElectricTariff¦year_one_to_battery_series_kw | ElectricTariff¦year_one_to_load_series_bau_kw | ElectricTariff¦year_one_to_load_series_kw | Storage¦year_one_soc_series_pct | Storage¦year_one_to_grid_series_kw | Storage¦year_one_to_load_series_kw | ColdTES¦year_one_thermal_from_cold_tes_series_ton | HotTES¦year_one_thermal_from_hot_tes_series_mmbtu_per_hr
0 | -3732.52 | 0 | -3732.52 | 19.52 | 39.04 | 0 | 0 | 0 | 0 | 0 | 7.48 | 0.10709 | 1.863 | 39.04 | 39.04 | 1 | 0 | 0 | 0 | 0
-53003.25 | -51704.26 | -48941.14 | -47741.7 | 18.08 | 36.16 | 0 | 0 | 0 | 0 | 0 | 7.48 | 0.10709 | 0 | 36.16 | 36.16 | 1 | 0 | 0 | 0 | 0
-54222.33 | -53886.23 | -46229.72 | -45943.16 | 18.4 | 36.8 | 0 | 0 | 0 | 0 | 0 | 7.48 | 0.10709 | 0 | 36.8 | 36.8 | 1 | 0 | 0 | 0 | 0
-55469.44 | -55125.62 | -43668.52 | -43397.84 | 19.2 | 38.4 | 0 | 0 | 0 | 0 | 0 | 7.48 | 0.10709 | 0 | 38.4 | 38.4 | 1 | 0 | 0 | 0 | 0
-56745.24 | -56393.51 | -41249.21 | -40993.53 | 25.12 | 50.24 | 0 | 0 | 0 | 0 | 0 | 7.48 | 0.10709 | 0 | 50.24 | 50.24 | 1 | 0 | 0 | 0 | 0
-58050.38 | -57690.56 | -38963.93 | -38722.42 | 27.04 | 54.08 | 0 | 0 | 0 | 0 | 0 | 7.48 | 0.10709 | 0 | 54.08 | 54.08 | 1 | 0 | 0 | 0 | 0
-59385.54 | -59017.44 | -36805.27 | -36577.13 | 22.56 | 45.12 | 0 | 0 | 0 | 0 | 0 | 7.48 | 0.10709 | 0 | 45.12 | 45.12 | 1 | 0 | 0 | 0 | 0
-60751.41 | -60374.84 | -34766.19 | -34550.7 | 20.48 | 40.96 | 0 | 0 | 0 | 0 | 0 | 7.48 | 0.10709 | 0 | 40.96 | 40.96 | 1 | 0 | 0 | 0 | 0
-62148.69 | -61763.46 | -32840.09 | -32636.53 | 20 | 40 | 0 | 0 | 0 | 0 | 0 | 7.48 | 0.10709 | 0 | 40 | 40 | 1 | 0 | 0 | 0 | 0
-63578.11 | -63184.02 | -31020.69 | -30828.41 | 19.84 | 39.68 | 0 | 0 | 0 | 0 | 0 | 7.48 | 0.10709 | 0 | 39.68 | 39.68 | 1 | 0 | 0 | 0 | 0
-65040.41 | -65972.34 | -29302.1 | -29721.95 | 19.84 | 39.68 | 0 | 0 | 0 | 0 | 0 | 7.48 | 0.12502 | 0 | 39.68 | 39.68 | 1 | 0 | 0 | 0 | 0
-66536.34 | -66123.91 | -27678.71 | -27507.14 | 19.84 | 39.68 | 0 | 0 | 0 | 0 | 0 | 7.48 | 0.12502 | 0 | 39.68 | 39.68 | 1 | 0 | 0 | 0 | 0
-68066.67 | -67644.76 | -26145.26 | -25983.2 | 19.52 | 39.04 | 0 | 0 | 0 | 0 | 0 | 7.48 | 0.12502 | 0 | 39.04 | 39.04 | 1 | 0 | 0 | 0 | 0
-69632.2 | -69200.59 | -24696.77 | -24543.69 | 19.36 | 38.72 | 0 | 0 | 0 | 0 | 0 | 7.48 | 0.12502 | 0 | 38.72 | 38.72 | 1 | 0 | 0 | 0 | 0
-71233.75 | -70792.2 | -23328.53 | -23183.93 | 20.16 | 40.32 | 0 | 0 | 0 | 0 | 0 | 12.23 | 0.12502 | 0 | 40.32 | 40.32 | 1 | 0 | 0 | 0 | 0
-72872.12 | -72420.43 | -22036.09 | -21899.5 | 19.84 | 39.68 | 0 | 0 | 0 | 0 | 0 | 12.23 | 0.12502 | 0 | 39.68 | 39.68 | 1 | 0 | 0 | 0 | 0
-74548.18 | -74086.1 | -20815.26 | -20686.23 | 20.48 | 40.96 | 0 | 0 | 0 | 0 | 0 | 12.23 | 0.12502 | 0 | 40.96 | 40.96 | 1 | 0 | 0 | 0 | 0
-76262.79 | -75790.08 | -19662.06 | -19540.18 | 20.8 | 41.6 | 0 | 0 | 0 | 0 | 0 | 12.23 | 0.12502 | 0 | 41.6 | 41.6 | 1 | 0 | 0 | 0 | 0
-78016.83 | -77533.25 | -18572.74 | -18457.62 | 20.8 | 41.6 | 0 | 0 | 0 | 0 | 0 | 7.48 | 0.12502 | 0 | 41.6 | 41.6 | 1 | 0 | 0 | 0 | 0
-79811.22 | -79316.51 | -17543.78 | -17435.04 | 20.8 | 41.6 | 0 | 0 | 0 | 0 | 0 | 7.48 | 0.12502 | 0 | 41.6 | 38.922 | 0.2 | 0 | 2.678 | 0 | 0
-81646.88 | -81140.79 | -16571.83 | -16469.11 | 20.96 | 41.92 | 0 | 0 | 0 | 0 | 0 | 7.48 | 0.10709 | 2.678 | 41.92 | 41.92 | 0.91885 | 0 | 0 | 0 | 0
-83524.76 | -83007.03 | -15653.72 | -15556.69 | 21.28 | 42.56 | 0 | 0 | 0 | 0 | 0 | 7.48 | 0.10709 | 0.302 | 42.56 | 42.56 | 1 | 0 | 0 | 0 | 0
-85445.83 | -84916.19 | -14786.48 | -14694.83 | 16.8 | 33.6 | 0 | 0 | 0 | 0 | 0 | 7.48 | 0.10709 | 0 | 33.6 | 33.6 | 1 | 0 | 0 | 0 | 0
-87411.08 | -86869.26 | -13967.28 | -13880.71 | 14.08 | 28.16 | 0 | 0 | 0 | 0 | 0 | 7.48 | 0.10709 | 0 | 28.16 | 28.16 | 1 | 0 | 0 | 0 | 0
-89421.53 | -88867.26 | -13193.47 | -13111.69 | 14.08 | 28.16 | 0 | 0 | 0 | 0 | 0 | 7.48 | 0.10709 | 0 | 28.16 | 28.16 | 1 | 0 | 0 | 0 | 0
-91478.23 | -90911.2 | -12462.53 | -12385.28 | 15.5733 | 31.1467 | 0 | 0 | 0 | 0 | 0 | 7.48 | 0.10709 | 0 | 31.147 | 31.147 | 1 | 0 | 0 | 0 | 0
|  |  |  | 14.4 | 28.8 | 0 | 0 | 0 | 0 | 0 | 7.48 | 0.10709 | 0 | 28.8 | 28.8 | 1 | 0 | 0 | 0 | 0
|  |  |  | 13.7067 | 27.4133 | 0 | 0 | 0 | 0 | 0 | 7.48 | 0.10709 | 0 | 27.413 | 27.413 | 1 | 0 | 0 | 0 | 0
|  |  |  | 18.1867 | 36.3733 | 0 | 0 | 0 | 0 | 0 | 7.48 | 0.10709 | 0 | 36.373 | 36.373 | 1 | 0 | 0 | 0 | 0
|  |  |  | 22.0267 | 44.0533 | 0 | 0 | 0 | 0 | 0 | 7.48 | 0.10709 | 0 | 44.053 | 44.053 | 1 | 0 | 0 | 0 | 0
|  |  |  | 22.24 | 44.48 | 0 | 0 | 0 | 0 | 0 | 7.48 | 0.10709 | 0 | 44.48 | 44.48 | 1 | 0 | 0 | 0 | 0
|  |  |  | 19.84 | 39.68 | 0 | 0 | 0 | 0 | 0 | 7.48 | 0.10709 | 0 | 39.68 | 39.68 | 1 | 0 | 0 | 0 | 0
|  |  |  | 18.9333 | 37.8667 | 0 | 0 | 0 | 0 | 0 | 7.48 | 0.10709 | 0 | 37.867 | 37.867 | 1 | 0 | 0 | 0 | 0
|  |  |  | 21.7067 | 43.4133 | 0 | 0 | 0 | 0 | 0 | 7.48 | 0.10709 | 0 | 43.413 | 43.413 | 1 | 0 | 0 | 0 | 0
|  |  |  | 29.12 | 58.24 | 0 | 0 | 0 | 0 | 0 | 7.48 | 0.12502 | 0 | 58.24 | 58.24 | 1 | 0 | 0 | 0 | 0
|  |  |  | 30.4 | 60.8 | 0 | 0 | 0 | 0 | 0 | 7.48 | 0.12502 | 0 | 60.8 | 60.8 | 1 | 0 | 0 | 0 | 0
|  |  |  | 31.36 | 62.72 | 0 | 0 | 0 | 0 | 0 | 7.48 | 0.12502 | 0 | 62.72 | 62.72 | 1 | 0 | 0 | 0 | 0
|  |  |  | 30.56 | 61.12 | 0 | 0 | 0 | 0 | 0 | 7.48 | 0.12502 | 0 | 61.12 | 61.12 | 1 | 0 | 0 | 0 | 0
|  |  |  | 30.56 | 61.12 | 0 | 0 | 0 | 0 | 0 | 12.23 | 0.12502 | 0 | 61.12 | 61.12 | 1 | 0 | 0 | 0 | 0
|  |  |  | 30.72 | 61.44 | 0 | 0 | 0 | 0 | 0 | 12.23 | 0.12502 | 0 | 61.44 | 61.44 | 1 | 0 | 0 | 0 | 0
|  |  |  | 32.32 | 64.64 | 0 | 0 | 0 | 0 | 0 | 12.23 | 0.12502 | 0 | 64.64 | 64.012 | 0.8123 | 0 | 0.628 | 0 | 0
|  |  |  | 32.96 | 65.92 | 0 | 0 | 0 | 0 | 0 | 12.23 | 0.12502 | 0 | 65.92 | 65.92 | 0.8123 | 0 | 0 | 0 | 0
|  |  |  | 32.48 | 64.96 | 0 | 0 | 0 | 0 | 0 | 7.48 | 0.12502 | 0 | 64.96 | 64.96 | 0.8123 | 0 | 0 | 0 | 0
|  |  |  | 31.68 | 63.36 | 0 | 0 | 0 | 0 | 0 | 7.48 | 0.12502 | 0 | 63.36 | 61.31 | 0.2 | 0 | 2.05 | 0 | 0
|  |  |  | 31.52 | 63.04 | 0 | 0 | 0 | 0 | 0 | 7.48 | 0.10709 | 2.678 | 63.04 | 63.04 | 0.91885 | 0 | 0 | 0 | 0
|  |  |  | 29.12 | 58.24 | 0 | 0 | 0 | 0 | 0 | 7.48 | 0.10709 | 0.302 | 58.24 | 58.24 | 1 | 0 | 0 | 0 | 0
|  |  |  | 17.28 | 34.56 | 0 | 0 | 0 | 0 | 0 | 7.48 | 0.10709 | 0 | 34.56 | 34.56 | 1 | 0 | 0 | 0 | 0
|  |  |  | 14.72 | 29.44 | 0 | 0 | 0 | 0 | 0 | 7.48 | 0.10709 | 0 | 29.44 | 29.44 | 1 | 0 | 0 | 0 | 0
|  |  |  | 14.4 | 28.8 | 0 | 0 | 0 | 0 | 0 | 7.48 | 0.10709 | 0 | 28.8 | 28.8 | 1 | 0 | 0 | 0 | 0
|  |  |  | 16.96 | 33.92 | 0 | 0 | 0 | 0 | 0 | 7.48 | 0.10709 | 0 | 33.92 | 33.92 | 1 | 0 | 0 | 0 | 0
|  |  |  | 18.72 | 37.44 | 0 | 0 | 0 | 0 | 0 | 7.48 | 0.10709 | 0 | 37.44 | 37.44 | 1 | 0 | 0 | 0 | 0
|  |  |  | 15.2 | 30.4 | 0 | 0 | 0 | 0 | 0 | 7.48 | 0.10709 | 0 | 30.4 | 30.4 | 1 | 0 | 0 | 0 | 0
|  |  |  | 17.92 | 35.84 | 0 | 0 | 0 | 0 | 0 | 7.48 | 0.10709 | 0 | 35.84 | 35.84 | 1 | 0 | 0 | 0 | 0
|  |  |  | 22.4 | 44.8 | 0 | 0 | 0 | 0 | 0 | 7.48 | 0.10709 | 0 | 44.8 | 44.8 | 1 | 0 | 0 | 0 | 0
|  |  |  | 30.72 | 61.44 | 0 | 0 | 0 | 0 | 0 | 7.48 | 0.10709 | 0 | 61.44 | 61.44 | 1 | 0 | 0 | 0 | 0
|  |  |  | 30.24 | 60.48 | 0 | 0 | 0 | 0 | 0 | 7.48 | 0.10709 | 0 | 60.48 | 60.48 | 1 | 0 | 0 | 0 | 0
|  |  |  | 36.32 | 72.64 | 0 | 0 | 0 | 0 | 0 | 7.48 | 0.10709 | 0 | 72.64 | 72.64 | 1 | 0 | 0 | 0 | 0
|  |  |  | 38 | 76 | 0 | 0 | 0 | 0 | 0 | 7.48 | 0.10709 | 0 | 76 | 75.082 | 0.72579 | 0 | 0.918 | 0 | 0
|  |  |  | 37.36 | 74.72 | 0 | 0 | 0 | 0 | 0 | 7.48 | 0.12502 | 0 | 74.72 | 74.72 | 0.72579 | 0 | 0 | 0 | 0
|  |  |  | 36.32 | 72.64 | 0 | 0 | 0 | 0 | 0 | 7.48 | 0.12502 | 0 | 72.64 | 72.64 | 0.72579 | 0 | 0 | 0 | 0
|  |  |  | 32.48 | 64.96 | 0 | 0 | 0 | 0 | 0 | 7.48 | 0.12502 | 0 | 64.96 | 64.96 | 0.72579 | 0 | 0 | 0 | 0
|  |  |  | 31.84 | 63.68 | 0 | 0 | 0 | 0 | 0 | 7.48 | 0.12502 | 0 | 63.68 | 63.68 | 0.72579 | 0 | 0 | 0 | 0
|  |  |  | 31.04 | 62.08 | 0 | 0 | 0 | 0 | 0 | 12.23 | 0.12502 | 0 | 62.08 | 62.08 | 0.72579 | 0 | 0 | 0 | 0
|  |  |  | 30.56 | 61.12 | 0 | 0 | 0 | 0 | 0 | 12.23 | 0.12502 | 0 | 61.12 | 61.12 | 0.72579 | 0 | 0 | 0 | 0
|  |  |  | 31.84 | 63.68 | 0 | 0 | 0 | 0 | 0 | 12.23 | 0.12502 | 0 | 63.68 | 63.68 | 0.72579 | 0 | 0 | 0 | 0
|  |  |  | 31.2 | 62.4 | 0 | 0 | 0 | 0 | 0 | 12.23 | 0.12502 | 0 | 62.4 | 62.4 | 0.72579 | 0 | 0 | 0 | 0
|  |  |  | 30.24 | 60.48 | 0 | 0 | 0 | 0 | 0 | 7.48 | 0.12502 | 0 | 60.48 | 60.48 | 0.72579 | 0 | 0 | 0 | 0
|  |  |  | 22.4 | 44.8 | 0 | 0 | 0 | 0 | 0 | 7.48 | 0.12502 | 0 | 44.8 | 43.04 | 0.2 | 0 | 1.76 | 0 | 0
|  |  |  | 20.32 | 40.64 | 0 | 0 | 0 | 0 | 0 | 7.48 | 0.10709 | 2.678 | 40.64 | 40.64 | 0.91885 | 0 | 0 | 0 | 0
|  |  |  | 20 | 40 | 0 | 0 | 0 | 0 | 0 | 7.48 | 0.10709 | 0.302 | 40 | 40 | 1 | 0 | 0 | 0 | 0
|  |  |  | 16.8 | 33.6 | 0 | 0 | 0 | 0 | 0 | 7.48 | 0.10709 | 0 | 33.6 | 33.6 | 1 | 0 | 0 | 0 | 0
|  |  |  | 14.72 | 29.44 | 0 | 0 | 0 | 0 | 0 | 7.48 | 0.10709 | 0 | 29.44 | 29.44 | 1 | 0 | 0 | 0 | 0
|  |  |  | 14.5067 | 29.0133 | 0 | 0 | 0 | 0 | 0 | 7.48 | 0.10709 | 0 | 29.013 | 29.013 | 1 | 0 | 0 | 0 | 0
|  |  |  | 16.5867 | 33.1733 | 0 | 0 | 0 | 0 | 0 | 7.48 | 0.10709 | 0 | 33.173 | 33.173 | 1 | 0 | 0 | 0 | 0
|  |  |  | 17.44 | 34.88 | 0 | 0 | 0 | 0 | 0 | 7.48 | 0.10709 | 0 | 34.88 | 34.88 | 1 | 0 | 0 | 0 | 0
|  |  |  | 15.36 | 30.72 | 0 | 0 | 0 | 0 | 0 | 7.48 | 0.10709 | 0 | 30.72 | 30.72 | 1 | 0 | 0 | 0 | 0
|  |  |  | 18.08 | 36.16 | 0 | 0 | 0 | 0 | 0 | 7.48 | 0.10709 | 0 | 36.16 | 36.16 | 1 | 0 | 0 | 0 | 0
|  |  |  | 19.68 | 39.36 | 0 | 0 | 0 | 0 | 0 | 7.48 | 0.10709 | 0 | 39.36 | 39.36 | 1 | 0 | 0 | 0 | 0
|  |  |  | 19.84 | 39.68 | 0 | 0 | 0 | 0 | 0 | 7.48 | 0.10709 | 0 | 39.68 | 39.68 | 1 | 0 | 0 | 0 | 0
|  |  |  | 18.88 | 37.76 | 0 | 0 | 0 | 0 | 0 | 7.48 | 0.10709 | 0 | 37.76 | 37.76 | 1 | 0 | 0 | 0 | 0
|  |  |  | 18.72 | 37.44 | 0 | 0 | 0 | 0 | 0 | 7.48 | 0.10709 | 0 | 37.44 | 37.44 | 1 | 0 | 0 | 0 | 0
|  |  |  | 18.4 | 36.8 | 0 | 0 | 0 | 0 | 0 | 7.48 | 0.10709 | 0 | 36.8 | 36.8 | 1 | 0 | 0 | 0 | 0
|  |  |  | 18.56 | 37.12 | 0 | 0 | 0 | 0 | 0 | 7.48 | 0.10709 | 0 | 37.12 | 37.12 | 1 | 0 | 0 | 0 | 0
|  |  |  | 17.92 | 35.84 | 0 | 0 | 0 | 0 | 0 | 7.48 | 0.10709 | 0 | 35.84 | 35.84 | 1 | 0 | 0 | 0 | 0
|  |  |  | 17.44 | 34.88 | 0 | 0 | 0 | 0 | 0 | 7.48 | 0.10709 | 0 | 34.88 | 34.88 | 1 | 0 | 0 | 0 | 0
|  |  |  | 17.76 | 35.52 | 0 | 0 | 0 | 0 | 0 | 7.48 | 0.10709 | 0 | 35.52 | 35.52 | 1 | 0 | 0 | 0 | 0
|  |  |  | 18.08 | 36.16 | 0 | 0 | 0 | 0 | 0 | 7.48 | 0.10709 | 0 | 36.16 | 36.16 | 1 | 0 | 0 | 0 | 0
|  |  |  | 17.76 | 35.52 | 0 | 0 | 0 | 0 | 0 | 7.48 | 0.10709 | 0 | 35.52 | 35.52 | 1 | 0 | 0 | 0 | 0
|  |  |  | 19.2 | 38.4 | 0 | 0 | 0 | 0 | 0 | 7.48 | 0.10709 | 0 | 38.4 | 38.4 | 1 | 0 | 0 | 0 | 0
|  |  |  | 19.36 | 38.72 | 0 | 0 | 0 | 0 | 0 | 7.48 | 0.10709 | 0 | 38.72 | 38.72 | 1 | 0 | 0 | 0 | 0
|  |  |  | 20.16 | 40.32 | 0 | 0 | 0 | 0 | 0 | 7.48 | 0.10709 | 0 | 40.32 | 40.32 | 1 | 0 | 0 | 0 | 0
|  |  |  | 18.72 | 37.44 | 0 | 0 | 0 | 0 | 0 | 7.48 | 0.10709 | 0 | 37.44 | 37.44 | 1 | 0 | 0 | 0 | 0
|  |  |  | 18.72 | 37.44 | 0 | 0 | 0 | 0 | 0 | 7.48 | 0.10709 | 0 | 37.44 | 37.44 | 1 | 0 | 0 | 0 | 0
|  |  |  | 18.4 | 36.8 | 0 | 0 | 0 | 0 | 0 | 7.48 | 0.10709 | 0 | 36.8 | 36.8 | 1 | 0 | 0 | 0 | 0
|  |  |  | 14.4 | 28.8 | 0 | 0 | 0 | 0 | 0 | 7.48 | 0.10709 | 0 | 28.8 | 28.8 | 1 | 0 | 0 | 0 | 0
|  |  |  | 13.12 | 26.24 | 0 | 0 | 0 | 0 | 0 | 7.48 | 0.10709 | 0 | 26.24 | 26.24 | 1 | 0 | 0 | 0 | 0
|  |  |  | 10.72 | 21.44 | 0 | 0 | 0 | 0 | 0 | 7.48 | 0.10709 | 0 | 21.44 | 21.44 | 1 | 0 | 0 | 0 | 0
|  |  |  | 16 | 32 | 0 | 0 | 0 | 0 | 0 | 7.48 | 0.10709 | 0 | 32 | 32 | 1 | 0 | 0 | 0 | 0
|  |  |  | 13.28 | 26.56 | 0 | 0 | 0 | 0 | 0 | 7.48 | 0.10709 | 0 | 26.56 | 26.56 | 1 | 0 | 0 | 0 | 0
|  |  |  | 13.28 | 26.56 | 0 | 0 | 0 | 0 | 0 | 7.48 | 0.10709 | 0 | 26.56 | 26.56 | 1 | 0 | 0 | 0 | 0
|  |  |  | 17.28 | 34.56 | 0 | 0 | 0 | 0 | 0 | 7.48 | 0.10709 | 0 | 34.56 | 34.56 | 1 | 0 | 0 | 0 | 0
|  |  |  | 20.48 | 40.96 | 0 | 0 | 0 | 0 | 0 | 7.48 | 0.10709 | 0 | 40.96 | 40.96 | 1 | 0 | 0 | 0 | 0
|  |  |  | 31.04 | 62.08 | 0 | 0 | 0 | 0 | 0 | 7.48 | 0.10709 | 0 | 62.08 | 62.08 | 1 | 0 | 0 | 0 | 0
|  |  |  | 30.56 | 61.12 | 0 | 0 | 0 | 0 | 0 | 7.48 | 0.10709 | 0 | 61.12 | 61.12 | 1 | 0 | 0 | 0 | 0
|  |  |  | 38.08 | 76.16 | 0 | 0 | 0 | 0 | 0 | 7.48 | 0.10709 | 0 | 76.16 | 75.082 | 0.67799 | 0 | 1.078 | 0 | 0
|  |  |  | 36.64 | 73.28 | 0 | 0 | 0 | 0 | 0 | 7.48 | 0.10709 | 1.2 | 73.28 | 73.28 | 1 | 0 | 0 | 0 | 0
|  |  |  | 35.68 | 71.36 | 0 | 0 | 0 | 0 | 0 | 7.48 | 0.10709 | 0 | 71.36 | 71.36 | 1 | 0 | 0 | 0 | 0
|  |  |  | 31.84 | 63.68 | 0 | 0 | 0 | 0 | 0 | 7.48 | 0.10709 | 0 | 63.68 | 63.68 | 1 | 0 | 0 | 0 | 0
|  |  |  | 30.4 | 60.8 | 0 | 0 | 0 | 0 | 0 | 7.48 | 0.10709 | 0 | 60.8 | 60.8 | 1 | 0 | 0 | 0 | 0
|  |  |  | 28.64 | 57.28 | 0 | 0 | 0 | 0 | 0 | 7.48 | 0.10709 | 0 | 57.28 | 57.28 | 1 | 0 | 0 | 0 | 0
|  |  |  | 29.28 | 58.56 | 0 | 0 | 0 | 0 | 0 | 7.48 | 0.10709 | 0 | 58.56 | 58.56 | 1 | 0 | 0 | 0 | 0
|  |  |  | 29.44 | 58.88 | 0 | 0 | 0 | 0 | 0 | 7.48 | 0.10709 | 0 | 58.88 | 58.88 | 1 | 0 | 0 | 0 | 0
|  |  |  | 30.08 | 60.16 | 0 | 0 | 0 | 0 | 0 | 7.48 | 0.10709 | 0 | 60.16 | 60.16 | 1 | 0 | 0 | 0 | 0
|  |  |  | 30.08 | 60.16 | 0 | 0 | 0 | 0 | 0 | 7.48 | 0.10709 | 0 | 60.16 | 60.16 | 1 | 0 | 0 | 0 | 0
|  |  |  | 29.28 | 58.56 | 0 | 0 | 0 | 0 | 0 | 7.48 | 0.10709 | 0 | 58.56 | 58.56 | 1 | 0 | 0 | 0 | 0
|  |  |  | 28.64 | 57.28 | 0 | 0 | 0 | 0 | 0 | 7.48 | 0.10709 | 0 | 57.28 | 57.28 | 1 | 0 | 0 | 0 | 0
|  |  |  | 29.44 | 58.88 | 0 | 0 | 0 | 0 | 0 | 7.48 | 0.10709 | 0 | 58.88 | 58.88 | 1 | 0 | 0 | 0 | 0
|  |  |  | 26.56 | 53.12 | 0 | 0 | 0 | 0 | 0 | 7.48 | 0.10709 | 0 | 53.12 | 53.12 | 1 | 0 | 0 | 0 | 0
|  |  |  | 15.36 | 30.72 | 0 | 0 | 0 | 0 | 0 | 7.48 | 0.10709 | 0 | 30.72 | 30.72 | 1 | 0 | 0 | 0 | 0
|  |  |  | 13.76 | 27.52 | 0 | 0 | 0 | 0 | 0 | 7.48 | 0.10709 | 0 | 27.52 | 27.52 | 1 | 0 | 0 | 0 | 0
|  |  |  | 13.6 | 27.2 | 0 | 0 | 0 | 0 | 0 | 7.48 | 0.10709 | 0 | 27.2 | 27.2 | 1 | 0 | 0 | 0 | 0
|  |  |  | 13.6 | 27.2 | 0 | 0 | 0 | 0 | 0 | 7.48 | 0.10709 | 0 | 27.2 | 27.2 | 1 | 0 | 0 | 0 | 0
|  |  |  | 12.32 | 24.64 | 0 | 0 | 0 | 0 | 0 | 7.48 | 0.10709 | 0 | 24.64 | 24.64 | 1 | 0 | 0 | 0 | 0
|  |  |  | 13.6 | 27.2 | 0 | 0 | 0 | 0 | 0 | 7.48 | 0.10709 | 0 | 27.2 | 27.2 | 1 | 0 | 0 | 0 | 0
|  |  |  | 18.4 | 36.8 | 0 | 0 | 0 | 0 | 0 | 7.48 | 0.10709 | 0 | 36.8 | 36.8 | 1 | 0 | 0 | 0 | 0
|  |  |  | 23.68 | 47.36 | 0 | 0 | 0 | 0 | 0 | 7.48 | 0.10709 | 0 | 47.36 | 47.36 | 1 | 0 | 0 | 0 | 0
|  |  |  | 27.2 | 54.4 | 0 | 0 | 0 | 0 | 0 | 7.48 | 0.10709 | 0 | 54.4 | 54.4 | 1 | 0 | 0 | 0 | 0
|  |  |  | 29.6 | 59.2 | 0 | 0 | 0 | 0 | 0 | 7.48 | 0.10709 | 0 | 59.2 | 59.2 | 1 | 0 | 0 | 0 | 0
|  |  |  | 33.6 | 67.2 | 0 | 0 | 0 | 0 | 0 | 7.48 | 0.10709 | 0 | 67.2 | 67.2 | 1 | 0 | 0 | 0 | 0
|  |  |  | 34.88 | 69.76 | 0 | 0 | 0 | 0 | 0 | 7.48 | 0.10709 | 0 | 69.76 | 69.76 | 1 | 0 | 0 | 0 | 0
|  |  |  | 34.4 | 68.8 | 0 | 0 | 0 | 0 | 0 | 7.48 | 0.12502 | 0 | 68.8 | 68.8 | 1 | 0 | 0 | 0 | 0
|  |  |  | 34.72 | 69.44 | 0 | 0 | 0 | 0 | 0 | 7.48 | 0.12502 | 0 | 69.44 | 69.44 | 1 | 0 | 0 | 0 | 0
|  |  |  | 35.84 | 71.68 | 0 | 0 | 0 | 0 | 0 | 7.48 | 0.12502 | 0 | 71.68 | 71.68 | 1 | 0 | 0 | 0 | 0
|  |  |  | 33.28 | 66.56 | 0 | 0 | 0 | 0 | 0 | 7.48 | 0.12502 | 0 | 66.56 | 64.012 | 0.23871 | 0 | 2.548 | 0 | 0
|  |  |  | 31.52 | 63.04 | 0 | 0 | 0 | 0 | 0 | 12.23 | 0.12502 | 0.972 | 63.04 | 63.04 | 0.49955 | 0 | 0 | 0 | 0
|  |  |  | 31.68 | 63.36 | 0 | 0 | 0 | 0 | 0 | 12.23 | 0.12502 | 0.652 | 63.36 | 63.36 | 0.6745 | 0 | 0 | 0 | 0
|  |  |  | 32.8 | 65.6 | 0 | 0 | 0 | 0 | 0 | 12.23 | 0.12502 | 0 | 65.6 | 64.012 | 0.2 | 0 | 1.588 | 0 | 0
|  |  |  | 32.8 | 65.6 | 0 | 0 | 0 | 0 | 0 | 12.23 | 0.12502 | 0 | 65.6 | 65.6 | 0.2 | 0 | 0 | 0 | 0
|  |  |  | 32.64 | 65.28 | 0 | 0 | 0 | 0 | 0 | 7.48 | 0.12502 | 0 | 65.28 | 65.28 | 0.2 | 0 | 0 | 0 | 0
|  |  |  | 32 | 64 | 0 | 0 | 0 | 0 | 0 | 7.48 | 0.12502 | 0 | 64 | 64 | 0.2 | 0 | 0 | 0 | 0
|  |  |  | 29.76 | 59.52 | 0 | 0 | 0 | 0 | 0 | 7.48 | 0.10709 | 2.678 | 59.52 | 59.52 | 0.91885 | 0 | 0 | 0 | 0
|  |  |  | 24.64 | 49.28 | 0 | 0 | 0 | 0 | 0 | 7.48 | 0.10709 | 0.302 | 49.28 | 49.28 | 1 | 0 | 0 | 0 | 0
|  |  |  | 18.72 | 37.44 | 0 | 0 | 0 | 0 | 0 | 7.48 | 0.10709 | 0 | 37.44 | 37.44 | 1 | 0 | 0 | 0 | 0
|  |  |  | 13.92 | 27.84 | 0 | 0 | 0 | 0 | 0 | 7.48 | 0.10709 | 0 | 27.84 | 27.84 | 1 | 0 | 0 | 0 | 0
|  |  |  | 13.12 | 26.24 | 0 | 0 | 0 | 0 | 0 | 7.48 | 0.10709 | 0 | 26.24 | 26.24 | 1 | 0 | 0 | 0 | 0
|  |  |  | 12.48 | 24.96 | 0 | 0 | 0 | 0 | 0 | 7.48 | 0.10709 | 0 | 24.96 | 24.96 | 1 | 0 | 0 | 0 | 0
|  |  |  | 12.32 | 24.64 | 0 | 0 | 0 | 0 | 0 | 7.48 | 0.10709 | 0 | 24.64 | 24.64 | 1 | 0 | 0 | 0 | 0
|  |  |  | 13.28 | 26.56 | 0 | 0 | 0 | 0 | 0 | 7.48 | 0.10709 | 0 | 26.56 | 26.56 | 1 | 0 | 0 | 0 | 0
|  |  |  | 19.04 | 38.08 | 0 | 0 | 0 | 0 | 0 | 7.48 | 0.10709 | 0 | 38.08 | 38.08 | 1 | 0 | 0 | 0 | 0
|  |  |  | 21.28 | 42.56 | 0 | 0 | 0 | 0 | 0 | 7.48 | 0.10709 | 0 | 42.56 | 42.56 | 1 | 0 | 0 | 0 | 0
|  |  |  | 22.4 | 44.8 | 0 | 0 | 0 | 0 | 0 | 7.48 | 0.10709 | 0 | 44.8 | 44.8 | 1 | 0 | 0 | 0 | 0
|  |  |  | 28.64 | 57.28 | 0 | 0 | 0 | 0 | 0 | 7.48 | 0.10709 | 0 | 57.28 | 57.28 | 1 | 0 | 0 | 0 | 0
|  |  |  | 27.68 | 55.36 | 0 | 0 | 0 | 0 | 0 | 7.48 | 0.10709 | 0 | 55.36 | 55.36 | 1 | 0 | 0 | 0 | 0
|  |  |  | 28.48 | 56.96 | 0 | 0 | 0 | 0 | 0 | 7.48 | 0.10709 | 0 | 56.96 | 56.96 | 1 | 0 | 0 | 0 | 0
|  |  |  | 27.68 | 55.36 | 0 | 0 | 0 | 0 | 0 | 7.48 | 0.12502 | 0 | 55.36 | 55.36 | 1 | 0 | 0 | 0 | 0
|  |  |  | 26.72 | 53.44 | 0 | 0 | 0 | 0 | 0 | 7.48 | 0.12502 | 0 | 53.44 | 53.44 | 1 | 0 | 0 | 0 | 0
|  |  |  | 25.44 | 50.88 | 0 | 0 | 0 | 0 | 0 | 7.48 | 0.12502 | 0 | 50.88 | 50.88 | 1 | 0 | 0 | 0 | 0
|  |  |  | 25.12 | 50.24 | 0 | 0 | 0 | 0 | 0 | 7.48 | 0.12502 | 0 | 50.24 | 50.24 | 1 | 0 | 0 | 0 | 0
|  |  |  | 25.12 | 50.24 | 0 | 0 | 0 | 0 | 0 | 12.23 | 0.12502 | 0 | 50.24 | 50.24 | 1 | 0 | 0 | 0 | 0
|  |  |  | 25.12 | 50.24 | 0 | 0 | 0 | 0 | 0 | 12.23 | 0.12502 | 0 | 50.24 | 50.24 | 1 | 0 | 0 | 0 | 0
|  |  |  | 26.24 | 52.48 | 0 | 0 | 0 | 0 | 0 | 12.23 | 0.12502 | 0 | 52.48 | 52.48 | 1 | 0 | 0 | 0 | 0
|  |  |  | 26.88 | 53.76 | 0 | 0 | 0 | 0 | 0 | 12.23 | 0.12502 | 0 | 53.76 | 53.76 | 1 | 0 | 0 | 0 | 0
|  |  |  | 26.24 | 52.48 | 0 | 0 | 0 | 0 | 0 | 7.48 | 0.12502 | 0 | 52.48 | 52.48 | 1 | 0 | 0 | 0 | 0
|  |  |  | 26.88 | 53.76 | 0 | 0 | 0 | 0 | 0 | 7.48 | 0.12502 | 0 | 53.76 | 51.082 | 0.2 | 0 | 2.678 | 0 | 0
|  |  |  | 26.88 | 53.76 | 0 | 0 | 0 | 0 | 0 | 7.48 | 0.10709 | 2.678 | 53.76 | 53.76 | 0.91885 | 0 | 0 | 0 | 0
|  |  |  | 26.88 | 53.76 | 0 | 0 | 0 | 0 | 0 | 7.48 | 0.10709 | 0.302 | 53.76 | 53.76 | 1 | 0 | 0 | 0 | 0
|  |  |  | 21.76 | 43.52 | 0 | 0 | 0 | 0 | 0 | 7.48 | 0.10709 | 0 | 43.52 | 43.52 | 1 | 0 | 0 | 0 | 0
|  |  |  | 20.48 | 40.96 | 0 | 0 | 0 | 0 | 0 | 7.48 | 0.10709 | 0 | 40.96 | 40.96 | 1 | 0 | 0 | 0 | 0
|  |  |  | 19.52 | 39.04 | 0 | 0 | 0 | 0 | 0 | 7.48 | 0.10709 | 0 | 39.04 | 39.04 | 1 | 0 | 0 | 0 | 0
|  |  |  | 18.08 | 36.16 | 0 | 0 | 0 | 0 | 0 | 7.48 | 0.10709 | 0 | 36.16 | 36.16 | 1 | 0 | 0 | 0 | 0
|  |  |  | 18.4 | 36.8 | 0 | 0 | 0 | 0 | 0 | 7.48 | 0.10709 | 0 | 36.8 | 36.8 | 1 | 0 | 0 | 0 | 0
|  |  |  | 19.2 | 38.4 | 0 | 0 | 0 | 0 | 0 | 7.48 | 0.10709 | 0 | 38.4 | 38.4 | 1 | 0 | 0 | 0 | 0
|  |  |  | 25.12 | 50.24 | 0 | 0 | 0 | 0 | 0 | 7.48 | 0.10709 | 0 | 50.24 | 50.24 | 1 | 0 | 0 | 0 | 0
|  |  |  | 27.04 | 54.08 | 0 | 0 | 0 | 0 | 0 | 7.48 | 0.10709 | 0 | 54.08 | 54.08 | 1 | 0 | 0 | 0 | 0
|  |  |  | 22.56 | 45.12 | 0 | 0 | 0 | 0 | 0 | 7.48 | 0.10709 | 0 | 45.12 | 45.12 | 1 | 0 | 0 | 0 | 0
|  |  |  | 20.48 | 40.96 | 0 | 0 | 0 | 0 | 0 | 7.48 | 0.10709 | 0 | 40.96 | 40.96 | 1 | 0 | 0 | 0 | 0
|  |  |  | 20 | 40 | 0 | 0 | 0 | 0 | 0 | 7.48 | 0.10709 | 0 | 40 | 40 | 1 | 0 | 0 | 0 | 0
|  |  |  | 19.84 | 39.68 | 0 | 0 | 0 | 0 | 0 | 7.48 | 0.10709 | 0 | 39.68 | 39.68 | 1 | 0 | 0 | 0 | 0
|  |  |  | 19.84 | 39.68 | 0 | 0 | 0 | 0 | 0 | 7.48 | 0.12502 | 0 | 39.68 | 39.68 | 1 | 0 | 0 | 0 | 0
|  |  |  | 19.84 | 39.68 | 0 | 0 | 0 | 0 | 0 | 7.48 | 0.12502 | 0 | 39.68 | 39.68 | 1 | 0 | 0 | 0 | 0
|  |  |  | 19.52 | 39.04 | 0 | 0 | 0 | 0 | 0 | 7.48 | 0.12502 | 0 | 39.04 | 39.04 | 1 | 0 | 0 | 0 | 0
|  |  |  | 19.36 | 38.72 | 0 | 0 | 0 | 0 | 0 | 7.48 | 0.12502 | 0 | 38.72 | 38.72 | 1 | 0 | 0 | 0 | 0
|  |  |  | 20.16 | 40.32 | 0 | 0 | 0 | 0 | 0 | 12.23 | 0.12502 | 0 | 40.32 | 40.32 | 1 | 0 | 0 | 0 | 0
|  |  |  | 19.84 | 39.68 | 0 | 0 | 0 | 0 | 0 | 12.23 | 0.12502 | 0 | 39.68 | 39.68 | 1 | 0 | 0 | 0 | 0
|  |  |  | 20.48 | 40.96 | 0 | 0 | 0 | 0 | 0 | 12.23 | 0.12502 | 0 | 40.96 | 40.96 | 1 | 0 | 0 | 0 | 0
|  |  |  | 20.8 | 41.6 | 0 | 0 | 0 | 0 | 0 | 12.23 | 0.12502 | 0 | 41.6 | 41.6 | 1 | 0 | 0 | 0 | 0
|  |  |  | 20.8 | 41.6 | 0 | 0 | 0 | 0 | 0 | 7.48 | 0.12502 | 0 | 41.6 | 41.6 | 1 | 0 | 0 | 0 | 0
|  |  |  | 20.8 | 41.6 | 0 | 0 | 0 | 0 | 0 | 7.48 | 0.12502 | 0 | 41.6 | 38.922 | 0.2 | 0 | 2.678 | 0 | 0
|  |  |  | 20.96 | 41.92 | 0 | 0 | 0 | 0 | 0 | 7.48 | 0.10709 | 2.678 | 41.92 | 41.92 | 0.91885 | 0 | 0 | 0 | 0
|  |  |  | 21.28 | 42.56 | 0 | 0 | 0 | 0 | 0 | 7.48 | 0.10709 | 0.302 | 42.56 | 42.56 | 1 | 0 | 0 | 0 | 0
|  |  |  | 16.8 | 33.6 | 0 | 0 | 0 | 0 | 0 | 7.48 | 0.10709 | 0 | 33.6 | 33.6 | 1 | 0 | 0 | 0 | 0
|  |  |  | 14.08 | 28.16 | 0 | 0 | 0 | 0 | 0 | 7.48 | 0.10709 | 0 | 28.16 | 28.16 | 1 | 0 | 0 | 0 | 0
|  |  |  | 14.08 | 28.16 | 0 | 0 | 0 | 0 | 0 | 7.48 | 0.10709 | 0 | 28.16 | 28.16 | 1 | 0 | 0 | 0 | 0
|  |  |  | 15.5733 | 31.1467 | 0 | 0 | 0 | 0 | 0 | 7.48 | 0.10709 | 0 | 31.147 | 31.147 | 1 | 0 | 0 | 0 | 0
|  |  |  | 14.4 | 28.8 | 0 | 0 | 0 | 0 | 0 | 7.48 | 0.10709 | 0 | 28.8 | 28.8 | 1 | 0 | 0 | 0 | 0
|  |  |  | 13.7067 | 27.4133 | 0 | 0 | 0 | 0 | 0 | 7.48 | 0.10709 | 0 | 27.413 | 27.413 | 1 | 0 | 0 | 0 | 0
|  |  |  | 18.1867 | 36.3733 | 0 | 0 | 0 | 0 | 0 | 7.48 | 0.10709 | 0 | 36.373 | 36.373 | 1 | 0 | 0 | 0 | 0
|  |  |  | 22.0267 | 44.0533 | 0 | 0 | 0 | 0 | 0 | 7.48 | 0.10709 | 0 | 44.053 | 44.053 | 1 | 0 | 0 | 0 | 0
|  |  |  | 22.24 | 44.48 | 0 | 0 | 0 | 0 | 0 | 7.48 | 0.10709 | 0 | 44.48 | 44.48 | 1 | 0 | 0 | 0 | 0
|  |  |  | 19.84 | 39.68 | 0 | 0 | 0 | 0 | 0 | 7.48 | 0.10709 | 0 | 39.68 | 39.68 | 1 | 0 | 0 | 0 | 0
|  |  |  | 18.9333 | 37.8667 | 0 | 0 | 0 | 0 | 0 | 7.48 | 0.10709 | 0 | 37.867 | 37.867 | 1 | 0 | 0 | 0 | 0
|  |  |  | 21.7067 | 43.4133 | 0 | 0 | 0 | 0 | 0 | 7.48 | 0.10709 | 0 | 43.413 | 43.413 | 1 | 0 | 0 | 0 | 0
|  |  |  | 29.12 | 58.24 | 0 | 0 | 0 | 0 | 0 | 7.48 | 0.12502 | 0 | 58.24 | 58.24 | 1 | 0 | 0 | 0 | 0
|  |  |  | 30.4 | 60.8 | 0 | 0 | 0 | 0 | 0 | 7.48 | 0.12502 | 0 | 60.8 | 60.8 | 1 | 0 | 0 | 0 | 0
|  |  |  | 31.36 | 62.72 | 0 | 0 | 0 | 0 | 0 | 7.48 | 0.12502 | 0 | 62.72 | 62.72 | 1 | 0 | 0 | 0 | 0
|  |  |  | 30.56 | 61.12 | 0 | 0 | 0 | 0 | 0 | 7.48 | 0.12502 | 0 | 61.12 | 61.12 | 1 | 0 | 0 | 0 | 0
|  |  |  | 30.56 | 61.12 | 0 | 0 | 0 | 0 | 0 | 12.23 | 0.12502 | 0 | 61.12 | 61.12 | 1 | 0 | 0 | 0 | 0
|  |  |  | 30.72 | 61.44 | 0 | 0 | 0 | 0 | 0 | 12.23 | 0.12502 | 0 | 61.44 | 61.44 | 1 | 0 | 0 | 0 | 0
|  |  |  | 32.32 | 64.64 | 0 | 0 | 0 | 0 | 0 | 12.23 | 0.12502 | 0 | 64.64 | 64.012 | 0.8123 | 0 | 0.628 | 0 | 0
|  |  |  | 32.96 | 65.92 | 0 | 0 | 0 | 0 | 0 | 12.23 | 0.12502 | 0 | 65.92 | 65.92 | 0.8123 | 0 | 0 | 0 | 0
|  |  |  | 32.48 | 64.96 | 0 | 0 | 0 | 0 | 0 | 7.48 | 0.12502 | 0 | 64.96 | 64.96 | 0.8123 | 0 | 0 | 0 | 0
|  |  |  | 31.68 | 63.36 | 0 | 0 | 0 | 0 | 0 | 7.48 | 0.12502 | 0 | 63.36 | 61.31 | 0.2 | 0 | 2.05 | 0 | 0
|  |  |  | 31.52 | 63.04 | 0 | 0 | 0 | 0 | 0 | 7.48 | 0.10709 | 2.678 | 63.04 | 63.04 | 0.91885 | 0 | 0 | 0 | 0
|  |  |  | 29.12 | 58.24 | 0 | 0 | 0 | 0 | 0 | 7.48 | 0.10709 | 0.302 | 58.24 | 58.24 | 1 | 0 | 0 | 0 | 0
|  |  |  | 17.28 | 34.56 | 0 | 0 | 0 | 0 | 0 | 7.48 | 0.10709 | 0 | 34.56 | 34.56 | 1 | 0 | 0 | 0 | 0
|  |  |  | 14.72 | 29.44 | 0 | 0 | 0 | 0 | 0 | 7.48 | 0.10709 | 0 | 29.44 | 29.44 | 1 | 0 | 0 | 0 | 0
|  |  |  | 14.4 | 28.8 | 0 | 0 | 0 | 0 | 0 | 7.48 | 0.10709 | 0 | 28.8 | 28.8 | 1 | 0 | 0 | 0 | 0
|  |  |  | 16.96 | 33.92 | 0 | 0 | 0 | 0 | 0 | 7.48 | 0.10709 | 0 | 33.92 | 33.92 | 1 | 0 | 0 | 0 | 0
|  |  |  | 18.72 | 37.44 | 0 | 0 | 0 | 0 | 0 | 7.48 | 0.10709 | 0 | 37.44 | 37.44 | 1 | 0 | 0 | 0 | 0
|  |  |  | 15.2 | 30.4 | 0 | 0 | 0 | 0 | 0 | 7.48 | 0.10709 | 0 | 30.4 | 30.4 | 1 | 0 | 0 | 0 | 0
|  |  |  | 17.92 | 35.84 | 0 | 0 | 0 | 0 | 0 | 7.48 | 0.10709 | 0 | 35.84 | 35.84 | 1 | 0 | 0 | 0 | 0
|  |  |  | 22.4 | 44.8 | 0 | 0 | 0 | 0 | 0 | 7.48 | 0.10709 | 0 | 44.8 | 44.8 | 1 | 0 | 0 | 0 | 0
|  |  |  | 30.72 | 61.44 | 0 | 0 | 0 | 0 | 0 | 7.48 | 0.10709 | 0 | 61.44 | 61.44 | 1 | 0 | 0 | 0 | 0
|  |  |  | 30.24 | 60.48 | 0 | 0 | 0 | 0 | 0 | 7.48 | 0.10709 | 0 | 60.48 | 60.48 | 1 | 0 | 0 | 0 | 0
|  |  |  | 36.32 | 72.64 | 0 | 0 | 0 | 0 | 0 | 7.48 | 0.10709 | 0 | 72.64 | 72.64 | 1 | 0 | 0 | 0 | 0
|  |  |  | 38 | 76 | 0 | 0 | 0 | 0 | 0 | 7.48 | 0.10709 | 0 | 76 | 75.082 | 0.72579 | 0 | 0.918 | 0 | 0
|  |  |  | 37.36 | 74.72 | 0 | 0 | 0 | 0 | 0 | 7.48 | 0.12502 | 0 | 74.72 | 74.72 | 0.72579 | 0 | 0 | 0 | 0
|  |  |  | 36.32 | 72.64 | 0 | 0 | 0 | 0 | 0 | 7.48 | 0.12502 | 0 | 72.64 | 72.64 | 0.72579 | 0 | 0 | 0 | 0
|  |  |  | 32.48 | 64.96 | 0 | 0 | 0 | 0 | 0 | 7.48 | 0.12502 | 0 | 64.96 | 64.96 | 0.72579 | 0 | 0 | 0 | 0
|  |  |  | 31.84 | 63.68 | 0 | 0 | 0 | 0 | 0 | 7.48 | 0.12502 | 0 | 63.68 | 63.68 | 0.72579 | 0 | 0 | 0 | 0
|  |  |  | 31.04 | 62.08 | 0 | 0 | 0 | 0 | 0 | 12.23 | 0.12502 | 0 | 62.08 | 62.08 | 0.72579 | 0 | 0 | 0 | 0
|  |  |  | 30.56 | 61.12 | 0 | 0 | 0 | 0 | 0 | 12.23 | 0.12502 | 0 | 61.12 | 61.12 | 0.72579 | 0 | 0 | 0 | 0
|  |  |  | 31.84 | 63.68 | 0 | 0 | 0 | 0 | 0 | 12.23 | 0.12502 | 0 | 63.68 | 63.68 | 0.72579 | 0 | 0 | 0 | 0
|  |  |  | 31.2 | 62.4 | 0 | 0 | 0 | 0 | 0 | 12.23 | 0.12502 | 0 | 62.4 | 62.4 | 0.72579 | 0 | 0 | 0 | 0
|  |  |  | 30.24 | 60.48 | 0 | 0 | 0 | 0 | 0 | 7.48 | 0.12502 | 0 | 60.48 | 60.48 | 0.72579 | 0 | 0 | 0 | 0
|  |  |  | 22.4 | 44.8 | 0 | 0 | 0 | 0 | 0 | 7.48 | 0.12502 | 0 | 44.8 | 43.04 | 0.2 | 0 | 1.76 | 0 | 0
|  |  |  | 20.32 | 40.64 | 0 | 0 | 0 | 0 | 0 | 7.48 | 0.10709 | 2.678 | 40.64 | 40.64 | 0.91885 | 0 | 0 | 0 | 0
|  |  |  | 20 | 40 | 0 | 0 | 0 | 0 | 0 | 7.48 | 0.10709 | 0.302 | 40 | 40 | 1 | 0 | 0 | 0 | 0
|  |  |  | 16.8 | 33.6 | 0 | 0 | 0 | 0 | 0 | 7.48 | 0.10709 | 0 | 33.6 | 33.6 | 1 | 0 | 0 | 0 | 0
|  |  |  | 14.72 | 29.44 | 0 | 0 | 0 | 0 | 0 | 7.48 | 0.10709 | 0 | 29.44 | 29.44 | 1 | 0 | 0 | 0 | 0
|  |  |  | 14.5067 | 29.0133 | 0 | 0 | 0 | 0 | 0 | 7.48 | 0.10709 | 0 | 29.013 | 29.013 | 1 | 0 | 0 | 0 | 0
|  |  |  | 16.5867 | 33.1733 | 0 | 0 | 0 | 0 | 0 | 7.48 | 0.10709 | 0 | 33.173 | 33.173 | 1 | 0 | 0 | 0 | 0
|  |  |  | 17.44 | 34.88 | 0 | 0 | 0 | 0 | 0 | 7.48 | 0.10709 | 0 | 34.88 | 34.88 | 1 | 0 | 0 | 0 | 0
|  |  |  | 15.36 | 30.72 | 0 | 0 | 0 | 0 | 0 | 7.48 | 0.10709 | 0 | 30.72 | 30.72 | 1 | 0 | 0 | 0 | 0
|  |  |  | 18.08 | 36.16 | 0 | 0 | 0 | 0 | 0 | 7.48 | 0.10709 | 0 | 36.16 | 36.16 | 1 | 0 | 0 | 0 | 0
|  |  |  | 19.68 | 39.36 | 0 | 0 | 0 | 0 | 0 | 7.48 | 0.10709 | 0 | 39.36 | 39.36 | 1 | 0 | 0 | 0 | 0
|  |  |  | 19.84 | 39.68 | 0 | 0 | 0 | 0 | 0 | 7.48 | 0.10709 | 0 | 39.68 | 39.68 | 1 | 0 | 0 | 0 | 0
|  |  |  | 18.88 | 37.76 | 0 | 0 | 0 | 0 | 0 | 7.48 | 0.10709 | 0 | 37.76 | 37.76 | 1 | 0 | 0 | 0 | 0
|  |  |  | 18.72 | 37.44 | 0 | 0 | 0 | 0 | 0 | 7.48 | 0.10709 | 0 | 37.44 | 37.44 | 1 | 0 | 0 | 0 | 0
|  |  |  | 18.4 | 36.8 | 0 | 0 | 0 | 0 | 0 | 7.48 | 0.10709 | 0 | 36.8 | 36.8 | 1 | 0 | 0 | 0 | 0
|  |  |  | 18.56 | 37.12 | 0 | 0 | 0 | 0 | 0 | 7.48 | 0.10709 | 0 | 37.12 | 37.12 | 1 | 0 | 0 | 0 | 0
|  |  |  | 17.92 | 35.84 | 0 | 0 | 0 | 0 | 0 | 7.48 | 0.10709 | 0 | 35.84 | 35.84 | 1 | 0 | 0 | 0 | 0
|  |  |  | 17.44 | 34.88 | 0 | 0 | 0 | 0 | 0 | 7.48 | 0.10709 | 0 | 34.88 | 34.88 | 1 | 0 | 0 | 0 | 0
|  |  |  | 17.76 | 35.52 | 0 | 0 | 0 | 0 | 0 | 7.48 | 0.10709 | 0 | 35.52 | 35.52 | 1 | 0 | 0 | 0 | 0
|  |  |  | 18.08 | 36.16 | 0 | 0 | 0 | 0 | 0 | 7.48 | 0.10709 | 0 | 36.16 | 36.16 | 1 | 0 | 0 | 0 | 0
|  |  |  | 17.76 | 35.52 | 0 | 0 | 0 | 0 | 0 | 7.48 | 0.10709 | 0 | 35.52 | 35.52 | 1 | 0 | 0 | 0 | 0
|  |  |  | 19.2 | 38.4 | 0 | 0 | 0 | 0 | 0 | 7.48 | 0.10709 | 0 | 38.4 | 38.4 | 1 | 0 | 0 | 0 | 0
|  |  |  | 19.36 | 38.72 | 0 | 0 | 0 | 0 | 0 | 7.48 | 0.10709 | 0 | 38.72 | 38.72 | 1 | 0 | 0 | 0 | 0
|  |  |  | 20.16 | 40.32 | 0 | 0 | 0 | 0 | 0 | 7.48 | 0.10709 | 0 | 40.32 | 40.32 | 1 | 0 | 0 | 0 | 0
|  |  |  | 18.72 | 37.44 | 0 | 0 | 0 | 0 | 0 | 7.48 | 0.10709 | 0 | 37.44 | 37.44 | 1 | 0 | 0 | 0 | 0
|  |  |  | 18.72 | 37.44 | 0 | 0 | 0 | 0 | 0 | 7.48 | 0.10709 | 0 | 37.44 | 37.44 | 1 | 0 | 0 | 0 | 0
|  |  |  | 18.4 | 36.8 | 0 | 0 | 0 | 0 | 0 | 7.48 | 0.10709 | 0 | 36.8 | 36.8 | 1 | 0 | 0 | 0 | 0
|  |  |  | 14.4 | 28.8 | 0 | 0 | 0 | 0 | 0 | 7.48 | 0.10709 | 0 | 28.8 | 28.8 | 1 | 0 | 0 | 0 | 0
|  |  |  | 13.12 | 26.24 | 0 | 0 | 0 | 0 | 0 | 7.48 | 0.10709 | 0 | 26.24 | 26.24 | 1 | 0 | 0 | 0 | 0
|  |  |  | 13.44 | 26.88 | 0 | 0 | 0 | 0 | 0 | 7.48 | 0.10709 | 0 | 26.88 | 26.88 | 1 | 0 | 0 | 0 | 0
|  |  |  | 16.16 | 32.32 | 0 | 0 | 0 | 0 | 0 | 7.48 | 0.10709 | 0 | 32.32 | 32.32 | 1 | 0 | 0 | 0 | 0
|  |  |  | 12.16 | 24.32 | 0 | 0 | 0 | 0 | 0 | 7.48 | 0.10709 | 0 | 24.32 | 24.32 | 1 | 0 | 0 | 0 | 0
|  |  |  | 12.32 | 24.64 | 0 | 0 | 0 | 0 | 0 | 7.48 | 0.10709 | 0 | 24.64 | 24.64 | 1 | 0 | 0 | 0 | 0
|  |  |  | 18.24 | 36.48 | 0 | 0 | 0 | 0 | 0 | 7.48 | 0.10709 | 0 | 36.48 | 36.48 | 1 | 0 | 0 | 0 | 0
|  |  |  | 20 | 40 | 0 | 0 | 0 | 0 | 0 | 7.48 | 0.10709 | 0 | 40 | 40 | 1 | 0 | 0 | 0 | 0
|  |  |  | 20.32 | 40.64 | 0 | 0 | 0 | 0 | 0 | 7.48 | 0.10709 | 0 | 40.64 | 40.64 | 1 | 0 | 0 | 0 | 0
|  |  |  | 19.36 | 38.72 | 0 | 0 | 0 | 0 | 0 | 7.48 | 0.10709 | 0 | 38.72 | 38.72 | 1 | 0 | 0 | 0 | 0
|  |  |  | 18.72 | 37.44 | 0 | 0 | 0 | 0 | 0 | 7.48 | 0.10709 | 0 | 37.44 | 37.44 | 1 | 0 | 0 | 0 | 0
|  |  |  | 18.88 | 37.76 | 0 | 0 | 0 | 0 | 0 | 7.48 | 0.10709 | 0 | 37.76 | 37.76 | 1 | 0 | 0 | 0 | 0
|  |  |  | 27.2 | 54.4 | 0 | 0 | 0 | 0 | 0 | 7.48 | 0.10709 | 0 | 54.4 | 54.4 | 1 | 0 | 0 | 0 | 0
|  |  |  | 29.28 | 58.56 | 0 | 0 | 0 | 0 | 0 | 7.48 | 0.10709 | 0 | 58.56 | 58.56 | 1 | 0 | 0 | 0 | 0
|  |  |  | 28.16 | 56.32 | 0 | 0 | 0 | 0 | 0 | 7.48 | 0.10709 | 0 | 56.32 | 56.32 | 1 | 0 | 0 | 0 | 0
|  |  |  | 26.72 | 53.44 | 0 | 0 | 0 | 0 | 0 | 7.48 | 0.10709 | 0 | 53.44 | 53.44 | 1 | 0 | 0 | 0 | 0
|  |  |  | 27.2 | 54.4 | 0 | 0 | 0 | 0 | 0 | 7.48 | 0.10709 | 0 | 54.4 | 54.4 | 1 | 0 | 0 | 0 | 0
|  |  |  | 26.56 | 53.12 | 0 | 0 | 0 | 0 | 0 | 7.48 | 0.10709 | 0 | 53.12 | 53.12 | 1 | 0 | 0 | 0 | 0
|  |  |  | 28.8 | 57.6 | 0 | 0 | 0 | 0 | 0 | 7.48 | 0.10709 | 0 | 57.6 | 57.6 | 1 | 0 | 0 | 0 | 0
|  |  |  | 28.8 | 57.6 | 0 | 0 | 0 | 0 | 0 | 7.48 | 0.10709 | 0 | 57.6 | 57.6 | 1 | 0 | 0 | 0 | 0
|  |  |  | 20.48 | 40.96 | 0 | 0 | 0 | 0 | 0 | 7.48 | 0.10709 | 0 | 40.96 | 40.96 | 1 | 0 | 0 | 0 | 0
|  |  |  | 20.64 | 41.28 | 0 | 0 | 0 | 0 | 0 | 7.48 | 0.10709 | 0 | 41.28 | 41.28 | 1 | 0 | 0 | 0 | 0
|  |  |  | 20.96 | 41.92 | 0 | 0 | 0 | 0 | 0 | 7.48 | 0.10709 | 0 | 41.92 | 41.92 | 1 | 0 | 0 | 0 | 0
|  |  |  | 20.96 | 41.92 | 0 | 0 | 0 | 0 | 0 | 7.48 | 0.10709 | 0 | 41.92 | 41.92 | 1 | 0 | 0 | 0 | 0
|  |  |  | 17.76 | 35.52 | 0 | 0 | 0 | 0 | 0 | 7.48 | 0.10709 | 0 | 35.52 | 35.52 | 1 | 0 | 0 | 0 | 0
|  |  |  | 15.68 | 31.36 | 0 | 0 | 0 | 0 | 0 | 7.48 | 0.10709 | 0 | 31.36 | 31.36 | 1 | 0 | 0 | 0 | 0
|  |  |  | 14.72 | 29.44 | 0 | 0 | 0 | 0 | 0 | 7.48 | 0.10709 | 0 | 29.44 | 29.44 | 1 | 0 | 0 | 0 | 0
|  |  |  | 15.36 | 30.72 | 0 | 0 | 0 | 0 | 0 | 7.48 | 0.10709 | 0 | 30.72 | 30.72 | 1 | 0 | 0 | 0 | 0
|  |  |  | 17.44 | 34.88 | 0 | 0 | 0 | 0 | 0 | 7.48 | 0.10709 | 0 | 34.88 | 34.88 | 1 | 0 | 0 | 0 | 0
|  |  |  | 13.28 | 26.56 | 0 | 0 | 0 | 0 | 0 | 7.48 | 0.10709 | 0 | 26.56 | 26.56 | 1 | 0 | 0 | 0 | 0
|  |  |  | 19.36 | 38.72 | 0 | 0 | 0 | 0 | 0 | 7.48 | 0.10709 | 0 | 38.72 | 38.72 | 1 | 0 | 0 | 0 | 0
|  |  |  | 20.32 | 40.64 | 0 | 0 | 0 | 0 | 0 | 7.48 | 0.10709 | 0 | 40.64 | 40.64 | 1 | 0 | 0 | 0 | 0
|  |  |  | 20.32 | 40.64 | 0 | 0 | 0 | 0 | 0 | 7.48 | 0.10709 | 0 | 40.64 | 40.64 | 1 | 0 | 0 | 0 | 0
|  |  |  | 19.84 | 39.68 | 0 | 0 | 0 | 0 | 0 | 7.48 | 0.10709 | 0 | 39.68 | 39.68 | 1 | 0 | 0 | 0 | 0
|  |  |  | 19.36 | 38.72 | 0 | 0 | 0 | 0 | 0 | 7.48 | 0.10709 | 0 | 38.72 | 38.72 | 1 | 0 | 0 | 0 | 0
|  |  |  | 21.28 | 42.56 | 0 | 0 | 0 | 0 | 0 | 7.48 | 0.10709 | 0 | 42.56 | 42.56 | 1 | 0 | 0 | 0 | 0
|  |  |  | 30.56 | 61.12 | 0 | 0 | 0 | 0 | 0 | 7.48 | 0.12502 | 0 | 61.12 | 61.12 | 1 | 0 | 0 | 0 | 0
|  |  |  | 31.36 | 62.72 | 0 | 0 | 0 | 0 | 0 | 7.48 | 0.12502 | 0 | 62.72 | 62.72 | 1 | 0 | 0 | 0 | 0
|  |  |  | 30.56 | 61.12 | 0 | 0 | 0 | 0 | 0 | 7.48 | 0.12502 | 0 | 61.12 | 61.12 | 1 | 0 | 0 | 0 | 0
|  |  |  | 30.72 | 61.44 | 0 | 0 | 0 | 0 | 0 | 7.48 | 0.12502 | 0 | 61.44 | 61.44 | 1 | 0 | 0 | 0 | 0
|  |  |  | 29.44 | 58.88 | 0 | 0 | 0 | 0 | 0 | 12.23 | 0.12502 | 0 | 58.88 | 58.88 | 1 | 0 | 0 | 0 | 0
|  |  |  | 30.24 | 60.48 | 0 | 0 | 0 | 0 | 0 | 12.23 | 0.12502 | 0 | 60.48 | 60.48 | 1 | 0 | 0 | 0 | 0
|  |  |  | 29.76 | 59.52 | 0 | 0 | 0 | 0 | 0 | 12.23 | 0.12502 | 0 | 59.52 | 59.52 | 1 | 0 | 0 | 0 | 0
|  |  |  | 29.76 | 59.52 | 0 | 0 | 0 | 0 | 0 | 12.23 | 0.12502 | 0 | 59.52 | 59.52 | 1 | 0 | 0 | 0 | 0
|  |  |  | 28.64 | 57.28 | 0 | 0 | 0 | 0 | 0 | 7.48 | 0.12502 | 0 | 57.28 | 57.28 | 1 | 0 | 0 | 0 | 0
|  |  |  | 28.96 | 57.92 | 0 | 0 | 0 | 0 | 0 | 7.48 | 0.12502 | 0 | 57.92 | 55.242 | 0.2 | 0 | 2.678 | 0 | 0
|  |  |  | 27.36 | 54.72 | 0 | 0 | 0 | 0 | 0 | 7.48 | 0.10709 | 2.678 | 54.72 | 54.72 | 0.91885 | 0 | 0 | 0 | 0
|  |  |  | 24.32 | 48.64 | 0 | 0 | 0 | 0 | 0 | 7.48 | 0.10709 | 0.302 | 48.64 | 48.64 | 1 | 0 | 0 | 0 | 0
|  |  |  | 18.72 | 37.44 | 0 | 0 | 0 | 0 | 0 | 7.48 | 0.10709 | 0 | 37.44 | 37.44 | 1 | 0 | 0 | 0 | 0
|  |  |  | 14.24 | 28.48 | 0 | 0 | 0 | 0 | 0 | 7.48 | 0.10709 | 0 | 28.48 | 28.48 | 1 | 0 | 0 | 0 | 0
|  |  |  | 13.12 | 26.24 | 0 | 0 | 0 | 0 | 0 | 7.48 | 0.10709 | 0 | 26.24 | 26.24 | 1 | 0 | 0 | 0 | 0
|  |  |  | 12.8 | 25.6 | 0 | 0 | 0 | 0 | 0 | 7.48 | 0.10709 | 0 | 25.6 | 25.6 | 1 | 0 | 0 | 0 | 0
|  |  |  | 12.64 | 25.28 | 0 | 0 | 0 | 0 | 0 | 7.48 | 0.10709 | 0 | 25.28 | 25.28 | 1 | 0 | 0 | 0 | 0
|  |  |  | 12.64 | 25.28 | 0 | 0 | 0 | 0 | 0 | 7.48 | 0.10709 | 0 | 25.28 | 25.28 | 1 | 0 | 0 | 0 | 0
|  |  |  | 19.2 | 38.4 | 0 | 0 | 0 | 0 | 0 | 7.48 | 0.10709 | 0 | 38.4 | 38.4 | 1 | 0 | 0 | 0 | 0
|  |  |  | 20.48 | 40.96 | 0 | 0 | 0 | 0 | 0 | 7.48 | 0.10709 | 0 | 40.96 | 40.96 | 1 | 0 | 0 | 0 | 0
|  |  |  | 19.36 | 38.72 | 0 | 0 | 0 | 0 | 0 | 7.48 | 0.10709 | 0 | 38.72 | 38.72 | 1 | 0 | 0 | 0 | 0
|  |  |  | 24.32 | 48.64 | 0 | 0 | 0 | 0 | 0 | 7.48 | 0.10709 | 0 | 48.64 | 48.64 | 1 | 0 | 0 | 0 | 0
|  |  |  | 25.92 | 51.84 | 0 | 0 | 0 | 0 | 0 | 7.48 | 0.10709 | 0 | 51.84 | 51.84 | 1 | 0 | 0 | 0 | 0
|  |  |  | 26.56 | 53.12 | 0 | 0 | 0 | 0 | 0 | 7.48 | 0.10709 | 0 | 53.12 | 53.12 | 1 | 0 | 0 | 0 | 0
|  |  |  | 26.72 | 53.44 | 0 | 0 | 0 | 0 | 0 | 7.48 | 0.12502 | 0 | 53.44 | 53.44 | 1 | 0 | 0 | 0 | 0
|  |  |  | 26.24 | 52.48 | 0 | 0 | 0 | 0 | 0 | 7.48 | 0.12502 | 0 | 52.48 | 52.48 | 1 | 0 | 0 | 0 | 0
|  |  |  | 25.6 | 51.2 | 0 | 0 | 0 | 0 | 0 | 7.48 | 0.12502 | 0 | 51.2 | 51.2 | 1 | 0 | 0 | 0 | 0
|  |  |  | 26.56 | 53.12 | 0 | 0 | 0 | 0 | 0 | 7.48 | 0.12502 | 0 | 53.12 | 53.12 | 1 | 0 | 0 | 0 | 0
|  |  |  | 25.76 | 51.52 | 0 | 0 | 0 | 0 | 0 | 12.23 | 0.12502 | 0 | 51.52 | 51.52 | 1 | 0 | 0 | 0 | 0
|  |  |  | 25.92 | 51.84 | 0 | 0 | 0 | 0 | 0 | 12.23 | 0.12502 | 0 | 51.84 | 51.84 | 1 | 0 | 0 | 0 | 0
|  |  |  | 27.68 | 55.36 | 0 | 0 | 0 | 0 | 0 | 12.23 | 0.12502 | 0 | 55.36 | 55.36 | 1 | 0 | 0 | 0 | 0
|  |  |  | 28.48 | 56.96 | 0 | 0 | 0 | 0 | 0 | 12.23 | 0.12502 | 0 | 56.96 | 56.96 | 1 | 0 | 0 | 0 | 0
|  |  |  | 26.72 | 53.44 | 0 | 0 | 0 | 0 | 0 | 7.48 | 0.12502 | 0 | 53.44 | 53.44 | 1 | 0 | 0 | 0 | 0
|  |  |  | 26.24 | 52.48 | 0 | 0 | 0 | 0 | 0 | 7.48 | 0.12502 | 0 | 52.48 | 49.802 | 0.2 | 0 | 2.678 | 0 | 0
|  |  |  | 26.56 | 53.12 | 0 | 0 | 0 | 0 | 0 | 7.48 | 0.10709 | 2.678 | 53.12 | 53.12 | 0.91885 | 0 | 0 | 0 | 0
|  |  |  | 25.6 | 51.2 | 0 | 0 | 0 | 0 | 0 | 7.48 | 0.10709 | 0.302 | 51.2 | 51.2 | 1 | 0 | 0 | 0 | 0
|  |  |  | 21.28 | 42.56 | 0 | 0 | 0 | 0 | 0 | 7.48 | 0.10709 | 0 | 42.56 | 42.56 | 1 | 0 | 0 | 0 | 0
|  |  |  | 20.8 | 41.6 | 0 | 0 | 0 | 0 | 0 | 7.48 | 0.10709 | 0 | 41.6 | 41.6 | 1 | 0 | 0 | 0 | 0
|  |  |  | 18.4 | 36.8 | 0 | 0 | 0 | 0 | 0 | 7.48 | 0.10709 | 0 | 36.8 | 36.8 | 1 | 0 | 0 | 0 | 0
|  |  |  | 18.4 | 36.8 | 0 | 0 | 0 | 0 | 0 | 7.48 | 0.10709 | 0 | 36.8 | 36.8 | 1 | 0 | 0 | 0 | 0
|  |  |  | 17.44 | 34.88 | 0 | 0 | 0 | 0 | 0 | 7.48 | 0.10709 | 0 | 34.88 | 34.88 | 1 | 0 | 0 | 0 | 0
|  |  |  | 18.4 | 36.8 | 0 | 0 | 0 | 0 | 0 | 7.48 | 0.10709 | 0 | 36.8 | 36.8 | 1 | 0 | 0 | 0 | 0
|  |  |  | 24.32 | 48.64 | 0 | 0 | 0 | 0 | 0 | 7.48 | 0.10709 | 0 | 48.64 | 48.64 | 1 | 0 | 0 | 0 | 0
|  |  |  | 26.56 | 53.12 | 0 | 0 | 0 | 0 | 0 | 7.48 | 0.10709 | 0 | 53.12 | 53.12 | 1 | 0 | 0 | 0 | 0
|  |  |  | 26.4 | 52.8 | 0 | 0 | 0 | 0 | 0 | 7.48 | 0.10709 | 0 | 52.8 | 52.8 | 1 | 0 | 0 | 0 | 0
|  |  |  | 26.24 | 52.48 | 0 | 0 | 0 | 0 | 0 | 7.48 | 0.10709 | 0 | 52.48 | 52.48 | 1 | 0 | 0 | 0 | 0
|  |  |  | 29.6 | 59.2 | 0 | 0 | 0 | 0 | 0 | 7.48 | 0.10709 | 0 | 59.2 | 59.2 | 1 | 0 | 0 | 0 | 0
|  |  |  | 30.08 | 60.16 | 0 | 0 | 0 | 0 | 0 | 7.48 | 0.10709 | 0 | 60.16 | 60.16 | 1 | 0 | 0 | 0 | 0
|  |  |  | 30.24 | 60.48 | 0 | 0 | 0 | 0 | 0 | 7.48 | 0.12502 | 0 | 60.48 | 60.48 | 1 | 0 | 0 | 0 | 0
|  |  |  | 30.56 | 61.12 | 0 | 0 | 0 | 0 | 0 | 7.48 | 0.12502 | 0 | 61.12 | 61.12 | 1 | 0 | 0 | 0 | 0
|  |  |  | 27.7867 | 55.5733 | 0 | 0 | 0 | 0 | 0 | 7.48 | 0.12502 | 0 | 55.573 | 55.573 | 1 | 0 | 0 | 0 | 0
|  |  |  | 23.68 | 47.36 | 0 | 0 | 0 | 0 | 0 | 7.48 | 0.12502 | 0 | 47.36 | 47.36 | 1 | 0 | 0 | 0 | 0
|  |  |  | 23.68 | 47.36 | 0 | 0 | 0 | 0 | 0 | 12.23 | 0.12502 | 0 | 47.36 | 47.36 | 1 | 0 | 0 | 0 | 0
|  |  |  | 28.48 | 56.96 | 0 | 0 | 0 | 0 | 0 | 12.23 | 0.12502 | 0 | 56.96 | 56.96 | 1 | 0 | 0 | 0 | 0
|  |  |  | 29.92 | 59.84 | 0 | 0 | 0 | 0 | 0 | 12.23 | 0.12502 | 0 | 59.84 | 59.84 | 1 | 0 | 0 | 0 | 0
|  |  |  | 30.56 | 61.12 | 0 | 0 | 0 | 0 | 0 | 12.23 | 0.12502 | 0 | 61.12 | 61.12 | 1 | 0 | 0 | 0 | 0
|  |  |  | 24.64 | 49.28 | 0 | 0 | 0 | 0 | 0 | 7.48 | 0.12502 | 0 | 49.28 | 49.28 | 1 | 0 | 0 | 0 | 0
|  |  |  | 20.48 | 40.96 | 0 | 0 | 0 | 0 | 0 | 7.48 | 0.12502 | 0 | 40.96 | 38.282 | 0.2 | 0 | 2.678 | 0 | 0
|  |  |  | 20.8 | 41.6 | 0 | 0 | 0 | 0 | 0 | 7.48 | 0.10709 | 2.678 | 41.6 | 41.6 | 0.91885 | 0 | 0 | 0 | 0
|  |  |  | 21.28 | 42.56 | 0 | 0 | 0 | 0 | 0 | 7.48 | 0.10709 | 0.302 | 42.56 | 42.56 | 1 | 0 | 0 | 0 | 0
|  |  |  | 17.6 | 35.2 | 0 | 0 | 0 | 0 | 0 | 7.48 | 0.10709 | 0 | 35.2 | 35.2 | 1 | 0 | 0 | 0 | 0
|  |  |  | 15.36 | 30.72 | 0 | 0 | 0 | 0 | 0 | 7.48 | 0.10709 | 0 | 30.72 | 30.72 | 1 | 0 | 0 | 0 | 0
|  |  |  | 13.96 | 27.92 | 0 | 0 | 0 | 0 | 0 | 7.48 | 0.10709 | 0 | 27.92 | 27.92 | 1 | 0 | 0 | 0 | 0
|  |  |  | 15.08 | 30.16 | 0 | 0 | 0 | 0 | 0 | 7.48 | 0.10709 | 0 | 30.16 | 30.16 | 1 | 0 | 0 | 0 | 0
|  |  |  | 15.88 | 31.76 | 0 | 0 | 0 | 0 | 0 | 7.48 | 0.10709 | 0 | 31.76 | 31.76 | 1 | 0 | 0 | 0 | 0
|  |  |  | 14.36 | 28.72 | 0 | 0 | 0 | 0 | 0 | 7.48 | 0.10709 | 0 | 28.72 | 28.72 | 1 | 0 | 0 | 0 | 0
|  |  |  | 18.88 | 37.76 | 0 | 0 | 0 | 0 | 0 | 7.48 | 0.10709 | 0 | 37.76 | 37.76 | 1 | 0 | 0 | 0 | 0
|  |  |  | 21.1467 | 42.2933 | 0 | 0 | 0 | 0 | 0 | 7.48 | 0.10709 | 0 | 42.293 | 42.293 | 1 | 0 | 0 | 0 | 0
|  |  |  | 24.1067 | 48.2133 | 0 | 0 | 0 | 0 | 0 | 7.48 | 0.10709 | 0 | 48.213 | 48.213 | 1 | 0 | 0 | 0 | 0
|  |  |  | 23.8133 | 47.6267 | 0 | 0 | 0 | 0 | 0 | 7.48 | 0.10709 | 0 | 47.627 | 47.627 | 1 | 0 | 0 | 0 | 0
|  |  |  | 23.4933 | 46.9867 | 0 | 0 | 0 | 0 | 0 | 7.48 | 0.10709 | 0 | 46.987 | 46.987 | 1 | 0 | 0 | 0 | 0
|  |  |  | 24.5333 | 49.0667 | 0 | 0 | 0 | 0 | 0 | 7.48 | 0.10709 | 0 | 49.067 | 49.067 | 1 | 0 | 0 | 0 | 0
|  |  |  | 29.0933 | 58.1867 | 0 | 0 | 0 | 0 | 0 | 7.48 | 0.12502 | 0 | 58.187 | 58.187 | 1 | 0 | 0 | 0 | 0
|  |  |  | 28.8533 | 57.7067 | 0 | 0 | 0 | 0 | 0 | 7.48 | 0.12502 | 0 | 57.707 | 57.707 | 1 | 0 | 0 | 0 | 0
|  |  |  | 27.8533 | 55.7067 | 0 | 0 | 0 | 0 | 0 | 7.48 | 0.12502 | 0 | 55.707 | 55.707 | 1 | 0 | 0 | 0 | 0
|  |  |  | 27.8533 | 55.7067 | 0 | 0 | 0 | 0 | 0 | 7.48 | 0.12502 | 0 | 55.707 | 55.707 | 1 | 0 | 0 | 0 | 0
|  |  |  | 26.5467 | 53.0933 | 0 | 0 | 0 | 0 | 0 | 12.23 | 0.12502 | 0 | 53.093 | 53.093 | 1 | 0 | 0 | 0 | 0
|  |  |  | 26.52 | 53.04 | 0 | 0 | 0 | 0 | 0 | 12.23 | 0.12502 | 0 | 53.04 | 53.04 | 1 | 0 | 0 | 0 | 0
|  |  |  | 30.5733 | 61.1467 | 0 | 0 | 0 | 0 | 0 | 12.23 | 0.12502 | 0 | 61.147 | 61.147 | 1 | 0 | 0 | 0 | 0
|  |  |  | 31.16 | 62.32 | 0 | 0 | 0 | 0 | 0 | 12.23 | 0.12502 | 0 | 62.32 | 62.32 | 1 | 0 | 0 | 0 | 0
|  |  |  | 32.96 | 65.92 | 0 | 0 | 0 | 0 | 0 | 7.48 | 0.12502 | 0 | 65.92 | 65.92 | 1 | 0 | 0 | 0 | 0
|  |  |  | 32.2 | 64.4 | 0 | 0 | 0 | 0 | 0 | 7.48 | 0.12502 | 0 | 64.4 | 61.722 | 0.2 | 0 | 2.678 | 0 | 0
|  |  |  | 32.24 | 64.48 | 0 | 0 | 0 | 0 | 0 | 7.48 | 0.10709 | 2.678 | 64.48 | 64.48 | 0.91885 | 0 | 0 | 0 | 0
|  |  |  | 28.76 | 57.52 | 0 | 0 | 0 | 0 | 0 | 7.48 | 0.10709 | 0.302 | 57.52 | 57.52 | 1 | 0 | 0 | 0 | 0
|  |  |  | 16.48 | 32.96 | 0 | 0 | 0 | 0 | 0 | 7.48 | 0.10709 | 0 | 32.96 | 32.96 | 1 | 0 | 0 | 0 | 0
|  |  |  | 14.24 | 28.48 | 0 | 0 | 0 | 0 | 0 | 7.48 | 0.10709 | 0 | 28.48 | 28.48 | 1 | 0 | 0 | 0 | 0
|  |  |  | 14.8 | 29.6 | 0 | 0 | 0 | 0 | 0 | 7.48 | 0.10709 | 0 | 29.6 | 29.6 | 1 | 0 | 0 | 0 | 0
|  |  |  | 18.28 | 36.56 | 0 | 0 | 0 | 0 | 0 | 7.48 | 0.10709 | 0 | 36.56 | 36.56 | 1 | 0 | 0 | 0 | 0
|  |  |  | 18.52 | 37.04 | 0 | 0 | 0 | 0 | 0 | 7.48 | 0.10709 | 0 | 37.04 | 37.04 | 1 | 0 | 0 | 0 | 0
|  |  |  | 16.96 | 33.92 | 0 | 0 | 0 | 0 | 0 | 7.48 | 0.10709 | 0 | 33.92 | 33.92 | 1 | 0 | 0 | 0 | 0
|  |  |  | 18.84 | 37.68 | 0 | 0 | 0 | 0 | 0 | 7.48 | 0.10709 | 0 | 37.68 | 37.68 | 1 | 0 | 0 | 0 | 0
|  |  |  | 20.24 | 40.48 | 0 | 0 | 0 | 0 | 0 | 7.48 | 0.10709 | 0 | 40.48 | 40.48 | 1 | 0 | 0 | 0 | 0
|  |  |  | 20.28 | 40.56 | 0 | 0 | 0 | 0 | 0 | 7.48 | 0.10709 | 0 | 40.56 | 40.56 | 1 | 0 | 0 | 0 | 0
|  |  |  | 19.68 | 39.36 | 0 | 0 | 0 | 0 | 0 | 7.48 | 0.10709 | 0 | 39.36 | 39.36 | 1 | 0 | 0 | 0 | 0
|  |  |  | 19 | 38 | 0 | 0 | 0 | 0 | 0 | 7.48 | 0.10709 | 0 | 38 | 38 | 1 | 0 | 0 | 0 | 0
|  |  |  | 19 | 38 | 0 | 0 | 0 | 0 | 0 | 7.48 | 0.10709 | 0 | 38 | 38 | 1 | 0 | 0 | 0 | 0
|  |  |  | 18.84 | 37.68 | 0 | 0 | 0 | 0 | 0 | 7.48 | 0.12502 | 0 | 37.68 | 37.68 | 1 | 0 | 0 | 0 | 0
|  |  |  | 18.88 | 37.76 | 0 | 0 | 0 | 0 | 0 | 7.48 | 0.12502 | 0 | 37.76 | 37.76 | 1 | 0 | 0 | 0 | 0
|  |  |  | 18.6 | 37.2 | 0 | 0 | 0 | 0 | 0 | 7.48 | 0.12502 | 0 | 37.2 | 37.2 | 1 | 0 | 0 | 0 | 0
|  |  |  | 18.8 | 37.6 | 0 | 0 | 0 | 0 | 0 | 7.48 | 0.12502 | 0 | 37.6 | 37.6 | 1 | 0 | 0 | 0 | 0
|  |  |  | 18.64 | 37.28 | 0 | 0 | 0 | 0 | 0 | 12.23 | 0.12502 | 0 | 37.28 | 37.28 | 1 | 0 | 0 | 0 | 0
|  |  |  | 18.6 | 37.2 | 0 | 0 | 0 | 0 | 0 | 12.23 | 0.12502 | 0 | 37.2 | 37.2 | 1 | 0 | 0 | 0 | 0
|  |  |  | 20.08 | 40.16 | 0 | 0 | 0 | 0 | 0 | 12.23 | 0.12502 | 0 | 40.16 | 40.16 | 1 | 0 | 0 | 0 | 0
|  |  |  | 20.12 | 40.24 | 0 | 0 | 0 | 0 | 0 | 12.23 | 0.12502 | 0 | 40.24 | 40.24 | 1 | 0 | 0 | 0 | 0
|  |  |  | 20.16 | 40.32 | 0 | 0 | 0 | 0 | 0 | 7.48 | 0.12502 | 0 | 40.32 | 40.32 | 1 | 0 | 0 | 0 | 0
|  |  |  | 20.6 | 41.2 | 0 | 0 | 0 | 0 | 0 | 7.48 | 0.12502 | 0 | 41.2 | 38.522 | 0.2 | 0 | 2.678 | 0 | 0
|  |  |  | 20.44 | 40.88 | 0 | 0 | 0 | 0 | 0 | 7.48 | 0.10709 | 2.678 | 40.88 | 40.88 | 0.91885 | 0 | 0 | 0 | 0
|  |  |  | 20.52 | 41.04 | 0 | 0 | 0 | 0 | 0 | 7.48 | 0.10709 | 0.302 | 41.04 | 41.04 | 1 | 0 | 0 | 0 | 0
|  |  |  | 14.96 | 29.92 | 0 | 0 | 0 | 0 | 0 | 7.48 | 0.10709 | 0 | 29.92 | 29.92 | 1 | 0 | 0 | 0 | 0
|  |  |  | 13.04 | 26.08 | 0 | 0 | 0 | 0 | 0 | 7.48 | 0.10709 | 0 | 26.08 | 26.08 | 1 | 0 | 0 | 0 | 0
|  |  |  | 12.32 | 24.64 | 0 | 0 | 0 | 0 | 0 | 7.48 | 0.10709 | 0 | 24.64 | 24.64 | 1 | 0 | 0 | 0 | 0
|  |  |  | 11.6 | 23.2 | 0 | 0 | 0 | 0 | 0 | 7.48 | 0.10709 | 0 | 23.2 | 23.2 | 1 | 0 | 0 | 0 | 0
|  |  |  | 11.68 | 23.36 | 0 | 0 | 0 | 0 | 0 | 7.48 | 0.10709 | 0 | 23.36 | 23.36 | 1 | 0 | 0 | 0 | 0
|  |  |  | 12.84 | 25.68 | 0 | 0 | 0 | 0 | 0 | 7.48 | 0.10709 | 0 | 25.68 | 25.68 | 1 | 0 | 0 | 0 | 0
|  |  |  | 18.44 | 36.88 | 0 | 0 | 0 | 0 | 0 | 7.48 | 0.10709 | 0 | 36.88 | 36.88 | 1 | 0 | 0 | 0 | 0
|  |  |  | 22.88 | 45.76 | 0 | 0 | 0 | 0 | 0 | 7.48 | 0.10709 | 0 | 45.76 | 45.76 | 1 | 0 | 0 | 0 | 0
|  |  |  | 31.72 | 63.44 | 0 | 0 | 0 | 0 | 0 | 7.48 | 0.10709 | 0 | 63.44 | 63.44 | 1 | 0 | 0 | 0 | 0
|  |  |  | 31.92 | 63.84 | 0 | 0 | 0 | 0 | 0 | 7.48 | 0.10709 | 0 | 63.84 | 63.84 | 1 | 0 | 0 | 0 | 0
|  |  |  | 32.12 | 64.24 | 0 | 0 | 0 | 0 | 0 | 7.48 | 0.10709 | 0 | 64.24 | 64.24 | 1 | 0 | 0 | 0 | 0
|  |  |  | 33.32 | 66.64 | 0 | 0 | 0 | 0 | 0 | 7.48 | 0.10709 | 0 | 66.64 | 66.64 | 1 | 0 | 0 | 0 | 0
|  |  |  | 37.88 | 75.76 | 0 | 0 | 0 | 0 | 0 | 7.48 | 0.10709 | 0 | 75.76 | 75.082 | 0.79749 | 0 | 0.678 | 0 | 0
|  |  |  | 36.32 | 72.64 | 0 | 0 | 0 | 0 | 0 | 7.48 | 0.10709 | 0.754 | 72.64 | 72.64 | 1 | 0 | 0 | 0 | 0
|  |  |  | 34.4 | 68.8 | 0 | 0 | 0 | 0 | 0 | 7.48 | 0.10709 | 0 | 68.8 | 68.8 | 1 | 0 | 0 | 0 | 0
|  |  |  | 34.04 | 68.08 | 0 | 0 | 0 | 0 | 0 | 7.48 | 0.10709 | 0 | 68.08 | 68.08 | 1 | 0 | 0 | 0 | 0
|  |  |  | 31.56 | 63.12 | 0 | 0 | 0 | 0 | 0 | 7.48 | 0.10709 | 0 | 63.12 | 63.12 | 1 | 0 | 0 | 0 | 0
|  |  |  | 30.72 | 61.44 | 0 | 0 | 0 | 0 | 0 | 7.48 | 0.10709 | 0 | 61.44 | 61.44 | 1 | 0 | 0 | 0 | 0
|  |  |  | 31.76 | 63.52 | 0 | 0 | 0 | 0 | 0 | 7.48 | 0.10709 | 0 | 63.52 | 63.52 | 1 | 0 | 0 | 0 | 0
|  |  |  | 32.64 | 65.28 | 0 | 0 | 0 | 0 | 0 | 7.48 | 0.10709 | 0 | 65.28 | 65.28 | 1 | 0 | 0 | 0 | 0
|  |  |  | 32.52 | 65.04 | 0 | 0 | 0 | 0 | 0 | 7.48 | 0.10709 | 0 | 65.04 | 65.04 | 1 | 0 | 0 | 0 | 0
|  |  |  | 32.56 | 65.12 | 0 | 0 | 0 | 0 | 0 | 7.48 | 0.10709 | 0 | 65.12 | 65.12 | 1 | 0 | 0 | 0 | 0
|  |  |  | 31.84 | 63.68 | 0 | 0 | 0 | 0 | 0 | 7.48 | 0.10709 | 0 | 63.68 | 63.68 | 1 | 0 | 0 | 0 | 0
|  |  |  | 27.92 | 55.84 | 0 | 0 | 0 | 0 | 0 | 7.48 | 0.10709 | 0 | 55.84 | 55.84 | 1 | 0 | 0 | 0 | 0
|  |  |  | 18.36 | 36.72 | 0 | 0 | 0 | 0 | 0 | 7.48 | 0.10709 | 0 | 36.72 | 36.72 | 1 | 0 | 0 | 0 | 0
|  |  |  | 13.16 | 26.32 | 0 | 0 | 0 | 0 | 0 | 7.48 | 0.10709 | 0 | 26.32 | 26.32 | 1 | 0 | 0 | 0 | 0
|  |  |  | 12.72 | 25.44 | 0 | 0 | 0 | 0 | 0 | 7.48 | 0.10709 | 0 | 25.44 | 25.44 | 1 | 0 | 0 | 0 | 0
|  |  |  | 13.88 | 27.76 | 0 | 0 | 0 | 0 | 0 | 7.48 | 0.10709 | 0 | 27.76 | 27.76 | 1 | 0 | 0 | 0 | 0
|  |  |  | 12 | 24 | 0 | 0 | 0 | 0 | 0 | 7.48 | 0.10709 | 0 | 24 | 24 | 1 | 0 | 0 | 0 | 0
|  |  |  | 12.96 | 25.92 | 0 | 0 | 0 | 0 | 0 | 7.48 | 0.10709 | 0 | 25.92 | 25.92 | 1 | 0 | 0 | 0 | 0
|  |  |  | 18.6 | 37.2 | 0 | 0 | 0 | 0 | 0 | 7.48 | 0.10709 | 0 | 37.2 | 37.2 | 1 | 0 | 0 | 0 | 0
|  |  |  | 23.44 | 46.88 | 0 | 0 | 0 | 0 | 0 | 7.48 | 0.10709 | 0 | 46.88 | 46.88 | 1 | 0 | 0 | 0 | 0
|  |  |  | 30.92 | 61.84 | 0 | 0 | 0 | 0 | 0 | 7.48 | 0.10709 | 0 | 61.84 | 61.84 | 1 | 0 | 0 | 0 | 0
|  |  |  | 30.72 | 61.44 | 0 | 0 | 0 | 0 | 0 | 7.48 | 0.10709 | 0 | 61.44 | 61.44 | 1 | 0 | 0 | 0 | 0
|  |  |  | 32.76 | 65.52 | 0 | 0 | 0 | 0 | 0 | 7.48 | 0.10709 | 0 | 65.52 | 65.52 | 1 | 0 | 0 | 0 | 0
|  |  |  | 31.68 | 63.36 | 0 | 0 | 0 | 0 | 0 | 7.48 | 0.10709 | 0 | 63.36 | 63.36 | 1 | 0 | 0 | 0 | 0
|  |  |  | 34.6 | 69.2 | 0 | 0 | 0 | 0 | 0 | 7.48 | 0.10709 | 0 | 69.2 | 69.2 | 1 | 0 | 0 | 0 | 0
|  |  |  | 34.04 | 68.08 | 0 | 0 | 0 | 0 | 0 | 7.48 | 0.10709 | 0 | 68.08 | 68.08 | 1 | 0 | 0 | 0 | 0
|  |  |  | 31.04 | 62.08 | 0 | 0 | 0 | 0 | 0 | 7.48 | 0.10709 | 0 | 62.08 | 62.08 | 1 | 0 | 0 | 0 | 0
|  |  |  | 30.72 | 61.44 | 0 | 0 | 0 | 0 | 0 | 7.48 | 0.10709 | 0 | 61.44 | 61.44 | 1 | 0 | 0 | 0 | 0
|  |  |  | 29.76 | 59.52 | 0 | 0 | 0 | 0 | 0 | 7.48 | 0.10709 | 0 | 59.52 | 59.52 | 1 | 0 | 0 | 0 | 0
|  |  |  | 29.4 | 58.8 | 0 | 0 | 0 | 0 | 0 | 7.48 | 0.10709 | 0 | 58.8 | 58.8 | 1 | 0 | 0 | 0 | 0
|  |  |  | 30.52 | 61.04 | 0 | 0 | 0 | 0 | 0 | 7.48 | 0.10709 | 0 | 61.04 | 61.04 | 1 | 0 | 0 | 0 | 0
|  |  |  | 30.68 | 61.36 | 0 | 0 | 0 | 0 | 0 | 7.48 | 0.10709 | 0 | 61.36 | 61.36 | 1 | 0 | 0 | 0 | 0
|  |  |  | 31.12 | 62.24 | 0 | 0 | 0 | 0 | 0 | 7.48 | 0.10709 | 0 | 62.24 | 62.24 | 1 | 0 | 0 | 0 | 0
|  |  |  | 32.48 | 64.96 | 0 | 0 | 0 | 0 | 0 | 7.48 | 0.10709 | 0 | 64.96 | 64.96 | 1 | 0 | 0 | 0 | 0
|  |  |  | 32.56 | 65.12 | 0 | 0 | 0 | 0 | 0 | 7.48 | 0.10709 | 0 | 65.12 | 65.12 | 1 | 0 | 0 | 0 | 0
|  |  |  | 29.64 | 59.28 | 0 | 0 | 0 | 0 | 0 | 7.48 | 0.10709 | 0 | 59.28 | 59.28 | 1 | 0 | 0 | 0 | 0
|  |  |  | 18.8 | 37.6 | 0 | 0 | 0 | 0 | 0 | 7.48 | 0.10709 | 0 | 37.6 | 37.6 | 1 | 0 | 0 | 0 | 0
|  |  |  | 16.24 | 32.48 | 0 | 0 | 0 | 0 | 0 | 7.48 | 0.10709 | 0 | 32.48 | 32.48 | 1 | 0 | 0 | 0 | 0
|  |  |  | 15.64 | 31.28 | 0 | 0 | 0 | 0 | 0 | 7.48 | 0.10709 | 0 | 31.28 | 31.28 | 1 | 0 | 0 | 0 | 0
|  |  |  | 17.64 | 35.28 | 0 | 0 | 0 | 0 | 0 | 7.48 | 0.10709 | 0 | 35.28 | 35.28 | 1 | 0 | 0 | 0 | 0
|  |  |  | 19.2 | 38.4 | 0 | 0 | 0 | 0 | 0 | 7.48 | 0.10709 | 0 | 38.4 | 38.4 | 1 | 0 | 0 | 0 | 0
|  |  |  | 16.56 | 33.12 | 0 | 0 | 0 | 0 | 0 | 7.48 | 0.10709 | 0 | 33.12 | 33.12 | 1 | 0 | 0 | 0 | 0
|  |  |  | 18.92 | 37.84 | 0 | 0 | 0 | 0 | 0 | 7.48 | 0.10709 | 0 | 37.84 | 37.84 | 1 | 0 | 0 | 0 | 0
|  |  |  | 23.52 | 47.04 | 0 | 0 | 0 | 0 | 0 | 7.48 | 0.10709 | 0 | 47.04 | 47.04 | 1 | 0 | 0 | 0 | 0
|  |  |  | 32.48 | 64.96 | 0 | 0 | 0 | 0 | 0 | 7.48 | 0.10709 | 0 | 64.96 | 64.96 | 1 | 0 | 0 | 0 | 0
|  |  |  | 32.52 | 65.04 | 0 | 0 | 0 | 0 | 0 | 7.48 | 0.10709 | 0 | 65.04 | 65.04 | 1 | 0 | 0 | 0 | 0
|  |  |  | 35.2 | 70.4 | 0 | 0 | 0 | 0 | 0 | 7.48 | 0.10709 | 0 | 70.4 | 70.4 | 1 | 0 | 0 | 0 | 0
|  |  |  | 35.48 | 70.96 | 0 | 0 | 0 | 0 | 0 | 7.48 | 0.10709 | 0 | 70.96 | 70.96 | 1 | 0 | 0 | 0 | 0
|  |  |  | 38.88 | 77.76 | 0 | 0 | 0 | 0 | 0 | 7.48 | 0.12502 | 0 | 77.76 | 75.082 | 0.2 | 0 | 2.678 | 0 | 0
|  |  |  | 35.92 | 71.84 | 0 | 0 | 0 | 0 | 0 | 7.48 | 0.12502 | 1.946 | 71.84 | 71.84 | 0.7223 | 0 | 0 | 0 | 0
|  |  |  | 33.88 | 67.76 | 0 | 0 | 0 | 0 | 0 | 7.48 | 0.12502 | 0 | 67.76 | 67.76 | 0.7223 | 0 | 0 | 0 | 0
|  |  |  | 32.88 | 65.76 | 0 | 0 | 0 | 0 | 0 | 7.48 | 0.12502 | 0 | 65.76 | 64.012 | 0.2 | 0 | 1.748 | 0 | 0
|  |  |  | 31.64 | 63.28 | 0 | 0 | 0 | 0 | 0 | 12.23 | 0.12502 | 0 | 63.28 | 63.28 | 0.2 | 0 | 0 | 0 | 0
|  |  |  | 30.68 | 61.36 | 0 | 0 | 0 | 0 | 0 | 12.23 | 0.12502 | 0 | 61.36 | 61.36 | 0.2 | 0 | 0 | 0 | 0
|  |  |  | 31.44 | 62.88 | 0 | 0 | 0 | 0 | 0 | 12.23 | 0.12502 | 0 | 62.88 | 62.88 | 0.2 | 0 | 0 | 0 | 0
|  |  |  | 30.4 | 60.8 | 0 | 0 | 0 | 0 | 0 | 12.23 | 0.12502 | 0 | 60.8 | 60.8 | 0.2 | 0 | 0 | 0 | 0
|  |  |  | 31.64 | 63.28 | 0 | 0 | 0 | 0 | 0 | 7.48 | 0.12502 | 0 | 63.28 | 63.28 | 0.2 | 0 | 0 | 0 | 0
|  |  |  | 31.44 | 62.88 | 0 | 0 | 0 | 0 | 0 | 7.48 | 0.12502 | 0 | 62.88 | 62.88 | 0.2 | 0 | 0 | 0 | 0
|  |  |  | 30.32 | 60.64 | 0 | 0 | 0 | 0 | 0 | 7.48 | 0.10709 | 2.678 | 60.64 | 60.64 | 0.91885 | 0 | 0 | 0 | 0
|  |  |  | 26.88 | 53.76 | 0 | 0 | 0 | 0 | 0 | 7.48 | 0.10709 | 0.302 | 53.76 | 53.76 | 1 | 0 | 0 | 0 | 0
|  |  |  | 17.92 | 35.84 | 0 | 0 | 0 | 0 | 0 | 7.48 | 0.10709 | 0 | 35.84 | 35.84 | 1 | 0 | 0 | 0 | 0
|  |  |  | 13.36 | 26.72 | 0 | 0 | 0 | 0 | 0 | 7.48 | 0.10709 | 0 | 26.72 | 26.72 | 1 | 0 | 0 | 0 | 0
|  |  |  | 12.84 | 25.68 | 0 | 0 | 0 | 0 | 0 | 7.48 | 0.10709 | 0 | 25.68 | 25.68 | 1 | 0 | 0 | 0 | 0
|  |  |  | 12.24 | 24.48 | 0 | 0 | 0 | 0 | 0 | 7.48 | 0.10709 | 0 | 24.48 | 24.48 | 1 | 0 | 0 | 0 | 0
|  |  |  | 11.96 | 23.92 | 0 | 0 | 0 | 0 | 0 | 7.48 | 0.10709 | 0 | 23.92 | 23.92 | 1 | 0 | 0 | 0 | 0
|  |  |  | 12.96 | 25.92 | 0 | 0 | 0 | 0 | 0 | 7.48 | 0.10709 | 0 | 25.92 | 25.92 | 1 | 0 | 0 | 0 | 0
|  |  |  | 18.88 | 37.76 | 0 | 0 | 0 | 0 | 0 | 7.48 | 0.10709 | 0 | 37.76 | 37.76 | 1 | 0 | 0 | 0 | 0
|  |  |  | 20.52 | 41.04 | 0 | 0 | 0 | 0 | 0 | 7.48 | 0.10709 | 0 | 41.04 | 41.04 | 1 | 0 | 0 | 0 | 0
|  |  |  | 22.32 | 44.64 | 0 | 0 | 0 | 0 | 0 | 7.48 | 0.10709 | 0 | 44.64 | 44.64 | 1 | 0 | 0 | 0 | 0
|  |  |  | 27.64 | 55.28 | 0 | 0 | 0 | 0 | 0 | 7.48 | 0.10709 | 0 | 55.28 | 55.28 | 1 | 0 | 0 | 0 | 0
|  |  |  | 27.04 | 54.08 | 0 | 0 | 0 | 0 | 0 | 7.48 | 0.10709 | 0 | 54.08 | 54.08 | 1 | 0 | 0 | 0 | 0
|  |  |  | 28.68 | 57.36 | 0 | 0 | 0 | 0 | 0 | 7.48 | 0.10709 | 0 | 57.36 | 57.36 | 1 | 0 | 0 | 0 | 0
|  |  |  | 29.2 | 58.4 | 0 | 0 | 0 | 0 | 0 | 7.48 | 0.12502 | 0 | 58.4 | 58.4 | 1 | 0 | 0 | 0 | 0
|  |  |  | 29.16 | 58.32 | 0 | 0 | 0 | 0 | 0 | 7.48 | 0.12502 | 0 | 58.32 | 58.32 | 1 | 0 | 0 | 0 | 0
|  |  |  | 29.12 | 58.24 | 0 | 0 | 0 | 0 | 0 | 7.48 | 0.12502 | 0 | 58.24 | 58.24 | 1 | 0 | 0 | 0 | 0
|  |  |  | 30.12 | 60.24 | 0 | 0 | 0 | 0 | 0 | 7.48 | 0.12502 | 0 | 60.24 | 60.24 | 1 | 0 | 0 | 0 | 0
|  |  |  | 28.84 | 57.68 | 0 | 0 | 0 | 0 | 0 | 12.23 | 0.12502 | 0 | 57.68 | 57.68 | 1 | 0 | 0 | 0 | 0
|  |  |  | 28.64 | 57.28 | 0 | 0 | 0 | 0 | 0 | 12.23 | 0.12502 | 0 | 57.28 | 57.28 | 1 | 0 | 0 | 0 | 0
|  |  |  | 30.96 | 61.92 | 0 | 0 | 0 | 0 | 0 | 12.23 | 0.12502 | 0 | 61.92 | 61.92 | 1 | 0 | 0 | 0 | 0
|  |  |  | 30.88 | 61.76 | 0 | 0 | 0 | 0 | 0 | 12.23 | 0.12502 | 0 | 61.76 | 61.76 | 1 | 0 | 0 | 0 | 0
|  |  |  | 28.72 | 57.44 | 0 | 0 | 0 | 0 | 0 | 7.48 | 0.12502 | 0 | 57.44 | 57.44 | 1 | 0 | 0 | 0 | 0
|  |  |  | 27.2 | 54.4 | 0 | 0 | 0 | 0 | 0 | 7.48 | 0.12502 | 0 | 54.4 | 51.722 | 0.2 | 0 | 2.678 | 0 | 0
|  |  |  | 26.52 | 53.04 | 0 | 0 | 0 | 0 | 0 | 7.48 | 0.10709 | 2.678 | 53.04 | 53.04 | 0.91885 | 0 | 0 | 0 | 0
|  |  |  | 26.88 | 53.76 | 0 | 0 | 0 | 0 | 0 | 7.48 | 0.10709 | 0.302 | 53.76 | 53.76 | 1 | 0 | 0 | 0 | 0
|  |  |  | 22.04 | 44.08 | 0 | 0 | 0 | 0 | 0 | 7.48 | 0.10709 | 0 | 44.08 | 44.08 | 1 | 0 | 0 | 0 | 0
|  |  |  | 21.68 | 43.36 | 0 | 0 | 0 | 0 | 0 | 7.48 | 0.10709 | 0 | 43.36 | 43.36 | 1 | 0 | 0 | 0 | 0
|  |  |  | 20.04 | 40.08 | 0 | 0 | 0 | 0 | 0 | 7.48 | 0.10709 | 0 | 40.08 | 40.08 | 1 | 0 | 0 | 0 | 0
|  |  |  | 17.64 | 35.28 | 0 | 0 | 0 | 0 | 0 | 7.48 | 0.10709 | 0 | 35.28 | 35.28 | 1 | 0 | 0 | 0 | 0
|  |  |  | 17.36 | 34.72 | 0 | 0 | 0 | 0 | 0 | 7.48 | 0.10709 | 0 | 34.72 | 34.72 | 1 | 0 | 0 | 0 | 0
|  |  |  | 18.16 | 36.32 | 0 | 0 | 0 | 0 | 0 | 7.48 | 0.10709 | 0 | 36.32 | 36.32 | 1 | 0 | 0 | 0 | 0
|  |  |  | 24.24 | 48.48 | 0 | 0 | 0 | 0 | 0 | 7.48 | 0.10709 | 0 | 48.48 | 48.48 | 1 | 0 | 0 | 0 | 0
|  |  |  | 25.52 | 51.04 | 0 | 0 | 0 | 0 | 0 | 7.48 | 0.10709 | 0 | 51.04 | 51.04 | 1 | 0 | 0 | 0 | 0
|  |  |  | 20.68 | 41.36 | 0 | 0 | 0 | 0 | 0 | 7.48 | 0.10709 | 0 | 41.36 | 41.36 | 1 | 0 | 0 | 0 | 0
|  |  |  | 20.32 | 40.64 | 0 | 0 | 0 | 0 | 0 | 7.48 | 0.10709 | 0 | 40.64 | 40.64 | 1 | 0 | 0 | 0 | 0
|  |  |  | 24.8 | 49.6 | 0 | 0 | 0 | 0 | 0 | 7.48 | 0.10709 | 0 | 49.6 | 49.6 | 1 | 0 | 0 | 0 | 0
|  |  |  | 27.68 | 55.36 | 0 | 0 | 0 | 0 | 0 | 7.48 | 0.10709 | 0 | 55.36 | 55.36 | 1 | 0 | 0 | 0 | 0
|  |  |  | 28.48 | 56.96 | 0 | 0 | 0 | 0 | 0 | 7.48 | 0.12502 | 0 | 56.96 | 56.96 | 1 | 0 | 0 | 0 | 0
|  |  |  | 27.84 | 55.68 | 0 | 0 | 0 | 0 | 0 | 7.48 | 0.12502 | 0 | 55.68 | 55.68 | 1 | 0 | 0 | 0 | 0
|  |  |  | 27.28 | 54.56 | 0 | 0 | 0 | 0 | 0 | 7.48 | 0.12502 | 0 | 54.56 | 54.56 | 1 | 0 | 0 | 0 | 0
|  |  |  | 27.8 | 55.6 | 0 | 0 | 0 | 0 | 0 | 7.48 | 0.12502 | 0 | 55.6 | 55.6 | 1 | 0 | 0 | 0 | 0
|  |  |  | 27.88 | 55.76 | 0 | 0 | 0 | 0 | 0 | 12.23 | 0.12502 | 0 | 55.76 | 55.76 | 1 | 0 | 0 | 0 | 0
|  |  |  | 27.24 | 54.48 | 0 | 0 | 0 | 0 | 0 | 12.23 | 0.12502 | 0 | 54.48 | 54.48 | 1 | 0 | 0 | 0 | 0
|  |  |  | 27.72 | 55.44 | 0 | 0 | 0 | 0 | 0 | 12.23 | 0.12502 | 0 | 55.44 | 55.44 | 1 | 0 | 0 | 0 | 0
|  |  |  | 28.12 | 56.24 | 0 | 0 | 0 | 0 | 0 | 12.23 | 0.12502 | 0 | 56.24 | 56.24 | 1 | 0 | 0 | 0 | 0
|  |  |  | 26.88 | 53.76 | 0 | 0 | 0 | 0 | 0 | 7.48 | 0.12502 | 0 | 53.76 | 53.76 | 1 | 0 | 0 | 0 | 0
|  |  |  | 20.52 | 41.04 | 0 | 0 | 0 | 0 | 0 | 7.48 | 0.12502 | 0 | 41.04 | 38.362 | 0.2 | 0 | 2.678 | 0 | 0
|  |  |  | 20.28 | 40.56 | 0 | 0 | 0 | 0 | 0 | 7.48 | 0.10709 | 2.678 | 40.56 | 40.56 | 0.91885 | 0 | 0 | 0 | 0
|  |  |  | 20.56 | 41.12 | 0 | 0 | 0 | 0 | 0 | 7.48 | 0.10709 | 0.302 | 41.12 | 41.12 | 1 | 0 | 0 | 0 | 0
|  |  |  | 17.08 | 34.16 | 0 | 0 | 0 | 0 | 0 | 7.48 | 0.10709 | 0 | 34.16 | 34.16 | 1 | 0 | 0 | 0 | 0
|  |  |  | 15 | 30 | 0 | 0 | 0 | 0 | 0 | 7.48 | 0.10709 | 0 | 30 | 30 | 1 | 0 | 0 | 0 | 0
|  |  |  | 13.68 | 27.36 | 0 | 0 | 0 | 0 | 0 | 7.48 | 0.10709 | 0 | 27.36 | 27.36 | 1 | 0 | 0 | 0 | 0
|  |  |  | 14.88 | 29.76 | 0 | 0 | 0 | 0 | 0 | 7.48 | 0.10709 | 0 | 29.76 | 29.76 | 1 | 0 | 0 | 0 | 0
|  |  |  | 12.08 | 24.16 | 0 | 0 | 0 | 0 | 0 | 7.48 | 0.10709 | 0 | 24.16 | 24.16 | 1 | 0 | 0 | 0 | 0
|  |  |  | 12.72 | 25.44 | 0 | 0 | 0 | 0 | 0 | 7.48 | 0.10709 | 0 | 25.44 | 25.44 | 1 | 0 | 0 | 0 | 0
|  |  |  | 18.72 | 37.44 | 0 | 0 | 0 | 0 | 0 | 7.48 | 0.10709 | 0 | 37.44 | 37.44 | 1 | 0 | 0 | 0 | 0
|  |  |  | 20.2 | 40.4 | 0 | 0 | 0 | 0 | 0 | 7.48 | 0.10709 | 0 | 40.4 | 40.4 | 1 | 0 | 0 | 0 | 0
|  |  |  | 27.68 | 55.36 | 0 | 0 | 0 | 0 | 0 | 7.48 | 0.10709 | 0 | 55.36 | 55.36 | 1 | 0 | 0 | 0 | 0
|  |  |  | 30.92 | 61.84 | 0 | 0 | 0 | 0 | 0 | 7.48 | 0.10709 | 0 | 61.84 | 61.84 | 1 | 0 | 0 | 0 | 0
|  |  |  | 33.12 | 66.24 | 0 | 0 | 0 | 0 | 0 | 7.48 | 0.10709 | 0 | 66.24 | 66.24 | 1 | 0 | 0 | 0 | 0
|  |  |  | 35.28 | 70.56 | 0 | 0 | 0 | 0 | 0 | 7.48 | 0.10709 | 0 | 70.56 | 70.56 | 1 | 0 | 0 | 0 | 0
|  |  |  | 38.4 | 76.8 | 0 | 0 | 0 | 0 | 0 | 7.48 | 0.12502 | 0 | 76.8 | 75.082 | 0.4868 | 0 | 1.718 | 0 | 0
|  |  |  | 36.12 | 72.24 | 0 | 0 | 0 | 0 | 0 | 7.48 | 0.12502 | 0 | 72.24 | 72.24 | 0.4868 | 0 | 0 | 0 | 0
|  |  |  | 32.32 | 64.64 | 0 | 0 | 0 | 0 | 0 | 7.48 | 0.12502 | 0 | 64.64 | 64.64 | 0.4868 | 0 | 0 | 0 | 0
|  |  |  | 30.92 | 61.84 | 0 | 0 | 0 | 0 | 0 | 7.48 | 0.12502 | 0 | 61.84 | 61.84 | 0.4868 | 0 | 0 | 0 | 0
|  |  |  | 28 | 56 | 0 | 0 | 0 | 0 | 0 | 12.23 | 0.12502 | 0 | 56 | 56 | 0.4868 | 0 | 0 | 0 | 0
|  |  |  | 28.04 | 56.08 | 0 | 0 | 0 | 0 | 0 | 12.23 | 0.12502 | 0 | 56.08 | 56.08 | 0.4868 | 0 | 0 | 0 | 0
|  |  |  | 29.4 | 58.8 | 0 | 0 | 0 | 0 | 0 | 12.23 | 0.12502 | 0 | 58.8 | 58.8 | 0.4868 | 0 | 0 | 0 | 0
|  |  |  | 30.4 | 60.8 | 0 | 0 | 0 | 0 | 0 | 12.23 | 0.12502 | 0 | 60.8 | 60.8 | 0.4868 | 0 | 0 | 0 | 0
|  |  |  | 31.24 | 62.48 | 0 | 0 | 0 | 0 | 0 | 7.48 | 0.12502 | 0 | 62.48 | 62.48 | 0.4868 | 0 | 0 | 0 | 0
|  |  |  | 31.8 | 63.6 | 0 | 0 | 0 | 0 | 0 | 7.48 | 0.12502 | 0 | 63.6 | 62.64 | 0.2 | 0 | 0.96 | 0 | 0
|  |  |  | 30.84 | 61.68 | 0 | 0 | 0 | 0 | 0 | 7.48 | 0.10709 | 2.678 | 61.68 | 61.68 | 0.91885 | 0 | 0 | 0 | 0
|  |  |  | 28.28 | 56.56 | 0 | 0 | 0 | 0 | 0 | 7.48 | 0.10709 | 0.302 | 56.56 | 56.56 | 1 | 0 | 0 | 0 | 0
|  |  |  | 16.8 | 33.6 | 0 | 0 | 0 | 0 | 0 | 7.48 | 0.10709 | 0 | 33.6 | 33.6 | 1 | 0 | 0 | 0 | 0
|  |  |  | 15.04 | 30.08 | 0 | 0 | 0 | 0 | 0 | 7.48 | 0.10709 | 0 | 30.08 | 30.08 | 1 | 0 | 0 | 0 | 0
|  |  |  | 14.96 | 29.92 | 0 | 0 | 0 | 0 | 0 | 7.48 | 0.10709 | 0 | 29.92 | 29.92 | 1 | 0 | 0 | 0 | 0
|  |  |  | 15.6 | 31.2 | 0 | 0 | 0 | 0 | 0 | 7.48 | 0.10709 | 0 | 31.2 | 31.2 | 1 | 0 | 0 | 0 | 0
|  |  |  | 19.12 | 38.24 | 0 | 0 | 0 | 0 | 0 | 7.48 | 0.10709 | 0 | 38.24 | 38.24 | 1 | 0 | 0 | 0 | 0
|  |  |  | 15.68 | 31.36 | 0 | 0 | 0 | 0 | 0 | 7.48 | 0.10709 | 0 | 31.36 | 31.36 | 1 | 0 | 0 | 0 | 0
|  |  |  | 19.16 | 38.32 | 0 | 0 | 0 | 0 | 0 | 7.48 | 0.10709 | 0 | 38.32 | 38.32 | 1 | 0 | 0 | 0 | 0
|  |  |  | 22.96 | 45.92 | 0 | 0 | 0 | 0 | 0 | 7.48 | 0.10709 | 0 | 45.92 | 45.92 | 1 | 0 | 0 | 0 | 0
|  |  |  | 31.6 | 63.2 | 0 | 0 | 0 | 0 | 0 | 7.48 | 0.10709 | 0 | 63.2 | 63.2 | 1 | 0 | 0 | 0 | 0
|  |  |  | 31.44 | 62.88 | 0 | 0 | 0 | 0 | 0 | 7.48 | 0.10709 | 0 | 62.88 | 62.88 | 1 | 0 | 0 | 0 | 0
|  |  |  | 32.4 | 64.8 | 0 | 0 | 0 | 0 | 0 | 7.48 | 0.10709 | 0 | 64.8 | 64.8 | 1 | 0 | 0 | 0 | 0
|  |  |  | 33.2 | 66.4 | 0 | 0 | 0 | 0 | 0 | 7.48 | 0.10709 | 0 | 66.4 | 66.4 | 1 | 0 | 0 | 0 | 0
|  |  |  | 34.32 | 68.64 | 0 | 0 | 0 | 0 | 0 | 7.48 | 0.12502 | 0 | 68.64 | 68.64 | 1 | 0 | 0 | 0 | 0
|  |  |  | 33.08 | 66.16 | 0 | 0 | 0 | 0 | 0 | 7.48 | 0.12502 | 0 | 66.16 | 66.16 | 1 | 0 | 0 | 0 | 0
|  |  |  | 30.32 | 60.64 | 0 | 0 | 0 | 0 | 0 | 7.48 | 0.12502 | 0 | 60.64 | 60.64 | 1 | 0 | 0 | 0 | 0
|  |  |  | 29.52 | 59.04 | 0 | 0 | 0 | 0 | 0 | 7.48 | 0.12502 | 0 | 59.04 | 59.04 | 1 | 0 | 0 | 0 | 0
|  |  |  | 28.28 | 56.56 | 0 | 0 | 0 | 0 | 0 | 12.23 | 0.12502 | 0 | 56.56 | 56.56 | 1 | 0 | 0 | 0 | 0
|  |  |  | 26.88 | 53.76 | 0 | 0 | 0 | 0 | 0 | 12.23 | 0.12502 | 0 | 53.76 | 53.76 | 1 | 0 | 0 | 0 | 0
|  |  |  | 28.36 | 56.72 | 0 | 0 | 0 | 0 | 0 | 12.23 | 0.12502 | 0 | 56.72 | 56.72 | 1 | 0 | 0 | 0 | 0
|  |  |  | 30.24 | 60.48 | 0 | 0 | 0 | 0 | 0 | 12.23 | 0.12502 | 0 | 60.48 | 60.48 | 1 | 0 | 0 | 0 | 0
|  |  |  | 29.72 | 59.44 | 0 | 0 | 0 | 0 | 0 | 7.48 | 0.12502 | 0 | 59.44 | 59.44 | 1 | 0 | 0 | 0 | 0
|  |  |  | 30.4 | 60.8 | 0 | 0 | 0 | 0 | 0 | 7.48 | 0.12502 | 0 | 60.8 | 58.122 | 0.2 | 0 | 2.678 | 0 | 0
|  |  |  | 29.76 | 59.52 | 0 | 0 | 0 | 0 | 0 | 7.48 | 0.10709 | 2.678 | 59.52 | 59.52 | 0.91885 | 0 | 0 | 0 | 0
|  |  |  | 24.16 | 48.32 | 0 | 0 | 0 | 0 | 0 | 7.48 | 0.10709 | 0.302 | 48.32 | 48.32 | 1 | 0 | 0 | 0 | 0
|  |  |  | 15.96 | 31.92 | 0 | 0 | 0 | 0 | 0 | 7.48 | 0.10709 | 0 | 31.92 | 31.92 | 1 | 0 | 0 | 0 | 0
|  |  |  | 14.12 | 28.24 | 0 | 0 | 0 | 0 | 0 | 7.48 | 0.10709 | 0 | 28.24 | 28.24 | 1 | 0 | 0 | 0 | 0
|  |  |  | 13.88 | 27.76 | 0 | 0 | 0 | 0 | 0 | 7.48 | 0.10709 | 0 | 27.76 | 27.76 | 1 | 0 | 0 | 0 | 0
|  |  |  | 14.4 | 28.8 | 0 | 0 | 0 | 0 | 0 | 7.48 | 0.10709 | 0 | 28.8 | 28.8 | 1 | 0 | 0 | 0 | 0
|  |  |  | 12.92 | 25.84 | 0 | 0 | 0 | 0 | 0 | 7.48 | 0.10709 | 0 | 25.84 | 25.84 | 1 | 0 | 0 | 0 | 0
|  |  |  | 13.56 | 27.12 | 0 | 0 | 0 | 0 | 0 | 7.48 | 0.10709 | 0 | 27.12 | 27.12 | 1 | 0 | 0 | 0 | 0
|  |  |  | 18.56 | 37.12 | 0 | 0 | 0 | 0 | 0 | 7.48 | 0.10709 | 0 | 37.12 | 37.12 | 1 | 0 | 0 | 0 | 0
|  |  |  | 20.32 | 40.64 | 0 | 0 | 0 | 0 | 0 | 7.48 | 0.10709 | 0 | 40.64 | 40.64 | 1 | 0 | 0 | 0 | 0
|  |  |  | 30.28 | 60.56 | 0 | 0 | 0 | 0 | 0 | 7.48 | 0.10709 | 0 | 60.56 | 60.56 | 1 | 0 | 0 | 0 | 0
|  |  |  | 31.52 | 63.04 | 0 | 0 | 0 | 0 | 0 | 7.48 | 0.10709 | 0 | 63.04 | 63.04 | 1 | 0 | 0 | 0 | 0
|  |  |  | 32.88 | 65.76 | 0 | 0 | 0 | 0 | 0 | 7.48 | 0.10709 | 0 | 65.76 | 65.76 | 1 | 0 | 0 | 0 | 0
|  |  |  | 32.36 | 64.72 | 0 | 0 | 0 | 0 | 0 | 7.48 | 0.10709 | 0 | 64.72 | 64.72 | 1 | 0 | 0 | 0 | 0
|  |  |  | 32.32 | 64.64 | 0 | 0 | 0 | 0 | 0 | 7.48 | 0.10709 | 0 | 64.64 | 64.64 | 1 | 0 | 0 | 0 | 0
|  |  |  | 35.48 | 70.96 | 0 | 0 | 0 | 0 | 0 | 7.48 | 0.10709 | 0 | 70.96 | 70.96 | 1 | 0 | 0 | 0 | 0
|  |  |  | 31.88 | 63.76 | 0 | 0 | 0 | 0 | 0 | 7.48 | 0.10709 | 0 | 63.76 | 63.76 | 1 | 0 | 0 | 0 | 0
|  |  |  | 31.16 | 62.32 | 0 | 0 | 0 | 0 | 0 | 7.48 | 0.10709 | 0 | 62.32 | 62.32 | 1 | 0 | 0 | 0 | 0
|  |  |  | 30.8 | 61.6 | 0 | 0 | 0 | 0 | 0 | 7.48 | 0.10709 | 0 | 61.6 | 61.6 | 1 | 0 | 0 | 0 | 0
|  |  |  | 26.6 | 53.2 | 0 | 0 | 0 | 0 | 0 | 7.48 | 0.10709 | 0 | 53.2 | 53.2 | 1 | 0 | 0 | 0 | 0
|  |  |  | 29.64 | 59.28 | 0 | 0 | 0 | 0 | 0 | 7.48 | 0.10709 | 0 | 59.28 | 59.28 | 1 | 0 | 0 | 0 | 0
|  |  |  | 30.2 | 60.4 | 0 | 0 | 0 | 0 | 0 | 7.48 | 0.10709 | 0 | 60.4 | 60.4 | 1 | 0 | 0 | 0 | 0
|  |  |  | 30.64 | 61.28 | 0 | 0 | 0 | 0 | 0 | 7.48 | 0.10709 | 0 | 61.28 | 61.28 | 1 | 0 | 0 | 0 | 0
|  |  |  | 30.64 | 61.28 | 0 | 0 | 0 | 0 | 0 | 7.48 | 0.10709 | 0 | 61.28 | 61.28 | 1 | 0 | 0 | 0 | 0
|  |  |  | 30.32 | 60.64 | 0 | 0 | 0 | 0 | 0 | 7.48 | 0.10709 | 0 | 60.64 | 60.64 | 1 | 0 | 0 | 0 | 0
|  |  |  | 28.32 | 56.64 | 0 | 0 | 0 | 0 | 0 | 7.48 | 0.10709 | 0 | 56.64 | 56.64 | 1 | 0 | 0 | 0 | 0
|  |  |  | 20.52 | 41.04 | 0 | 0 | 0 | 0 | 0 | 7.48 | 0.10709 | 0 | 41.04 | 41.04 | 1 | 0 | 0 | 0 | 0
|  |  |  | 14.04 | 28.08 | 0 | 0 | 0 | 0 | 0 | 7.48 | 0.10709 | 0 | 28.08 | 28.08 | 1 | 0 | 0 | 0 | 0
|  |  |  | 13.48 | 26.96 | 0 | 0 | 0 | 0 | 0 | 7.48 | 0.10709 | 0 | 26.96 | 26.96 | 1 | 0 | 0 | 0 | 0
|  |  |  | 14.56 | 29.12 | 0 | 0 | 0 | 0 | 0 | 7.48 | 0.10709 | 0 | 29.12 | 29.12 | 1 | 0 | 0 | 0 | 0
|  |  |  | 12.04 | 24.08 | 0 | 0 | 0 | 0 | 0 | 7.48 | 0.10709 | 0 | 24.08 | 24.08 | 1 | 0 | 0 | 0 | 0
|  |  |  | 13.12 | 26.24 | 0 | 0 | 0 | 0 | 0 | 7.48 | 0.10709 | 0 | 26.24 | 26.24 | 1 | 0 | 0 | 0 | 0
|  |  |  | 18.76 | 37.52 | 0 | 0 | 0 | 0 | 0 | 7.48 | 0.10709 | 0 | 37.52 | 37.52 | 1 | 0 | 0 | 0 | 0
|  |  |  | 22.84 | 45.68 | 0 | 0 | 0 | 0 | 0 | 7.48 | 0.10709 | 0 | 45.68 | 45.68 | 1 | 0 | 0 | 0 | 0
|  |  |  | 30.88 | 61.76 | 0 | 0 | 0 | 0 | 0 | 7.48 | 0.10709 | 0 | 61.76 | 61.76 | 1 | 0 | 0 | 0 | 0
|  |  |  | 28.4 | 56.8 | 0 | 0 | 0 | 0 | 0 | 7.48 | 0.10709 | 0 | 56.8 | 56.8 | 1 | 0 | 0 | 0 | 0
|  |  |  | 30.72 | 61.44 | 0 | 0 | 0 | 0 | 0 | 7.48 | 0.10709 | 0 | 61.44 | 61.44 | 1 | 0 | 0 | 0 | 0
|  |  |  | 30.96 | 61.92 | 0 | 0 | 0 | 0 | 0 | 7.48 | 0.10709 | 0 | 61.92 | 61.92 | 1 | 0 | 0 | 0 | 0
|  |  |  | 31.72 | 63.44 | 0 | 0 | 0 | 0 | 0 | 7.48 | 0.10709 | 0 | 63.44 | 63.44 | 1 | 0 | 0 | 0 | 0
|  |  |  | 35.96 | 71.92 | 0 | 0 | 0 | 0 | 0 | 7.48 | 0.10709 | 0 | 71.92 | 71.92 | 1 | 0 | 0 | 0 | 0
|  |  |  | 31 | 62 | 0 | 0 | 0 | 0 | 0 | 7.48 | 0.10709 | 0 | 62 | 62 | 1 | 0 | 0 | 0 | 0
|  |  |  | 26.68 | 53.36 | 0 | 0 | 0 | 0 | 0 | 7.48 | 0.10709 | 0 | 53.36 | 53.36 | 1 | 0 | 0 | 0 | 0
|  |  |  | 25.84 | 51.68 | 0 | 0 | 0 | 0 | 0 | 7.48 | 0.10709 | 0 | 51.68 | 51.68 | 1 | 0 | 0 | 0 | 0
|  |  |  | 24.32 | 48.64 | 0 | 0 | 0 | 0 | 0 | 7.48 | 0.10709 | 0 | 48.64 | 48.64 | 1 | 0 | 0 | 0 | 0
|  |  |  | 26.36 | 52.72 | 0 | 0 | 0 | 0 | 0 | 7.48 | 0.10709 | 0 | 52.72 | 52.72 | 1 | 0 | 0 | 0 | 0
|  |  |  | 25.28 | 50.56 | 0 | 0 | 0 | 0 | 0 | 7.48 | 0.10709 | 0 | 50.56 | 50.56 | 1 | 0 | 0 | 0 | 0
|  |  |  | 28.16 | 56.32 | 0 | 0 | 0 | 0 | 0 | 7.48 | 0.10709 | 0 | 56.32 | 56.32 | 1 | 0 | 0 | 0 | 0
|  |  |  | 28.92 | 57.84 | 0 | 0 | 0 | 0 | 0 | 7.48 | 0.10709 | 0 | 57.84 | 57.84 | 1 | 0 | 0 | 0 | 0
|  |  |  | 29.68 | 59.36 | 0 | 0 | 0 | 0 | 0 | 7.48 | 0.10709 | 0 | 59.36 | 59.36 | 1 | 0 | 0 | 0 | 0
|  |  |  | 25.12 | 50.24 | 0 | 0 | 0 | 0 | 0 | 7.48 | 0.10709 | 0 | 50.24 | 50.24 | 1 | 0 | 0 | 0 | 0
|  |  |  | 16.56 | 33.12 | 0 | 0 | 0 | 0 | 0 | 7.48 | 0.10709 | 0 | 33.12 | 33.12 | 1 | 0 | 0 | 0 | 0
|  |  |  | 14.96 | 29.92 | 0 | 0 | 0 | 0 | 0 | 7.48 | 0.10709 | 0 | 29.92 | 29.92 | 1 | 0 | 0 | 0 | 0
|  |  |  | 13.76 | 27.52 | 0 | 0 | 0 | 0 | 0 | 7.48 | 0.10709 | 0 | 27.52 | 27.52 | 1 | 0 | 0 | 0 | 0
|  |  |  | 14.2 | 28.4 | 0 | 0 | 0 | 0 | 0 | 7.48 | 0.10709 | 0 | 28.4 | 28.4 | 1 | 0 | 0 | 0 | 0
|  |  |  | 11.8 | 23.6 | 0 | 0 | 0 | 0 | 0 | 7.48 | 0.10709 | 0 | 23.6 | 23.6 | 1 | 0 | 0 | 0 | 0
|  |  |  | 12.72 | 25.44 | 0 | 0 | 0 | 0 | 0 | 7.48 | 0.10709 | 0 | 25.44 | 25.44 | 1 | 0 | 0 | 0 | 0
|  |  |  | 17.88 | 35.76 | 0 | 0 | 0 | 0 | 0 | 7.48 | 0.10709 | 0 | 35.76 | 35.76 | 1 | 0 | 0 | 0 | 0
|  |  |  | 22.52 | 45.04 | 0 | 0 | 0 | 0 | 0 | 7.48 | 0.10709 | 0 | 45.04 | 45.04 | 1 | 0 | 0 | 0 | 0
|  |  |  | 30.92 | 61.84 | 0 | 0 | 0 | 0 | 0 | 7.48 | 0.10709 | 0 | 61.84 | 61.84 | 1 | 0 | 0 | 0 | 0
|  |  |  | 30.96 | 61.92 | 0 | 0 | 0 | 0 | 0 | 7.48 | 0.10709 | 0 | 61.92 | 61.92 | 1 | 0 | 0 | 0 | 0
|  |  |  | 33.8 | 67.6 | 0 | 0 | 0 | 0 | 0 | 7.48 | 0.10709 | 0 | 67.6 | 67.6 | 1 | 0 | 0 | 0 | 0
|  |  |  | 32.68 | 65.36 | 0 | 0 | 0 | 0 | 0 | 7.48 | 0.10709 | 0 | 65.36 | 65.36 | 1 | 0 | 0 | 0 | 0
|  |  |  | 35.68 | 71.36 | 0 | 0 | 0 | 0 | 0 | 7.48 | 0.12502 | 0 | 71.36 | 71.36 | 1 | 0 | 0 | 0 | 0
|  |  |  | 38.08 | 76.16 | 0 | 0 | 0 | 0 | 0 | 7.48 | 0.12502 | 0 | 76.16 | 75.082 | 0.67799 | 0 | 1.078 | 0 | 0
|  |  |  | 35.96 | 71.92 | 0 | 0 | 0 | 0 | 0 | 7.48 | 0.12502 | 0 | 71.92 | 71.92 | 0.67799 | 0 | 0 | 0 | 0
|  |  |  | 29.12 | 58.24 | 0 | 0 | 0 | 0 | 0 | 7.48 | 0.12502 | 0 | 58.24 | 58.24 | 0.67799 | 0 | 0 | 0 | 0
|  |  |  | 28.28 | 56.56 | 0 | 0 | 0 | 0 | 0 | 12.23 | 0.12502 | 0 | 56.56 | 56.56 | 0.67799 | 0 | 0 | 0 | 0
|  |  |  | 28.04 | 56.08 | 0 | 0 | 0 | 0 | 0 | 12.23 | 0.12502 | 0 | 56.08 | 56.08 | 0.67799 | 0 | 0 | 0 | 0
|  |  |  | 28.52 | 57.04 | 0 | 0 | 0 | 0 | 0 | 12.23 | 0.12502 | 0 | 57.04 | 57.04 | 0.67799 | 0 | 0 | 0 | 0
|  |  |  | 30.08 | 60.16 | 0 | 0 | 0 | 0 | 0 | 12.23 | 0.12502 | 0 | 60.16 | 60.16 | 0.67799 | 0 | 0 | 0 | 0
|  |  |  | 30.12 | 60.24 | 0 | 0 | 0 | 0 | 0 | 7.48 | 0.12502 | 0 | 60.24 | 60.24 | 0.67799 | 0 | 0 | 0 | 0
|  |  |  | 29.76 | 59.52 | 0 | 0 | 0 | 0 | 0 | 7.48 | 0.12502 | 0 | 59.52 | 57.92 | 0.2 | 0 | 1.6 | 0 | 0
|  |  |  | 29.24 | 58.48 | 0 | 0 | 0 | 0 | 0 | 7.48 | 0.10709 | 2.678 | 58.48 | 58.48 | 0.91885 | 0 | 0 | 0 | 0
|  |  |  | 27.44 | 54.88 | 0 | 0 | 0 | 0 | 0 | 7.48 | 0.10709 | 0.302 | 54.88 | 54.88 | 1 | 0 | 0 | 0 | 0
|  |  |  | 22.28 | 44.56 | 0 | 0 | 0 | 0 | 0 | 7.48 | 0.10709 | 0 | 44.56 | 44.56 | 1 | 0 | 0 | 0 | 0
|  |  |  | 18.68 | 37.36 | 0 | 0 | 0 | 0 | 0 | 7.48 | 0.10709 | 0 | 37.36 | 37.36 | 1 | 0 | 0 | 0 | 0
|  |  |  | 18.16 | 36.32 | 0 | 0 | 0 | 0 | 0 | 7.48 | 0.10709 | 0 | 36.32 | 36.32 | 1 | 0 | 0 | 0 | 0
|  |  |  | 17.52 | 35.04 | 0 | 0 | 0 | 0 | 0 | 7.48 | 0.10709 | 0 | 35.04 | 35.04 | 1 | 0 | 0 | 0 | 0
|  |  |  | 17.56 | 35.12 | 0 | 0 | 0 | 0 | 0 | 7.48 | 0.10709 | 0 | 35.12 | 35.12 | 1 | 0 | 0 | 0 | 0
|  |  |  | 17.2 | 34.4 | 0 | 0 | 0 | 0 | 0 | 7.48 | 0.10709 | 0 | 34.4 | 34.4 | 1 | 0 | 0 | 0 | 0
|  |  |  | 17.76 | 35.52 | 0 | 0 | 0 | 0 | 0 | 7.48 | 0.10709 | 0 | 35.52 | 35.52 | 1 | 0 | 0 | 0 | 0
|  |  |  | 19.44 | 38.88 | 0 | 0 | 0 | 0 | 0 | 7.48 | 0.10709 | 0 | 38.88 | 38.88 | 1 | 0 | 0 | 0 | 0
|  |  |  | 20.44 | 40.88 | 0 | 0 | 0 | 0 | 0 | 7.48 | 0.10709 | 0 | 40.88 | 40.88 | 1 | 0 | 0 | 0 | 0
|  |  |  | 26.68 | 53.36 | 0 | 0 | 0 | 0 | 0 | 7.48 | 0.10709 | 0 | 53.36 | 53.36 | 1 | 0 | 0 | 0 | 0
|  |  |  | 27.16 | 54.32 | 0 | 0 | 0 | 0 | 0 | 7.48 | 0.10709 | 0 | 54.32 | 54.32 | 1 | 0 | 0 | 0 | 0
|  |  |  | 28.88 | 57.76 | 0 | 0 | 0 | 0 | 0 | 7.48 | 0.10709 | 0 | 57.76 | 57.76 | 1 | 0 | 0 | 0 | 0
|  |  |  | 28.88 | 57.76 | 0 | 0 | 0 | 0 | 0 | 7.48 | 0.12502 | 0 | 57.76 | 57.76 | 1 | 0 | 0 | 0 | 0
|  |  |  | 28.88 | 57.76 | 0 | 0 | 0 | 0 | 0 | 7.48 | 0.12502 | 0 | 57.76 | 57.76 | 1 | 0 | 0 | 0 | 0
|  |  |  | 27.52 | 55.04 | 0 | 0 | 0 | 0 | 0 | 7.48 | 0.12502 | 0 | 55.04 | 55.04 | 1 | 0 | 0 | 0 | 0
|  |  |  | 27.32 | 54.64 | 0 | 0 | 0 | 0 | 0 | 7.48 | 0.12502 | 0 | 54.64 | 54.64 | 1 | 0 | 0 | 0 | 0
|  |  |  | 28.04 | 56.08 | 0 | 0 | 0 | 0 | 0 | 12.23 | 0.12502 | 0 | 56.08 | 56.08 | 1 | 0 | 0 | 0 | 0
|  |  |  | 27.68 | 55.36 | 0 | 0 | 0 | 0 | 0 | 12.23 | 0.12502 | 0 | 55.36 | 55.36 | 1 | 0 | 0 | 0 | 0
|  |  |  | 29.4 | 58.8 | 0 | 0 | 0 | 0 | 0 | 12.23 | 0.12502 | 0 | 58.8 | 58.8 | 1 | 0 | 0 | 0 | 0
|  |  |  | 27.8 | 55.6 | 0 | 0 | 0 | 0 | 0 | 12.23 | 0.12502 | 0 | 55.6 | 55.6 | 1 | 0 | 0 | 0 | 0
|  |  |  | 26.72 | 53.44 | 0 | 0 | 0 | 0 | 0 | 7.48 | 0.12502 | 0 | 53.44 | 53.44 | 1 | 0 | 0 | 0 | 0
|  |  |  | 26.92 | 53.84 | 0 | 0 | 0 | 0 | 0 | 7.48 | 0.12502 | 0 | 53.84 | 51.162 | 0.2 | 0 | 2.678 | 0 | 0
|  |  |  | 26.88 | 53.76 | 0 | 0 | 0 | 0 | 0 | 7.48 | 0.10709 | 2.678 | 53.76 | 53.76 | 0.91885 | 0 | 0 | 0 | 0
|  |  |  | 26.24 | 52.48 | 0 | 0 | 0 | 0 | 0 | 7.48 | 0.10709 | 0.302 | 52.48 | 52.48 | 1 | 0 | 0 | 0 | 0
|  |  |  | 21.68 | 43.36 | 0 | 0 | 0 | 0 | 0 | 7.48 | 0.10709 | 0 | 43.36 | 43.36 | 1 | 0 | 0 | 0 | 0
|  |  |  | 22 | 44 | 0 | 0 | 0 | 0 | 0 | 7.48 | 0.10709 | 0 | 44 | 44 | 1 | 0 | 0 | 0 | 0
|  |  |  | 19 | 38 | 0 | 0 | 0 | 0 | 0 | 7.48 | 0.10709 | 0 | 38 | 38 | 1 | 0 | 0 | 0 | 0
|  |  |  | 18 | 36 | 0 | 0 | 0 | 0 | 0 | 7.48 | 0.10709 | 0 | 36 | 36 | 1 | 0 | 0 | 0 | 0
|  |  |  | 17.96 | 35.92 | 0 | 0 | 0 | 0 | 0 | 7.48 | 0.10709 | 0 | 35.92 | 35.92 | 1 | 0 | 0 | 0 | 0
|  |  |  | 18.64 | 37.28 | 0 | 0 | 0 | 0 | 0 | 7.48 | 0.10709 | 0 | 37.28 | 37.28 | 1 | 0 | 0 | 0 | 0
|  |  |  | 23.36 | 46.72 | 0 | 0 | 0 | 0 | 0 | 7.48 | 0.10709 | 0 | 46.72 | 46.72 | 1 | 0 | 0 | 0 | 0
|  |  |  | 25.08 | 50.16 | 0 | 0 | 0 | 0 | 0 | 7.48 | 0.10709 | 0 | 50.16 | 50.16 | 1 | 0 | 0 | 0 | 0
|  |  |  | 22.56 | 45.12 | 0 | 0 | 0 | 0 | 0 | 7.48 | 0.10709 | 0 | 45.12 | 45.12 | 1 | 0 | 0 | 0 | 0
|  |  |  | 20 | 40 | 0 | 0 | 0 | 0 | 0 | 7.48 | 0.10709 | 0 | 40 | 40 | 1 | 0 | 0 | 0 | 0
|  |  |  | 24 | 48 | 0 | 0 | 0 | 0 | 0 | 7.48 | 0.10709 | 0 | 48 | 48 | 1 | 0 | 0 | 0 | 0
|  |  |  | 24.88 | 49.76 | 0 | 0 | 0 | 0 | 0 | 7.48 | 0.10709 | 0 | 49.76 | 49.76 | 1 | 0 | 0 | 0 | 0
|  |  |  | 26.4 | 52.8 | 0 | 0 | 0 | 0 | 0 | 7.48 | 0.12502 | 0 | 52.8 | 52.8 | 1 | 0 | 0 | 0 | 0
|  |  |  | 26.8 | 53.6 | 0 | 0 | 0 | 0 | 0 | 7.48 | 0.12502 | 0 | 53.6 | 53.6 | 1 | 0 | 0 | 0 | 0
|  |  |  | 27.28 | 54.56 | 0 | 0 | 0 | 0 | 0 | 7.48 | 0.12502 | 0 | 54.56 | 54.56 | 1 | 0 | 0 | 0 | 0
|  |  |  | 26.52 | 53.04 | 0 | 0 | 0 | 0 | 0 | 7.48 | 0.12502 | 0 | 53.04 | 53.04 | 1 | 0 | 0 | 0 | 0
|  |  |  | 25.12 | 50.24 | 0 | 0 | 0 | 0 | 0 | 12.23 | 0.12502 | 0 | 50.24 | 50.24 | 1 | 0 | 0 | 0 | 0
|  |  |  | 25.08 | 50.16 | 0 | 0 | 0 | 0 | 0 | 12.23 | 0.12502 | 0 | 50.16 | 50.16 | 1 | 0 | 0 | 0 | 0
|  |  |  | 26.44 | 52.88 | 0 | 0 | 0 | 0 | 0 | 12.23 | 0.12502 | 0 | 52.88 | 52.88 | 1 | 0 | 0 | 0 | 0
|  |  |  | 26.22 | 52.44 | 0 | 0 | 0 | 0 | 0 | 12.23 | 0.12502 | 0 | 52.44 | 52.44 | 1 | 0 | 0 | 0 | 0
|  |  |  | 22.52 | 45.04 | 0 | 0 | 0 | 0 | 0 | 7.48 | 0.12502 | 0 | 45.04 | 45.04 | 1 | 0 | 0 | 0 | 0
|  |  |  | 19.08 | 38.16 | 0 | 0 | 0 | 0 | 0 | 7.48 | 0.12502 | 0 | 38.16 | 35.482 | 0.2 | 0 | 2.678 | 0 | 0
|  |  |  | 18.8 | 37.6 | 0 | 0 | 0 | 0 | 0 | 7.48 | 0.10709 | 2.678 | 37.6 | 37.6 | 0.91885 | 0 | 0 | 0 | 0
|  |  |  | 19.56 | 39.12 | 0 | 0 | 0 | 0 | 0 | 7.48 | 0.10709 | 0.302 | 39.12 | 39.12 | 1 | 0 | 0 | 0 | 0
|  |  |  | 16.36 | 32.72 | 0 | 0 | 0 | 0 | 0 | 7.48 | 0.10709 | 0 | 32.72 | 32.72 | 1 | 0 | 0 | 0 | 0
|  |  |  | 14.28 | 28.56 | 0 | 0 | 0 | 0 | 0 | 7.48 | 0.10709 | 0 | 28.56 | 28.56 | 1 | 0 | 0 | 0 | 0
|  |  |  | 14.12 | 28.24 | 0 | 0 | 0 | 0 | 0 | 7.48 | 0.10709 | 0 | 28.24 | 28.24 | 1 | 0 | 0 | 0 | 0
|  |  |  | 16.24 | 32.48 | 0 | 0 | 0 | 0 | 0 | 7.48 | 0.10709 | 0 | 32.48 | 32.48 | 1 | 0 | 0 | 0 | 0
|  |  |  | 19.24 | 38.48 | 0 | 0 | 0 | 0 | 0 | 7.48 | 0.10709 | 0 | 38.48 | 38.48 | 1 | 0 | 0 | 0 | 0
|  |  |  | 18.68 | 37.36 | 0 | 0 | 0 | 0 | 0 | 7.48 | 0.10709 | 0 | 37.36 | 37.36 | 1 | 0 | 0 | 0 | 0
|  |  |  | 16.76 | 33.52 | 0 | 0 | 0 | 0 | 0 | 7.48 | 0.10709 | 0 | 33.52 | 33.52 | 1 | 0 | 0 | 0 | 0
|  |  |  | 21.04 | 42.08 | 0 | 0 | 0 | 0 | 0 | 7.48 | 0.10709 | 0 | 42.08 | 42.08 | 1 | 0 | 0 | 0 | 0
|  |  |  | 29.76 | 59.52 | 0 | 0 | 0 | 0 | 0 | 7.48 | 0.10709 | 0 | 59.52 | 59.52 | 1 | 0 | 0 | 0 | 0
|  |  |  | 29.12 | 58.24 | 0 | 0 | 0 | 0 | 0 | 7.48 | 0.10709 | 0 | 58.24 | 58.24 | 1 | 0 | 0 | 0 | 0
|  |  |  | 30.8 | 61.6 | 0 | 0 | 0 | 0 | 0 | 7.48 | 0.10709 | 0 | 61.6 | 61.6 | 1 | 0 | 0 | 0 | 0
|  |  |  | 30.92 | 61.84 | 0 | 0 | 0 | 0 | 0 | 7.48 | 0.10709 | 0 | 61.84 | 61.84 | 1 | 0 | 0 | 0 | 0
|  |  |  | 31.16 | 62.32 | 0 | 0 | 0 | 0 | 0 | 7.48 | 0.12502 | 0 | 62.32 | 62.32 | 1 | 0 | 0 | 0 | 0
|  |  |  | 35.6 | 71.2 | 0 | 0 | 0 | 0 | 0 | 7.48 | 0.12502 | 0 | 71.2 | 71.2 | 1 | 0 | 0 | 0 | 0
|  |  |  | 34.72 | 69.44 | 0 | 0 | 0 | 0 | 0 | 7.48 | 0.12502 | 0 | 69.44 | 69.44 | 1 | 0 | 0 | 0 | 0
|  |  |  | 29.48 | 58.96 | 0 | 0 | 0 | 0 | 0 | 7.48 | 0.12502 | 0 | 58.96 | 58.96 | 1 | 0 | 0 | 0 | 0
|  |  |  | 28.4 | 56.8 | 0 | 0 | 0 | 0 | 0 | 12.23 | 0.12502 | 0 | 56.8 | 56.8 | 1 | 0 | 0 | 0 | 0
|  |  |  | 25.56 | 51.12 | 0 | 0 | 0 | 0 | 0 | 12.23 | 0.12502 | 0 | 51.12 | 51.12 | 1 | 0 | 0 | 0 | 0
|  |  |  | 25.88 | 51.76 | 0 | 0 | 0 | 0 | 0 | 12.23 | 0.12502 | 0 | 51.76 | 51.76 | 1 | 0 | 0 | 0 | 0
|  |  |  | 28.12 | 56.24 | 0 | 0 | 0 | 0 | 0 | 12.23 | 0.12502 | 0 | 56.24 | 56.24 | 1 | 0 | 0 | 0 | 0
|  |  |  | 29.64 | 59.28 | 0 | 0 | 0 | 0 | 0 | 7.48 | 0.12502 | 0 | 59.28 | 59.28 | 1 | 0 | 0 | 0 | 0
|  |  |  | 29.48 | 58.96 | 0 | 0 | 0 | 0 | 0 | 7.48 | 0.12502 | 0 | 58.96 | 56.282 | 0.2 | 0 | 2.678 | 0 | 0
|  |  |  | 29.2 | 58.4 | 0 | 0 | 0 | 0 | 0 | 7.48 | 0.10709 | 2.678 | 58.4 | 58.4 | 0.91885 | 0 | 0 | 0 | 0
|  |  |  | 25.8 | 51.6 | 0 | 0 | 0 | 0 | 0 | 7.48 | 0.10709 | 0.302 | 51.6 | 51.6 | 1 | 0 | 0 | 0 | 0
|  |  |  | 16.16 | 32.32 | 0 | 0 | 0 | 0 | 0 | 7.48 | 0.10709 | 0 | 32.32 | 32.32 | 1 | 0 | 0 | 0 | 0
|  |  |  | 13.96 | 27.92 | 0 | 0 | 0 | 0 | 0 | 7.48 | 0.10709 | 0 | 27.92 | 27.92 | 1 | 0 | 0 | 0 | 0
|  |  |  | 13.84 | 27.68 | 0 | 0 | 0 | 0 | 0 | 7.48 | 0.10709 | 0 | 27.68 | 27.68 | 1 | 0 | 0 | 0 | 0
|  |  |  | 12.8 | 25.6 | 0 | 0 | 0 | 0 | 0 | 7.48 | 0.10709 | 0 | 25.6 | 25.6 | 1 | 0 | 0 | 0 | 0
|  |  |  | 11.8 | 23.6 | 0 | 0 | 0 | 0 | 0 | 7.48 | 0.10709 | 0 | 23.6 | 23.6 | 1 | 0 | 0 | 0 | 0
|  |  |  | 12.24 | 24.48 | 0 | 0 | 0 | 0 | 0 | 7.48 | 0.10709 | 0 | 24.48 | 24.48 | 1 | 0 | 0 | 0 | 0
|  |  |  | 16.16 | 32.32 | 0 | 0 | 0 | 0 | 0 | 7.48 | 0.10709 | 0 | 32.32 | 32.32 | 1 | 0 | 0 | 0 | 0
|  |  |  | 18.2 | 36.4 | 0 | 0 | 0 | 0 | 0 | 7.48 | 0.10709 | 0 | 36.4 | 36.4 | 1 | 0 | 0 | 0 | 0
|  |  |  | 29.08 | 58.16 | 0 | 0 | 0 | 0 | 0 | 7.48 | 0.10709 | 0 | 58.16 | 58.16 | 1 | 0 | 0 | 0 | 0
|  |  |  | 29.04 | 58.08 | 0 | 0 | 0 | 0 | 0 | 7.48 | 0.10709 | 0 | 58.08 | 58.08 | 1 | 0 | 0 | 0 | 0
|  |  |  | 30.96 | 61.92 | 0 | 0 | 0 | 0 | 0 | 7.48 | 0.10709 | 0 | 61.92 | 61.92 | 1 | 0 | 0 | 0 | 0
|  |  |  | 26.6 | 53.2 | 0 | 0 | 0 | 0 | 0 | 7.48 | 0.10709 | 0 | 53.2 | 53.2 | 1 | 0 | 0 | 0 | 0
|  |  |  | 26.52 | 53.04 | 0 | 0 | 0 | 0 | 0 | 7.48 | 0.12502 | 0 | 53.04 | 53.04 | 1 | 0 | 0 | 0 | 0
|  |  |  | 29.68 | 59.36 | 0 | 0 | 0 | 0 | 0 | 7.48 | 0.12502 | 0 | 59.36 | 59.36 | 1 | 0 | 0 | 0 | 0
|  |  |  | 28.6 | 57.2 | 0 | 0 | 0 | 0 | 0 | 7.48 | 0.12502 | 0 | 57.2 | 57.2 | 1 | 0 | 0 | 0 | 0
|  |  |  | 26.88 | 53.76 | 0 | 0 | 0 | 0 | 0 | 7.48 | 0.12502 | 0 | 53.76 | 53.76 | 1 | 0 | 0 | 0 | 0
|  |  |  | 26.08 | 52.16 | 0 | 0 | 0 | 0 | 0 | 12.23 | 0.12502 | 0 | 52.16 | 52.16 | 1 | 0 | 0 | 0 | 0
|  |  |  | 24.24 | 48.48 | 0 | 0 | 0 | 0 | 0 | 12.23 | 0.12502 | 0 | 48.48 | 48.48 | 1 | 0 | 0 | 0 | 0
|  |  |  | 24.56 | 49.12 | 0 | 0 | 0 | 0 | 0 | 12.23 | 0.12502 | 0 | 49.12 | 49.12 | 1 | 0 | 0 | 0 | 0
|  |  |  | 25.76 | 51.52 | 0 | 0 | 0 | 0 | 0 | 12.23 | 0.12502 | 0 | 51.52 | 51.52 | 1 | 0 | 0 | 0 | 0
|  |  |  | 26.3 | 52.6 | 0 | 0 | 0 | 0 | 0 | 7.48 | 0.12502 | 0 | 52.6 | 52.6 | 1 | 0 | 0 | 0 | 0
|  |  |  | 25.88 | 51.76 | 0 | 0 | 0 | 0 | 0 | 7.48 | 0.12502 | 0 | 51.76 | 49.082 | 0.2 | 0 | 2.678 | 0 | 0
|  |  |  | 23.44 | 46.88 | 0 | 0 | 0 | 0 | 0 | 7.48 | 0.10709 | 2.678 | 46.88 | 46.88 | 0.91885 | 0 | 0 | 0 | 0
|  |  |  | 21.08 | 42.16 | 0 | 0 | 0 | 0 | 0 | 7.48 | 0.10709 | 0.302 | 42.16 | 42.16 | 1 | 0 | 0 | 0 | 0
|  |  |  | 15.88 | 31.76 | 0 | 0 | 0 | 0 | 0 | 7.48 | 0.10709 | 0 | 31.76 | 31.76 | 1 | 0 | 0 | 0 | 0
|  |  |  | 14.48 | 28.96 | 0 | 0 | 0 | 0 | 0 | 7.48 | 0.10709 | 0 | 28.96 | 28.96 | 1 | 0 | 0 | 0 | 0
|  |  |  | 13.56 | 27.12 | 0 | 0 | 0 | 0 | 0 | 7.48 | 0.10709 | 0 | 27.12 | 27.12 | 1 | 0 | 0 | 0 | 0
|  |  |  | 13.64 | 27.28 | 0 | 0 | 0 | 0 | 0 | 7.48 | 0.10709 | 0 | 27.28 | 27.28 | 1 | 0 | 0 | 0 | 0
|  |  |  | 13.4 | 26.8 | 0 | 0 | 0 | 0 | 0 | 7.48 | 0.10709 | 0 | 26.8 | 26.8 | 1 | 0 | 0 | 0 | 0
|  |  |  | 14 | 28 | 0 | 0 | 0 | 0 | 0 | 7.48 | 0.10709 | 0 | 28 | 28 | 1 | 0 | 0 | 0 | 0
|  |  |  | 14.76 | 29.52 | 0 | 0 | 0 | 0 | 0 | 7.48 | 0.10709 | 0 | 29.52 | 29.52 | 1 | 0 | 0 | 0 | 0
|  |  |  | 14.96 | 29.92 | 0 | 0 | 0 | 0 | 0 | 7.48 | 0.10709 | 0 | 29.92 | 29.92 | 1 | 0 | 0 | 0 | 0
|  |  |  | 26.12 | 52.24 | 0 | 0 | 0 | 0 | 0 | 7.48 | 0.10709 | 0 | 52.24 | 52.24 | 1 | 0 | 0 | 0 | 0
|  |  |  | 25.76 | 51.52 | 0 | 0 | 0 | 0 | 0 | 7.48 | 0.10709 | 0 | 51.52 | 51.52 | 1 | 0 | 0 | 0 | 0
|  |  |  | 26.04 | 52.08 | 0 | 0 | 0 | 0 | 0 | 7.48 | 0.10709 | 0 | 52.08 | 52.08 | 1 | 0 | 0 | 0 | 0
|  |  |  | 27.44 | 54.88 | 0 | 0 | 0 | 0 | 0 | 7.48 | 0.10709 | 0 | 54.88 | 54.88 | 1 | 0 | 0 | 0 | 0
|  |  |  | 29.84 | 59.68 | 0 | 0 | 0 | 0 | 0 | 7.48 | 0.10709 | 0 | 59.68 | 59.68 | 1 | 0 | 0 | 0 | 0
|  |  |  | 28.44 | 56.88 | 0 | 0 | 0 | 0 | 0 | 7.48 | 0.10709 | 0 | 56.88 | 56.88 | 1 | 0 | 0 | 0 | 0
|  |  |  | 27.36 | 54.72 | 0 | 0 | 0 | 0 | 0 | 7.48 | 0.10709 | 0 | 54.72 | 54.72 | 1 | 0 | 0 | 0 | 0
|  |  |  | 24.8 | 49.6 | 0 | 0 | 0 | 0 | 0 | 7.48 | 0.10709 | 0 | 49.6 | 49.6 | 1 | 0 | 0 | 0 | 0
|  |  |  | 25.16 | 50.32 | 0 | 0 | 0 | 0 | 0 | 7.48 | 0.10709 | 0 | 50.32 | 50.32 | 1 | 0 | 0 | 0 | 0
|  |  |  | 25.32 | 50.64 | 0 | 0 | 0 | 0 | 0 | 7.48 | 0.10709 | 0 | 50.64 | 50.64 | 1 | 0 | 0 | 0 | 0
|  |  |  | 26.84 | 53.68 | 0 | 0 | 0 | 0 | 0 | 7.48 | 0.10709 | 0 | 53.68 | 53.68 | 1 | 0 | 0 | 0 | 0
|  |  |  | 26.24 | 52.48 | 0 | 0 | 0 | 0 | 0 | 7.48 | 0.10709 | 0 | 52.48 | 52.48 | 1 | 0 | 0 | 0 | 0
|  |  |  | 26.4 | 52.8 | 0 | 0 | 0 | 0 | 0 | 7.48 | 0.10709 | 0 | 52.8 | 52.8 | 1 | 0 | 0 | 0 | 0
|  |  |  | 26.92 | 53.84 | 0 | 0 | 0 | 0 | 0 | 7.48 | 0.10709 | 0 | 53.84 | 53.84 | 1 | 0 | 0 | 0 | 0
|  |  |  | 26.2 | 52.4 | 0 | 0 | 0 | 0 | 0 | 7.48 | 0.10709 | 0 | 52.4 | 52.4 | 1 | 0 | 0 | 0 | 0
|  |  |  | 22.68 | 45.36 | 0 | 0 | 0 | 0 | 0 | 7.48 | 0.10709 | 0 | 45.36 | 45.36 | 1 | 0 | 0 | 0 | 0
|  |  |  | 21.28 | 42.56 | 0 | 0 | 0 | 0 | 0 | 7.48 | 0.10709 | 0 | 42.56 | 42.56 | 1 | 0 | 0 | 0 | 0
|  |  |  | 19.32 | 38.64 | 0 | 0 | 0 | 0 | 0 | 7.48 | 0.10709 | 0 | 38.64 | 38.64 | 1 | 0 | 0 | 0 | 0
|  |  |  | 18.52 | 37.04 | 0 | 0 | 0 | 0 | 0 | 7.48 | 0.10709 | 0 | 37.04 | 37.04 | 1 | 0 | 0 | 0 | 0
|  |  |  | 17.28 | 34.56 | 0 | 0 | 0 | 0 | 0 | 7.48 | 0.10709 | 0 | 34.56 | 34.56 | 1 | 0 | 0 | 0 | 0
|  |  |  | 17.64 | 35.28 | 0 | 0 | 0 | 0 | 0 | 7.48 | 0.10709 | 0 | 35.28 | 35.28 | 1 | 0 | 0 | 0 | 0
|  |  |  | 15.92 | 31.84 | 0 | 0 | 0 | 0 | 0 | 7.48 | 0.10709 | 0 | 31.84 | 31.84 | 1 | 0 | 0 | 0 | 0
|  |  |  | 14.4 | 28.8 | 0 | 0 | 0 | 0 | 0 | 7.48 | 0.10709 | 0 | 28.8 | 28.8 | 1 | 0 | 0 | 0 | 0
|  |  |  | 15 | 30 | 0 | 0 | 0 | 0 | 0 | 7.48 | 0.10709 | 0 | 30 | 30 | 1 | 0 | 0 | 0 | 0
|  |  |  | 25.56 | 51.12 | 0 | 0 | 0 | 0 | 0 | 7.48 | 0.10709 | 0 | 51.12 | 51.12 | 1 | 0 | 0 | 0 | 0
|  |  |  | 25.28 | 50.56 | 0 | 0 | 0 | 0 | 0 | 7.48 | 0.10709 | 0 | 50.56 | 50.56 | 1 | 0 | 0 | 0 | 0
|  |  |  | 27.72 | 55.44 | 0 | 0 | 0 | 0 | 0 | 7.48 | 0.10709 | 0 | 55.44 | 55.44 | 1 | 0 | 0 | 0 | 0
|  |  |  | 31.16 | 62.32 | 0 | 0 | 0 | 0 | 0 | 7.48 | 0.10709 | 0 | 62.32 | 62.32 | 1 | 0 | 0 | 0 | 0
|  |  |  | 31.72 | 63.44 | 0 | 0 | 0 | 0 | 0 | 7.48 | 0.10709 | 0 | 63.44 | 63.44 | 1 | 0 | 0 | 0 | 0
|  |  |  | 30.96 | 61.92 | 0 | 0 | 0 | 0 | 0 | 7.48 | 0.10709 | 0 | 61.92 | 61.92 | 1 | 0 | 0 | 0 | 0
|  |  |  | 27.52 | 55.04 | 0 | 0 | 0 | 0 | 0 | 7.48 | 0.10709 | 0 | 55.04 | 55.04 | 1 | 0 | 0 | 0 | 0
|  |  |  | 25.76 | 51.52 | 0 | 0 | 0 | 0 | 0 | 7.48 | 0.10709 | 0 | 51.52 | 51.52 | 1 | 0 | 0 | 0 | 0
|  |  |  | 25.64 | 51.28 | 0 | 0 | 0 | 0 | 0 | 7.48 | 0.10709 | 0 | 51.28 | 51.28 | 1 | 0 | 0 | 0 | 0
|  |  |  | 25.04 | 50.08 | 0 | 0 | 0 | 0 | 0 | 7.48 | 0.10709 | 0 | 50.08 | 50.08 | 1 | 0 | 0 | 0 | 0
|  |  |  | 26.12 | 52.24 | 0 | 0 | 0 | 0 | 0 | 7.48 | 0.10709 | 0 | 52.24 | 52.24 | 1 | 0 | 0 | 0 | 0
|  |  |  | 26.32 | 52.64 | 0 | 0 | 0 | 0 | 0 | 7.48 | 0.10709 | 0 | 52.64 | 52.64 | 1 | 0 | 0 | 0 | 0
|  |  |  | 27.64 | 55.28 | 0 | 0 | 0 | 0 | 0 | 7.48 | 0.10709 | 0 | 55.28 | 55.28 | 1 | 0 | 0 | 0 | 0
|  |  |  | 27.48 | 54.96 | 0 | 0 | 0 | 0 | 0 | 7.48 | 0.10709 | 0 | 54.96 | 54.96 | 1 | 0 | 0 | 0 | 0
|  |  |  | 26.96 | 53.92 | 0 | 0 | 0 | 0 | 0 | 7.48 | 0.10709 | 0 | 53.92 | 53.92 | 1 | 0 | 0 | 0 | 0
|  |  |  | 23.92 | 47.84 | 0 | 0 | 0 | 0 | 0 | 7.48 | 0.10709 | 0 | 47.84 | 47.84 | 1 | 0 | 0 | 0 | 0
|  |  |  | 18.12 | 36.24 | 0 | 0 | 0 | 0 | 0 | 7.48 | 0.10709 | 0 | 36.24 | 36.24 | 1 | 0 | 0 | 0 | 0
|  |  |  | 14.56 | 29.12 | 0 | 0 | 0 | 0 | 0 | 7.48 | 0.10709 | 0 | 29.12 | 29.12 | 1 | 0 | 0 | 0 | 0
|  |  |  | 14.24 | 28.48 | 0 | 0 | 0 | 0 | 0 | 7.48 | 0.10709 | 0 | 28.48 | 28.48 | 1 | 0 | 0 | 0 | 0
|  |  |  | 13.28 | 26.56 | 0 | 0 | 0 | 0 | 0 | 7.48 | 0.10709 | 0 | 26.56 | 26.56 | 1 | 0 | 0 | 0 | 0
|  |  |  | 12.48 | 24.96 | 0 | 0 | 0 | 0 | 0 | 7.48 | 0.10709 | 0 | 24.96 | 24.96 | 1 | 0 | 0 | 0 | 0
|  |  |  | 13.84 | 27.68 | 0 | 0 | 0 | 0 | 0 | 7.48 | 0.10709 | 0 | 27.68 | 27.68 | 1 | 0 | 0 | 0 | 0
|  |  |  | 16.28 | 32.56 | 0 | 0 | 0 | 0 | 0 | 7.48 | 0.10709 | 0 | 32.56 | 32.56 | 1 | 0 | 0 | 0 | 0
|  |  |  | 16.84 | 33.68 | 0 | 0 | 0 | 0 | 0 | 7.48 | 0.10709 | 0 | 33.68 | 33.68 | 1 | 0 | 0 | 0 | 0
|  |  |  | 16.8 | 33.6 | 0 | 0 | 0 | 0 | 0 | 7.48 | 0.10709 | 0 | 33.6 | 33.6 | 1 | 0 | 0 | 0 | 0
|  |  |  | 16.48 | 32.96 | 0 | 0 | 0 | 0 | 0 | 7.48 | 0.10709 | 0 | 32.96 | 32.96 | 1 | 0 | 0 | 0 | 0
|  |  |  | 17.48 | 34.96 | 0 | 0 | 0 | 0 | 0 | 7.48 | 0.10709 | 0 | 34.96 | 34.96 | 1 | 0 | 0 | 0 | 0
|  |  |  | 17.92 | 35.84 | 0 | 0 | 0 | 0 | 0 | 7.48 | 0.10709 | 0 | 35.84 | 35.84 | 1 | 0 | 0 | 0 | 0
|  |  |  | 20.88 | 41.76 | 0 | 0 | 0 | 0 | 0 | 7.48 | 0.12502 | 0 | 41.76 | 41.76 | 1 | 0 | 0 | 0 | 0
|  |  |  | 33.6 | 67.2 | 0 | 0 | 0 | 0 | 0 | 7.48 | 0.12502 | 0 | 67.2 | 67.2 | 1 | 0 | 0 | 0 | 0
|  |  |  | 36.32 | 72.64 | 0 | 0 | 0 | 0 | 0 | 7.48 | 0.12502 | 0 | 72.64 | 70.32 | 0.30691 | 0 | 2.32 | 0 | 0
|  |  |  | 33.08 | 66.16 | 0 | 0 | 0 | 0 | 0 | 12.23 | 0.12502 | 0 | 66.16 | 66.16 | 0.30691 | 0 | 0 | 0 | 0
|  |  |  | 31.36 | 62.72 | 0 | 0 | 0 | 0 | 0 | 12.23 | 0.12502 | 0 | 62.72 | 62.72 | 0.30691 | 0 | 0 | 0 | 0
|  |  |  | 29.8 | 59.6 | 0 | 0 | 0 | 0 | 0 | 12.23 | 0.12502 | 0 | 59.6 | 59.6 | 0.30691 | 0 | 0 | 0 | 0
|  |  |  | 30.4 | 60.8 | 0 | 0 | 0 | 0 | 0 | 12.23 | 0.12502 | 0 | 60.8 | 60.8 | 0.30691 | 0 | 0 | 0 | 0
|  |  |  | 30.4 | 60.8 | 0 | 0 | 0 | 0 | 0 | 7.48 | 0.12502 | 0 | 60.8 | 60.8 | 0.30691 | 0 | 0 | 0 | 0
|  |  |  | 30.56 | 61.12 | 0 | 0 | 0 | 0 | 0 | 7.48 | 0.12502 | 0 | 61.12 | 61.12 | 0.30691 | 0 | 0 | 0 | 0
|  |  |  | 30.24 | 60.48 | 0 | 0 | 0 | 0 | 0 | 7.48 | 0.12502 | 0 | 60.48 | 60.122 | 0.2 | 0 | 0.358 | 0 | 0
|  |  |  | 29.16 | 58.32 | 0 | 0 | 0 | 0 | 0 | 7.48 | 0.10709 | 2.678 | 58.32 | 58.32 | 0.91885 | 0 | 0 | 0 | 0
|  |  |  | 23.4 | 46.8 | 0 | 0 | 0 | 0 | 0 | 7.48 | 0.10709 | 0.302 | 46.8 | 46.8 | 1 | 0 | 0 | 0 | 0
|  |  |  | 21.52 | 43.04 | 0 | 0 | 0 | 0 | 0 | 7.48 | 0.10709 | 0 | 43.04 | 43.04 | 1 | 0 | 0 | 0 | 0
|  |  |  | 15.24 | 30.48 | 0 | 0 | 0 | 0 | 0 | 7.48 | 0.10709 | 0 | 30.48 | 30.48 | 1 | 0 | 0 | 0 | 0
|  |  |  | 14.24 | 28.48 | 0 | 0 | 0 | 0 | 0 | 7.48 | 0.10709 | 0 | 28.48 | 28.48 | 1 | 0 | 0 | 0 | 0
|  |  |  | 12.92 | 25.84 | 0 | 0 | 0 | 0 | 0 | 7.48 | 0.10709 | 0 | 25.84 | 25.84 | 1 | 0 | 0 | 0 | 0
|  |  |  | 12.96 | 25.92 | 0 | 0 | 0 | 0 | 0 | 7.48 | 0.10709 | 0 | 25.92 | 25.92 | 1 | 0 | 0 | 0 | 0
|  |  |  | 13.4 | 26.8 | 0 | 0 | 0 | 0 | 0 | 7.48 | 0.10709 | 0 | 26.8 | 26.8 | 1 | 0 | 0 | 0 | 0
|  |  |  | 14.52 | 29.04 | 0 | 0 | 0 | 0 | 0 | 7.48 | 0.10709 | 0 | 29.04 | 29.04 | 1 | 0 | 0 | 0 | 0
|  |  |  | 14.72 | 29.44 | 0 | 0 | 0 | 0 | 0 | 7.48 | 0.10709 | 0 | 29.44 | 29.44 | 1 | 0 | 0 | 0 | 0
|  |  |  | 16 | 32 | 0 | 0 | 0 | 0 | 0 | 7.48 | 0.10709 | 0 | 32 | 32 | 1 | 0 | 0 | 0 | 0
|  |  |  | 20.64 | 41.28 | 0 | 0 | 0 | 0 | 0 | 7.48 | 0.10709 | 0 | 41.28 | 41.28 | 1 | 0 | 0 | 0 | 0
|  |  |  | 20.24 | 40.48 | 0 | 0 | 0 | 0 | 0 | 7.48 | 0.10709 | 0 | 40.48 | 40.48 | 1 | 0 | 0 | 0 | 0
|  |  |  | 21.88 | 43.76 | 0 | 0 | 0 | 0 | 0 | 7.48 | 0.10709 | 0 | 43.76 | 43.76 | 1 | 0 | 0 | 0 | 0
|  |  |  | 22.44 | 44.88 | 0 | 0 | 0 | 0 | 0 | 7.48 | 0.12502 | 0 | 44.88 | 44.88 | 1 | 0 | 0 | 0 | 0
|  |  |  | 22.52 | 45.04 | 0 | 0 | 0 | 0 | 0 | 7.48 | 0.12502 | 0 | 45.04 | 45.04 | 1 | 0 | 0 | 0 | 0
|  |  |  | 21.4 | 42.8 | 0 | 0 | 0 | 0 | 0 | 7.48 | 0.12502 | 0 | 42.8 | 42.8 | 1 | 0 | 0 | 0 | 0
|  |  |  | 21.8 | 43.6 | 0 | 0 | 0 | 0 | 0 | 12.23 | 0.12502 | 0 | 43.6 | 43.6 | 1 | 0 | 0 | 0 | 0
|  |  |  | 21.2 | 42.4 | 0 | 0 | 0 | 0 | 0 | 12.23 | 0.12502 | 0 | 42.4 | 42.4 | 1 | 0 | 0 | 0 | 0
|  |  |  | 21.24 | 42.48 | 0 | 0 | 0 | 0 | 0 | 12.23 | 0.12502 | 0 | 42.48 | 42.48 | 1 | 0 | 0 | 0 | 0
|  |  |  | 23.32 | 46.64 | 0 | 0 | 0 | 0 | 0 | 12.23 | 0.12502 | 0 | 46.64 | 46.64 | 1 | 0 | 0 | 0 | 0
|  |  |  | 24.16 | 48.32 | 0 | 0 | 0 | 0 | 0 | 7.48 | 0.12502 | 0 | 48.32 | 48.32 | 1 | 0 | 0 | 0 | 0
|  |  |  | 21.76 | 43.52 | 0 | 0 | 0 | 0 | 0 | 7.48 | 0.12502 | 0 | 43.52 | 43.52 | 1 | 0 | 0 | 0 | 0
|  |  |  | 20.04 | 40.08 | 0 | 0 | 0 | 0 | 0 | 7.48 | 0.12502 | 0 | 40.08 | 37.402 | 0.2 | 0 | 2.678 | 0 | 0
|  |  |  | 20.4 | 40.8 | 0 | 0 | 0 | 0 | 0 | 7.48 | 0.10709 | 2.678 | 40.8 | 40.8 | 0.91885 | 0 | 0 | 0 | 0
|  |  |  | 20.32 | 40.64 | 0 | 0 | 0 | 0 | 0 | 7.48 | 0.10709 | 0.302 | 40.64 | 40.64 | 1 | 0 | 0 | 0 | 0
|  |  |  | 16.8 | 33.6 | 0 | 0 | 0 | 0 | 0 | 7.48 | 0.10709 | 0 | 33.6 | 33.6 | 1 | 0 | 0 | 0 | 0
|  |  |  | 16.88 | 33.76 | 0 | 0 | 0 | 0 | 0 | 7.48 | 0.10709 | 0 | 33.76 | 33.76 | 1 | 0 | 0 | 0 | 0
|  |  |  | 16.44 | 32.88 | 0 | 0 | 0 | 0 | 0 | 7.48 | 0.10709 | 0 | 32.88 | 32.88 | 1 | 0 | 0 | 0 | 0
|  |  |  | 15.68 | 31.36 | 0 | 0 | 0 | 0 | 0 | 7.48 | 0.10709 | 0 | 31.36 | 31.36 | 1 | 0 | 0 | 0 | 0
|  |  |  | 13.52 | 27.04 | 0 | 0 | 0 | 0 | 0 | 7.48 | 0.10709 | 0 | 27.04 | 27.04 | 1 | 0 | 0 | 0 | 0
|  |  |  | 12.64 | 25.28 | 0 | 0 | 0 | 0 | 0 | 7.48 | 0.10709 | 0 | 25.28 | 25.28 | 1 | 0 | 0 | 0 | 0
|  |  |  | 13.6 | 27.2 | 0 | 0 | 0 | 0 | 0 | 7.48 | 0.10709 | 0 | 27.2 | 27.2 | 1 | 0 | 0 | 0 | 0
|  |  |  | 13.92 | 27.84 | 0 | 0 | 0 | 0 | 0 | 7.48 | 0.10709 | 0 | 27.84 | 27.84 | 1 | 0 | 0 | 0 | 0
|  |  |  | 14.4 | 28.8 | 0 | 0 | 0 | 0 | 0 | 7.48 | 0.10709 | 0 | 28.8 | 28.8 | 1 | 0 | 0 | 0 | 0
|  |  |  | 13.64 | 27.28 | 0 | 0 | 0 | 0 | 0 | 7.48 | 0.10709 | 0 | 27.28 | 27.28 | 1 | 0 | 0 | 0 | 0
|  |  |  | 20.48 | 40.96 | 0 | 0 | 0 | 0 | 0 | 7.48 | 0.10709 | 0 | 40.96 | 40.96 | 1 | 0 | 0 | 0 | 0
|  |  |  | 21.32 | 42.64 | 0 | 0 | 0 | 0 | 0 | 7.48 | 0.10709 | 0 | 42.64 | 42.64 | 1 | 0 | 0 | 0 | 0
|  |  |  | 21.44 | 42.88 | 0 | 0 | 0 | 0 | 0 | 7.48 | 0.12502 | 0 | 42.88 | 42.88 | 1 | 0 | 0 | 0 | 0
|  |  |  | 22.28 | 44.56 | 0 | 0 | 0 | 0 | 0 | 7.48 | 0.12502 | 0 | 44.56 | 44.56 | 1 | 0 | 0 | 0 | 0
|  |  |  | 22.28 | 44.56 | 0 | 0 | 0 | 0 | 0 | 7.48 | 0.12502 | 0 | 44.56 | 44.56 | 1 | 0 | 0 | 0 | 0
|  |  |  | 22.92 | 45.84 | 0 | 0 | 0 | 0 | 0 | 12.23 | 0.12502 | 0 | 45.84 | 45.84 | 1 | 0 | 0 | 0 | 0
|  |  |  | 21.44 | 42.88 | 0 | 0 | 0 | 0 | 0 | 12.23 | 0.12502 | 0 | 42.88 | 42.88 | 1 | 0 | 0 | 0 | 0
|  |  |  | 21.16 | 42.32 | 0 | 0 | 0 | 0 | 0 | 12.23 | 0.12502 | 0 | 42.32 | 42.32 | 1 | 0 | 0 | 0 | 0
|  |  |  | 22.48 | 44.96 | 0 | 0 | 0 | 0 | 0 | 12.23 | 0.12502 | 0 | 44.96 | 44.96 | 1 | 0 | 0 | 0 | 0
|  |  |  | 22.92 | 45.84 | 0 | 0 | 0 | 0 | 0 | 7.48 | 0.12502 | 0 | 45.84 | 45.84 | 1 | 0 | 0 | 0 | 0
|  |  |  | 21.84 | 43.68 | 0 | 0 | 0 | 0 | 0 | 7.48 | 0.12502 | 0 | 43.68 | 43.68 | 1 | 0 | 0 | 0 | 0
|  |  |  | 16.32 | 32.64 | 0 | 0 | 0 | 0 | 0 | 7.48 | 0.12502 | 0 | 32.64 | 29.962 | 0.2 | 0 | 2.678 | 0 | 0
|  |  |  | 16.56 | 33.12 | 0 | 0 | 0 | 0 | 0 | 7.48 | 0.10709 | 2.678 | 33.12 | 33.12 | 0.91885 | 0 | 0 | 0 | 0
|  |  |  | 16.68 | 33.36 | 0 | 0 | 0 | 0 | 0 | 7.48 | 0.10709 | 0.302 | 33.36 | 33.36 | 1 | 0 | 0 | 0 | 0
|  |  |  | 18.44 | 36.88 | 0 | 0 | 0 | 0 | 0 | 7.48 | 0.10709 | 0 | 36.88 | 36.88 | 1 | 0 | 0 | 0 | 0
|  |  |  | 18.4 | 36.8 | 0 | 0 | 0 | 0 | 0 | 7.48 | 0.10709 | 0 | 36.8 | 36.8 | 1 | 0 | 0 | 0 | 0
|  |  |  | 17.16 | 34.32 | 0 | 0 | 0 | 0 | 0 | 7.48 | 0.10709 | 0 | 34.32 | 34.32 | 1 | 0 | 0 | 0 | 0
|  |  |  | 17.36 | 34.72 | 0 | 0 | 0 | 0 | 0 | 7.48 | 0.10709 | 0 | 34.72 | 34.72 | 1 | 0 | 0 | 0 | 0
|  |  |  | 19.04 | 38.08 | 0 | 0 | 0 | 0 | 0 | 7.48 | 0.10709 | 0 | 38.08 | 38.08 | 1 | 0 | 0 | 0 | 0
|  |  |  | 15.16 | 30.32 | 0 | 0 | 0 | 0 | 0 | 7.48 | 0.10709 | 0 | 30.32 | 30.32 | 1 | 0 | 0 | 0 | 0
|  |  |  | 12.96 | 25.92 | 0 | 0 | 0 | 0 | 0 | 7.48 | 0.10709 | 0 | 25.92 | 25.92 | 1 | 0 | 0 | 0 | 0
|  |  |  | 14.04 | 28.08 | 0 | 0 | 0 | 0 | 0 | 7.48 | 0.10709 | 0 | 28.08 | 28.08 | 1 | 0 | 0 | 0 | 0
|  |  |  | 20.04 | 40.08 | 0 | 0 | 0 | 0 | 0 | 7.48 | 0.10709 | 0 | 40.08 | 40.08 | 1 | 0 | 0 | 0 | 0
|  |  |  | 23.36 | 46.72 | 0 | 0 | 0 | 0 | 0 | 7.48 | 0.10709 | 0 | 46.72 | 46.72 | 1 | 0 | 0 | 0 | 0
|  |  |  | 30.2 | 60.4 | 0 | 0 | 0 | 0 | 0 | 7.48 | 0.10709 | 0 | 60.4 | 60.4 | 1 | 0 | 0 | 0 | 0
|  |  |  | 32.84 | 65.68 | 0 | 0 | 0 | 0 | 0 | 7.48 | 0.10709 | 0 | 65.68 | 65.68 | 1 | 0 | 0 | 0 | 0
|  |  |  | 35.72 | 71.44 | 0 | 0 | 0 | 0 | 0 | 7.48 | 0.12502 | 0 | 71.44 | 71.44 | 1 | 0 | 0 | 0 | 0
|  |  |  | 39.36 | 78.72 | 0 | 0 | 0 | 0 | 0 | 7.48 | 0.12502 | 0 | 78.72 | 76.042 | 0.2 | 0 | 2.678 | 0 | 0
|  |  |  | 35.16 | 70.32 | 0 | 0 | 0 | 0 | 0 | 7.48 | 0.12502 | 0 | 70.32 | 70.32 | 0.2 | 0 | 0 | 0 | 0
|  |  |  | 30.52 | 61.04 | 0 | 0 | 0 | 0 | 0 | 12.23 | 0.12502 | 0 | 61.04 | 61.04 | 0.2 | 0 | 0 | 0 | 0
|  |  |  | 28.8 | 57.6 | 0 | 0 | 0 | 0 | 0 | 12.23 | 0.12502 | 0 | 57.6 | 57.6 | 0.2 | 0 | 0 | 0 | 0
|  |  |  | 27.04 | 54.08 | 0 | 0 | 0 | 0 | 0 | 12.23 | 0.12502 | 0 | 54.08 | 54.08 | 0.2 | 0 | 0 | 0 | 0
|  |  |  | 28.2 | 56.4 | 0 | 0 | 0 | 0 | 0 | 12.23 | 0.12502 | 0 | 56.4 | 56.4 | 0.2 | 0 | 0 | 0 | 0
|  |  |  | 29.24 | 58.48 | 0 | 0 | 0 | 0 | 0 | 7.48 | 0.12502 | 0 | 58.48 | 58.48 | 0.2 | 0 | 0 | 0 | 0
|  |  |  | 31.28 | 62.56 | 0 | 0 | 0 | 0 | 0 | 7.48 | 0.12502 | 0 | 62.56 | 62.56 | 0.2 | 0 | 0 | 0 | 0
|  |  |  | 32.48 | 64.96 | 0 | 0 | 0 | 0 | 0 | 7.48 | 0.12502 | 0 | 64.96 | 64.96 | 0.2 | 0 | 0 | 0 | 0
|  |  |  | 30.96 | 61.92 | 0 | 0 | 0 | 0 | 0 | 7.48 | 0.10709 | 2.678 | 61.92 | 61.92 | 0.91885 | 0 | 0 | 0 | 0
|  |  |  | 28.04 | 56.08 | 0 | 0 | 0 | 0 | 0 | 7.48 | 0.10709 | 0.302 | 56.08 | 56.08 | 1 | 0 | 0 | 0 | 0
|  |  |  | 20.08 | 40.16 | 0 | 0 | 0 | 0 | 0 | 7.48 | 0.10709 | 0 | 40.16 | 40.16 | 1 | 0 | 0 | 0 | 0
|  |  |  | 19.92 | 39.84 | 0 | 0 | 0 | 0 | 0 | 7.48 | 0.10709 | 0 | 39.84 | 39.84 | 1 | 0 | 0 | 0 | 0
|  |  |  | 19.08 | 38.16 | 0 | 0 | 0 | 0 | 0 | 7.48 | 0.10709 | 0 | 38.16 | 38.16 | 1 | 0 | 0 | 0 | 0
|  |  |  | 21.28 | 42.56 | 0 | 0 | 0 | 0 | 0 | 7.48 | 0.10709 | 0 | 42.56 | 42.56 | 1 | 0 | 0 | 0 | 0
|  |  |  | 24.16 | 48.32 | 0 | 0 | 0 | 0 | 0 | 7.48 | 0.10709 | 0 | 48.32 | 48.32 | 1 | 0 | 0 | 0 | 0
|  |  |  | 19.84 | 39.68 | 0 | 0 | 0 | 0 | 0 | 7.48 | 0.10709 | 0 | 39.68 | 39.68 | 1 | 0 | 0 | 0 | 0
|  |  |  | 18.24 | 36.48 | 0 | 0 | 0 | 0 | 0 | 7.48 | 0.10709 | 0 | 36.48 | 36.48 | 1 | 0 | 0 | 0 | 0
|  |  |  | 20.96 | 41.92 | 0 | 0 | 0 | 0 | 0 | 7.48 | 0.10709 | 0 | 41.92 | 41.92 | 1 | 0 | 0 | 0 | 0
|  |  |  | 29.44 | 58.88 | 0 | 0 | 0 | 0 | 0 | 7.48 | 0.10709 | 0 | 58.88 | 58.88 | 1 | 0 | 0 | 0 | 0
|  |  |  | 26.84 | 53.68 | 0 | 0 | 0 | 0 | 0 | 7.48 | 0.10709 | 0 | 53.68 | 53.68 | 1 | 0 | 0 | 0 | 0
|  |  |  | 29.72 | 59.44 | 0 | 0 | 0 | 0 | 0 | 7.48 | 0.10709 | 0 | 59.44 | 59.44 | 1 | 0 | 0 | 0 | 0
|  |  |  | 31.48 | 62.96 | 0 | 0 | 0 | 0 | 0 | 7.48 | 0.10709 | 0 | 62.96 | 62.96 | 1 | 0 | 0 | 0 | 0
|  |  |  | 32.48 | 64.96 | 0 | 0 | 0 | 0 | 0 | 7.48 | 0.12502 | 0 | 64.96 | 64.96 | 1 | 0 | 0 | 0 | 0
|  |  |  | 36.08 | 72.16 | 0 | 0 | 0 | 0 | 0 | 7.48 | 0.12502 | 0 | 72.16 | 72.16 | 1 | 0 | 0 | 0 | 0
|  |  |  | 31.56 | 63.12 | 0 | 0 | 0 | 0 | 0 | 7.48 | 0.12502 | 0 | 63.12 | 63.12 | 1 | 0 | 0 | 0 | 0
|  |  |  | 29 | 58 | 0 | 0 | 0 | 0 | 0 | 12.23 | 0.12502 | 0 | 58 | 58 | 1 | 0 | 0 | 0 | 0
|  |  |  | 28.32 | 56.64 | 0 | 0 | 0 | 0 | 0 | 12.23 | 0.12502 | 0 | 56.64 | 56.64 | 1 | 0 | 0 | 0 | 0
|  |  |  | 27.36 | 54.72 | 0 | 0 | 0 | 0 | 0 | 12.23 | 0.12502 | 0 | 54.72 | 54.72 | 1 | 0 | 0 | 0 | 0
|  |  |  | 29.12 | 58.24 | 0 | 0 | 0 | 0 | 0 | 12.23 | 0.12502 | 0 | 58.24 | 58.24 | 1 | 0 | 0 | 0 | 0
|  |  |  | 30.36 | 60.72 | 0 | 0 | 0 | 0 | 0 | 7.48 | 0.12502 | 0 | 60.72 | 60.72 | 1 | 0 | 0 | 0 | 0
|  |  |  | 30.2 | 60.4 | 0 | 0 | 0 | 0 | 0 | 7.48 | 0.12502 | 0 | 60.4 | 60.4 | 1 | 0 | 0 | 0 | 0
|  |  |  | 30.08 | 60.16 | 0 | 0 | 0 | 0 | 0 | 7.48 | 0.12502 | 0 | 60.16 | 57.482 | 0.2 | 0 | 2.678 | 0 | 0
|  |  |  | 28.24 | 56.48 | 0 | 0 | 0 | 0 | 0 | 7.48 | 0.10709 | 2.678 | 56.48 | 56.48 | 0.91885 | 0 | 0 | 0 | 0
|  |  |  | 21.4 | 42.8 | 0 | 0 | 0 | 0 | 0 | 7.48 | 0.10709 | 0.302 | 42.8 | 42.8 | 1 | 0 | 0 | 0 | 0
|  |  |  | 21.52 | 43.04 | 0 | 0 | 0 | 0 | 0 | 7.48 | 0.10709 | 0 | 43.04 | 43.04 | 1 | 0 | 0 | 0 | 0
|  |  |  | 24.84 | 49.68 | 0 | 0 | 0 | 0 | 0 | 7.48 | 0.10709 | 0 | 49.68 | 49.68 | 1 | 0 | 0 | 0 | 0
|  |  |  | 24.64 | 49.28 | 0 | 0 | 0 | 0 | 0 | 7.48 | 0.10709 | 0 | 49.28 | 49.28 | 1 | 0 | 0 | 0 | 0
|  |  |  | 23.76 | 47.52 | 0 | 0 | 0 | 0 | 0 | 7.48 | 0.10709 | 0 | 47.52 | 47.52 | 1 | 0 | 0 | 0 | 0
|  |  |  | 24.32 | 48.64 | 0 | 0 | 0 | 0 | 0 | 7.48 | 0.10709 | 0 | 48.64 | 48.64 | 1 | 0 | 0 | 0 | 0
|  |  |  | 22.04 | 44.08 | 0 | 0 | 0 | 0 | 0 | 7.48 | 0.10709 | 0 | 44.08 | 44.08 | 1 | 0 | 0 | 0 | 0
|  |  |  | 18.16 | 36.32 | 0 | 0 | 0 | 0 | 0 | 7.48 | 0.10709 | 0 | 36.32 | 36.32 | 1 | 0 | 0 | 0 | 0
|  |  |  | 21.72 | 43.44 | 0 | 0 | 0 | 0 | 0 | 7.48 | 0.10709 | 0 | 43.44 | 43.44 | 1 | 0 | 0 | 0 | 0
|  |  |  | 30.64 | 61.28 | 0 | 0 | 0 | 0 | 0 | 7.48 | 0.10709 | 0 | 61.28 | 61.28 | 1 | 0 | 0 | 0 | 0
|  |  |  | 30.6467 | 61.2933 | 0 | 0 | 0 | 0 | 0 | 7.48 | 0.10709 | 0 | 61.293 | 61.293 | 1 | 0 | 0 | 0 | 0
|  |  |  | 30.0133 | 60.0266 | 0 | 0 | 0 | 0 | 0 | 7.48 | 0.10709 | 0 | 60.027 | 60.027 | 1 | 0 | 0 | 0 | 0
|  |  |  | 33.96 | 67.92 | 0 | 0 | 0 | 0 | 0 | 7.48 | 0.10709 | 0 | 67.92 | 67.92 | 1 | 0 | 0 | 0 | 0
|  |  |  | 36.72 | 73.44 | 0 | 0 | 0 | 0 | 0 | 7.48 | 0.10709 | 0 | 73.44 | 73.44 | 1 | 0 | 0 | 0 | 0
|  |  |  | 33.6 | 67.2 | 0 | 0 | 0 | 0 | 0 | 7.48 | 0.10709 | 0 | 67.2 | 67.2 | 1 | 0 | 0 | 0 | 0
|  |  |  | 27.28 | 54.56 | 0 | 0 | 0 | 0 | 0 | 7.48 | 0.10709 | 0 | 54.56 | 54.56 | 1 | 0 | 0 | 0 | 0
|  |  |  | 25.36 | 50.72 | 0 | 0 | 0 | 0 | 0 | 7.48 | 0.10709 | 0 | 50.72 | 50.72 | 1 | 0 | 0 | 0 | 0
|  |  |  | 24.2 | 48.4 | 0 | 0 | 0 | 0 | 0 | 7.48 | 0.10709 | 0 | 48.4 | 48.4 | 1 | 0 | 0 | 0 | 0
|  |  |  | 22.56 | 45.12 | 0 | 0 | 0 | 0 | 0 | 7.48 | 0.10709 | 0 | 45.12 | 45.12 | 1 | 0 | 0 | 0 | 0
|  |  |  | 23.84 | 47.68 | 0 | 0 | 0 | 0 | 0 | 7.48 | 0.10709 | 0 | 47.68 | 47.68 | 1 | 0 | 0 | 0 | 0
|  |  |  | 28.12 | 56.24 | 0 | 0 | 0 | 0 | 0 | 7.48 | 0.10709 | 0 | 56.24 | 56.24 | 1 | 0 | 0 | 0 | 0
|  |  |  | 31.8 | 63.6 | 0 | 0 | 0 | 0 | 0 | 7.48 | 0.10709 | 0 | 63.6 | 63.6 | 1 | 0 | 0 | 0 | 0
|  |  |  | 32.4 | 64.8 | 0 | 0 | 0 | 0 | 0 | 7.48 | 0.10709 | 0 | 64.8 | 64.8 | 1 | 0 | 0 | 0 | 0
|  |  |  | 31.12 | 62.24 | 0 | 0 | 0 | 0 | 0 | 7.48 | 0.10709 | 0 | 62.24 | 62.24 | 1 | 0 | 0 | 0 | 0
|  |  |  | 27.2 | 54.4 | 0 | 0 | 0 | 0 | 0 | 7.48 | 0.10709 | 0 | 54.4 | 54.4 | 1 | 0 | 0 | 0 | 0
|  |  |  | 24.56 | 49.12 | 0 | 0 | 0 | 0 | 0 | 7.48 | 0.10709 | 0 | 49.12 | 49.12 | 1 | 0 | 0 | 0 | 0
|  |  |  | 20.72 | 41.44 | 0 | 0 | 0 | 0 | 0 | 7.48 | 0.10709 | 0 | 41.44 | 41.44 | 1 | 0 | 0 | 0 | 0
|  |  |  | 20.44 | 40.88 | 0 | 0 | 0 | 0 | 0 | 7.48 | 0.10709 | 0 | 40.88 | 40.88 | 1 | 0 | 0 | 0 | 0
|  |  |  | 21.52 | 43.04 | 0 | 0 | 0 | 0 | 0 | 7.48 | 0.10709 | 0 | 43.04 | 43.04 | 1 | 0 | 0 | 0 | 0
|  |  |  | 24.44 | 48.88 | 0 | 0 | 0 | 0 | 0 | 7.48 | 0.10709 | 0 | 48.88 | 48.88 | 1 | 0 | 0 | 0 | 0
|  |  |  | 22.16 | 44.32 | 0 | 0 | 0 | 0 | 0 | 7.48 | 0.10709 | 0 | 44.32 | 44.32 | 1 | 0 | 0 | 0 | 0
|  |  |  | 18.28 | 36.56 | 0 | 0 | 0 | 0 | 0 | 7.48 | 0.10709 | 0 | 36.56 | 36.56 | 1 | 0 | 0 | 0 | 0
|  |  |  | 21.28 | 42.56 | 0 | 0 | 0 | 0 | 0 | 7.48 | 0.10709 | 0 | 42.56 | 42.56 | 1 | 0 | 0 | 0 | 0
|  |  |  | 30.32 | 60.64 | 0 | 0 | 0 | 0 | 0 | 7.48 | 0.10709 | 0 | 60.64 | 60.64 | 1 | 0 | 0 | 0 | 0
|  |  |  | 27.92 | 55.84 | 0 | 0 | 0 | 0 | 0 | 7.48 | 0.10709 | 0 | 55.84 | 55.84 | 1 | 0 | 0 | 0 | 0
|  |  |  | 27.68 | 55.36 | 0 | 0 | 0 | 0 | 0 | 7.48 | 0.10709 | 0 | 55.36 | 55.36 | 1 | 0 | 0 | 0 | 0
|  |  |  | 27.84 | 55.68 | 0 | 0 | 0 | 0 | 0 | 7.48 | 0.10709 | 0 | 55.68 | 55.68 | 1 | 0 | 0 | 0 | 0
|  |  |  | 31.08 | 62.16 | 0 | 0 | 0 | 0 | 0 | 7.48 | 0.10709 | 0 | 62.16 | 62.16 | 1 | 0 | 0 | 0 | 0
|  |  |  | 33.36 | 66.72 | 0 | 0 | 0 | 0 | 0 | 7.48 | 0.10709 | 0 | 66.72 | 66.72 | 1 | 0 | 0 | 0 | 0
|  |  |  | 27 | 54 | 0 | 0 | 0 | 0 | 0 | 7.48 | 0.10709 | 0 | 54 | 54 | 1 | 0 | 0 | 0 | 0
|  |  |  | 25.68 | 51.36 | 0 | 0 | 0 | 0 | 0 | 7.48 | 0.10709 | 0 | 51.36 | 51.36 | 1 | 0 | 0 | 0 | 0
|  |  |  | 25.08 | 50.16 | 0 | 0 | 0 | 0 | 0 | 7.48 | 0.10709 | 0 | 50.16 | 50.16 | 1 | 0 | 0 | 0 | 0
|  |  |  | 24.64 | 49.28 | 0 | 0 | 0 | 0 | 0 | 7.48 | 0.10709 | 0 | 49.28 | 49.28 | 1 | 0 | 0 | 0 | 0
|  |  |  | 25.96 | 51.92 | 0 | 0 | 0 | 0 | 0 | 7.48 | 0.10709 | 0 | 51.92 | 51.92 | 1 | 0 | 0 | 0 | 0
|  |  |  | 27 | 54 | 0 | 0 | 0 | 0 | 0 | 7.48 | 0.10709 | 0 | 54 | 54 | 1 | 0 | 0 | 0 | 0
|  |  |  | 26.48 | 52.96 | 0 | 0 | 0 | 0 | 0 | 7.48 | 0.10709 | 0 | 52.96 | 52.96 | 1 | 0 | 0 | 0 | 0
|  |  |  | 26.4 | 52.8 | 0 | 0 | 0 | 0 | 0 | 7.48 | 0.10709 | 0 | 52.8 | 52.8 | 1 | 0 | 0 | 0 | 0
|  |  |  | 26.56 | 53.12 | 0 | 0 | 0 | 0 | 0 | 7.48 | 0.10709 | 0 | 53.12 | 53.12 | 1 | 0 | 0 | 0 | 0
|  |  |  | 21.96 | 43.92 | 0 | 0 | 0 | 0 | 0 | 7.48 | 0.10709 | 0 | 43.92 | 43.92 | 1 | 0 | 0 | 0 | 0
|  |  |  | 16.16 | 32.32 | 0 | 0 | 0 | 0 | 0 | 7.48 | 0.10709 | 0 | 32.32 | 32.32 | 1 | 0 | 0 | 0 | 0
|  |  |  | 14.48 | 28.96 | 0 | 0 | 0 | 0 | 0 | 7.48 | 0.10709 | 0 | 28.96 | 28.96 | 1 | 0 | 0 | 0 | 0
|  |  |  | 14.3467 | 28.6933 | 0 | 0 | 0 | 0 | 0 | 7.48 | 0.10709 | 0 | 28.693 | 28.693 | 1 | 0 | 0 | 0 | 0
|  |  |  | 15.04 | 30.08 | 0 | 0 | 0 | 0 | 0 | 7.48 | 0.10709 | 0 | 30.08 | 30.08 | 1 | 0 | 0 | 0 | 0
|  |  |  | 14.4933 | 28.9867 | 0 | 0 | 0 | 0 | 0 | 7.48 | 0.10709 | 0 | 28.987 | 28.987 | 1 | 0 | 0 | 0 | 0
|  |  |  | 14.3733 | 28.7467 | 0 | 0 | 0 | 0 | 0 | 7.48 | 0.10709 | 0 | 28.747 | 28.747 | 1 | 0 | 0 | 0 | 0
|  |  |  | 17.6933 | 35.3867 | 0 | 0 | 0 | 0 | 0 | 7.48 | 0.10709 | 0 | 35.387 | 35.387 | 1 | 0 | 0 | 0 | 0
|  |  |  | 20.96 | 41.92 | 0 | 0 | 0 | 0 | 0 | 7.48 | 0.10709 | 0 | 41.92 | 41.92 | 1 | 0 | 0 | 0 | 0
|  |  |  | 26.7333 | 53.4667 | 0 | 0 | 0 | 0 | 0 | 7.48 | 0.10709 | 0 | 53.467 | 53.467 | 1 | 0 | 0 | 0 | 0
|  |  |  | 26.6533 | 53.3067 | 0 | 0 | 0 | 0 | 0 | 7.48 | 0.10709 | 0 | 53.307 | 53.307 | 1 | 0 | 0 | 0 | 0
|  |  |  | 28.8267 | 57.6533 | 0 | 0 | 0 | 0 | 0 | 7.48 | 0.10709 | 0 | 57.653 | 57.653 | 1 | 0 | 0 | 0 | 0
|  |  |  | 28.6933 | 57.3867 | 0 | 0 | 0 | 0 | 0 | 7.48 | 0.10709 | 0 | 57.387 | 57.387 | 1 | 0 | 0 | 0 | 0
|  |  |  | 31.8133 | 63.6267 | 0 | 0 | 0 | 0 | 0 | 7.48 | 0.12502 | 0 | 63.627 | 63.627 | 1 | 0 | 0 | 0 | 0
|  |  |  | 35.8667 | 71.7333 | 0 | 0 | 0 | 0 | 0 | 7.48 | 0.12502 | 0 | 71.733 | 71.733 | 1 | 0 | 0 | 0 | 0
|  |  |  | 35.3867 | 70.7733 | 0 | 0 | 0 | 0 | 0 | 7.48 | 0.12502 | 0 | 70.773 | 70.32 | 0.86457 | 0 | 0.453 | 0 | 0
|  |  |  | 31.6933 | 63.3867 | 0 | 0 | 0 | 0 | 0 | 12.23 | 0.12502 | 0 | 63.387 | 63.387 | 0.86457 | 0 | 0 | 0 | 0
|  |  |  | 30.4267 | 60.8533 | 0 | 0 | 0 | 0 | 0 | 12.23 | 0.12502 | 0 | 60.853 | 60.853 | 0.86457 | 0 | 0 | 0 | 0
|  |  |  | 29.5067 | 59.0133 | 0 | 0 | 0 | 0 | 0 | 12.23 | 0.12502 | 0 | 59.013 | 59.013 | 0.86457 | 0 | 0 | 0 | 0
|  |  |  | 30.12 | 60.24 | 0 | 0 | 0 | 0 | 0 | 12.23 | 0.12502 | 0 | 60.24 | 60.24 | 0.86457 | 0 | 0 | 0 | 0
|  |  |  | 30.2933 | 60.5867 | 0 | 0 | 0 | 0 | 0 | 7.48 | 0.12502 | 0 | 60.587 | 60.587 | 0.86457 | 0 | 0 | 0 | 0
|  |  |  | 30.7733 | 61.5467 | 0 | 0 | 0 | 0 | 0 | 7.48 | 0.12502 | 0 | 61.547 | 61.547 | 0.86457 | 0 | 0 | 0 | 0
|  |  |  | 30.48 | 60.96 | 0 | 0 | 0 | 0 | 0 | 7.48 | 0.12502 | 0 | 60.96 | 58.735 | 0.2 | 0 | 2.225 | 0 | 0
|  |  |  | 29.5733 | 59.1467 | 0 | 0 | 0 | 0 | 0 | 7.48 | 0.10709 | 2.678 | 59.147 | 59.147 | 0.91885 | 0 | 0 | 0 | 0
|  |  |  | 25.9067 | 51.8133 | 0 | 0 | 0 | 0 | 0 | 7.48 | 0.10709 | 0.302 | 51.813 | 51.813 | 1 | 0 | 0 | 0 | 0
|  |  |  | 20.5733 | 41.1467 | 0 | 0 | 0 | 0 | 0 | 7.48 | 0.10709 | 0 | 41.147 | 41.147 | 1 | 0 | 0 | 0 | 0
|  |  |  | 15.76 | 31.52 | 0 | 0 | 0 | 0 | 0 | 7.48 | 0.10709 | 0 | 31.52 | 31.52 | 1 | 0 | 0 | 0 | 0
|  |  |  | 15.08 | 30.16 | 0 | 0 | 0 | 0 | 0 | 7.48 | 0.10709 | 0 | 30.16 | 30.16 | 1 | 0 | 0 | 0 | 0
|  |  |  | 14.2267 | 28.4533 | 0 | 0 | 0 | 0 | 0 | 7.48 | 0.10709 | 0 | 28.453 | 28.453 | 1 | 0 | 0 | 0 | 0
|  |  |  | 14.16 | 28.32 | 0 | 0 | 0 | 0 | 0 | 7.48 | 0.10709 | 0 | 28.32 | 28.32 | 1 | 0 | 0 | 0 | 0
|  |  |  | 14.52 | 29.04 | 0 | 0 | 0 | 0 | 0 | 7.48 | 0.10709 | 0 | 29.04 | 29.04 | 1 | 0 | 0 | 0 | 0
|  |  |  | 17.0533 | 34.1067 | 0 | 0 | 0 | 0 | 0 | 7.48 | 0.10709 | 0 | 34.107 | 34.107 | 1 | 0 | 0 | 0 | 0
|  |  |  | 18.2267 | 36.4533 | 0 | 0 | 0 | 0 | 0 | 7.48 | 0.10709 | 0 | 36.453 | 36.453 | 1 | 0 | 0 | 0 | 0
|  |  |  | 19.5867 | 39.1733 | 0 | 0 | 0 | 0 | 0 | 7.48 | 0.10709 | 0 | 39.173 | 39.173 | 1 | 0 | 0 | 0 | 0
|  |  |  | 24.9867 | 49.9733 | 0 | 0 | 0 | 0 | 0 | 7.48 | 0.10709 | 0 | 49.973 | 49.973 | 1 | 0 | 0 | 0 | 0
|  |  |  | 24.8133 | 49.6267 | 0 | 0 | 0 | 0 | 0 | 7.48 | 0.10709 | 0 | 49.627 | 49.627 | 1 | 0 | 0 | 0 | 0
|  |  |  | 26.48 | 52.96 | 0 | 0 | 0 | 0 | 0 | 7.48 | 0.10709 | 0 | 52.96 | 52.96 | 1 | 0 | 0 | 0 | 0
|  |  |  | 26.84 | 53.68 | 0 | 0 | 0 | 0 | 0 | 7.48 | 0.12502 | 0 | 53.68 | 53.68 | 1 | 0 | 0 | 0 | 0
|  |  |  | 26.8533 | 53.7067 | 0 | 0 | 0 | 0 | 0 | 7.48 | 0.12502 | 0 | 53.707 | 53.707 | 1 | 0 | 0 | 0 | 0
|  |  |  | 26.0133 | 52.0267 | 0 | 0 | 0 | 0 | 0 | 7.48 | 0.12502 | 0 | 52.027 | 52.027 | 1 | 0 | 0 | 0 | 0
|  |  |  | 26.4133 | 52.8267 | 0 | 0 | 0 | 0 | 0 | 12.23 | 0.12502 | 0 | 52.827 | 52.827 | 1 | 0 | 0 | 0 | 0
|  |  |  | 26.0267 | 52.0533 | 0 | 0 | 0 | 0 | 0 | 12.23 | 0.12502 | 0 | 52.053 | 52.053 | 1 | 0 | 0 | 0 | 0
|  |  |  | 25.8533 | 51.7067 | 0 | 0 | 0 | 0 | 0 | 12.23 | 0.12502 | 0 | 51.707 | 51.707 | 1 | 0 | 0 | 0 | 0
|  |  |  | 27.8933 | 55.7867 | 0 | 0 | 0 | 0 | 0 | 12.23 | 0.12502 | 0 | 55.787 | 55.787 | 1 | 0 | 0 | 0 | 0
|  |  |  | 27.6133 | 55.2267 | 0 | 0 | 0 | 0 | 0 | 7.48 | 0.12502 | 0 | 55.227 | 55.227 | 1 | 0 | 0 | 0 | 0
|  |  |  | 25.7333 | 51.4667 | 0 | 0 | 0 | 0 | 0 | 7.48 | 0.12502 | 0 | 51.467 | 51.467 | 1 | 0 | 0 | 0 | 0
|  |  |  | 24.72 | 49.44 | 0 | 0 | 0 | 0 | 0 | 7.48 | 0.12502 | 0 | 49.44 | 46.762 | 0.2 | 0 | 2.678 | 0 | 0
|  |  |  | 24.6 | 49.2 | 0 | 0 | 0 | 0 | 0 | 7.48 | 0.10709 | 2.678 | 49.2 | 49.2 | 0.91885 | 0 | 0 | 0 | 0
|  |  |  | 24.48 | 48.96 | 0 | 0 | 0 | 0 | 0 | 7.48 | 0.10709 | 0.302 | 48.96 | 48.96 | 1 | 0 | 0 | 0 | 0
|  |  |  | 20.1733 | 40.3467 | 0 | 0 | 0 | 0 | 0 | 7.48 | 0.10709 | 0 | 40.347 | 40.347 | 1 | 0 | 0 | 0 | 0
|  |  |  | 20.1867 | 40.3733 | 0 | 0 | 0 | 0 | 0 | 7.48 | 0.10709 | 0 | 40.373 | 40.373 | 1 | 0 | 0 | 0 | 0
|  |  |  | 18.56 | 37.12 | 0 | 0 | 0 | 0 | 0 | 7.48 | 0.10709 | 0 | 37.12 | 37.12 | 1 | 0 | 0 | 0 | 0
|  |  |  | 17.1333 | 34.2667 | 0 | 0 | 0 | 0 | 0 | 7.48 | 0.10709 | 0 | 34.267 | 34.267 | 1 | 0 | 0 | 0 | 0
|  |  |  | 16.4267 | 32.8533 | 0 | 0 | 0 | 0 | 0 | 7.48 | 0.10709 | 0 | 32.853 | 32.853 | 1 | 0 | 0 | 0 | 0
|  |  |  | 16.6667 | 33.3333 | 0 | 0 | 0 | 0 | 0 | 7.48 | 0.10709 | 0 | 33.333 | 33.333 | 1 | 0 | 0 | 0 | 0
|  |  |  | 20.9867 | 41.9733 | 0 | 0 | 0 | 0 | 0 | 7.48 | 0.10709 | 0 | 41.973 | 41.973 | 1 | 0 | 0 | 0 | 0
|  |  |  | 22.16 | 44.32 | 0 | 0 | 0 | 0 | 0 | 7.48 | 0.10709 | 0 | 44.32 | 44.32 | 1 | 0 | 0 | 0 | 0
|  |  |  | 19.2133 | 38.4267 | 0 | 0 | 0 | 0 | 0 | 7.48 | 0.10709 | 0 | 38.427 | 38.427 | 1 | 0 | 0 | 0 | 0
|  |  |  | 18.1467 | 36.2933 | 0 | 0 | 0 | 0 | 0 | 7.48 | 0.10709 | 0 | 36.293 | 36.293 | 1 | 0 | 0 | 0 | 0
|  |  |  | 21.76 | 43.52 | 0 | 0 | 0 | 0 | 0 | 7.48 | 0.10709 | 0 | 43.52 | 43.52 | 1 | 0 | 0 | 0 | 0
|  |  |  | 22.9467 | 45.8933 | 0 | 0 | 0 | 0 | 0 | 7.48 | 0.10709 | 0 | 45.893 | 45.893 | 1 | 0 | 0 | 0 | 0
|  |  |  | 23.2533 | 46.5067 | 0 | 0 | 0 | 0 | 0 | 7.48 | 0.12502 | 0 | 46.507 | 46.507 | 1 | 0 | 0 | 0 | 0
|  |  |  | 23.32 | 46.64 | 0 | 0 | 0 | 0 | 0 | 7.48 | 0.12502 | 0 | 46.64 | 46.64 | 1 | 0 | 0 | 0 | 0
|  |  |  | 23.0267 | 46.0533 | 0 | 0 | 0 | 0 | 0 | 7.48 | 0.12502 | 0 | 46.053 | 46.053 | 1 | 0 | 0 | 0 | 0
|  |  |  | 23.36 | 46.72 | 0 | 0 | 0 | 0 | 0 | 12.23 | 0.12502 | 0 | 46.72 | 46.72 | 1 | 0 | 0 | 0 | 0
|  |  |  | 23.16 | 46.32 | 0 | 0 | 0 | 0 | 0 | 12.23 | 0.12502 | 0 | 46.32 | 46.32 | 1 | 0 | 0 | 0 | 0
|  |  |  | 22.7467 | 45.4933 | 0 | 0 | 0 | 0 | 0 | 12.23 | 0.12502 | 0 | 45.493 | 45.493 | 1 | 0 | 0 | 0 | 0
|  |  |  | 23.56 | 47.12 | 0 | 0 | 0 | 0 | 0 | 12.23 | 0.12502 | 0 | 47.12 | 47.12 | 1 | 0 | 0 | 0 | 0
|  |  |  | 23.9467 | 47.8933 | 0 | 0 | 0 | 0 | 0 | 7.48 | 0.12502 | 0 | 47.893 | 47.893 | 1 | 0 | 0 | 0 | 0
|  |  |  | 23.1733 | 46.3467 | 0 | 0 | 0 | 0 | 0 | 7.48 | 0.12502 | 0 | 46.347 | 46.347 | 1 | 0 | 0 | 0 | 0
|  |  |  | 19.2133 | 38.4267 | 0 | 0 | 0 | 0 | 0 | 7.48 | 0.12502 | 0 | 38.427 | 35.749 | 0.2 | 0 | 2.678 | 0 | 0
|  |  |  | 19.2667 | 38.5333 | 0 | 0 | 0 | 0 | 0 | 7.48 | 0.10709 | 2.678 | 38.533 | 38.533 | 0.91885 | 0 | 0 | 0 | 0
|  |  |  | 19.5067 | 39.0133 | 0 | 0 | 0 | 0 | 0 | 7.48 | 0.10709 | 0.302 | 39.013 | 39.013 | 1 | 0 | 0 | 0 | 0
|  |  |  | 17.44 | 34.88 | 0 | 0 | 0 | 0 | 0 | 7.48 | 0.10709 | 0 | 34.88 | 34.88 | 1 | 0 | 0 | 0 | 0
|  |  |  | 15.8267 | 31.6533 | 0 | 0 | 0 | 0 | 0 | 7.48 | 0.10709 | 0 | 31.653 | 31.653 | 1 | 0 | 0 | 0 | 0
|  |  |  | 16.3333 | 32.6667 | 0 | 0 | 0 | 0 | 0 | 7.48 | 0.10709 | 0 | 32.667 | 32.667 | 1 | 0 | 0 | 0 | 0
|  |  |  | 18.2933 | 36.5867 | 0 | 0 | 0 | 0 | 0 | 7.48 | 0.10709 | 0 | 36.587 | 36.587 | 1 | 0 | 0 | 0 | 0
|  |  |  | 20.8133 | 41.6267 | 0 | 0 | 0 | 0 | 0 | 7.48 | 0.10709 | 0 | 41.627 | 41.627 | 1 | 0 | 0 | 0 | 0
|  |  |  | 17.8933 | 35.7867 | 0 | 0 | 0 | 0 | 0 | 7.48 | 0.10709 | 0 | 35.787 | 35.787 | 1 | 0 | 0 | 0 | 0
|  |  |  | 15.9867 | 31.9733 | 0 | 0 | 0 | 0 | 0 | 7.48 | 0.10709 | 0 | 31.973 | 31.973 | 1 | 0 | 0 | 0 | 0
|  |  |  | 18.68 | 37.36 | 0 | 0 | 0 | 0 | 0 | 7.48 | 0.10709 | 0 | 37.36 | 37.36 | 1 | 0 | 0 | 0 | 0
|  |  |  | 26.4133 | 52.8267 | 0 | 0 | 0 | 0 | 0 | 7.48 | 0.10709 | 0 | 52.827 | 52.827 | 1 | 0 | 0 | 0 | 0
|  |  |  | 26.44 | 52.88 | 0 | 0 | 0 | 0 | 0 | 7.48 | 0.10709 | 0 | 52.88 | 52.88 | 1 | 0 | 0 | 0 | 0
|  |  |  | 30.24 | 60.48 | 0 | 0 | 0 | 0 | 0 | 7.48 | 0.10709 | 0 | 60.48 | 60.48 | 1 | 0 | 0 | 0 | 0
|  |  |  | 31.7467 | 63.4933 | 0 | 0 | 0 | 0 | 0 | 7.48 | 0.10709 | 0 | 63.493 | 63.493 | 1 | 0 | 0 | 0 | 0
|  |  |  | 33.12 | 66.24 | 0 | 0 | 0 | 0 | 0 | 7.48 | 0.12502 | 0 | 66.24 | 66.24 | 1 | 0 | 0 | 0 | 0
|  |  |  | 37.0133 | 74.0267 | 0 | 0 | 0 | 0 | 0 | 7.48 | 0.12502 | 0 | 74.027 | 74.027 | 1 | 0 | 0 | 0 | 0
|  |  |  | 33.8133 | 67.6267 | 0 | 0 | 0 | 0 | 0 | 7.48 | 0.12502 | 0 | 67.627 | 67.627 | 1 | 0 | 0 | 0 | 0
|  |  |  | 29.6667 | 59.3333 | 0 | 0 | 0 | 0 | 0 | 12.23 | 0.12502 | 0 | 59.333 | 59.333 | 1 | 0 | 0 | 0 | 0
|  |  |  | 28.5067 | 57.0133 | 0 | 0 | 0 | 0 | 0 | 12.23 | 0.12502 | 0 | 57.013 | 57.013 | 1 | 0 | 0 | 0 | 0
|  |  |  | 26.6533 | 53.3067 | 0 | 0 | 0 | 0 | 0 | 12.23 | 0.12502 | 0 | 53.307 | 53.307 | 1 | 0 | 0 | 0 | 0
|  |  |  | 27.7333 | 55.4667 | 0 | 0 | 0 | 0 | 0 | 12.23 | 0.12502 | 0 | 55.467 | 55.467 | 1 | 0 | 0 | 0 | 0
|  |  |  | 29.24 | 58.48 | 0 | 0 | 0 | 0 | 0 | 7.48 | 0.12502 | 0 | 58.48 | 58.48 | 1 | 0 | 0 | 0 | 0
|  |  |  | 30.3733 | 60.7467 | 0 | 0 | 0 | 0 | 0 | 7.48 | 0.12502 | 0 | 60.747 | 60.747 | 1 | 0 | 0 | 0 | 0
|  |  |  | 30.68 | 61.36 | 0 | 0 | 0 | 0 | 0 | 7.48 | 0.12502 | 0 | 61.36 | 58.682 | 0.2 | 0 | 2.678 | 0 | 0
|  |  |  | 29.4667 | 58.9333 | 0 | 0 | 0 | 0 | 0 | 7.48 | 0.10709 | 2.678 | 58.933 | 58.933 | 0.91885 | 0 | 0 | 0 | 0
|  |  |  | 25.08 | 50.16 | 0 | 0 | 0 | 0 | 0 | 7.48 | 0.10709 | 0.302 | 50.16 | 50.16 | 1 | 0 | 0 | 0 | 0
|  |  |  | 19.2533 | 38.5067 | 0 | 0 | 0 | 0 | 0 | 7.48 | 0.10709 | 0 | 38.507 | 38.507 | 1 | 0 | 0 | 0 | 0
|  |  |  | 19.5733 | 39.1467 | 0 | 0 | 0 | 0 | 0 | 7.48 | 0.10709 | 0 | 39.147 | 39.147 | 1 | 0 | 0 | 0 | 0
|  |  |  | 17.44 | 34.88 | 0 | 0 | 0 | 0 | 0 | 7.48 | 0.10709 | 0 | 34.88 | 34.88 | 1 | 0 | 0 | 0 | 0
|  |  |  | 18.6 | 37.2 | 0 | 0 | 0 | 0 | 0 | 7.48 | 0.10709 | 0 | 37.2 | 37.2 | 1 | 0 | 0 | 0 | 0
|  |  |  | 21.44 | 42.88 | 0 | 0 | 0 | 0 | 0 | 7.48 | 0.10709 | 0 | 42.88 | 42.88 | 1 | 0 | 0 | 0 | 0
|  |  |  | 17.96 | 35.92 | 0 | 0 | 0 | 0 | 0 | 7.48 | 0.10709 | 0 | 35.92 | 35.92 | 1 | 0 | 0 | 0 | 0
|  |  |  | 16.96 | 33.92 | 0 | 0 | 0 | 0 | 0 | 7.48 | 0.10709 | 0 | 33.92 | 33.92 | 1 | 0 | 0 | 0 | 0
|  |  |  | 19.8 | 39.6 | 0 | 0 | 0 | 0 | 0 | 7.48 | 0.10709 | 0 | 39.6 | 39.6 | 1 | 0 | 0 | 0 | 0
|  |  |  | 28.4 | 56.8 | 0 | 0 | 0 | 0 | 0 | 7.48 | 0.10709 | 0 | 56.8 | 56.8 | 1 | 0 | 0 | 0 | 0
|  |  |  | 27.52 | 55.04 | 0 | 0 | 0 | 0 | 0 | 7.48 | 0.10709 | 0 | 55.04 | 55.04 | 1 | 0 | 0 | 0 | 0
|  |  |  | 29.76 | 59.52 | 0 | 0 | 0 | 0 | 0 | 7.48 | 0.10709 | 0 | 59.52 | 59.52 | 1 | 0 | 0 | 0 | 0
|  |  |  | 30 | 60 | 0 | 0 | 0 | 0 | 0 | 7.48 | 0.10709 | 0 | 60 | 60 | 1 | 0 | 0 | 0 | 0
|  |  |  | 32.28 | 64.56 | 0 | 0 | 0 | 0 | 0 | 7.48 | 0.12502 | 0 | 64.56 | 64.56 | 1 | 0 | 0 | 0 | 0
|  |  |  | 31.96 | 63.92 | 0 | 0 | 0 | 0 | 0 | 7.48 | 0.12502 | 0 | 63.92 | 63.92 | 1 | 0 | 0 | 0 | 0
|  |  |  | 28.28 | 56.56 | 0 | 0 | 0 | 0 | 0 | 7.48 | 0.12502 | 0 | 56.56 | 56.56 | 1 | 0 | 0 | 0 | 0
|  |  |  | 26.8 | 53.6 | 0 | 0 | 0 | 0 | 0 | 12.23 | 0.12502 | 0 | 53.6 | 53.6 | 1 | 0 | 0 | 0 | 0
|  |  |  | 25.96 | 51.92 | 0 | 0 | 0 | 0 | 0 | 12.23 | 0.12502 | 0 | 51.92 | 51.92 | 1 | 0 | 0 | 0 | 0
|  |  |  | 25.64 | 51.28 | 0 | 0 | 0 | 0 | 0 | 12.23 | 0.12502 | 0 | 51.28 | 51.28 | 1 | 0 | 0 | 0 | 0
|  |  |  | 25.8 | 51.6 | 0 | 0 | 0 | 0 | 0 | 12.23 | 0.12502 | 0 | 51.6 | 51.6 | 1 | 0 | 0 | 0 | 0
|  |  |  | 28.4 | 56.8 | 0 | 0 | 0 | 0 | 0 | 7.48 | 0.12502 | 0 | 56.8 | 56.8 | 1 | 0 | 0 | 0 | 0
|  |  |  | 27.72 | 55.44 | 0 | 0 | 0 | 0 | 0 | 7.48 | 0.12502 | 0 | 55.44 | 55.44 | 1 | 0 | 0 | 0 | 0
|  |  |  | 26.52 | 53.04 | 0 | 0 | 0 | 0 | 0 | 7.48 | 0.12502 | 0 | 53.04 | 50.362 | 0.2 | 0 | 2.678 | 0 | 0
|  |  |  | 25.4 | 50.8 | 0 | 0 | 0 | 0 | 0 | 7.48 | 0.10709 | 2.678 | 50.8 | 50.8 | 0.91885 | 0 | 0 | 0 | 0
|  |  |  | 19.504 | 39.008 | 0 | 0 | 0 | 0 | 0 | 7.48 | 0.10709 | 0.302 | 39.008 | 39.008 | 1 | 0 | 0 | 0 | 0
|  |  |  | 17.136 | 34.272 | 0 | 0 | 0 | 0 | 0 | 7.48 | 0.10709 | 0 | 34.272 | 34.272 | 1 | 0 | 0 | 0 | 0
|  |  |  | 17.24 | 34.48 | 0 | 0 | 0 | 0 | 0 | 7.48 | 0.10709 | 0 | 34.48 | 34.48 | 1 | 0 | 0 | 0 | 0
|  |  |  | 15.8 | 31.6 | 0 | 0 | 0 | 0 | 0 | 7.48 | 0.10709 | 0 | 31.6 | 31.6 | 1 | 0 | 0 | 0 | 0
|  |  |  | 16.72 | 33.44 | 0 | 0 | 0 | 0 | 0 | 7.48 | 0.10709 | 0 | 33.44 | 33.44 | 1 | 0 | 0 | 0 | 0
|  |  |  | 21.12 | 42.24 | 0 | 0 | 0 | 0 | 0 | 7.48 | 0.10709 | 0 | 42.24 | 42.24 | 1 | 0 | 0 | 0 | 0
|  |  |  | 21.08 | 42.16 | 0 | 0 | 0 | 0 | 0 | 7.48 | 0.10709 | 0 | 42.16 | 42.16 | 1 | 0 | 0 | 0 | 0
|  |  |  | 15.48 | 30.96 | 0 | 0 | 0 | 0 | 0 | 7.48 | 0.10709 | 0 | 30.96 | 30.96 | 1 | 0 | 0 | 0 | 0
|  |  |  | 18.76 | 37.52 | 0 | 0 | 0 | 0 | 0 | 7.48 | 0.10709 | 0 | 37.52 | 37.52 | 1 | 0 | 0 | 0 | 0
|  |  |  | 26.56 | 53.12 | 0 | 0 | 0 | 0 | 0 | 7.48 | 0.10709 | 0 | 53.12 | 53.12 | 1 | 0 | 0 | 0 | 0
|  |  |  | 26.92 | 53.84 | 0 | 0 | 0 | 0 | 0 | 7.48 | 0.10709 | 0 | 53.84 | 53.84 | 1 | 0 | 0 | 0 | 0
|  |  |  | 28.72 | 57.44 | 0 | 0 | 0 | 0 | 0 | 7.48 | 0.10709 | 0 | 57.44 | 57.44 | 1 | 0 | 0 | 0 | 0
|  |  |  | 29.28 | 58.56 | 0 | 0 | 0 | 0 | 0 | 7.48 | 0.10709 | 0 | 58.56 | 58.56 | 1 | 0 | 0 | 0 | 0
|  |  |  | 29.64 | 59.28 | 0 | 0 | 0 | 0 | 0 | 7.48 | 0.10709 | 0 | 59.28 | 59.28 | 1 | 0 | 0 | 0 | 0
|  |  |  | 33.32 | 66.64 | 0 | 0 | 0 | 0 | 0 | 7.48 | 0.10709 | 0 | 66.64 | 66.64 | 1 | 0 | 0 | 0 | 0
|  |  |  | 27.84 | 55.68 | 0 | 0 | 0 | 0 | 0 | 7.48 | 0.10709 | 0 | 55.68 | 55.68 | 1 | 0 | 0 | 0 | 0
|  |  |  | 24.64 | 49.28 | 0 | 0 | 0 | 0 | 0 | 7.48 | 0.10709 | 0 | 49.28 | 49.28 | 1 | 0 | 0 | 0 | 0
|  |  |  | 24.12 | 48.24 | 0 | 0 | 0 | 0 | 0 | 7.48 | 0.10709 | 0 | 48.24 | 48.24 | 1 | 0 | 0 | 0 | 0
|  |  |  | 22.64 | 45.28 | 0 | 0 | 0 | 0 | 0 | 7.48 | 0.10709 | 0 | 45.28 | 45.28 | 1 | 0 | 0 | 0 | 0
|  |  |  | 24.68 | 49.36 | 0 | 0 | 0 | 0 | 0 | 7.48 | 0.10709 | 0 | 49.36 | 49.36 | 1 | 0 | 0 | 0 | 0
|  |  |  | 25.12 | 50.24 | 0 | 0 | 0 | 0 | 0 | 7.48 | 0.10709 | 0 | 50.24 | 50.24 | 1 | 0 | 0 | 0 | 0
|  |  |  | 25.84 | 51.68 | 0 | 0 | 0 | 0 | 0 | 7.48 | 0.10709 | 0 | 51.68 | 51.68 | 1 | 0 | 0 | 0 | 0
|  |  |  | 25.2 | 50.4 | 0 | 0 | 0 | 0 | 0 | 7.48 | 0.10709 | 0 | 50.4 | 50.4 | 1 | 0 | 0 | 0 | 0
|  |  |  | 24.08 | 48.16 | 0 | 0 | 0 | 0 | 0 | 7.48 | 0.10709 | 0 | 48.16 | 48.16 | 1 | 0 | 0 | 0 | 0
|  |  |  | 21.8 | 43.6 | 0 | 0 | 0 | 0 | 0 | 7.48 | 0.10709 | 0 | 43.6 | 43.6 | 1 | 0 | 0 | 0 | 0
|  |  |  | 17.4 | 34.8 | 0 | 0 | 0 | 0 | 0 | 7.48 | 0.10709 | 0 | 34.8 | 34.8 | 1 | 0 | 0 | 0 | 0
|  |  |  | 14.92 | 29.84 | 0 | 0 | 0 | 0 | 0 | 7.48 | 0.10709 | 0 | 29.84 | 29.84 | 1 | 0 | 0 | 0 | 0
|  |  |  | 14.4 | 28.8 | 0 | 0 | 0 | 0 | 0 | 7.48 | 0.10709 | 0 | 28.8 | 28.8 | 1 | 0 | 0 | 0 | 0
|  |  |  | 14.44 | 28.88 | 0 | 0 | 0 | 0 | 0 | 7.48 | 0.10709 | 0 | 28.88 | 28.88 | 1 | 0 | 0 | 0 | 0
|  |  |  | 12.84 | 25.68 | 0 | 0 | 0 | 0 | 0 | 7.48 | 0.10709 | 0 | 25.68 | 25.68 | 1 | 0 | 0 | 0 | 0
|  |  |  | 13.08 | 26.16 | 0 | 0 | 0 | 0 | 0 | 7.48 | 0.10709 | 0 | 26.16 | 26.16 | 1 | 0 | 0 | 0 | 0
|  |  |  | 13 | 26 | 0 | 0 | 0 | 0 | 0 | 7.48 | 0.10709 | 0 | 26 | 26 | 1 | 0 | 0 | 0 | 0
|  |  |  | 16.24 | 32.48 | 0 | 0 | 0 | 0 | 0 | 7.48 | 0.10709 | 0 | 32.48 | 32.48 | 1 | 0 | 0 | 0 | 0
|  |  |  | 24 | 48 | 0 | 0 | 0 | 0 | 0 | 7.48 | 0.10709 | 0 | 48 | 48 | 1 | 0 | 0 | 0 | 0
|  |  |  | 23.2 | 46.4 | 0 | 0 | 0 | 0 | 0 | 7.48 | 0.10709 | 0 | 46.4 | 46.4 | 1 | 0 | 0 | 0 | 0
|  |  |  | 25.28 | 50.56 | 0 | 0 | 0 | 0 | 0 | 7.48 | 0.10709 | 0 | 50.56 | 50.56 | 1 | 0 | 0 | 0 | 0
|  |  |  | 25.2 | 50.4 | 0 | 0 | 0 | 0 | 0 | 7.48 | 0.10709 | 0 | 50.4 | 50.4 | 1 | 0 | 0 | 0 | 0
|  |  |  | 27.68 | 55.36 | 0 | 0 | 0 | 0 | 0 | 7.48 | 0.10709 | 0 | 55.36 | 55.36 | 1 | 0 | 0 | 0 | 0
|  |  |  | 32 | 64 | 0 | 0 | 0 | 0 | 0 | 7.48 | 0.10709 | 0 | 64 | 64 | 1 | 0 | 0 | 0 | 0
|  |  |  | 26.64 | 53.28 | 0 | 0 | 0 | 0 | 0 | 7.48 | 0.10709 | 0 | 53.28 | 53.28 | 1 | 0 | 0 | 0 | 0
|  |  |  | 24.28 | 48.56 | 0 | 0 | 0 | 0 | 0 | 7.48 | 0.10709 | 0 | 48.56 | 48.56 | 1 | 0 | 0 | 0 | 0
|  |  |  | 22.48 | 44.96 | 0 | 0 | 0 | 0 | 0 | 7.48 | 0.10709 | 0 | 44.96 | 44.96 | 1 | 0 | 0 | 0 | 0
|  |  |  | 21.32 | 42.64 | 0 | 0 | 0 | 0 | 0 | 7.48 | 0.10709 | 0 | 42.64 | 42.64 | 1 | 0 | 0 | 0 | 0
|  |  |  | 24.28 | 48.56 | 0 | 0 | 0 | 0 | 0 | 7.48 | 0.10709 | 0 | 48.56 | 48.56 | 1 | 0 | 0 | 0 | 0
|  |  |  | 24.36 | 48.72 | 0 | 0 | 0 | 0 | 0 | 7.48 | 0.10709 | 0 | 48.72 | 48.72 | 1 | 0 | 0 | 0 | 0
|  |  |  | 23.88 | 47.76 | 0 | 0 | 0 | 0 | 0 | 7.48 | 0.10709 | 0 | 47.76 | 47.76 | 1 | 0 | 0 | 0 | 0
|  |  |  | 23.52 | 47.04 | 0 | 0 | 0 | 0 | 0 | 7.48 | 0.10709 | 0 | 47.04 | 47.04 | 1 | 0 | 0 | 0 | 0
|  |  |  | 23.32 | 46.64 | 0 | 0 | 0 | 0 | 0 | 7.48 | 0.10709 | 0 | 46.64 | 46.64 | 1 | 0 | 0 | 0 | 0
|  |  |  | 21.08 | 42.16 | 0 | 0 | 0 | 0 | 0 | 7.48 | 0.10709 | 0 | 42.16 | 42.16 | 1 | 0 | 0 | 0 | 0
|  |  |  | 14.6 | 29.2 | 0 | 0 | 0 | 0 | 0 | 7.48 | 0.10709 | 0 | 29.2 | 29.2 | 1 | 0 | 0 | 0 | 0
|  |  |  | 13.96 | 27.92 | 0 | 0 | 0 | 0 | 0 | 7.48 | 0.10709 | 0 | 27.92 | 27.92 | 1 | 0 | 0 | 0 | 0
|  |  |  | 13.24 | 26.48 | 0 | 0 | 0 | 0 | 0 | 7.48 | 0.10709 | 0 | 26.48 | 26.48 | 1 | 0 | 0 | 0 | 0
|  |  |  | 13.64 | 27.28 | 0 | 0 | 0 | 0 | 0 | 7.48 | 0.10709 | 0 | 27.28 | 27.28 | 1 | 0 | 0 | 0 | 0
|  |  |  | 11.6 | 23.2 | 0 | 0 | 0 | 0 | 0 | 7.48 | 0.10709 | 0 | 23.2 | 23.2 | 1 | 0 | 0 | 0 | 0
|  |  |  | 12 | 24 | 0 | 0 | 0 | 0 | 0 | 7.48 | 0.10709 | 0 | 24 | 24 | 1 | 0 | 0 | 0 | 0
|  |  |  | 12.76 | 25.52 | 0 | 0 | 0 | 0 | 0 | 7.48 | 0.10709 | 0 | 25.52 | 25.52 | 1 | 0 | 0 | 0 | 0
|  |  |  | 15.96 | 31.92 | 0 | 0 | 0 | 0 | 0 | 7.48 | 0.10709 | 0 | 31.92 | 31.92 | 1 | 0 | 0 | 0 | 0
|  |  |  | 24.48 | 48.96 | 0 | 0 | 0 | 0 | 0 | 7.48 | 0.10709 | 0 | 48.96 | 48.96 | 1 | 0 | 0 | 0 | 0
|  |  |  | 23.84 | 47.68 | 0 | 0 | 0 | 0 | 0 | 7.48 | 0.10709 | 0 | 47.68 | 47.68 | 1 | 0 | 0 | 0 | 0
|  |  |  | 28.24 | 56.48 | 0 | 0 | 0 | 0 | 0 | 7.48 | 0.10709 | 0 | 56.48 | 56.48 | 1 | 0 | 0 | 0 | 0
|  |  |  | 31.36 | 62.72 | 0 | 0 | 0 | 0 | 0 | 7.48 | 0.10709 | 0 | 62.72 | 62.72 | 1 | 0 | 0 | 0 | 0
|  |  |  | 33.64 | 67.28 | 0 | 0 | 0 | 0 | 0 | 7.48 | 0.12502 | 0 | 67.28 | 67.28 | 1 | 0 | 0 | 0 | 0
|  |  |  | 34.68 | 69.36 | 0 | 0 | 0 | 0 | 0 | 7.48 | 0.12502 | 0 | 69.36 | 69.36 | 1 | 0 | 0 | 0 | 0
|  |  |  | 30.2 | 60.4 | 0 | 0 | 0 | 0 | 0 | 7.48 | 0.12502 | 0 | 60.4 | 60.4 | 1 | 0 | 0 | 0 | 0
|  |  |  | 27.56 | 55.12 | 0 | 0 | 0 | 0 | 0 | 12.23 | 0.12502 | 0 | 55.12 | 55.12 | 1 | 0 | 0 | 0 | 0
|  |  |  | 27.08 | 54.16 | 0 | 0 | 0 | 0 | 0 | 12.23 | 0.12502 | 0 | 54.16 | 54.16 | 1 | 0 | 0 | 0 | 0
|  |  |  | 26.2333 | 52.4667 | 0 | 0 | 0 | 0 | 0 | 12.23 | 0.12502 | 0 | 52.467 | 52.467 | 1 | 0 | 0 | 0 | 0
|  |  |  | 27.1867 | 54.3734 | 0 | 0 | 0 | 0 | 0 | 12.23 | 0.12502 | 0 | 54.373 | 54.373 | 1 | 0 | 0 | 0 | 0
|  |  |  | 28 | 56 | 0 | 0 | 0 | 0 | 0 | 7.48 | 0.12502 | 0 | 56 | 56 | 1 | 0 | 0 | 0 | 0
|  |  |  | 27.16 | 54.32 | 0 | 0 | 0 | 0 | 0 | 7.48 | 0.12502 | 0 | 54.32 | 54.32 | 1 | 0 | 0 | 0 | 0
|  |  |  | 26.8 | 53.6 | 0 | 0 | 0 | 0 | 0 | 7.48 | 0.12502 | 0 | 53.6 | 50.922 | 0.2 | 0 | 2.678 | 0 | 0
|  |  |  | 25.4 | 50.8 | 0 | 0 | 0 | 0 | 0 | 7.48 | 0.10709 | 2.678 | 50.8 | 50.8 | 0.91885 | 0 | 0 | 0 | 0
|  |  |  | 21.6 | 43.2 | 0 | 0 | 0 | 0 | 0 | 7.48 | 0.10709 | 0.302 | 43.2 | 43.2 | 1 | 0 | 0 | 0 | 0
|  |  |  | 19.4 | 38.8 | 0 | 0 | 0 | 0 | 0 | 7.48 | 0.10709 | 0 | 38.8 | 38.8 | 1 | 0 | 0 | 0 | 0
|  |  |  | 15.84 | 31.68 | 0 | 0 | 0 | 0 | 0 | 7.48 | 0.10709 | 0 | 31.68 | 31.68 | 1 | 0 | 0 | 0 | 0
|  |  |  | 14.56 | 29.12 | 0 | 0 | 0 | 0 | 0 | 7.48 | 0.10709 | 0 | 29.12 | 29.12 | 1 | 0 | 0 | 0 | 0
|  |  |  | 13.04 | 26.08 | 0 | 0 | 0 | 0 | 0 | 7.48 | 0.10709 | 0 | 26.08 | 26.08 | 1 | 0 | 0 | 0 | 0
|  |  |  | 13.96 | 27.92 | 0 | 0 | 0 | 0 | 0 | 7.48 | 0.10709 | 0 | 27.92 | 27.92 | 1 | 0 | 0 | 0 | 0
|  |  |  | 14.68 | 29.36 | 0 | 0 | 0 | 0 | 0 | 7.48 | 0.10709 | 0 | 29.36 | 29.36 | 1 | 0 | 0 | 0 | 0
|  |  |  | 14.88 | 29.76 | 0 | 0 | 0 | 0 | 0 | 7.48 | 0.10709 | 0 | 29.76 | 29.76 | 1 | 0 | 0 | 0 | 0
|  |  |  | 14.48 | 28.96 | 0 | 0 | 0 | 0 | 0 | 7.48 | 0.10709 | 0 | 28.96 | 28.96 | 1 | 0 | 0 | 0 | 0
|  |  |  | 14.96 | 29.92 | 0 | 0 | 0 | 0 | 0 | 7.48 | 0.10709 | 0 | 29.92 | 29.92 | 1 | 0 | 0 | 0 | 0
|  |  |  | 21.64 | 43.28 | 0 | 0 | 0 | 0 | 0 | 7.48 | 0.10709 | 0 | 43.28 | 43.28 | 1 | 0 | 0 | 0 | 0
|  |  |  | 22.68 | 45.36 | 0 | 0 | 0 | 0 | 0 | 7.48 | 0.10709 | 0 | 45.36 | 45.36 | 1 | 0 | 0 | 0 | 0
|  |  |  | 24.48 | 48.96 | 0 | 0 | 0 | 0 | 0 | 7.48 | 0.10709 | 0 | 48.96 | 48.96 | 1 | 0 | 0 | 0 | 0
|  |  |  | 25 | 50 | 0 | 0 | 0 | 0 | 0 | 7.48 | 0.12502 | 0 | 50 | 50 | 1 | 0 | 0 | 0 | 0
|  |  |  | 24.24 | 48.48 | 0 | 0 | 0 | 0 | 0 | 7.48 | 0.12502 | 0 | 48.48 | 48.48 | 1 | 0 | 0 | 0 | 0
|  |  |  | 23.44 | 46.88 | 0 | 0 | 0 | 0 | 0 | 7.48 | 0.12502 | 0 | 46.88 | 46.88 | 1 | 0 | 0 | 0 | 0
|  |  |  | 22.6 | 45.2 | 0 | 0 | 0 | 0 | 0 | 12.23 | 0.12502 | 0 | 45.2 | 45.2 | 1 | 0 | 0 | 0 | 0
|  |  |  | 21.4 | 42.8 | 0 | 0 | 0 | 0 | 0 | 12.23 | 0.12502 | 0 | 42.8 | 42.8 | 1 | 0 | 0 | 0 | 0
|  |  |  | 22.12 | 44.24 | 0 | 0 | 0 | 0 | 0 | 12.23 | 0.12502 | 0 | 44.24 | 44.24 | 1 | 0 | 0 | 0 | 0
|  |  |  | 23.8 | 47.6 | 0 | 0 | 0 | 0 | 0 | 12.23 | 0.12502 | 0 | 47.6 | 47.6 | 1 | 0 | 0 | 0 | 0
|  |  |  | 23.64 | 47.28 | 0 | 0 | 0 | 0 | 0 | 7.48 | 0.12502 | 0 | 47.28 | 47.28 | 1 | 0 | 0 | 0 | 0
|  |  |  | 22.16 | 44.32 | 0 | 0 | 0 | 0 | 0 | 7.48 | 0.12502 | 0 | 44.32 | 44.32 | 1 | 0 | 0 | 0 | 0
|  |  |  | 20.84 | 41.68 | 0 | 0 | 0 | 0 | 0 | 7.48 | 0.12502 | 0 | 41.68 | 39.002 | 0.2 | 0 | 2.678 | 0 | 0
|  |  |  | 20.88 | 41.76 | 0 | 0 | 0 | 0 | 0 | 7.48 | 0.10709 | 2.678 | 41.76 | 41.76 | 0.91885 | 0 | 0 | 0 | 0
|  |  |  | 21.2 | 42.4 | 0 | 0 | 0 | 0 | 0 | 7.48 | 0.10709 | 0.302 | 42.4 | 42.4 | 1 | 0 | 0 | 0 | 0
|  |  |  | 20.8 | 41.6 | 0 | 0 | 0 | 0 | 0 | 7.48 | 0.10709 | 0 | 41.6 | 41.6 | 1 | 0 | 0 | 0 | 0
|  |  |  | 22.32 | 44.64 | 0 | 0 | 0 | 0 | 0 | 7.48 | 0.10709 | 0 | 44.64 | 44.64 | 1 | 0 | 0 | 0 | 0
|  |  |  | 20.32 | 40.64 | 0 | 0 | 0 | 0 | 0 | 7.48 | 0.10709 | 0 | 40.64 | 40.64 | 1 | 0 | 0 | 0 | 0
|  |  |  | 19.32 | 38.64 | 0 | 0 | 0 | 0 | 0 | 7.48 | 0.10709 | 0 | 38.64 | 38.64 | 1 | 0 | 0 | 0 | 0
|  |  |  | 18.88 | 37.76 | 0 | 0 | 0 | 0 | 0 | 7.48 | 0.10709 | 0 | 37.76 | 37.76 | 1 | 0 | 0 | 0 | 0
|  |  |  | 20.16 | 40.32 | 0 | 0 | 0 | 0 | 0 | 7.48 | 0.10709 | 0 | 40.32 | 40.32 | 1 | 0 | 0 | 0 | 0
|  |  |  | 21.4 | 42.8 | 0 | 0 | 0 | 0 | 0 | 7.48 | 0.10709 | 0 | 42.8 | 42.8 | 1 | 0 | 0 | 0 | 0
|  |  |  | 17.12 | 34.24 | 0 | 0 | 0 | 0 | 0 | 7.48 | 0.10709 | 0 | 34.24 | 34.24 | 1 | 0 | 0 | 0 | 0
|  |  |  | 16.88 | 33.76 | 0 | 0 | 0 | 0 | 0 | 7.48 | 0.10709 | 0 | 33.76 | 33.76 | 1 | 0 | 0 | 0 | 0
|  |  |  | 15.8 | 31.6 | 0 | 0 | 0 | 0 | 0 | 7.48 | 0.10709 | 0 | 31.6 | 31.6 | 1 | 0 | 0 | 0 | 0
|  |  |  | 20.68 | 41.36 | 0 | 0 | 0 | 0 | 0 | 7.48 | 0.10709 | 0 | 41.36 | 41.36 | 1 | 0 | 0 | 0 | 0
|  |  |  | 22.32 | 44.64 | 0 | 0 | 0 | 0 | 0 | 7.48 | 0.10709 | 0 | 44.64 | 44.64 | 1 | 0 | 0 | 0 | 0
|  |  |  | 22.08 | 44.16 | 0 | 0 | 0 | 0 | 0 | 7.48 | 0.12502 | 0 | 44.16 | 44.16 | 1 | 0 | 0 | 0 | 0
|  |  |  | 22 | 44 | 0 | 0 | 0 | 0 | 0 | 7.48 | 0.12502 | 0 | 44 | 44 | 1 | 0 | 0 | 0 | 0
|  |  |  | 21.76 | 43.52 | 0 | 0 | 0 | 0 | 0 | 7.48 | 0.12502 | 0 | 43.52 | 43.52 | 1 | 0 | 0 | 0 | 0
|  |  |  | 22.44 | 44.88 | 0 | 0 | 0 | 0 | 0 | 12.23 | 0.12502 | 0 | 44.88 | 44.88 | 1 | 0 | 0 | 0 | 0
|  |  |  | 22.72 | 45.44 | 0 | 0 | 0 | 0 | 0 | 12.23 | 0.12502 | 0 | 45.44 | 45.44 | 1 | 0 | 0 | 0 | 0
|  |  |  | 24.24 | 48.48 | 0 | 0 | 0 | 0 | 0 | 12.23 | 0.12502 | 0 | 48.48 | 48.48 | 1 | 0 | 0 | 0 | 0
|  |  |  | 25.48 | 50.96 | 0 | 0 | 0 | 0 | 0 | 12.23 | 0.12502 | 0 | 50.96 | 50.96 | 1 | 0 | 0 | 0 | 0
|  |  |  | 23.84 | 47.68 | 0 | 0 | 0 | 0 | 0 | 7.48 | 0.12502 | 0 | 47.68 | 47.68 | 1 | 0 | 0 | 0 | 0
|  |  |  | 18.48 | 36.96 | 0 | 0 | 0 | 0 | 0 | 7.48 | 0.12502 | 0 | 36.96 | 36.96 | 1 | 0 | 0 | 0 | 0
|  |  |  | 16.32 | 32.64 | 0 | 0 | 0 | 0 | 0 | 7.48 | 0.12502 | 0 | 32.64 | 29.962 | 0.2 | 0 | 2.678 | 0 | 0
|  |  |  | 15.88 | 31.76 | 0 | 0 | 0 | 0 | 0 | 7.48 | 0.10709 | 2.678 | 31.76 | 31.76 | 0.91885 | 0 | 0 | 0 | 0
|  |  |  | 17.64 | 35.28 | 0 | 0 | 0 | 0 | 0 | 7.48 | 0.10709 | 0.302 | 35.28 | 35.28 | 1 | 0 | 0 | 0 | 0
|  |  |  | 16.88 | 33.76 | 0 | 0 | 0 | 0 | 0 | 7.48 | 0.10709 | 0 | 33.76 | 33.76 | 1 | 0 | 0 | 0 | 0
|  |  |  | 16.76 | 33.52 | 0 | 0 | 0 | 0 | 0 | 7.48 | 0.10709 | 0 | 33.52 | 33.52 | 1 | 0 | 0 | 0 | 0
|  |  |  | 16.52 | 33.04 | 0 | 0 | 0 | 0 | 0 | 7.48 | 0.10709 | 0 | 33.04 | 33.04 | 1 | 0 | 0 | 0 | 0
|  |  |  | 15.96 | 31.92 | 0 | 0 | 0 | 0 | 0 | 7.48 | 0.10709 | 0 | 31.92 | 31.92 | 1 | 0 | 0 | 0 | 0
|  |  |  | 13.16 | 26.32 | 0 | 0 | 0 | 0 | 0 | 7.48 | 0.10709 | 0 | 26.32 | 26.32 | 1 | 0 | 0 | 0 | 0
|  |  |  | 13.6 | 27.2 | 0 | 0 | 0 | 0 | 0 | 7.48 | 0.10709 | 0 | 27.2 | 27.2 | 1 | 0 | 0 | 0 | 0
|  |  |  | 14.6 | 29.2 | 0 | 0 | 0 | 0 | 0 | 7.48 | 0.10709 | 0 | 29.2 | 29.2 | 1 | 0 | 0 | 0 | 0
|  |  |  | 14.72 | 29.44 | 0 | 0 | 0 | 0 | 0 | 7.48 | 0.10709 | 0 | 29.44 | 29.44 | 1 | 0 | 0 | 0 | 0
|  |  |  | 20.84 | 41.68 | 0 | 0 | 0 | 0 | 0 | 7.48 | 0.10709 | 0 | 41.68 | 41.68 | 1 | 0 | 0 | 0 | 0
|  |  |  | 21.56 | 43.12 | 0 | 0 | 0 | 0 | 0 | 7.48 | 0.10709 | 0 | 43.12 | 43.12 | 1 | 0 | 0 | 0 | 0
|  |  |  | 22.24 | 44.48 | 0 | 0 | 0 | 0 | 0 | 7.48 | 0.10709 | 0 | 44.48 | 44.48 | 1 | 0 | 0 | 0 | 0
|  |  |  | 22.6 | 45.2 | 0 | 0 | 0 | 0 | 0 | 7.48 | 0.10709 | 0 | 45.2 | 45.2 | 1 | 0 | 0 | 0 | 0
|  |  |  | 22.52 | 45.04 | 0 | 0 | 0 | 0 | 0 | 7.48 | 0.12502 | 0 | 45.04 | 45.04 | 1 | 0 | 0 | 0 | 0
|  |  |  | 22 | 44 | 0 | 0 | 0 | 0 | 0 | 7.48 | 0.12502 | 0 | 44 | 44 | 1 | 0 | 0 | 0 | 0
|  |  |  | 20.36 | 40.72 | 0 | 0 | 0 | 0 | 0 | 7.48 | 0.12502 | 0 | 40.72 | 40.72 | 1 | 0 | 0 | 0 | 0
|  |  |  | 20.92 | 41.84 | 0 | 0 | 0 | 0 | 0 | 12.23 | 0.12502 | 0 | 41.84 | 41.84 | 1 | 0 | 0 | 0 | 0
|  |  |  | 20.04 | 40.08 | 0 | 0 | 0 | 0 | 0 | 12.23 | 0.12502 | 0 | 40.08 | 40.08 | 1 | 0 | 0 | 0 | 0
|  |  |  | 20.32 | 40.64 | 0 | 0 | 0 | 0 | 0 | 12.23 | 0.12502 | 0 | 40.64 | 40.64 | 1 | 0 | 0 | 0 | 0
|  |  |  | 22.4 | 44.8 | 0 | 0 | 0 | 0 | 0 | 12.23 | 0.12502 | 0 | 44.8 | 44.8 | 1 | 0 | 0 | 0 | 0
|  |  |  | 22.72 | 45.44 | 0 | 0 | 0 | 0 | 0 | 7.48 | 0.12502 | 0 | 45.44 | 45.44 | 1 | 0 | 0 | 0 | 0
|  |  |  | 23.56 | 47.12 | 0 | 0 | 0 | 0 | 0 | 7.48 | 0.12502 | 0 | 47.12 | 47.12 | 1 | 0 | 0 | 0 | 0
|  |  |  | 22.48 | 44.96 | 0 | 0 | 0 | 0 | 0 | 7.48 | 0.12502 | 0 | 44.96 | 42.282 | 0.2 | 0 | 2.678 | 0 | 0
|  |  |  | 24 | 48 | 0 | 0 | 0 | 0 | 0 | 7.48 | 0.10709 | 2.678 | 48 | 48 | 0.91885 | 0 | 0 | 0 | 0
|  |  |  | 23.68 | 47.36 | 0 | 0 | 0 | 0 | 0 | 7.48 | 0.10709 | 0.302 | 47.36 | 47.36 | 1 | 0 | 0 | 0 | 0
|  |  |  | 16.96 | 33.92 | 0 | 0 | 0 | 0 | 0 | 7.48 | 0.10709 | 0 | 33.92 | 33.92 | 1 | 0 | 0 | 0 | 0
|  |  |  | 15.08 | 30.16 | 0 | 0 | 0 | 0 | 0 | 7.48 | 0.10709 | 0 | 30.16 | 30.16 | 1 | 0 | 0 | 0 | 0
|  |  |  | 14.52 | 29.04 | 0 | 0 | 0 | 0 | 0 | 7.48 | 0.10709 | 0 | 29.04 | 29.04 | 1 | 0 | 0 | 0 | 0
|  |  |  | 16.56 | 33.12 | 0 | 0 | 0 | 0 | 0 | 7.48 | 0.10709 | 0 | 33.12 | 33.12 | 1 | 0 | 0 | 0 | 0
|  |  |  | 14.76 | 29.52 | 0 | 0 | 0 | 0 | 0 | 7.48 | 0.10709 | 0 | 29.52 | 29.52 | 1 | 0 | 0 | 0 | 0
|  |  |  | 14.4 | 28.8 | 0 | 0 | 0 | 0 | 0 | 7.48 | 0.10709 | 0 | 28.8 | 28.8 | 1 | 0 | 0 | 0 | 0
|  |  |  | 15.36 | 30.72 | 0 | 0 | 0 | 0 | 0 | 7.48 | 0.10709 | 0 | 30.72 | 30.72 | 1 | 0 | 0 | 0 | 0
|  |  |  | 17.8 | 35.6 | 0 | 0 | 0 | 0 | 0 | 7.48 | 0.10709 | 0 | 35.6 | 35.6 | 1 | 0 | 0 | 0 | 0
|  |  |  | 24.88 | 49.76 | 0 | 0 | 0 | 0 | 0 | 7.48 | 0.10709 | 0 | 49.76 | 49.76 | 1 | 0 | 0 | 0 | 0
|  |  |  | 24.44 | 48.88 | 0 | 0 | 0 | 0 | 0 | 7.48 | 0.10709 | 0 | 48.88 | 48.88 | 1 | 0 | 0 | 0 | 0
|  |  |  | 25.96 | 51.92 | 0 | 0 | 0 | 0 | 0 | 7.48 | 0.10709 | 0 | 51.92 | 51.92 | 1 | 0 | 0 | 0 | 0
|  |  |  | 26.72 | 53.44 | 0 | 0 | 0 | 0 | 0 | 7.48 | 0.10709 | 0 | 53.44 | 53.44 | 1 | 0 | 0 | 0 | 0
|  |  |  | 29.36 | 58.72 | 0 | 0 | 0 | 0 | 0 | 7.48 | 0.12502 | 0 | 58.72 | 58.72 | 1 | 0 | 0 | 0 | 0
|  |  |  | 31.6 | 63.2 | 0 | 0 | 0 | 0 | 0 | 7.48 | 0.12502 | 0 | 63.2 | 63.2 | 1 | 0 | 0 | 0 | 0
|  |  |  | 26.6 | 53.2 | 0 | 0 | 0 | 0 | 0 | 7.48 | 0.12502 | 0 | 53.2 | 53.2 | 1 | 0 | 0 | 0 | 0
|  |  |  | 25.12 | 50.24 | 0 | 0 | 0 | 0 | 0 | 12.23 | 0.12502 | 0 | 50.24 | 50.24 | 1 | 0 | 0 | 0 | 0
|  |  |  | 24.2 | 48.4 | 0 | 0 | 0 | 0 | 0 | 12.23 | 0.12502 | 0 | 48.4 | 48.4 | 1 | 0 | 0 | 0 | 0
|  |  |  | 22.96 | 45.92 | 0 | 0 | 0 | 0 | 0 | 12.23 | 0.12502 | 0 | 45.92 | 45.92 | 1 | 0 | 0 | 0 | 0
|  |  |  | 25.12 | 50.24 | 0 | 0 | 0 | 0 | 0 | 12.23 | 0.12502 | 0 | 50.24 | 50.24 | 1 | 0 | 0 | 0 | 0
|  |  |  | 26.4 | 52.8 | 0 | 0 | 0 | 0 | 0 | 7.48 | 0.12502 | 0 | 52.8 | 52.8 | 1 | 0 | 0 | 0 | 0
|  |  |  | 26.16 | 52.32 | 0 | 0 | 0 | 0 | 0 | 7.48 | 0.12502 | 0 | 52.32 | 52.32 | 1 | 0 | 0 | 0 | 0
|  |  |  | 25.76 | 51.52 | 0 | 0 | 0 | 0 | 0 | 7.48 | 0.12502 | 0 | 51.52 | 48.842 | 0.2 | 0 | 2.678 | 0 | 0
|  |  |  | 25.52 | 51.04 | 0 | 0 | 0 | 0 | 0 | 7.48 | 0.10709 | 2.678 | 51.04 | 51.04 | 0.91885 | 0 | 0 | 0 | 0
|  |  |  | 20.64 | 41.28 | 0 | 0 | 0 | 0 | 0 | 7.48 | 0.10709 | 0.302 | 41.28 | 41.28 | 1 | 0 | 0 | 0 | 0
|  |  |  | 17.28 | 34.56 | 0 | 0 | 0 | 0 | 0 | 7.48 | 0.10709 | 0 | 34.56 | 34.56 | 1 | 0 | 0 | 0 | 0
|  |  |  | 16.2 | 32.4 | 0 | 0 | 0 | 0 | 0 | 7.48 | 0.10709 | 0 | 32.4 | 32.4 | 1 | 0 | 0 | 0 | 0
|  |  |  | 15.64 | 31.28 | 0 | 0 | 0 | 0 | 0 | 7.48 | 0.10709 | 0 | 31.28 | 31.28 | 1 | 0 | 0 | 0 | 0
|  |  |  | 16.4 | 32.8 | 0 | 0 | 0 | 0 | 0 | 7.48 | 0.10709 | 0 | 32.8 | 32.8 | 1 | 0 | 0 | 0 | 0
|  |  |  | 14.84 | 29.68 | 0 | 0 | 0 | 0 | 0 | 7.48 | 0.10709 | 0 | 29.68 | 29.68 | 1 | 0 | 0 | 0 | 0
|  |  |  | 15.24 | 30.48 | 0 | 0 | 0 | 0 | 0 | 7.48 | 0.10709 | 0 | 30.48 | 30.48 | 1 | 0 | 0 | 0 | 0
|  |  |  | 15.6 | 31.2 | 0 | 0 | 0 | 0 | 0 | 7.48 | 0.10709 | 0 | 31.2 | 31.2 | 1 | 0 | 0 | 0 | 0
|  |  |  | 17.4 | 34.8 | 0 | 0 | 0 | 0 | 0 | 7.48 | 0.10709 | 0 | 34.8 | 34.8 | 1 | 0 | 0 | 0 | 0
|  |  |  | 24.24 | 48.48 | 0 | 0 | 0 | 0 | 0 | 7.48 | 0.10709 | 0 | 48.48 | 48.48 | 1 | 0 | 0 | 0 | 0
|  |  |  | 23.28 | 46.56 | 0 | 0 | 0 | 0 | 0 | 7.48 | 0.10709 | 0 | 46.56 | 46.56 | 1 | 0 | 0 | 0 | 0
|  |  |  | 25.76 | 51.52 | 0 | 0 | 0 | 0 | 0 | 7.48 | 0.10709 | 0 | 51.52 | 51.52 | 1 | 0 | 0 | 0 | 0
|  |  |  | 27.44 | 54.88 | 0 | 0 | 0 | 0 | 0 | 7.48 | 0.10709 | 0 | 54.88 | 54.88 | 1 | 0 | 0 | 0 | 0
|  |  |  | 28.92 | 57.84 | 0 | 0 | 0 | 0 | 0 | 7.48 | 0.10709 | 0 | 57.84 | 57.84 | 1 | 0 | 0 | 0 | 0
|  |  |  | 32.76 | 65.52 | 0 | 0 | 0 | 0 | 0 | 7.48 | 0.10709 | 0 | 65.52 | 65.52 | 1 | 0 | 0 | 0 | 0
|  |  |  | 32.76 | 65.52 | 0 | 0 | 0 | 0 | 0 | 7.48 | 0.10709 | 0 | 65.52 | 65.52 | 1 | 0 | 0 | 0 | 0
|  |  |  | 25.64 | 51.28 | 0 | 0 | 0 | 0 | 0 | 7.48 | 0.10709 | 0 | 51.28 | 51.28 | 1 | 0 | 0 | 0 | 0
|  |  |  | 23.96 | 47.92 | 0 | 0 | 0 | 0 | 0 | 7.48 | 0.10709 | 0 | 47.92 | 47.92 | 1 | 0 | 0 | 0 | 0
|  |  |  | 23.52 | 47.04 | 0 | 0 | 0 | 0 | 0 | 7.48 | 0.10709 | 0 | 47.04 | 47.04 | 1 | 0 | 0 | 0 | 0
|  |  |  | 26.8 | 53.6 | 0 | 0 | 0 | 0 | 0 | 7.48 | 0.10709 | 0 | 53.6 | 53.6 | 1 | 0 | 0 | 0 | 0
|  |  |  | 26.52 | 53.04 | 0 | 0 | 0 | 0 | 0 | 7.48 | 0.10709 | 0 | 53.04 | 53.04 | 1 | 0 | 0 | 0 | 0
|  |  |  | 26.28 | 52.56 | 0 | 0 | 0 | 0 | 0 | 7.48 | 0.10709 | 0 | 52.56 | 52.56 | 1 | 0 | 0 | 0 | 0
|  |  |  | 26.44 | 52.88 | 0 | 0 | 0 | 0 | 0 | 7.48 | 0.10709 | 0 | 52.88 | 52.88 | 1 | 0 | 0 | 0 | 0
|  |  |  | 25.36 | 50.72 | 0 | 0 | 0 | 0 | 0 | 7.48 | 0.10709 | 0 | 50.72 | 50.72 | 1 | 0 | 0 | 0 | 0
|  |  |  | 22.56 | 45.12 | 0 | 0 | 0 | 0 | 0 | 7.48 | 0.10709 | 0 | 45.12 | 45.12 | 1 | 0 | 0 | 0 | 0
|  |  |  | 18.68 | 37.36 | 0 | 0 | 0 | 0 | 0 | 7.48 | 0.10709 | 0 | 37.36 | 37.36 | 1 | 0 | 0 | 0 | 0
|  |  |  | 15.64 | 31.28 | 0 | 0 | 0 | 0 | 0 | 7.48 | 0.10709 | 0 | 31.28 | 31.28 | 1 | 0 | 0 | 0 | 0
|  |  |  | 14.8 | 29.6 | 0 | 0 | 0 | 0 | 0 | 7.48 | 0.10709 | 0 | 29.6 | 29.6 | 1 | 0 | 0 | 0 | 0
|  |  |  | 16.68 | 33.36 | 0 | 0 | 0 | 0 | 0 | 7.48 | 0.10709 | 0 | 33.36 | 33.36 | 1 | 0 | 0 | 0 | 0
|  |  |  | 20.52 | 41.04 | 0 | 0 | 0 | 0 | 0 | 7.48 | 0.10709 | 0 | 41.04 | 41.04 | 1 | 0 | 0 | 0 | 0
|  |  |  | 18.92 | 37.84 | 0 | 0 | 0 | 0 | 0 | 7.48 | 0.10709 | 0 | 37.84 | 37.84 | 1 | 0 | 0 | 0 | 0
|  |  |  | 15.16 | 30.32 | 0 | 0 | 0 | 0 | 0 | 7.48 | 0.10709 | 0 | 30.32 | 30.32 | 1 | 0 | 0 | 0 | 0
|  |  |  | 17.16 | 34.32 | 0 | 0 | 0 | 0 | 0 | 7.48 | 0.10709 | 0 | 34.32 | 34.32 | 1 | 0 | 0 | 0 | 0
|  |  |  | 23.04 | 46.08 | 0 | 0 | 0 | 0 | 0 | 7.48 | 0.10709 | 0 | 46.08 | 46.08 | 1 | 0 | 0 | 0 | 0
|  |  |  | 23.88 | 47.76 | 0 | 0 | 0 | 0 | 0 | 7.48 | 0.10709 | 0 | 47.76 | 47.76 | 1 | 0 | 0 | 0 | 0
|  |  |  | 27.84 | 55.68 | 0 | 0 | 0 | 0 | 0 | 7.48 | 0.10709 | 0 | 55.68 | 55.68 | 1 | 0 | 0 | 0 | 0
|  |  |  | 28.2 | 56.4 | 0 | 0 | 0 | 0 | 0 | 7.48 | 0.10709 | 0 | 56.4 | 56.4 | 1 | 0 | 0 | 0 | 0
|  |  |  | 30.24 | 60.48 | 0 | 0 | 0 | 0 | 0 | 7.48 | 0.10709 | 0 | 60.48 | 60.48 | 1 | 0 | 0 | 0 | 0
|  |  |  | 32 | 64 | 0 | 0 | 0 | 0 | 0 | 7.48 | 0.10709 | 0 | 64 | 64 | 1 | 0 | 0 | 0 | 0
|  |  |  | 27.84 | 55.68 | 0 | 0 | 0 | 0 | 0 | 7.48 | 0.10709 | 0 | 55.68 | 55.68 | 1 | 0 | 0 | 0 | 0
|  |  |  | 25.56 | 51.12 | 0 | 0 | 0 | 0 | 0 | 7.48 | 0.10709 | 0 | 51.12 | 51.12 | 1 | 0 | 0 | 0 | 0
|  |  |  | 23.72 | 47.44 | 0 | 0 | 0 | 0 | 0 | 7.48 | 0.10709 | 0 | 47.44 | 47.44 | 1 | 0 | 0 | 0 | 0
|  |  |  | 24.88 | 49.76 | 0 | 0 | 0 | 0 | 0 | 7.48 | 0.10709 | 0 | 49.76 | 49.76 | 1 | 0 | 0 | 0 | 0
|  |  |  | 25.24 | 50.48 | 0 | 0 | 0 | 0 | 0 | 7.48 | 0.10709 | 0 | 50.48 | 50.48 | 1 | 0 | 0 | 0 | 0
|  |  |  | 25.735 | 51.47 | 0 | 0 | 0 | 0 | 0 | 7.48 | 0.10709 | 0 | 51.47 | 51.47 | 1 | 0 | 0 | 0 | 0
|  |  |  | 26.37 | 52.74 | 0 | 0 | 0 | 0 | 0 | 7.48 | 0.10709 | 0 | 52.74 | 52.74 | 1 | 0 | 0 | 0 | 0
|  |  |  | 26.315 | 52.63 | 0 | 0 | 0 | 0 | 0 | 7.48 | 0.10709 | 0 | 52.63 | 52.63 | 1 | 0 | 0 | 0 | 0
|  |  |  | 27.52 | 55.04 | 0 | 0 | 0 | 0 | 0 | 7.48 | 0.10709 | 0 | 55.04 | 55.04 | 1 | 0 | 0 | 0 | 0
|  |  |  | 24.6 | 49.2 | 0 | 0 | 0 | 0 | 0 | 7.48 | 0.10709 | 0 | 49.2 | 49.2 | 1 | 0 | 0 | 0 | 0
|  |  |  | 18.16 | 36.32 | 0 | 0 | 0 | 0 | 0 | 7.48 | 0.10709 | 0 | 36.32 | 36.32 | 1 | 0 | 0 | 0 | 0
|  |  |  | 17.76 | 35.52 | 0 | 0 | 0 | 0 | 0 | 7.48 | 0.10709 | 0 | 35.52 | 35.52 | 1 | 0 | 0 | 0 | 0
|  |  |  | 16.08 | 32.16 | 0 | 0 | 0 | 0 | 0 | 7.48 | 0.10709 | 0 | 32.16 | 32.16 | 1 | 0 | 0 | 0 | 0
|  |  |  | 15.76 | 31.52 | 0 | 0 | 0 | 0 | 0 | 7.48 | 0.10709 | 0 | 31.52 | 31.52 | 1 | 0 | 0 | 0 | 0
|  |  |  | 15.12 | 30.24 | 0 | 0 | 0 | 0 | 0 | 7.48 | 0.10709 | 0 | 30.24 | 30.24 | 1 | 0 | 0 | 0 | 0
|  |  |  | 14.72 | 29.44 | 0 | 0 | 0 | 0 | 0 | 7.48 | 0.10709 | 0 | 29.44 | 29.44 | 1 | 0 | 0 | 0 | 0
|  |  |  | 15.16 | 30.32 | 0 | 0 | 0 | 0 | 0 | 7.48 | 0.10709 | 0 | 30.32 | 30.32 | 1 | 0 | 0 | 0 | 0
|  |  |  | 17.8 | 35.6 | 0 | 0 | 0 | 0 | 0 | 7.48 | 0.10709 | 0 | 35.6 | 35.6 | 1 | 0 | 0 | 0 | 0
|  |  |  | 23.72 | 47.44 | 0 | 0 | 0 | 0 | 0 | 7.48 | 0.10709 | 0 | 47.44 | 47.44 | 1 | 0 | 0 | 0 | 0
|  |  |  | 25.08 | 50.16 | 0 | 0 | 0 | 0 | 0 | 7.48 | 0.10709 | 0 | 50.16 | 50.16 | 1 | 0 | 0 | 0 | 0
|  |  |  | 26.92 | 53.84 | 0 | 0 | 0 | 0 | 0 | 7.48 | 0.10709 | 0 | 53.84 | 53.84 | 1 | 0 | 0 | 0 | 0
|  |  |  | 25.68 | 51.36 | 0 | 0 | 0 | 0 | 0 | 7.48 | 0.10709 | 0 | 51.36 | 51.36 | 1 | 0 | 0 | 0 | 0
|  |  |  | 30.76 | 61.52 | 0 | 0 | 0 | 0 | 0 | 7.48 | 0.12502 | 0 | 61.52 | 61.52 | 1 | 0 | 0 | 0 | 0
|  |  |  | 32.32 | 64.64 | 0 | 0 | 0 | 0 | 0 | 7.48 | 0.12502 | 0 | 64.64 | 64.64 | 1 | 0 | 0 | 0 | 0
|  |  |  | 29.2 | 58.4 | 0 | 0 | 0 | 0 | 0 | 7.48 | 0.12502 | 0 | 58.4 | 58.4 | 1 | 0 | 0 | 0 | 0
|  |  |  | 26.52 | 53.04 | 0 | 0 | 0 | 0 | 0 | 12.23 | 0.12502 | 0 | 53.04 | 53.04 | 1 | 0 | 0 | 0 | 0
|  |  |  | 24.36 | 48.72 | 0 | 0 | 0 | 0 | 0 | 12.23 | 0.12502 | 0 | 48.72 | 48.72 | 1 | 0 | 0 | 0 | 0
|  |  |  | 24.48 | 48.96 | 0 | 0 | 0 | 0 | 0 | 12.23 | 0.12502 | 0 | 48.96 | 48.96 | 1 | 0 | 0 | 0 | 0
|  |  |  | 26.6 | 53.2 | 0 | 0 | 0 | 0 | 0 | 12.23 | 0.12502 | 0 | 53.2 | 53.2 | 1 | 0 | 0 | 0 | 0
|  |  |  | 24.52 | 49.04 | 0 | 0 | 0 | 0 | 0 | 7.48 | 0.12502 | 0 | 49.04 | 49.04 | 1 | 0 | 0 | 0 | 0
|  |  |  | 26.12 | 52.24 | 0 | 0 | 0 | 0 | 0 | 7.48 | 0.12502 | 0 | 52.24 | 52.24 | 1 | 0 | 0 | 0 | 0
|  |  |  | 25.6 | 51.2 | 0 | 0 | 0 | 0 | 0 | 7.48 | 0.12502 | 0 | 51.2 | 48.522 | 0.2 | 0 | 2.678 | 0 | 0
|  |  |  | 24.76 | 49.52 | 0 | 0 | 0 | 0 | 0 | 7.48 | 0.10709 | 2.678 | 49.52 | 49.52 | 0.91885 | 0 | 0 | 0 | 0
|  |  |  | 23.64 | 47.28 | 0 | 0 | 0 | 0 | 0 | 7.48 | 0.10709 | 0.302 | 47.28 | 47.28 | 1 | 0 | 0 | 0 | 0
|  |  |  | 22.92 | 45.84 | 0 | 0 | 0 | 0 | 0 | 7.48 | 0.10709 | 0 | 45.84 | 45.84 | 1 | 0 | 0 | 0 | 0
|  |  |  | 20.56 | 41.12 | 0 | 0 | 0 | 0 | 0 | 7.48 | 0.10709 | 0 | 41.12 | 41.12 | 1 | 0 | 0 | 0 | 0
|  |  |  | 19.6 | 39.2 | 0 | 0 | 0 | 0 | 0 | 7.48 | 0.10709 | 0 | 39.2 | 39.2 | 1 | 0 | 0 | 0 | 0
|  |  |  | 18.72 | 37.44 | 0 | 0 | 0 | 0 | 0 | 7.48 | 0.10709 | 0 | 37.44 | 37.44 | 1 | 0 | 0 | 0 | 0
|  |  |  | 18.8 | 37.6 | 0 | 0 | 0 | 0 | 0 | 7.48 | 0.10709 | 0 | 37.6 | 37.6 | 1 | 0 | 0 | 0 | 0
|  |  |  | 19.96 | 39.92 | 0 | 0 | 0 | 0 | 0 | 7.48 | 0.10709 | 0 | 39.92 | 39.92 | 1 | 0 | 0 | 0 | 0
|  |  |  | 21.68 | 43.36 | 0 | 0 | 0 | 0 | 0 | 7.48 | 0.10709 | 0 | 43.36 | 43.36 | 1 | 0 | 0 | 0 | 0
|  |  |  | 16.68 | 33.36 | 0 | 0 | 0 | 0 | 0 | 7.48 | 0.10709 | 0 | 33.36 | 33.36 | 1 | 0 | 0 | 0 | 0
|  |  |  | 14.8578 | 29.7156 | 0 | 0 | 0 | 0 | 0 | 7.48 | 0.10709 | 0 | 29.716 | 29.716 | 1 | 0 | 0 | 0 | 0
|  |  |  | 18.1689 | 36.3378 | 0 | 0 | 0 | 0 | 0 | 7.48 | 0.10709 | 0 | 36.338 | 36.338 | 1 | 0 | 0 | 0 | 0
|  |  |  | 22.2934 | 44.5868 | 0 | 0 | 0 | 0 | 0 | 7.48 | 0.10709 | 0 | 44.587 | 44.587 | 1 | 0 | 0 | 0 | 0
|  |  |  | 23.76 | 47.52 | 0 | 0 | 0 | 0 | 0 | 7.48 | 0.10709 | 0 | 47.52 | 47.52 | 1 | 0 | 0 | 0 | 0
|  |  |  | 23.72 | 47.44 | 0 | 0 | 0 | 0 | 0 | 7.48 | 0.12502 | 0 | 47.44 | 47.44 | 1 | 0 | 0 | 0 | 0
|  |  |  | 23.8 | 47.6 | 0 | 0 | 0 | 0 | 0 | 7.48 | 0.12502 | 0 | 47.6 | 47.6 | 1 | 0 | 0 | 0 | 0
|  |  |  | 22.92 | 45.84 | 0 | 0 | 0 | 0 | 0 | 7.48 | 0.12502 | 0 | 45.84 | 45.84 | 1 | 0 | 0 | 0 | 0
|  |  |  | 21.8 | 43.6 | 0 | 0 | 0 | 0 | 0 | 12.23 | 0.12502 | 0 | 43.6 | 43.6 | 1 | 0 | 0 | 0 | 0
|  |  |  | 24.104 | 48.208 | 0 | 0 | 0 | 0 | 0 | 12.23 | 0.12502 | 0 | 48.208 | 48.208 | 1 | 0 | 0 | 0 | 0
|  |  |  | 24.616 | 49.232 | 0 | 0 | 0 | 0 | 0 | 12.23 | 0.12502 | 0 | 49.232 | 49.232 | 1 | 0 | 0 | 0 | 0
|  |  |  | 25.92 | 51.84 | 0 | 0 | 0 | 0 | 0 | 12.23 | 0.12502 | 0 | 51.84 | 51.84 | 1 | 0 | 0 | 0 | 0
|  |  |  | 26.36 | 52.72 | 0 | 0 | 0 | 0 | 0 | 7.48 | 0.12502 | 0 | 52.72 | 52.72 | 1 | 0 | 0 | 0 | 0
|  |  |  | 24.12 | 48.24 | 0 | 0 | 0 | 0 | 0 | 7.48 | 0.12502 | 0 | 48.24 | 48.24 | 1 | 0 | 0 | 0 | 0
|  |  |  | 23.12 | 46.24 | 0 | 0 | 0 | 0 | 0 | 7.48 | 0.12502 | 0 | 46.24 | 43.562 | 0.2 | 0 | 2.678 | 0 | 0
|  |  |  | 22.16 | 44.32 | 0 | 0 | 0 | 0 | 0 | 7.48 | 0.10709 | 2.678 | 44.32 | 44.32 | 0.91885 | 0 | 0 | 0 | 0
|  |  |  | 22.12 | 44.24 | 0 | 0 | 0 | 0 | 0 | 7.48 | 0.10709 | 0.302 | 44.24 | 44.24 | 1 | 0 | 0 | 0 | 0
|  |  |  | 17.88 | 35.76 | 0 | 0 | 0 | 0 | 0 | 7.48 | 0.10709 | 0 | 35.76 | 35.76 | 1 | 0 | 0 | 0 | 0
|  |  |  | 18.68 | 37.36 | 0 | 0 | 0 | 0 | 0 | 7.48 | 0.10709 | 0 | 37.36 | 37.36 | 1 | 0 | 0 | 0 | 0
|  |  |  | 16.36 | 32.72 | 0 | 0 | 0 | 0 | 0 | 7.48 | 0.10709 | 0 | 32.72 | 32.72 | 1 | 0 | 0 | 0 | 0
|  |  |  | 14.4 | 28.8 | 0 | 0 | 0 | 0 | 0 | 7.48 | 0.10709 | 0 | 28.8 | 28.8 | 1 | 0 | 0 | 0 | 0
|  |  |  | 14.2 | 28.4 | 0 | 0 | 0 | 0 | 0 | 7.48 | 0.10709 | 0 | 28.4 | 28.4 | 1 | 0 | 0 | 0 | 0
|  |  |  | 14.96 | 29.92 | 0 | 0 | 0 | 0 | 0 | 7.48 | 0.10709 | 0 | 29.92 | 29.92 | 1 | 0 | 0 | 0 | 0
|  |  |  | 16.52 | 33.04 | 0 | 0 | 0 | 0 | 0 | 7.48 | 0.10709 | 0 | 33.04 | 33.04 | 1 | 0 | 0 | 0 | 0
|  |  |  | 16.76 | 33.52 | 0 | 0 | 0 | 0 | 0 | 7.48 | 0.10709 | 0 | 33.52 | 33.52 | 1 | 0 | 0 | 0 | 0
|  |  |  | 16.52 | 33.04 | 0 | 0 | 0 | 0 | 0 | 7.48 | 0.10709 | 0 | 33.04 | 33.04 | 1 | 0 | 0 | 0 | 0
|  |  |  | 15.48 | 30.96 | 0 | 0 | 0 | 0 | 0 | 7.48 | 0.10709 | 0 | 30.96 | 30.96 | 1 | 0 | 0 | 0 | 0
|  |  |  | 22.24 | 44.48 | 0 | 0 | 0 | 0 | 0 | 7.48 | 0.10709 | 0 | 44.48 | 44.48 | 1 | 0 | 0 | 0 | 0
|  |  |  | 24.4 | 48.8 | 0 | 0 | 0 | 0 | 0 | 7.48 | 0.10709 | 0 | 48.8 | 48.8 | 1 | 0 | 0 | 0 | 0
|  |  |  | 24.16 | 48.32 | 0 | 0 | 0 | 0 | 0 | 7.48 | 0.12502 | 0 | 48.32 | 48.32 | 1 | 0 | 0 | 0 | 0
|  |  |  | 23.32 | 46.64 | 0 | 0 | 0 | 0 | 0 | 7.48 | 0.12502 | 0 | 46.64 | 46.64 | 1 | 0 | 0 | 0 | 0
|  |  |  | 22.72 | 45.44 | 0 | 0 | 0 | 0 | 0 | 7.48 | 0.12502 | 0 | 45.44 | 45.44 | 1 | 0 | 0 | 0 | 0
|  |  |  | 21.72 | 43.44 | 0 | 0 | 0 | 0 | 0 | 12.23 | 0.12502 | 0 | 43.44 | 43.44 | 1 | 0 | 0 | 0 | 0
|  |  |  | 20.72 | 41.44 | 0 | 0 | 0 | 0 | 0 | 12.23 | 0.12502 | 0 | 41.44 | 41.44 | 1 | 0 | 0 | 0 | 0
|  |  |  | 21.64 | 43.28 | 0 | 0 | 0 | 0 | 0 | 12.23 | 0.12502 | 0 | 43.28 | 43.28 | 1 | 0 | 0 | 0 | 0
|  |  |  | 22.88 | 45.76 | 0 | 0 | 0 | 0 | 0 | 12.23 | 0.12502 | 0 | 45.76 | 45.76 | 1 | 0 | 0 | 0 | 0
|  |  |  | 22.48 | 44.96 | 0 | 0 | 0 | 0 | 0 | 7.48 | 0.12502 | 0 | 44.96 | 44.96 | 1 | 0 | 0 | 0 | 0
|  |  |  | 23.2 | 46.4 | 0 | 0 | 0 | 0 | 0 | 7.48 | 0.12502 | 0 | 46.4 | 46.4 | 1 | 0 | 0 | 0 | 0
|  |  |  | 17.44 | 34.88 | 0 | 0 | 0 | 0 | 0 | 7.48 | 0.12502 | 0 | 34.88 | 32.202 | 0.2 | 0 | 2.678 | 0 | 0
|  |  |  | 15.6 | 31.2 | 0 | 0 | 0 | 0 | 0 | 7.48 | 0.10709 | 2.678 | 31.2 | 31.2 | 0.91885 | 0 | 0 | 0 | 0
|  |  |  | 16.68 | 33.36 | 0 | 0 | 0 | 0 | 0 | 7.48 | 0.10709 | 0.302 | 33.36 | 33.36 | 1 | 0 | 0 | 0 | 0
|  |  |  | 16.44 | 32.88 | 0 | 0 | 0 | 0 | 0 | 7.48 | 0.10709 | 0 | 32.88 | 32.88 | 1 | 0 | 0 | 0 | 0
|  |  |  | 16.08 | 32.16 | 0 | 0 | 0 | 0 | 0 | 7.48 | 0.10709 | 0 | 32.16 | 32.16 | 1 | 0 | 0 | 0 | 0
|  |  |  | 16.6 | 33.2 | 0 | 0 | 0 | 0 | 0 | 7.48 | 0.10709 | 0 | 33.2 | 33.2 | 1 | 0 | 0 | 0 | 0
|  |  |  | 18.2 | 36.4 | 0 | 0 | 0 | 0 | 0 | 7.48 | 0.10709 | 0 | 36.4 | 36.4 | 1 | 0 | 0 | 0 | 0
|  |  |  | 13.96 | 27.92 | 0 | 0 | 0 | 0 | 0 | 7.48 | 0.10709 | 0 | 27.92 | 27.92 | 1 | 0 | 0 | 0 | 0
|  |  |  | 13.76 | 27.52 | 0 | 0 | 0 | 0 | 0 | 7.48 | 0.10709 | 0 | 27.52 | 27.52 | 1 | 0 | 0 | 0 | 0
|  |  |  | 14.84 | 29.68 | 0 | 0 | 0 | 0 | 0 | 7.48 | 0.10709 | 0 | 29.68 | 29.68 | 1 | 0 | 0 | 0 | 0
|  |  |  | 15.68 | 31.36 | 0 | 0 | 0 | 0 | 0 | 7.48 | 0.10709 | 0 | 31.36 | 31.36 | 1 | 0 | 0 | 0 | 0
|  |  |  | 22.4 | 44.8 | 0 | 0 | 0 | 0 | 0 | 7.48 | 0.10709 | 0 | 44.8 | 44.8 | 1 | 0 | 0 | 0 | 0
|  |  |  | 25.6 | 51.2 | 0 | 0 | 0 | 0 | 0 | 7.48 | 0.10709 | 0 | 51.2 | 51.2 | 1 | 0 | 0 | 0 | 0
|  |  |  | 27.76 | 55.52 | 0 | 0 | 0 | 0 | 0 | 7.48 | 0.10709 | 0 | 55.52 | 55.52 | 1 | 0 | 0 | 0 | 0
|  |  |  | 28.12 | 56.24 | 0 | 0 | 0 | 0 | 0 | 7.48 | 0.10709 | 0 | 56.24 | 56.24 | 1 | 0 | 0 | 0 | 0
|  |  |  | 28.96 | 57.92 | 0 | 0 | 0 | 0 | 0 | 7.48 | 0.12502 | 0 | 57.92 | 57.92 | 1 | 0 | 0 | 0 | 0
|  |  |  | 30.48 | 60.96 | 0 | 0 | 0 | 0 | 0 | 7.48 | 0.12502 | 0 | 60.96 | 60.96 | 1 | 0 | 0 | 0 | 0
|  |  |  | 27 | 54 | 0 | 0 | 0 | 0 | 0 | 7.48 | 0.12502 | 0 | 54 | 54 | 1 | 0 | 0 | 0 | 0
|  |  |  | 24.56 | 49.12 | 0 | 0 | 0 | 0 | 0 | 12.23 | 0.12502 | 0 | 49.12 | 49.12 | 1 | 0 | 0 | 0 | 0
|  |  |  | 24.44 | 48.88 | 0 | 0 | 0 | 0 | 0 | 12.23 | 0.12502 | 0 | 48.88 | 48.88 | 1 | 0 | 0 | 0 | 0
|  |  |  | 24.48 | 48.96 | 0 | 0 | 0 | 0 | 0 | 12.23 | 0.12502 | 0 | 48.96 | 48.96 | 1 | 0 | 0 | 0 | 0
|  |  |  | 25.32 | 50.64 | 0 | 0 | 0 | 0 | 0 | 12.23 | 0.12502 | 0 | 50.64 | 50.64 | 1 | 0 | 0 | 0 | 0
|  |  |  | 25.36 | 50.72 | 0 | 0 | 0 | 0 | 0 | 7.48 | 0.12502 | 0 | 50.72 | 50.72 | 1 | 0 | 0 | 0 | 0
|  |  |  | 26.92 | 53.84 | 0 | 0 | 0 | 0 | 0 | 7.48 | 0.12502 | 0 | 53.84 | 53.84 | 1 | 0 | 0 | 0 | 0
|  |  |  | 26.36 | 52.72 | 0 | 0 | 0 | 0 | 0 | 7.48 | 0.12502 | 0 | 52.72 | 50.042 | 0.2 | 0 | 2.678 | 0 | 0
|  |  |  | 26.44 | 52.88 | 0 | 0 | 0 | 0 | 0 | 7.48 | 0.10709 | 2.678 | 52.88 | 52.88 | 0.91885 | 0 | 0 | 0 | 0
|  |  |  | 24.64 | 49.28 | 0 | 0 | 0 | 0 | 0 | 7.48 | 0.10709 | 0.302 | 49.28 | 49.28 | 1 | 0 | 0 | 0 | 0
|  |  |  | 15.8 | 31.6 | 0 | 0 | 0 | 0 | 0 | 7.48 | 0.10709 | 0 | 31.6 | 31.6 | 1 | 0 | 0 | 0 | 0
|  |  |  | 14.88 | 29.76 | 0 | 0 | 0 | 0 | 0 | 7.48 | 0.10709 | 0 | 29.76 | 29.76 | 1 | 0 | 0 | 0 | 0
|  |  |  | 14.12 | 28.24 | 0 | 0 | 0 | 0 | 0 | 7.48 | 0.10709 | 0 | 28.24 | 28.24 | 1 | 0 | 0 | 0 | 0
|  |  |  | 14.84 | 29.68 | 0 | 0 | 0 | 0 | 0 | 7.48 | 0.10709 | 0 | 29.68 | 29.68 | 1 | 0 | 0 | 0 | 0
|  |  |  | 13.48 | 26.96 | 0 | 0 | 0 | 0 | 0 | 7.48 | 0.10709 | 0 | 26.96 | 26.96 | 1 | 0 | 0 | 0 | 0
|  |  |  | 14.12 | 28.24 | 0 | 0 | 0 | 0 | 0 | 7.48 | 0.10709 | 0 | 28.24 | 28.24 | 1 | 0 | 0 | 0 | 0
|  |  |  | 15.08 | 30.16 | 0 | 0 | 0 | 0 | 0 | 7.48 | 0.10709 | 0 | 30.16 | 30.16 | 1 | 0 | 0 | 0 | 0
|  |  |  | 17.48 | 34.96 | 0 | 0 | 0 | 0 | 0 | 7.48 | 0.10709 | 0 | 34.96 | 34.96 | 1 | 0 | 0 | 0 | 0
|  |  |  | 23.36 | 46.72 | 0 | 0 | 0 | 0 | 0 | 7.48 | 0.10709 | 0 | 46.72 | 46.72 | 1 | 0 | 0 | 0 | 0
|  |  |  | 23.48 | 46.96 | 0 | 0 | 0 | 0 | 0 | 7.48 | 0.10709 | 0 | 46.96 | 46.96 | 1 | 0 | 0 | 0 | 0
|  |  |  | 26.04 | 52.08 | 0 | 0 | 0 | 0 | 0 | 7.48 | 0.10709 | 0 | 52.08 | 52.08 | 1 | 0 | 0 | 0 | 0
|  |  |  | 31.4 | 62.8 | 0 | 0 | 0 | 0 | 0 | 7.48 | 0.10709 | 0 | 62.8 | 62.8 | 1 | 0 | 0 | 0 | 0
|  |  |  | 27.56 | 55.12 | 0 | 0 | 0 | 0 | 0 | 7.48 | 0.12502 | 0 | 55.12 | 55.12 | 1 | 0 | 0 | 0 | 0
|  |  |  | 27.28 | 54.56 | 0 | 0 | 0 | 0 | 0 | 7.48 | 0.12502 | 0 | 54.56 | 54.56 | 1 | 0 | 0 | 0 | 0
|  |  |  | 26.2 | 52.4 | 0 | 0 | 0 | 0 | 0 | 7.48 | 0.12502 | 0 | 52.4 | 52.4 | 1 | 0 | 0 | 0 | 0
|  |  |  | 23.8 | 47.6 | 0 | 0 | 0 | 0 | 0 | 12.23 | 0.12502 | 0 | 47.6 | 47.6 | 1 | 0 | 0 | 0 | 0
|  |  |  | 22.88 | 45.76 | 0 | 0 | 0 | 0 | 0 | 12.23 | 0.12502 | 0 | 45.76 | 45.76 | 1 | 0 | 0 | 0 | 0
|  |  |  | 22.92 | 45.84 | 0 | 0 | 0 | 0 | 0 | 12.23 | 0.12502 | 0 | 45.84 | 45.84 | 1 | 0 | 0 | 0 | 0
|  |  |  | 25.04 | 50.08 | 0 | 0 | 0 | 0 | 0 | 12.23 | 0.12502 | 0 | 50.08 | 50.08 | 1 | 0 | 0 | 0 | 0
|  |  |  | 25.72 | 51.44 | 0 | 0 | 0 | 0 | 0 | 7.48 | 0.12502 | 0 | 51.44 | 51.44 | 1 | 0 | 0 | 0 | 0
|  |  |  | 25.72 | 51.44 | 0 | 0 | 0 | 0 | 0 | 7.48 | 0.12502 | 0 | 51.44 | 51.44 | 1 | 0 | 0 | 0 | 0
|  |  |  | 26.48 | 52.96 | 0 | 0 | 0 | 0 | 0 | 7.48 | 0.12502 | 0 | 52.96 | 50.282 | 0.2 | 0 | 2.678 | 0 | 0
|  |  |  | 24.48 | 48.96 | 0 | 0 | 0 | 0 | 0 | 7.48 | 0.10709 | 2.678 | 48.96 | 48.96 | 0.91885 | 0 | 0 | 0 | 0
|  |  |  | 19.28 | 38.56 | 0 | 0 | 0 | 0 | 0 | 7.48 | 0.10709 | 0.302 | 38.56 | 38.56 | 1 | 0 | 0 | 0 | 0
|  |  |  | 14.88 | 29.76 | 0 | 0 | 0 | 0 | 0 | 7.48 | 0.10709 | 0 | 29.76 | 29.76 | 1 | 0 | 0 | 0 | 0
|  |  |  | 14.56 | 29.12 | 0 | 0 | 0 | 0 | 0 | 7.48 | 0.10709 | 0 | 29.12 | 29.12 | 1 | 0 | 0 | 0 | 0
|  |  |  | 13.96 | 27.92 | 0 | 0 | 0 | 0 | 0 | 7.48 | 0.10709 | 0 | 27.92 | 27.92 | 1 | 0 | 0 | 0 | 0
|  |  |  | 16.6 | 33.2 | 0 | 0 | 0 | 0 | 0 | 7.48 | 0.10709 | 0 | 33.2 | 33.2 | 1 | 0 | 0 | 0 | 0
|  |  |  | 18.28 | 36.56 | 0 | 0 | 0 | 0 | 0 | 7.48 | 0.10709 | 0 | 36.56 | 36.56 | 1 | 0 | 0 | 0 | 0
|  |  |  | 16.24 | 32.48 | 0 | 0 | 0 | 0 | 0 | 7.48 | 0.10709 | 0 | 32.48 | 32.48 | 1 | 0 | 0 | 0 | 0
|  |  |  | 14.8 | 29.6 | 0 | 0 | 0 | 0 | 0 | 7.48 | 0.10709 | 0 | 29.6 | 29.6 | 1 | 0 | 0 | 0 | 0
|  |  |  | 16.36 | 32.72 | 0 | 0 | 0 | 0 | 0 | 7.48 | 0.10709 | 0 | 32.72 | 32.72 | 1 | 0 | 0 | 0 | 0
|  |  |  | 22.84 | 45.68 | 0 | 0 | 0 | 0 | 0 | 7.48 | 0.10709 | 0 | 45.68 | 45.68 | 1 | 0 | 0 | 0 | 0
|  |  |  | 23.4 | 46.8 | 0 | 0 | 0 | 0 | 0 | 7.48 | 0.10709 | 0 | 46.8 | 46.8 | 1 | 0 | 0 | 0 | 0
|  |  |  | 24.16 | 48.32 | 0 | 0 | 0 | 0 | 0 | 7.48 | 0.10709 | 0 | 48.32 | 48.32 | 1 | 0 | 0 | 0 | 0
|  |  |  | 26.48 | 52.96 | 0 | 0 | 0 | 0 | 0 | 7.48 | 0.10709 | 0 | 52.96 | 52.96 | 1 | 0 | 0 | 0 | 0
|  |  |  | 28.92 | 57.84 | 0 | 0 | 0 | 0 | 0 | 7.48 | 0.10709 | 0 | 57.84 | 57.84 | 1 | 0 | 0 | 0 | 0
|  |  |  | 29.8 | 59.6 | 0 | 0 | 0 | 0 | 0 | 7.48 | 0.10709 | 0 | 59.6 | 59.6 | 1 | 0 | 0 | 0 | 0
|  |  |  | 26.52 | 53.04 | 0 | 0 | 0 | 0 | 0 | 7.48 | 0.10709 | 0 | 53.04 | 53.04 | 1 | 0 | 0 | 0 | 0
|  |  |  | 25.04 | 50.08 | 0 | 0 | 0 | 0 | 0 | 7.48 | 0.10709 | 0 | 50.08 | 50.08 | 1 | 0 | 0 | 0 | 0
|  |  |  | 24.72 | 49.44 | 0 | 0 | 0 | 0 | 0 | 7.48 | 0.10709 | 0 | 49.44 | 49.44 | 1 | 0 | 0 | 0 | 0
|  |  |  | 23.2 | 46.4 | 0 | 0 | 0 | 0 | 0 | 7.48 | 0.10709 | 0 | 46.4 | 46.4 | 1 | 0 | 0 | 0 | 0
|  |  |  | 25 | 50 | 0 | 0 | 0 | 0 | 0 | 7.48 | 0.10709 | 0 | 50 | 50 | 1 | 0 | 0 | 0 | 0
|  |  |  | 24.92 | 49.84 | 0 | 0 | 0 | 0 | 0 | 7.48 | 0.10709 | 0 | 49.84 | 49.84 | 1 | 0 | 0 | 0 | 0
|  |  |  | 25.56 | 51.12 | 0 | 0 | 0 | 0 | 0 | 7.48 | 0.10709 | 0 | 51.12 | 51.12 | 1 | 0 | 0 | 0 | 0
|  |  |  | 25.72 | 51.44 | 0 | 0 | 0 | 0 | 0 | 7.48 | 0.10709 | 0 | 51.44 | 51.44 | 1 | 0 | 0 | 0 | 0
|  |  |  | 24.56 | 49.12 | 0 | 0 | 0 | 0 | 0 | 7.48 | 0.10709 | 0 | 49.12 | 49.12 | 1 | 0 | 0 | 0 | 0
|  |  |  | 21.64 | 43.28 | 0 | 0 | 0 | 0 | 0 | 7.48 | 0.10709 | 0 | 43.28 | 43.28 | 1 | 0 | 0 | 0 | 0
|  |  |  | 16 | 32 | 0 | 0 | 0 | 0 | 0 | 7.48 | 0.10709 | 0 | 32 | 32 | 1 | 0 | 0 | 0 | 0
|  |  |  | 13.88 | 27.76 | 0 | 0 | 0 | 0 | 0 | 7.48 | 0.10709 | 0 | 27.76 | 27.76 | 1 | 0 | 0 | 0 | 0
|  |  |  | 13.56 | 27.12 | 0 | 0 | 0 | 0 | 0 | 7.48 | 0.10709 | 0 | 27.12 | 27.12 | 1 | 0 | 0 | 0 | 0
|  |  |  | 16.84 | 33.68 | 0 | 0 | 0 | 0 | 0 | 7.48 | 0.10709 | 0 | 33.68 | 33.68 | 1 | 0 | 0 | 0 | 0
|  |  |  | 18.16 | 36.32 | 0 | 0 | 0 | 0 | 0 | 7.48 | 0.10709 | 0 | 36.32 | 36.32 | 1 | 0 | 0 | 0 | 0
|  |  |  | 14.36 | 28.72 | 0 | 0 | 0 | 0 | 0 | 7.48 | 0.10709 | 0 | 28.72 | 28.72 | 1 | 0 | 0 | 0 | 0
|  |  |  | 13.2 | 26.4 | 0 | 0 | 0 | 0 | 0 | 7.48 | 0.10709 | 0 | 26.4 | 26.4 | 1 | 0 | 0 | 0 | 0
|  |  |  | 15 | 30 | 0 | 0 | 0 | 0 | 0 | 7.48 | 0.10709 | 0 | 30 | 30 | 1 | 0 | 0 | 0 | 0
|  |  |  | 21.72 | 43.44 | 0 | 0 | 0 | 0 | 0 | 7.48 | 0.10709 | 0 | 43.44 | 43.44 | 1 | 0 | 0 | 0 | 0
|  |  |  | 22.88 | 45.76 | 0 | 0 | 0 | 0 | 0 | 7.48 | 0.10709 | 0 | 45.76 | 45.76 | 1 | 0 | 0 | 0 | 0
|  |  |  | 25.56 | 51.12 | 0 | 0 | 0 | 0 | 0 | 7.48 | 0.10709 | 0 | 51.12 | 51.12 | 1 | 0 | 0 | 0 | 0
|  |  |  | 27.88 | 55.76 | 0 | 0 | 0 | 0 | 0 | 7.48 | 0.10709 | 0 | 55.76 | 55.76 | 1 | 0 | 0 | 0 | 0
|  |  |  | 32.48 | 64.96 | 0 | 0 | 0 | 0 | 0 | 7.48 | 0.12502 | 0 | 64.96 | 64.96 | 1 | 0 | 0 | 0 | 0
|  |  |  | 33.52 | 67.04 | 0 | 0 | 0 | 0 | 0 | 7.48 | 0.12502 | 0 | 67.04 | 66.141 | 0.73145 | 0 | 0.899 | 0 | 0
|  |  |  | 29 | 58 | 0 | 0 | 0 | 0 | 0 | 7.48 | 0.12502 | 0 | 58 | 58 | 0.73145 | 0 | 0 | 0 | 0
|  |  |  | 27.56 | 55.12 | 0 | 0 | 0 | 0 | 0 | 12.23 | 0.12502 | 0 | 55.12 | 55.12 | 0.73145 | 0 | 0 | 0 | 0
|  |  |  | 26.88 | 53.76 | 0 | 0 | 0 | 0 | 0 | 12.23 | 0.12502 | 0 | 53.76 | 53.76 | 0.73145 | 0 | 0 | 0 | 0
|  |  |  | 25.64 | 51.28 | 0 | 0 | 0 | 0 | 0 | 12.23 | 0.12502 | 0 | 51.28 | 51.28 | 0.73145 | 0 | 0 | 0 | 0
|  |  |  | 26.44 | 52.88 | 0 | 0 | 0 | 0 | 0 | 12.23 | 0.12502 | 0 | 52.88 | 52.88 | 0.73145 | 0 | 0 | 0 | 0
|  |  |  | 26.04 | 52.08 | 0 | 0 | 0 | 0 | 0 | 7.48 | 0.12502 | 0 | 52.08 | 52.08 | 0.73145 | 0 | 0 | 0 | 0
|  |  |  | 26.24 | 52.48 | 0 | 0 | 0 | 0 | 0 | 7.48 | 0.12502 | 0 | 52.48 | 52.48 | 0.73145 | 0 | 0 | 0 | 0
|  |  |  | 25.96 | 51.92 | 0 | 0 | 0 | 0 | 0 | 7.48 | 0.12502 | 0 | 51.92 | 50.141 | 0.2 | 0 | 1.779 | 0 | 0
|  |  |  | 25.92 | 51.84 | 0 | 0 | 0 | 0 | 0 | 7.48 | 0.10709 | 2.678 | 51.84 | 51.84 | 0.91885 | 0 | 0 | 0 | 0
|  |  |  | 23.36 | 46.72 | 0 | 0 | 0 | 0 | 0 | 7.48 | 0.10709 | 0.302 | 46.72 | 46.72 | 1 | 0 | 0 | 0 | 0
|  |  |  | 20.96 | 41.92 | 0 | 0 | 0 | 0 | 0 | 7.48 | 0.10709 | 0 | 41.92 | 41.92 | 1 | 0 | 0 | 0 | 0
|  |  |  | 20.56 | 41.12 | 0 | 0 | 0 | 0 | 0 | 7.48 | 0.10709 | 0 | 41.12 | 41.12 | 1 | 0 | 0 | 0 | 0
|  |  |  | 19.96 | 39.92 | 0 | 0 | 0 | 0 | 0 | 7.48 | 0.10709 | 0 | 39.92 | 39.92 | 1 | 0 | 0 | 0 | 0
|  |  |  | 18.48 | 36.96 | 0 | 0 | 0 | 0 | 0 | 7.48 | 0.10709 | 0 | 36.96 | 36.96 | 1 | 0 | 0 | 0 | 0
|  |  |  | 14.8 | 29.6 | 0 | 0 | 0 | 0 | 0 | 7.48 | 0.10709 | 0 | 29.6 | 29.6 | 1 | 0 | 0 | 0 | 0
|  |  |  | 14.52 | 29.04 | 0 | 0 | 0 | 0 | 0 | 7.48 | 0.10709 | 0 | 29.04 | 29.04 | 1 | 0 | 0 | 0 | 0
|  |  |  | 14.96 | 29.92 | 0 | 0 | 0 | 0 | 0 | 7.48 | 0.10709 | 0 | 29.92 | 29.92 | 1 | 0 | 0 | 0 | 0
|  |  |  | 16.4 | 32.8 | 0 | 0 | 0 | 0 | 0 | 7.48 | 0.10709 | 0 | 32.8 | 32.8 | 1 | 0 | 0 | 0 | 0
|  |  |  | 23.68 | 47.36 | 0 | 0 | 0 | 0 | 0 | 7.48 | 0.10709 | 0 | 47.36 | 47.36 | 1 | 0 | 0 | 0 | 0
|  |  |  | 24.6 | 49.2 | 0 | 0 | 0 | 0 | 0 | 7.48 | 0.10709 | 0 | 49.2 | 49.2 | 1 | 0 | 0 | 0 | 0
|  |  |  | 27.36 | 54.72 | 0 | 0 | 0 | 0 | 0 | 7.48 | 0.10709 | 0 | 54.72 | 54.72 | 1 | 0 | 0 | 0 | 0
|  |  |  | 26.76 | 53.52 | 0 | 0 | 0 | 0 | 0 | 7.48 | 0.10709 | 0 | 53.52 | 53.52 | 1 | 0 | 0 | 0 | 0
|  |  |  | 27.48 | 54.96 | 0 | 0 | 0 | 0 | 0 | 7.48 | 0.12502 | 0 | 54.96 | 54.96 | 1 | 0 | 0 | 0 | 0
|  |  |  | 27.92 | 55.84 | 0 | 0 | 0 | 0 | 0 | 7.48 | 0.12502 | 0 | 55.84 | 55.84 | 1 | 0 | 0 | 0 | 0
|  |  |  | 26.88 | 53.76 | 0 | 0 | 0 | 0 | 0 | 7.48 | 0.12502 | 0 | 53.76 | 53.76 | 1 | 0 | 0 | 0 | 0
|  |  |  | 25.44 | 50.88 | 0 | 0 | 0 | 0 | 0 | 12.23 | 0.12502 | 0 | 50.88 | 50.88 | 1 | 0 | 0 | 0 | 0
|  |  |  | 24.36 | 48.72 | 0 | 0 | 0 | 0 | 0 | 12.23 | 0.12502 | 0 | 48.72 | 48.72 | 1 | 0 | 0 | 0 | 0
|  |  |  | 25.04 | 50.08 | 0 | 0 | 0 | 0 | 0 | 12.23 | 0.12502 | 0 | 50.08 | 50.08 | 1 | 0 | 0 | 0 | 0
|  |  |  | 26.24 | 52.48 | 0 | 0 | 0 | 0 | 0 | 12.23 | 0.12502 | 0 | 52.48 | 52.48 | 1 | 0 | 0 | 0 | 0
|  |  |  | 26.08 | 52.16 | 0 | 0 | 0 | 0 | 0 | 7.48 | 0.12502 | 0 | 52.16 | 52.16 | 1 | 0 | 0 | 0 | 0
|  |  |  | 26.92 | 53.84 | 0 | 0 | 0 | 0 | 0 | 7.48 | 0.12502 | 0 | 53.84 | 53.84 | 1 | 0 | 0 | 0 | 0
|  |  |  | 26.44 | 52.88 | 0 | 0 | 0 | 0 | 0 | 7.48 | 0.12502 | 0 | 52.88 | 50.202 | 0.2 | 0 | 2.678 | 0 | 0
|  |  |  | 25.44 | 50.88 | 0 | 0 | 0 | 0 | 0 | 7.48 | 0.10709 | 2.678 | 50.88 | 50.88 | 0.91885 | 0 | 0 | 0 | 0
|  |  |  | 22.64 | 45.28 | 0 | 0 | 0 | 0 | 0 | 7.48 | 0.10709 | 0.302 | 45.28 | 45.28 | 1 | 0 | 0 | 0 | 0
|  |  |  | 20.08 | 40.16 | 0 | 0 | 0 | 0 | 0 | 7.48 | 0.10709 | 0 | 40.16 | 40.16 | 1 | 0 | 0 | 0 | 0
|  |  |  | 18 | 36 | 0 | 0 | 0 | 0 | 0 | 7.48 | 0.10709 | 0 | 36 | 36 | 1 | 0 | 0 | 0 | 0
|  |  |  | 17.12 | 34.24 | 0 | 0 | 0 | 0 | 0 | 7.48 | 0.10709 | 0 | 34.24 | 34.24 | 1 | 0 | 0 | 0 | 0
|  |  |  | 16.2 | 32.4 | 0 | 0 | 0 | 0 | 0 | 7.48 | 0.10709 | 0 | 32.4 | 32.4 | 1 | 0 | 0 | 0 | 0
|  |  |  | 15.4 | 30.8 | 0 | 0 | 0 | 0 | 0 | 7.48 | 0.10709 | 0 | 30.8 | 30.8 | 1 | 0 | 0 | 0 | 0
|  |  |  | 14.72 | 29.44 | 0 | 0 | 0 | 0 | 0 | 7.48 | 0.10709 | 0 | 29.44 | 29.44 | 1 | 0 | 0 | 0 | 0
|  |  |  | 15.96 | 31.92 | 0 | 0 | 0 | 0 | 0 | 7.48 | 0.10709 | 0 | 31.92 | 31.92 | 1 | 0 | 0 | 0 | 0
|  |  |  | 16.72 | 33.44 | 0 | 0 | 0 | 0 | 0 | 7.48 | 0.10709 | 0 | 33.44 | 33.44 | 1 | 0 | 0 | 0 | 0
|  |  |  | 16.4 | 32.8 | 0 | 0 | 0 | 0 | 0 | 7.48 | 0.10709 | 0 | 32.8 | 32.8 | 1 | 0 | 0 | 0 | 0
|  |  |  | 19.84 | 39.68 | 0 | 0 | 0 | 0 | 0 | 7.48 | 0.10709 | 0 | 39.68 | 39.68 | 1 | 0 | 0 | 0 | 0
|  |  |  | 21.8 | 43.6 | 0 | 0 | 0 | 0 | 0 | 7.48 | 0.10709 | 0 | 43.6 | 43.6 | 1 | 0 | 0 | 0 | 0
|  |  |  | 24.56 | 49.12 | 0 | 0 | 0 | 0 | 0 | 7.48 | 0.10709 | 0 | 49.12 | 49.12 | 1 | 0 | 0 | 0 | 0
|  |  |  | 24.5333 | 49.0667 | 0 | 0 | 0 | 0 | 0 | 7.48 | 0.12502 | 0 | 49.067 | 49.067 | 1 | 0 | 0 | 0 | 0
|  |  |  | 25.2133 | 50.4267 | 0 | 0 | 0 | 0 | 0 | 7.48 | 0.12502 | 0 | 50.427 | 50.427 | 1 | 0 | 0 | 0 | 0
|  |  |  | 24.12 | 48.24 | 0 | 0 | 0 | 0 | 0 | 7.48 | 0.12502 | 0 | 48.24 | 48.24 | 1 | 0 | 0 | 0 | 0
|  |  |  | 23.9067 | 47.8133 | 0 | 0 | 0 | 0 | 0 | 12.23 | 0.12502 | 0 | 47.813 | 47.813 | 1 | 0 | 0 | 0 | 0
|  |  |  | 24.1067 | 48.2133 | 0 | 0 | 0 | 0 | 0 | 12.23 | 0.12502 | 0 | 48.213 | 48.213 | 1 | 0 | 0 | 0 | 0
|  |  |  | 23.84 | 47.68 | 0 | 0 | 0 | 0 | 0 | 12.23 | 0.12502 | 0 | 47.68 | 47.68 | 1 | 0 | 0 | 0 | 0
|  |  |  | 26.28 | 52.56 | 0 | 0 | 0 | 0 | 0 | 12.23 | 0.12502 | 0 | 52.56 | 52.56 | 1 | 0 | 0 | 0 | 0
|  |  |  | 27.16 | 54.32 | 0 | 0 | 0 | 0 | 0 | 7.48 | 0.12502 | 0 | 54.32 | 54.32 | 1 | 0 | 0 | 0 | 0
|  |  |  | 23.56 | 47.12 | 0 | 0 | 0 | 0 | 0 | 7.48 | 0.12502 | 0 | 47.12 | 47.12 | 1 | 0 | 0 | 0 | 0
|  |  |  | 21.56 | 43.12 | 0 | 0 | 0 | 0 | 0 | 7.48 | 0.12502 | 0 | 43.12 | 40.442 | 0.2 | 0 | 2.678 | 0 | 0
|  |  |  | 21.8 | 43.6 | 0 | 0 | 0 | 0 | 0 | 7.48 | 0.10709 | 2.678 | 43.6 | 43.6 | 0.91885 | 0 | 0 | 0 | 0
|  |  |  | 21.92 | 43.84 | 0 | 0 | 0 | 0 | 0 | 7.48 | 0.10709 | 0.302 | 43.84 | 43.84 | 1 | 0 | 0 | 0 | 0
|  |  |  | 17.28 | 34.56 | 0 | 0 | 0 | 0 | 0 | 7.48 | 0.10709 | 0 | 34.56 | 34.56 | 1 | 0 | 0 | 0 | 0
|  |  |  | 12.88 | 25.76 | 0 | 0 | 0 | 0 | 0 | 7.48 | 0.10709 | 0 | 25.76 | 25.76 | 1 | 0 | 0 | 0 | 0
|  |  |  | 15.68 | 31.36 | 0 | 0 | 0 | 0 | 0 | 7.48 | 0.10709 | 0 | 31.36 | 31.36 | 1 | 0 | 0 | 0 | 0
|  |  |  | 14.84 | 29.68 | 0 | 0 | 0 | 0 | 0 | 7.48 | 0.10709 | 0 | 29.68 | 29.68 | 1 | 0 | 0 | 0 | 0
|  |  |  | 17.72 | 35.44 | 0 | 0 | 0 | 0 | 0 | 7.48 | 0.10709 | 0 | 35.44 | 35.44 | 1 | 0 | 0 | 0 | 0
|  |  |  | 18.36 | 36.72 | 0 | 0 | 0 | 0 | 0 | 7.48 | 0.10709 | 0 | 36.72 | 36.72 | 1 | 0 | 0 | 0 | 0
|  |  |  | 17.08 | 34.16 | 0 | 0 | 0 | 0 | 0 | 7.48 | 0.10709 | 0 | 34.16 | 34.16 | 1 | 0 | 0 | 0 | 0
|  |  |  | 16.84 | 33.68 | 0 | 0 | 0 | 0 | 0 | 7.48 | 0.10709 | 0 | 33.68 | 33.68 | 1 | 0 | 0 | 0 | 0
|  |  |  | 16.4 | 32.8 | 0 | 0 | 0 | 0 | 0 | 7.48 | 0.10709 | 0 | 32.8 | 32.8 | 1 | 0 | 0 | 0 | 0
|  |  |  | 16.76 | 33.52 | 0 | 0 | 0 | 0 | 0 | 7.48 | 0.10709 | 0 | 33.52 | 33.52 | 1 | 0 | 0 | 0 | 0
|  |  |  | 21.88 | 43.76 | 0 | 0 | 0 | 0 | 0 | 7.48 | 0.10709 | 0 | 43.76 | 43.76 | 1 | 0 | 0 | 0 | 0
|  |  |  | 23.92 | 47.84 | 0 | 0 | 0 | 0 | 0 | 7.48 | 0.10709 | 0 | 47.84 | 47.84 | 1 | 0 | 0 | 0 | 0
|  |  |  | 23.16 | 46.32 | 0 | 0 | 0 | 0 | 0 | 7.48 | 0.12502 | 0 | 46.32 | 46.32 | 1 | 0 | 0 | 0 | 0
|  |  |  | 22.84 | 45.68 | 0 | 0 | 0 | 0 | 0 | 7.48 | 0.12502 | 0 | 45.68 | 45.68 | 1 | 0 | 0 | 0 | 0
|  |  |  | 23.04 | 46.08 | 0 | 0 | 0 | 0 | 0 | 7.48 | 0.12502 | 0 | 46.08 | 46.08 | 1 | 0 | 0 | 0 | 0
|  |  |  | 22.84 | 45.68 | 0 | 0 | 0 | 0 | 0 | 12.23 | 0.12502 | 0 | 45.68 | 45.68 | 1 | 0 | 0 | 0 | 0
|  |  |  | 23.02 | 46.04 | 0 | 0 | 0 | 0 | 0 | 12.23 | 0.12502 | 0 | 46.04 | 46.04 | 1 | 0 | 0 | 0 | 0
|  |  |  | 22.84 | 45.68 | 0 | 0 | 0 | 0 | 0 | 12.23 | 0.12502 | 0 | 45.68 | 45.68 | 1 | 0 | 0 | 0 | 0
|  |  |  | 24.6 | 49.2 | 0 | 0 | 0 | 0 | 0 | 12.23 | 0.12502 | 0 | 49.2 | 49.2 | 1 | 0 | 0 | 0 | 0
|  |  |  | 23.32 | 46.64 | 0 | 0 | 0 | 0 | 0 | 7.48 | 0.12502 | 0 | 46.64 | 46.64 | 1 | 0 | 0 | 0 | 0
|  |  |  | 21.32 | 42.64 | 0 | 0 | 0 | 0 | 0 | 7.48 | 0.12502 | 0 | 42.64 | 42.64 | 1 | 0 | 0 | 0 | 0
|  |  |  | 17 | 34 | 0 | 0 | 0 | 0 | 0 | 7.48 | 0.12502 | 0 | 34 | 31.322 | 0.2 | 0 | 2.678 | 0 | 0
|  |  |  | 16.56 | 33.12 | 0 | 0 | 0 | 0 | 0 | 7.48 | 0.10709 | 2.678 | 33.12 | 33.12 | 0.91885 | 0 | 0 | 0 | 0
|  |  |  | 18.44 | 36.88 | 0 | 0 | 0 | 0 | 0 | 7.48 | 0.10709 | 0.302 | 36.88 | 36.88 | 1 | 0 | 0 | 0 | 0
|  |  |  | 16.52 | 33.04 | 0 | 0 | 0 | 0 | 0 | 7.48 | 0.10709 | 0 | 33.04 | 33.04 | 1 | 0 | 0 | 0 | 0
|  |  |  | 11.4 | 22.8 | 0 | 0 | 0 | 0 | 0 | 7.48 | 0.10709 | 0 | 22.8 | 22.8 | 1 | 0 | 0 | 0 | 0
|  |  |  | 10 | 20 | 0 | 0 | 0 | 0 | 0 | 7.48 | 0.10709 | 0 | 20 | 20 | 1 | 0 | 0 | 0 | 0
|  |  |  | 13.04 | 26.08 | 0 | 0 | 0 | 0 | 0 | 7.48 | 0.10709 | 0 | 26.08 | 26.08 | 1 | 0 | 0 | 0 | 0
|  |  |  | 14.88 | 29.76 | 0 | 0 | 0 | 0 | 0 | 7.48 | 0.10709 | 0 | 29.76 | 29.76 | 1 | 0 | 0 | 0 | 0
|  |  |  | 16.44 | 32.88 | 0 | 0 | 0 | 0 | 0 | 7.48 | 0.10709 | 0 | 32.88 | 32.88 | 1 | 0 | 0 | 0 | 0
|  |  |  | 16.16 | 32.32 | 0 | 0 | 0 | 0 | 0 | 7.48 | 0.10709 | 0 | 32.32 | 32.32 | 1 | 0 | 0 | 0 | 0
|  |  |  | 17.08 | 34.16 | 0 | 0 | 0 | 0 | 0 | 7.48 | 0.10709 | 0 | 34.16 | 34.16 | 1 | 0 | 0 | 0 | 0
|  |  |  | 22.64 | 45.28 | 0 | 0 | 0 | 0 | 0 | 7.48 | 0.10709 | 0 | 45.28 | 45.28 | 1 | 0 | 0 | 0 | 0
|  |  |  | 25.92 | 51.84 | 0 | 0 | 0 | 0 | 0 | 7.48 | 0.10709 | 0 | 51.84 | 51.84 | 1 | 0 | 0 | 0 | 0
|  |  |  | 28.72 | 57.44 | 0 | 0 | 0 | 0 | 0 | 7.48 | 0.10709 | 0 | 57.44 | 57.44 | 1 | 0 | 0 | 0 | 0
|  |  |  | 29.56 | 59.12 | 0 | 0 | 0 | 0 | 0 | 7.48 | 0.10709 | 0 | 59.12 | 59.12 | 1 | 0 | 0 | 0 | 0
|  |  |  | 34.24 | 68.48 | 0 | 0 | 0 | 0 | 0 | 7.48 | 0.12502 | 0 | 68.48 | 66.141 | 0.30125 | 0 | 2.339 | 0 | 0
|  |  |  | 33.24 | 66.48 | 0 | 0 | 0 | 0 | 0 | 7.48 | 0.12502 | 0 | 66.48 | 66.141 | 0.2 | 0 | 0.339 | 0 | 0
|  |  |  | 29 | 58 | 0 | 0 | 0 | 0 | 0 | 7.48 | 0.12502 | 0 | 58 | 58 | 0.2 | 0 | 0 | 0 | 0
|  |  |  | 26.08 | 52.16 | 0 | 0 | 0 | 0 | 0 | 12.23 | 0.12502 | 0 | 52.16 | 52.16 | 0.2 | 0 | 0 | 0 | 0
|  |  |  | 23.72 | 47.44 | 0 | 0 | 0 | 0 | 0 | 12.23 | 0.12502 | 0 | 47.44 | 47.44 | 0.2 | 0 | 0 | 0 | 0
|  |  |  | 22.08 | 44.16 | 0 | 0 | 0 | 0 | 0 | 12.23 | 0.12502 | 0 | 44.16 | 44.16 | 0.2 | 0 | 0 | 0 | 0
|  |  |  | 23.88 | 47.76 | 0 | 0 | 0 | 0 | 0 | 12.23 | 0.12502 | 0 | 47.76 | 47.76 | 0.2 | 0 | 0 | 0 | 0
|  |  |  | 26.28 | 52.56 | 0 | 0 | 0 | 0 | 0 | 7.48 | 0.12502 | 0 | 52.56 | 52.56 | 0.2 | 0 | 0 | 0 | 0
|  |  |  | 27.28 | 54.56 | 0 | 0 | 0 | 0 | 0 | 7.48 | 0.12502 | 0 | 54.56 | 54.56 | 0.2 | 0 | 0 | 0 | 0
|  |  |  | 27.08 | 54.16 | 0 | 0 | 0 | 0 | 0 | 7.48 | 0.12502 | 0 | 54.16 | 54.16 | 0.2 | 0 | 0 | 0 | 0
|  |  |  | 27.2 | 54.4 | 0 | 0 | 0 | 0 | 0 | 7.48 | 0.10709 | 2.678 | 54.4 | 54.4 | 0.91885 | 0 | 0 | 0 | 0
|  |  |  | 25.12 | 50.24 | 0 | 0 | 0 | 0 | 0 | 7.48 | 0.10709 | 0.302 | 50.24 | 50.24 | 1 | 0 | 0 | 0 | 0
|  |  |  | 18.56 | 37.12 | 0 | 0 | 0 | 0 | 0 | 7.48 | 0.10709 | 0 | 37.12 | 37.12 | 1 | 0 | 0 | 0 | 0
|  |  |  | 12.08 | 24.16 | 0 | 0 | 0 | 0 | 0 | 7.48 | 0.10709 | 0 | 24.16 | 24.16 | 1 | 0 | 0 | 0 | 0
|  |  |  | 10.28 | 20.56 | 0 | 0 | 0 | 0 | 0 | 7.48 | 0.10709 | 0 | 20.56 | 20.56 | 1 | 0 | 0 | 0 | 0
|  |  |  | 13.16 | 26.32 | 0 | 0 | 0 | 0 | 0 | 7.48 | 0.10709 | 0 | 26.32 | 26.32 | 1 | 0 | 0 | 0 | 0
|  |  |  | 16.32 | 32.64 | 0 | 0 | 0 | 0 | 0 | 7.48 | 0.10709 | 0 | 32.64 | 32.64 | 1 | 0 | 0 | 0 | 0
|  |  |  | 16.68 | 33.36 | 0 | 0 | 0 | 0 | 0 | 7.48 | 0.10709 | 0 | 33.36 | 33.36 | 1 | 0 | 0 | 0 | 0
|  |  |  | 16.12 | 32.24 | 0 | 0 | 0 | 0 | 0 | 7.48 | 0.10709 | 0 | 32.24 | 32.24 | 1 | 0 | 0 | 0 | 0
|  |  |  | 17.6 | 35.2 | 0 | 0 | 0 | 0 | 0 | 7.48 | 0.10709 | 0 | 35.2 | 35.2 | 1 | 0 | 0 | 0 | 0
|  |  |  | 21.88 | 43.76 | 0 | 0 | 0 | 0 | 0 | 7.48 | 0.10709 | 0 | 43.76 | 43.76 | 1 | 0 | 0 | 0 | 0
|  |  |  | 23.96 | 47.92 | 0 | 0 | 0 | 0 | 0 | 7.48 | 0.10709 | 0 | 47.92 | 47.92 | 1 | 0 | 0 | 0 | 0
|  |  |  | 26 | 52 | 0 | 0 | 0 | 0 | 0 | 7.48 | 0.10709 | 0 | 52 | 52 | 1 | 0 | 0 | 0 | 0
|  |  |  | 26.6 | 53.2 | 0 | 0 | 0 | 0 | 0 | 7.48 | 0.10709 | 0 | 53.2 | 53.2 | 1 | 0 | 0 | 0 | 0
|  |  |  | 27.4 | 54.8 | 0 | 0 | 0 | 0 | 0 | 7.48 | 0.10709 | 0 | 54.8 | 54.8 | 1 | 0 | 0 | 0 | 0
|  |  |  | 27.4 | 54.8 | 0 | 0 | 0 | 0 | 0 | 7.48 | 0.10709 | 0 | 54.8 | 54.8 | 1 | 0 | 0 | 0 | 0
|  |  |  | 25.56 | 51.12 | 0 | 0 | 0 | 0 | 0 | 7.48 | 0.10709 | 0 | 51.12 | 51.12 | 1 | 0 | 0 | 0 | 0
|  |  |  | 24.8 | 49.6 | 0 | 0 | 0 | 0 | 0 | 7.48 | 0.10709 | 0 | 49.6 | 49.6 | 1 | 0 | 0 | 0 | 0
|  |  |  | 23.24 | 46.48 | 0 | 0 | 0 | 0 | 0 | 7.48 | 0.10709 | 0 | 46.48 | 46.48 | 1 | 0 | 0 | 0 | 0
|  |  |  | 22.88 | 45.76 | 0 | 0 | 0 | 0 | 0 | 7.48 | 0.10709 | 0 | 45.76 | 45.76 | 1 | 0 | 0 | 0 | 0
|  |  |  | 25.72 | 51.44 | 0 | 0 | 0 | 0 | 0 | 7.48 | 0.10709 | 0 | 51.44 | 51.44 | 1 | 0 | 0 | 0 | 0
|  |  |  | 26.44 | 52.88 | 0 | 0 | 0 | 0 | 0 | 7.48 | 0.10709 | 0 | 52.88 | 52.88 | 1 | 0 | 0 | 0 | 0
|  |  |  | 26.08 | 52.16 | 0 | 0 | 0 | 0 | 0 | 7.48 | 0.10709 | 0 | 52.16 | 52.16 | 1 | 0 | 0 | 0 | 0
|  |  |  | 26.08 | 52.16 | 0 | 0 | 0 | 0 | 0 | 7.48 | 0.10709 | 0 | 52.16 | 52.16 | 1 | 0 | 0 | 0 | 0
|  |  |  | 25.56 | 51.12 | 0 | 0 | 0 | 0 | 0 | 7.48 | 0.10709 | 0 | 51.12 | 51.12 | 1 | 0 | 0 | 0 | 0
|  |  |  | 19.84 | 39.68 | 0 | 0 | 0 | 0 | 0 | 7.48 | 0.10709 | 0 | 39.68 | 39.68 | 1 | 0 | 0 | 0 | 0
|  |  |  | 15.12 | 30.24 | 0 | 0 | 0 | 0 | 0 | 7.48 | 0.10709 | 0 | 30.24 | 30.24 | 1 | 0 | 0 | 0 | 0
|  |  |  | 10.4 | 20.8 | 0 | 0 | 0 | 0 | 0 | 7.48 | 0.10709 | 0 | 20.8 | 20.8 | 1 | 0 | 0 | 0 | 0
|  |  |  | 8.52 | 17.04 | 0 | 0 | 0 | 0 | 0 | 7.48 | 0.10709 | 0 | 17.04 | 17.04 | 1 | 0 | 0 | 0 | 0
|  |  |  | 10.48 | 20.96 | 0 | 0 | 0 | 0 | 0 | 7.48 | 0.10709 | 0 | 20.96 | 20.96 | 1 | 0 | 0 | 0 | 0
|  |  |  | 13.4 | 26.8 | 0 | 0 | 0 | 0 | 0 | 7.48 | 0.10709 | 0 | 26.8 | 26.8 | 1 | 0 | 0 | 0 | 0
|  |  |  | 15.08 | 30.16 | 0 | 0 | 0 | 0 | 0 | 7.48 | 0.10709 | 0 | 30.16 | 30.16 | 1 | 0 | 0 | 0 | 0
|  |  |  | 15.52 | 31.04 | 0 | 0 | 0 | 0 | 0 | 7.48 | 0.10709 | 0 | 31.04 | 31.04 | 1 | 0 | 0 | 0 | 0
|  |  |  | 17 | 34 | 0 | 0 | 0 | 0 | 0 | 7.48 | 0.10709 | 0 | 34 | 34 | 1 | 0 | 0 | 0 | 0
|  |  |  | 22.36 | 44.72 | 0 | 0 | 0 | 0 | 0 | 7.48 | 0.10709 | 0 | 44.72 | 44.72 | 1 | 0 | 0 | 0 | 0
|  |  |  | 23.8 | 47.6 | 0 | 0 | 0 | 0 | 0 | 7.48 | 0.10709 | 0 | 47.6 | 47.6 | 1 | 0 | 0 | 0 | 0
|  |  |  | 29 | 58 | 0 | 0 | 0 | 0 | 0 | 7.48 | 0.10709 | 0 | 58 | 58 | 1 | 0 | 0 | 0 | 0
|  |  |  | 32.28 | 64.56 | 0 | 0 | 0 | 0 | 0 | 7.48 | 0.10709 | 0 | 64.56 | 64.56 | 1 | 0 | 0 | 0 | 0
|  |  |  | 33.92 | 67.84 | 0 | 0 | 0 | 0 | 0 | 7.48 | 0.10709 | 0 | 67.84 | 66.141 | 0.49245 | 0 | 1.699 | 0 | 0
|  |  |  | 32.64 | 65.28 | 0 | 0 | 0 | 0 | 0 | 7.48 | 0.10709 | 0.861 | 65.28 | 65.28 | 0.7236 | 0 | 0 | 0 | 0
|  |  |  | 29.48 | 58.96 | 0 | 0 | 0 | 0 | 0 | 7.48 | 0.10709 | 1.03 | 58.96 | 58.96 | 1 | 0 | 0 | 0 | 0
|  |  |  | 28 | 56 | 0 | 0 | 0 | 0 | 0 | 7.48 | 0.10709 | 0 | 56 | 56 | 1 | 0 | 0 | 0 | 0
|  |  |  | 27.12 | 54.24 | 0 | 0 | 0 | 0 | 0 | 7.48 | 0.10709 | 0 | 54.24 | 54.24 | 1 | 0 | 0 | 0 | 0
|  |  |  | 25.6 | 51.2 | 0 | 0 | 0 | 0 | 0 | 7.48 | 0.10709 | 0 | 51.2 | 51.2 | 1 | 0 | 0 | 0 | 0
|  |  |  | 25.84 | 51.68 | 0 | 0 | 0 | 0 | 0 | 7.48 | 0.10709 | 0 | 51.68 | 51.68 | 1 | 0 | 0 | 0 | 0
|  |  |  | 26.36 | 52.72 | 0 | 0 | 0 | 0 | 0 | 7.48 | 0.10709 | 0 | 52.72 | 52.72 | 1 | 0 | 0 | 0 | 0
|  |  |  | 26 | 52 | 0 | 0 | 0 | 0 | 0 | 7.48 | 0.10709 | 0 | 52 | 52 | 1 | 0 | 0 | 0 | 0
|  |  |  | 26.28 | 52.56 | 0 | 0 | 0 | 0 | 0 | 7.48 | 0.10709 | 0 | 52.56 | 52.56 | 1 | 0 | 0 | 0 | 0
|  |  |  | 25.1333 | 50.2667 | 0 | 0 | 0 | 0 | 0 | 7.48 | 0.10709 | 0 | 50.267 | 50.267 | 1 | 0 | 0 | 0 | 0
|  |  |  | 22.04 | 44.08 | 0 | 0 | 0 | 0 | 0 | 7.48 | 0.10709 | 0 | 44.08 | 44.08 | 1 | 0 | 0 | 0 | 0
|  |  |  | 18.2267 | 36.4533 | 0 | 0 | 0 | 0 | 0 | 7.48 | 0.10709 | 0 | 36.453 | 36.453 | 1 | 0 | 0 | 0 | 0
|  |  |  | 16.04 | 32.08 | 0 | 0 | 0 | 0 | 0 | 7.48 | 0.10709 | 0 | 32.08 | 32.08 | 1 | 0 | 0 | 0 | 0
|  |  |  | 13.0133 | 26.0267 | 0 | 0 | 0 | 0 | 0 | 7.48 | 0.10709 | 0 | 26.027 | 26.027 | 1 | 0 | 0 | 0 | 0
|  |  |  | 10.76 | 21.52 | 0 | 0 | 0 | 0 | 0 | 7.48 | 0.10709 | 0 | 21.52 | 21.52 | 1 | 0 | 0 | 0 | 0
|  |  |  | 13.64 | 27.28 | 0 | 0 | 0 | 0 | 0 | 7.48 | 0.10709 | 0 | 27.28 | 27.28 | 1 | 0 | 0 | 0 | 0
|  |  |  | 14.96 | 29.92 | 0 | 0 | 0 | 0 | 0 | 7.48 | 0.10709 | 0 | 29.92 | 29.92 | 1 | 0 | 0 | 0 | 0
|  |  |  | 15.72 | 31.44 | 0 | 0 | 0 | 0 | 0 | 7.48 | 0.10709 | 0 | 31.44 | 31.44 | 1 | 0 | 0 | 0 | 0
|  |  |  | 15.6 | 31.2 | 0 | 0 | 0 | 0 | 0 | 7.48 | 0.10709 | 0 | 31.2 | 31.2 | 1 | 0 | 0 | 0 | 0
|  |  |  | 19.92 | 39.84 | 0 | 0 | 0 | 0 | 0 | 7.48 | 0.10709 | 0 | 39.84 | 39.84 | 1 | 0 | 0 | 0 | 0
|  |  |  | 23.08 | 46.16 | 0 | 0 | 0 | 0 | 0 | 7.48 | 0.10709 | 0 | 46.16 | 46.16 | 1 | 0 | 0 | 0 | 0
|  |  |  | 26.8 | 53.6 | 0 | 0 | 0 | 0 | 0 | 7.48 | 0.10709 | 0 | 53.6 | 53.6 | 1 | 0 | 0 | 0 | 0
|  |  |  | 27.44 | 54.88 | 0 | 0 | 0 | 0 | 0 | 7.48 | 0.10709 | 0 | 54.88 | 54.88 | 1 | 0 | 0 | 0 | 0
|  |  |  | 29.16 | 58.32 | 0 | 0 | 0 | 0 | 0 | 7.48 | 0.12502 | 0 | 58.32 | 58.32 | 1 | 0 | 0 | 0 | 0
|  |  |  | 31.84 | 63.68 | 0 | 0 | 0 | 0 | 0 | 7.48 | 0.12502 | 0 | 63.68 | 63.68 | 1 | 0 | 0 | 0 | 0
|  |  |  | 27.96 | 55.92 | 0 | 0 | 0 | 0 | 0 | 7.48 | 0.12502 | 0 | 55.92 | 55.92 | 1 | 0 | 0 | 0 | 0
|  |  |  | 24.8 | 49.6 | 0 | 0 | 0 | 0 | 0 | 12.23 | 0.12502 | 0 | 49.6 | 49.6 | 1 | 0 | 0 | 0 | 0
|  |  |  | 24.24 | 48.48 | 0 | 0 | 0 | 0 | 0 | 12.23 | 0.12502 | 0 | 48.48 | 48.48 | 1 | 0 | 0 | 0 | 0
|  |  |  | 24.88 | 49.76 | 0 | 0 | 0 | 0 | 0 | 12.23 | 0.12502 | 0 | 49.76 | 49.76 | 1 | 0 | 0 | 0 | 0
|  |  |  | 27.12 | 54.24 | 0 | 0 | 0 | 0 | 0 | 12.23 | 0.12502 | 0 | 54.24 | 54.24 | 1 | 0 | 0 | 0 | 0
|  |  |  | 26.08 | 52.16 | 0 | 0 | 0 | 0 | 0 | 7.48 | 0.12502 | 0 | 52.16 | 52.16 | 1 | 0 | 0 | 0 | 0
|  |  |  | 26 | 52 | 0 | 0 | 0 | 0 | 0 | 7.48 | 0.12502 | 0 | 52 | 52 | 1 | 0 | 0 | 0 | 0
|  |  |  | 25.64 | 51.28 | 0 | 0 | 0 | 0 | 0 | 7.48 | 0.12502 | 0 | 51.28 | 48.602 | 0.2 | 0 | 2.678 | 0 | 0
|  |  |  | 25.72 | 51.44 | 0 | 0 | 0 | 0 | 0 | 7.48 | 0.10709 | 2.678 | 51.44 | 51.44 | 0.91885 | 0 | 0 | 0 | 0
|  |  |  | 24.04 | 48.08 | 0 | 0 | 0 | 0 | 0 | 7.48 | 0.10709 | 0.302 | 48.08 | 48.08 | 1 | 0 | 0 | 0 | 0
|  |  |  | 16.08 | 32.16 | 0 | 0 | 0 | 0 | 0 | 7.48 | 0.10709 | 0 | 32.16 | 32.16 | 1 | 0 | 0 | 0 | 0
|  |  |  | 10.2 | 20.4 | 0 | 0 | 0 | 0 | 0 | 7.48 | 0.10709 | 0 | 20.4 | 20.4 | 1 | 0 | 0 | 0 | 0
|  |  |  | 8.56 | 17.12 | 0 | 0 | 0 | 0 | 0 | 7.48 | 0.10709 | 0 | 17.12 | 17.12 | 1 | 0 | 0 | 0 | 0
|  |  |  | 9.72 | 19.44 | 0 | 0 | 0 | 0 | 0 | 7.48 | 0.10709 | 0 | 19.44 | 19.44 | 1 | 0 | 0 | 0 | 0
|  |  |  | 12.76 | 25.52 | 0 | 0 | 0 | 0 | 0 | 7.48 | 0.10709 | 0 | 25.52 | 25.52 | 1 | 0 | 0 | 0 | 0
|  |  |  | 14.8 | 29.6 | 0 | 0 | 0 | 0 | 0 | 7.48 | 0.10709 | 0 | 29.6 | 29.6 | 1 | 0 | 0 | 0 | 0
|  |  |  | 15.28 | 30.56 | 0 | 0 | 0 | 0 | 0 | 7.48 | 0.10709 | 0 | 30.56 | 30.56 | 1 | 0 | 0 | 0 | 0
|  |  |  | 15.68 | 31.36 | 0 | 0 | 0 | 0 | 0 | 7.48 | 0.10709 | 0 | 31.36 | 31.36 | 1 | 0 | 0 | 0 | 0
|  |  |  | 22.92 | 45.84 | 0 | 0 | 0 | 0 | 0 | 7.48 | 0.10709 | 0 | 45.84 | 45.84 | 1 | 0 | 0 | 0 | 0
|  |  |  | 24.44 | 48.88 | 0 | 0 | 0 | 0 | 0 | 7.48 | 0.10709 | 0 | 48.88 | 48.88 | 1 | 0 | 0 | 0 | 0
|  |  |  | 25.96 | 51.92 | 0 | 0 | 0 | 0 | 0 | 7.48 | 0.10709 | 0 | 51.92 | 51.92 | 1 | 0 | 0 | 0 | 0
|  |  |  | 29.6 | 59.2 | 0 | 0 | 0 | 0 | 0 | 7.48 | 0.10709 | 0 | 59.2 | 59.2 | 1 | 0 | 0 | 0 | 0
|  |  |  | 30.68 | 61.36 | 0 | 0 | 0 | 0 | 0 | 7.48 | 0.12502 | 0 | 61.36 | 61.36 | 1 | 0 | 0 | 0 | 0
|  |  |  | 29.2 | 58.4 | 0 | 0 | 0 | 0 | 0 | 7.48 | 0.12502 | 0 | 58.4 | 58.4 | 1 | 0 | 0 | 0 | 0
|  |  |  | 26.68 | 53.36 | 0 | 0 | 0 | 0 | 0 | 7.48 | 0.12502 | 0 | 53.36 | 53.36 | 1 | 0 | 0 | 0 | 0
|  |  |  | 25.76 | 51.52 | 0 | 0 | 0 | 0 | 0 | 12.23 | 0.12502 | 0 | 51.52 | 51.52 | 1 | 0 | 0 | 0 | 0
|  |  |  | 27.4 | 54.8 | 0 | 0 | 0 | 0 | 0 | 12.23 | 0.12502 | 0 | 54.8 | 54.8 | 1 | 0 | 0 | 0 | 0
|  |  |  | 23.68 | 47.36 | 0 | 0 | 0 | 0 | 0 | 12.23 | 0.12502 | 0 | 47.36 | 47.36 | 1 | 0 | 0 | 0 | 0
|  |  |  | 23.86 | 47.72 | 0 | 0 | 0 | 0 | 0 | 12.23 | 0.12502 | 0 | 47.72 | 47.72 | 1 | 0 | 0 | 0 | 0
|  |  |  | 24.88 | 49.76 | 0 | 0 | 0 | 0 | 0 | 7.48 | 0.12502 | 0 | 49.76 | 49.76 | 1 | 0 | 0 | 0 | 0
|  |  |  | 25.96 | 51.92 | 0 | 0 | 0 | 0 | 0 | 7.48 | 0.12502 | 0 | 51.92 | 51.92 | 1 | 0 | 0 | 0 | 0
|  |  |  | 26.12 | 52.24 | 0 | 0 | 0 | 0 | 0 | 7.48 | 0.12502 | 0 | 52.24 | 49.562 | 0.2 | 0 | 2.678 | 0 | 0
|  |  |  | 24.9371 | 49.8743 | 0 | 0 | 0 | 0 | 0 | 7.48 | 0.10709 | 2.678 | 49.874 | 49.874 | 0.91885 | 0 | 0 | 0 | 0
|  |  |  | 22.7428 | 45.4856 | 0 | 0 | 0 | 0 | 0 | 7.48 | 0.10709 | 0.302 | 45.486 | 45.486 | 1 | 0 | 0 | 0 | 0
|  |  |  | 23.6 | 47.2 | 0 | 0 | 0 | 0 | 0 | 7.48 | 0.10709 | 0 | 47.2 | 47.2 | 1 | 0 | 0 | 0 | 0
|  |  |  | 16.6 | 33.2 | 0 | 0 | 0 | 0 | 0 | 7.48 | 0.10709 | 0 | 33.2 | 33.2 | 1 | 0 | 0 | 0 | 0
|  |  |  | 13.96 | 27.92 | 0 | 0 | 0 | 0 | 0 | 7.48 | 0.10709 | 0 | 27.92 | 27.92 | 1 | 0 | 0 | 0 | 0
|  |  |  | 13.6 | 27.2 | 0 | 0 | 0 | 0 | 0 | 7.48 | 0.10709 | 0 | 27.2 | 27.2 | 1 | 0 | 0 | 0 | 0
|  |  |  | 17.68 | 35.36 | 0 | 0 | 0 | 0 | 0 | 7.48 | 0.10709 | 0 | 35.36 | 35.36 | 1 | 0 | 0 | 0 | 0
|  |  |  | 15.36 | 30.72 | 0 | 0 | 0 | 0 | 0 | 7.48 | 0.10709 | 0 | 30.72 | 30.72 | 1 | 0 | 0 | 0 | 0
|  |  |  | 15.88 | 31.76 | 0 | 0 | 0 | 0 | 0 | 7.48 | 0.10709 | 0 | 31.76 | 31.76 | 1 | 0 | 0 | 0 | 0
|  |  |  | 15.72 | 31.44 | 0 | 0 | 0 | 0 | 0 | 7.48 | 0.10709 | 0 | 31.44 | 31.44 | 1 | 0 | 0 | 0 | 0
|  |  |  | 17.28 | 34.56 | 0 | 0 | 0 | 0 | 0 | 7.48 | 0.10709 | 0 | 34.56 | 34.56 | 1 | 0 | 0 | 0 | 0
|  |  |  | 21.12 | 42.24 | 0 | 0 | 0 | 0 | 0 | 7.48 | 0.10709 | 0 | 42.24 | 42.24 | 1 | 0 | 0 | 0 | 0
|  |  |  | 23.92 | 47.84 | 0 | 0 | 0 | 0 | 0 | 7.48 | 0.10709 | 0 | 47.84 | 47.84 | 1 | 0 | 0 | 0 | 0
|  |  |  | 24.28 | 48.56 | 0 | 0 | 0 | 0 | 0 | 7.48 | 0.10709 | 0 | 48.56 | 48.56 | 1 | 0 | 0 | 0 | 0
|  |  |  | 23.52 | 47.04 | 0 | 0 | 0 | 0 | 0 | 7.48 | 0.12502 | 0 | 47.04 | 47.04 | 1 | 0 | 0 | 0 | 0
|  |  |  | 23.96 | 47.92 | 0 | 0 | 0 | 0 | 0 | 7.48 | 0.12502 | 0 | 47.92 | 47.92 | 1 | 0 | 0 | 0 | 0
|  |  |  | 23.56 | 47.12 | 0 | 0 | 0 | 0 | 0 | 7.48 | 0.12502 | 0 | 47.12 | 47.12 | 1 | 0 | 0 | 0 | 0
|  |  |  | 23.12 | 46.24 | 0 | 0 | 0 | 0 | 0 | 12.23 | 0.12502 | 0 | 46.24 | 46.24 | 1 | 0 | 0 | 0 | 0
|  |  |  | 21.64 | 43.28 | 0 | 0 | 0 | 0 | 0 | 12.23 | 0.12502 | 0 | 43.28 | 43.28 | 1 | 0 | 0 | 0 | 0
|  |  |  | 21.56 | 43.12 | 0 | 0 | 0 | 0 | 0 | 12.23 | 0.12502 | 0 | 43.12 | 43.12 | 1 | 0 | 0 | 0 | 0
|  |  |  | 21.72 | 43.44 | 0 | 0 | 0 | 0 | 0 | 12.23 | 0.12502 | 0 | 43.44 | 43.44 | 1 | 0 | 0 | 0 | 0
|  |  |  | 22.6 | 45.2 | 0 | 0 | 0 | 0 | 0 | 7.48 | 0.12502 | 0 | 45.2 | 45.2 | 1 | 0 | 0 | 0 | 0
|  |  |  | 21.96 | 43.92 | 0 | 0 | 0 | 0 | 0 | 7.48 | 0.12502 | 0 | 43.92 | 43.92 | 1 | 0 | 0 | 0 | 0
|  |  |  | 22.04 | 44.08 | 0 | 0 | 0 | 0 | 0 | 7.48 | 0.12502 | 0 | 44.08 | 41.402 | 0.2 | 0 | 2.678 | 0 | 0
|  |  |  | 21.08 | 42.16 | 0 | 0 | 0 | 0 | 0 | 7.48 | 0.10709 | 2.678 | 42.16 | 42.16 | 0.91885 | 0 | 0 | 0 | 0
|  |  |  | 21.24 | 42.48 | 0 | 0 | 0 | 0 | 0 | 7.48 | 0.10709 | 0.302 | 42.48 | 42.48 | 1 | 0 | 0 | 0 | 0
|  |  |  | 21 | 42 | 0 | 0 | 0 | 0 | 0 | 7.48 | 0.10709 | 0 | 42 | 42 | 1 | 0 | 0 | 0 | 0
|  |  |  | 17.84 | 35.68 | 0 | 0 | 0 | 0 | 0 | 7.48 | 0.10709 | 0 | 35.68 | 35.68 | 1 | 0 | 0 | 0 | 0
|  |  |  | 14 | 28 | 0 | 0 | 0 | 0 | 0 | 7.48 | 0.10709 | 0 | 28 | 28 | 1 | 0 | 0 | 0 | 0
|  |  |  | 13.44 | 26.88 | 0 | 0 | 0 | 0 | 0 | 7.48 | 0.10709 | 0 | 26.88 | 26.88 | 1 | 0 | 0 | 0 | 0
|  |  |  | 3.92 | 7.84 | 0 | 0 | 0 | 0 | 0 | 7.48 | 0.10709 | 0 | 7.84 | 7.84 | 1 | 0 | 0 | 0 | 0
|  |  |  | 14.64 | 29.28 | 0 | 0 | 0 | 0 | 0 | 7.48 | 0.10709 | 0 | 29.28 | 29.28 | 1 | 0 | 0 | 0 | 0
|  |  |  | 21.08 | 42.16 | 0 | 0 | 0 | 0 | 0 | 7.48 | 0.10709 | 0 | 42.16 | 42.16 | 1 | 0 | 0 | 0 | 0
|  |  |  | 19.72 | 39.44 | 0 | 0 | 0 | 0 | 0 | 7.48 | 0.10709 | 0 | 39.44 | 39.44 | 1 | 0 | 0 | 0 | 0
|  |  |  | 15.12 | 30.24 | 0 | 0 | 0 | 0 | 0 | 7.48 | 0.10709 | 0 | 30.24 | 30.24 | 1 | 0 | 0 | 0 | 0
|  |  |  | 15.8 | 31.6 | 0 | 0 | 0 | 0 | 0 | 7.48 | 0.10709 | 0 | 31.6 | 31.6 | 1 | 0 | 0 | 0 | 0
|  |  |  | 22.68 | 45.36 | 0 | 0 | 0 | 0 | 0 | 7.48 | 0.10709 | 0 | 45.36 | 45.36 | 1 | 0 | 0 | 0 | 0
|  |  |  | 21.96 | 43.92 | 0 | 0 | 0 | 0 | 0 | 7.48 | 0.10709 | 0 | 43.92 | 43.92 | 1 | 0 | 0 | 0 | 0
|  |  |  | 22.48 | 44.96 | 0 | 0 | 0 | 0 | 0 | 7.48 | 0.12502 | 0 | 44.96 | 44.96 | 1 | 0 | 0 | 0 | 0
|  |  |  | 22.96 | 45.92 | 0 | 0 | 0 | 0 | 0 | 7.48 | 0.12502 | 0 | 45.92 | 45.92 | 1 | 0 | 0 | 0 | 0
|  |  |  | 23.9334 | 47.8667 | 0 | 0 | 0 | 0 | 0 | 7.48 | 0.12502 | 0 | 47.867 | 47.867 | 1 | 0 | 0 | 0 | 0
|  |  |  | 24.0867 | 48.1733 | 0 | 0 | 0 | 0 | 0 | 12.23 | 0.12502 | 0 | 48.173 | 48.173 | 1 | 0 | 0 | 0 | 0
|  |  |  | 22.88 | 45.76 | 0 | 0 | 0 | 0 | 0 | 12.23 | 0.12502 | 0 | 45.76 | 45.76 | 1 | 0 | 0 | 0 | 0
|  |  |  | 22.8 | 45.6 | 0 | 0 | 0 | 0 | 0 | 12.23 | 0.12502 | 0 | 45.6 | 45.6 | 1 | 0 | 0 | 0 | 0
|  |  |  | 21.72 | 43.44 | 0 | 0 | 0 | 0 | 0 | 12.23 | 0.12502 | 0 | 43.44 | 43.44 | 1 | 0 | 0 | 0 | 0
|  |  |  | 23.04 | 46.08 | 0 | 0 | 0 | 0 | 0 | 7.48 | 0.12502 | 0 | 46.08 | 46.08 | 1 | 0 | 0 | 0 | 0
|  |  |  | 20.88 | 41.76 | 0 | 0 | 0 | 0 | 0 | 7.48 | 0.12502 | 0 | 41.76 | 41.76 | 1 | 0 | 0 | 0 | 0
|  |  |  | 19.64 | 39.28 | 0 | 0 | 0 | 0 | 0 | 7.48 | 0.12502 | 0 | 39.28 | 36.602 | 0.2 | 0 | 2.678 | 0 | 0
|  |  |  | 19.96 | 39.92 | 0 | 0 | 0 | 0 | 0 | 7.48 | 0.10709 | 2.678 | 39.92 | 39.92 | 0.91885 | 0 | 0 | 0 | 0
|  |  |  | 21.76 | 43.52 | 0 | 0 | 0 | 0 | 0 | 7.48 | 0.10709 | 0.302 | 43.52 | 43.52 | 1 | 0 | 0 | 0 | 0
|  |  |  | 21.56 | 43.12 | 0 | 0 | 0 | 0 | 0 | 7.48 | 0.10709 | 0 | 43.12 | 43.12 | 1 | 0 | 0 | 0 | 0
|  |  |  | 17.04 | 34.08 | 0 | 0 | 0 | 0 | 0 | 7.48 | 0.10709 | 0 | 34.08 | 34.08 | 1 | 0 | 0 | 0 | 0
|  |  |  | 15.72 | 31.44 | 0 | 0 | 0 | 0 | 0 | 7.48 | 0.10709 | 0 | 31.44 | 31.44 | 1 | 0 | 0 | 0 | 0
|  |  |  | 12.4 | 24.8 | 0 | 0 | 0 | 0 | 0 | 7.48 | 0.10709 | 0 | 24.8 | 24.8 | 1 | 0 | 0 | 0 | 0
|  |  |  | 10.9829 | 21.9657 | 0 | 0 | 0 | 0 | 0 | 7.48 | 0.10709 | 0 | 21.966 | 21.966 | 1 | 0 | 0 | 0 | 0
|  |  |  | 13.8172 | 27.6344 | 0 | 0 | 0 | 0 | 0 | 7.48 | 0.10709 | 0 | 27.634 | 27.634 | 1 | 0 | 0 | 0 | 0
|  |  |  | 14.52 | 29.04 | 0 | 0 | 0 | 0 | 0 | 7.48 | 0.10709 | 0 | 29.04 | 29.04 | 1 | 0 | 0 | 0 | 0
|  |  |  | 15.6 | 31.2 | 0 | 0 | 0 | 0 | 0 | 7.48 | 0.10709 | 0 | 31.2 | 31.2 | 1 | 0 | 0 | 0 | 0
|  |  |  | 21.84 | 43.68 | 0 | 0 | 0 | 0 | 0 | 7.48 | 0.10709 | 0 | 43.68 | 43.68 | 1 | 0 | 0 | 0 | 0
|  |  |  | 25.64 | 51.28 | 0 | 0 | 0 | 0 | 0 | 7.48 | 0.10709 | 0 | 51.28 | 51.28 | 1 | 0 | 0 | 0 | 0
|  |  |  | 28.16 | 56.32 | 0 | 0 | 0 | 0 | 0 | 7.48 | 0.10709 | 0 | 56.32 | 56.32 | 1 | 0 | 0 | 0 | 0
|  |  |  | 27.64 | 55.28 | 0 | 0 | 0 | 0 | 0 | 7.48 | 0.10709 | 0 | 55.28 | 55.28 | 1 | 0 | 0 | 0 | 0
|  |  |  | 26.6 | 53.2 | 0 | 0 | 0 | 0 | 0 | 7.48 | 0.12502 | 0 | 53.2 | 53.2 | 1 | 0 | 0 | 0 | 0
|  |  |  | 30 | 60 | 0 | 0 | 0 | 0 | 0 | 7.48 | 0.12502 | 0 | 60 | 60 | 1 | 0 | 0 | 0 | 0
|  |  |  | 30.92 | 61.84 | 0 | 0 | 0 | 0 | 0 | 7.48 | 0.12502 | 0 | 61.84 | 59.162 | 0.2 | 0 | 2.678 | 0 | 0
|  |  |  | 23.52 | 47.04 | 0 | 0 | 0 | 0 | 0 | 12.23 | 0.12502 | 0 | 47.04 | 47.04 | 0.2 | 0 | 0 | 0 | 0
|  |  |  | 23.92 | 47.84 | 0 | 0 | 0 | 0 | 0 | 12.23 | 0.12502 | 0 | 47.84 | 47.84 | 0.2 | 0 | 0 | 0 | 0
|  |  |  | 21.76 | 43.52 | 0 | 0 | 0 | 0 | 0 | 12.23 | 0.12502 | 0 | 43.52 | 43.52 | 0.2 | 0 | 0 | 0 | 0
|  |  |  | 21.84 | 43.68 | 0 | 0 | 0 | 0 | 0 | 12.23 | 0.12502 | 0 | 43.68 | 43.68 | 0.2 | 0 | 0 | 0 | 0
|  |  |  | 24.8 | 49.6 | 0 | 0 | 0 | 0 | 0 | 7.48 | 0.12502 | 0 | 49.6 | 49.6 | 0.2 | 0 | 0 | 0 | 0
|  |  |  | 26.28 | 52.56 | 0 | 0 | 0 | 0 | 0 | 7.48 | 0.12502 | 0 | 52.56 | 52.56 | 0.2 | 0 | 0 | 0 | 0
|  |  |  | 28.08 | 56.16 | 0 | 0 | 0 | 0 | 0 | 7.48 | 0.12502 | 0 | 56.16 | 56.16 | 0.2 | 0 | 0 | 0 | 0
|  |  |  | 27.4 | 54.8 | 0 | 0 | 0 | 0 | 0 | 7.48 | 0.10709 | 2.678 | 54.8 | 54.8 | 0.91885 | 0 | 0 | 0 | 0
|  |  |  | 25.92 | 51.84 | 0 | 0 | 0 | 0 | 0 | 7.48 | 0.10709 | 0.302 | 51.84 | 51.84 | 1 | 0 | 0 | 0 | 0
|  |  |  | 18.04 | 36.08 | 0 | 0 | 0 | 0 | 0 | 7.48 | 0.10709 | 0 | 36.08 | 36.08 | 1 | 0 | 0 | 0 | 0
|  |  |  | 13.64 | 27.28 | 0 | 0 | 0 | 0 | 0 | 7.48 | 0.10709 | 0 | 27.28 | 27.28 | 1 | 0 | 0 | 0 | 0
|  |  |  | 12 | 24 | 0 | 0 | 0 | 0 | 0 | 7.48 | 0.10709 | 0 | 24 | 24 | 1 | 0 | 0 | 0 | 0
|  |  |  | 11.6 | 23.2 | 0 | 0 | 0 | 0 | 0 | 7.48 | 0.10709 | 0 | 23.2 | 23.2 | 1 | 0 | 0 | 0 | 0
|  |  |  | 16 | 32 | 0 | 0 | 0 | 0 | 0 | 7.48 | 0.10709 | 0 | 32 | 32 | 1 | 0 | 0 | 0 | 0
|  |  |  | 15.12 | 30.24 | 0 | 0 | 0 | 0 | 0 | 7.48 | 0.10709 | 0 | 30.24 | 30.24 | 1 | 0 | 0 | 0 | 0
|  |  |  | 13.8 | 27.6 | 0 | 0 | 0 | 0 | 0 | 7.48 | 0.10709 | 0 | 27.6 | 27.6 | 1 | 0 | 0 | 0 | 0
|  |  |  | 17.12 | 34.24 | 0 | 0 | 0 | 0 | 0 | 7.48 | 0.10709 | 0 | 34.24 | 34.24 | 1 | 0 | 0 | 0 | 0
|  |  |  | 23.92 | 47.84 | 0 | 0 | 0 | 0 | 0 | 7.48 | 0.10709 | 0 | 47.84 | 47.84 | 1 | 0 | 0 | 0 | 0
|  |  |  | 24 | 48 | 0 | 0 | 0 | 0 | 0 | 7.48 | 0.10709 | 0 | 48 | 48 | 1 | 0 | 0 | 0 | 0
|  |  |  | 25.96 | 51.92 | 0 | 0 | 0 | 0 | 0 | 7.48 | 0.10709 | 0 | 51.92 | 51.92 | 1 | 0 | 0 | 0 | 0
|  |  |  | 25.6 | 51.2 | 0 | 0 | 0 | 0 | 0 | 7.48 | 0.10709 | 0 | 51.2 | 51.2 | 1 | 0 | 0 | 0 | 0
|  |  |  | 25.58 | 51.16 | 0 | 0 | 0 | 0 | 0 | 7.48 | 0.10709 | 0 | 51.16 | 51.16 | 1 | 0 | 0 | 0 | 0
|  |  |  | 25.88 | 51.76 | 0 | 0 | 0 | 0 | 0 | 7.48 | 0.10709 | 0 | 51.76 | 51.76 | 1 | 0 | 0 | 0 | 0
|  |  |  | 25.08 | 50.16 | 0 | 0 | 0 | 0 | 0 | 7.48 | 0.10709 | 0 | 50.16 | 50.16 | 1 | 0 | 0 | 0 | 0
|  |  |  | 24.72 | 49.44 | 0 | 0 | 0 | 0 | 0 | 7.48 | 0.10709 | 0 | 49.44 | 49.44 | 1 | 0 | 0 | 0 | 0
|  |  |  | 24.84 | 49.68 | 0 | 0 | 0 | 0 | 0 | 7.48 | 0.10709 | 0 | 49.68 | 49.68 | 1 | 0 | 0 | 0 | 0
|  |  |  | 24 | 48 | 0 | 0 | 0 | 0 | 0 | 7.48 | 0.10709 | 0 | 48 | 48 | 1 | 0 | 0 | 0 | 0
|  |  |  | 24.56 | 49.12 | 0 | 0 | 0 | 0 | 0 | 7.48 | 0.10709 | 0 | 49.12 | 49.12 | 1 | 0 | 0 | 0 | 0
|  |  |  | 25.84 | 51.68 | 0 | 0 | 0 | 0 | 0 | 7.48 | 0.10709 | 0 | 51.68 | 51.68 | 1 | 0 | 0 | 0 | 0
|  |  |  | 26.28 | 52.56 | 0 | 0 | 0 | 0 | 0 | 7.48 | 0.10709 | 0 | 52.56 | 52.56 | 1 | 0 | 0 | 0 | 0
|  |  |  | 25.88 | 51.76 | 0 | 0 | 0 | 0 | 0 | 7.48 | 0.10709 | 0 | 51.76 | 51.76 | 1 | 0 | 0 | 0 | 0
|  |  |  | 25.2 | 50.4 | 0 | 0 | 0 | 0 | 0 | 7.48 | 0.10709 | 0 | 50.4 | 50.4 | 1 | 0 | 0 | 0 | 0
|  |  |  | 20.24 | 40.48 | 0 | 0 | 0 | 0 | 0 | 7.48 | 0.10709 | 0 | 40.48 | 40.48 | 1 | 0 | 0 | 0 | 0
|  |  |  | 18.64 | 37.28 | 0 | 0 | 0 | 0 | 0 | 7.48 | 0.10709 | 0 | 37.28 | 37.28 | 1 | 0 | 0 | 0 | 0
|  |  |  | 13.64 | 27.28 | 0 | 0 | 0 | 0 | 0 | 7.48 | 0.10709 | 0 | 27.28 | 27.28 | 1 | 0 | 0 | 0 | 0
|  |  |  | 12.2 | 24.4 | 0 | 0 | 0 | 0 | 0 | 7.48 | 0.10709 | 0 | 24.4 | 24.4 | 1 | 0 | 0 | 0 | 0
|  |  |  | 12.32 | 24.64 | 0 | 0 | 0 | 0 | 0 | 7.48 | 0.10709 | 0 | 24.64 | 24.64 | 1 | 0 | 0 | 0 | 0
|  |  |  | 15.72 | 31.44 | 0 | 0 | 0 | 0 | 0 | 7.48 | 0.10709 | 0 | 31.44 | 31.44 | 1 | 0 | 0 | 0 | 0
|  |  |  | 15.44 | 30.88 | 0 | 0 | 0 | 0 | 0 | 7.48 | 0.10709 | 0 | 30.88 | 30.88 | 1 | 0 | 0 | 0 | 0
|  |  |  | 14.36 | 28.72 | 0 | 0 | 0 | 0 | 0 | 7.48 | 0.10709 | 0 | 28.72 | 28.72 | 1 | 0 | 0 | 0 | 0
|  |  |  | 16.48 | 32.96 | 0 | 0 | 0 | 0 | 0 | 7.48 | 0.10709 | 0 | 32.96 | 32.96 | 1 | 0 | 0 | 0 | 0
|  |  |  | 24.32 | 48.64 | 0 | 0 | 0 | 0 | 0 | 7.48 | 0.10709 | 0 | 48.64 | 48.64 | 1 | 0 | 0 | 0 | 0
|  |  |  | 25.52 | 51.04 | 0 | 0 | 0 | 0 | 0 | 7.48 | 0.10709 | 0 | 51.04 | 51.04 | 1 | 0 | 0 | 0 | 0
|  |  |  | 27.4 | 54.8 | 0 | 0 | 0 | 0 | 0 | 7.48 | 0.10709 | 0 | 54.8 | 54.8 | 1 | 0 | 0 | 0 | 0
|  |  |  | 28.32 | 56.64 | 0 | 0 | 0 | 0 | 0 | 7.48 | 0.10709 | 0 | 56.64 | 56.64 | 1 | 0 | 0 | 0 | 0
|  |  |  | 32.28 | 64.56 | 0 | 0 | 0 | 0 | 0 | 7.48 | 0.10709 | 0 | 64.56 | 64.56 | 1 | 0 | 0 | 0 | 0
|  |  |  | 29.4 | 58.8 | 0 | 0 | 0 | 0 | 0 | 7.48 | 0.10709 | 0 | 58.8 | 58.8 | 1 | 0 | 0 | 0 | 0
|  |  |  | 27.08 | 54.16 | 0 | 0 | 0 | 0 | 0 | 7.48 | 0.10709 | 0 | 54.16 | 54.16 | 1 | 0 | 0 | 0 | 0
|  |  |  | 25.36 | 50.72 | 0 | 0 | 0 | 0 | 0 | 7.48 | 0.10709 | 0 | 50.72 | 50.72 | 1 | 0 | 0 | 0 | 0
|  |  |  | 25.8 | 51.6 | 0 | 0 | 0 | 0 | 0 | 7.48 | 0.10709 | 0 | 51.6 | 51.6 | 1 | 0 | 0 | 0 | 0
|  |  |  | 24.72 | 49.44 | 0 | 0 | 0 | 0 | 0 | 7.48 | 0.10709 | 0 | 49.44 | 49.44 | 1 | 0 | 0 | 0 | 0
|  |  |  | 25.72 | 51.44 | 0 | 0 | 0 | 0 | 0 | 7.48 | 0.10709 | 0 | 51.44 | 51.44 | 1 | 0 | 0 | 0 | 0
|  |  |  | 27.16 | 54.32 | 0 | 0 | 0 | 0 | 0 | 7.48 | 0.10709 | 0 | 54.32 | 54.32 | 1 | 0 | 0 | 0 | 0
|  |  |  | 26.48 | 52.96 | 0 | 0 | 0 | 0 | 0 | 7.48 | 0.10709 | 0 | 52.96 | 52.96 | 1 | 0 | 0 | 0 | 0
|  |  |  | 26.6 | 53.2 | 0 | 0 | 0 | 0 | 0 | 7.48 | 0.10709 | 0 | 53.2 | 53.2 | 1 | 0 | 0 | 0 | 0
|  |  |  | 26.64 | 53.28 | 0 | 0 | 0 | 0 | 0 | 7.48 | 0.10709 | 0 | 53.28 | 53.28 | 1 | 0 | 0 | 0 | 0
|  |  |  | 25.08 | 50.16 | 0 | 0 | 0 | 0 | 0 | 7.48 | 0.10709 | 0 | 50.16 | 50.16 | 1 | 0 | 0 | 0 | 0
|  |  |  | 18.72 | 37.44 | 0 | 0 | 0 | 0 | 0 | 7.48 | 0.10709 | 0 | 37.44 | 37.44 | 1 | 0 | 0 | 0 | 0
|  |  |  | 10.8 | 21.6 | 0 | 0 | 0 | 0 | 0 | 7.48 | 0.10709 | 0 | 21.6 | 21.6 | 1 | 0 | 0 | 0 | 0
|  |  |  | 8.68 | 17.36 | 0 | 0 | 0 | 0 | 0 | 7.48 | 0.10709 | 0 | 17.36 | 17.36 | 1 | 0 | 0 | 0 | 0
|  |  |  | 9.28 | 18.56 | 0 | 0 | 0 | 0 | 0 | 7.48 | 0.10709 | 0 | 18.56 | 18.56 | 1 | 0 | 0 | 0 | 0
|  |  |  | 16.92 | 33.84 | 0 | 0 | 0 | 0 | 0 | 7.48 | 0.10709 | 0 | 33.84 | 33.84 | 1 | 0 | 0 | 0 | 0
|  |  |  | 17.16 | 34.32 | 0 | 0 | 0 | 0 | 0 | 7.48 | 0.10709 | 0 | 34.32 | 34.32 | 1 | 0 | 0 | 0 | 0
|  |  |  | 14.92 | 29.84 | 0 | 0 | 0 | 0 | 0 | 7.48 | 0.10709 | 0 | 29.84 | 29.84 | 1 | 0 | 0 | 0 | 0
|  |  |  | 18.04 | 36.08 | 0 | 0 | 0 | 0 | 0 | 7.48 | 0.10709 | 0 | 36.08 | 36.08 | 1 | 0 | 0 | 0 | 0
|  |  |  | 25.6 | 51.2 | 0 | 0 | 0 | 0 | 0 | 7.48 | 0.10709 | 0 | 51.2 | 51.2 | 1 | 0 | 0 | 0 | 0
|  |  |  | 25.92 | 51.84 | 0 | 0 | 0 | 0 | 0 | 7.48 | 0.10709 | 0 | 51.84 | 51.84 | 1 | 0 | 0 | 0 | 0
|  |  |  | 27.64 | 55.28 | 0 | 0 | 0 | 0 | 0 | 7.48 | 0.10709 | 0 | 55.28 | 55.28 | 1 | 0 | 0 | 0 | 0
|  |  |  | 27.48 | 54.96 | 0 | 0 | 0 | 0 | 0 | 7.48 | 0.10709 | 0 | 54.96 | 54.96 | 1 | 0 | 0 | 0 | 0
|  |  |  | 28.28 | 56.56 | 0 | 0 | 0 | 0 | 0 | 7.48 | 0.12502 | 0 | 56.56 | 56.56 | 1 | 0 | 0 | 0 | 0
|  |  |  | 30.488 | 60.976 | 0 | 0 | 0 | 0 | 0 | 7.48 | 0.12502 | 0 | 60.976 | 60.976 | 1 | 0 | 0 | 0 | 0
|  |  |  | 26.672 | 53.344 | 0 | 0 | 0 | 0 | 0 | 7.48 | 0.12502 | 0 | 53.344 | 53.344 | 1 | 0 | 0 | 0 | 0
|  |  |  | 23.96 | 47.92 | 0 | 0 | 0 | 0 | 0 | 12.23 | 0.12502 | 0 | 47.92 | 47.92 | 1 | 0 | 0 | 0 | 0
|  |  |  | 23.64 | 47.28 | 0 | 0 | 0 | 0 | 0 | 12.23 | 0.12502 | 0 | 47.28 | 47.28 | 1 | 0 | 0 | 0 | 0
|  |  |  | 23.56 | 47.12 | 0 | 0 | 0 | 0 | 0 | 12.23 | 0.12502 | 0 | 47.12 | 47.12 | 1 | 0 | 0 | 0 | 0
|  |  |  | 24.68 | 49.36 | 0 | 0 | 0 | 0 | 0 | 12.23 | 0.12502 | 0 | 49.36 | 49.36 | 1 | 0 | 0 | 0 | 0
|  |  |  | 26.44 | 52.88 | 0 | 0 | 0 | 0 | 0 | 7.48 | 0.12502 | 0 | 52.88 | 52.88 | 1 | 0 | 0 | 0 | 0
|  |  |  | 26.56 | 53.12 | 0 | 0 | 0 | 0 | 0 | 7.48 | 0.12502 | 0 | 53.12 | 53.12 | 1 | 0 | 0 | 0 | 0
|  |  |  | 24.8 | 49.6 | 0 | 0 | 0 | 0 | 0 | 7.48 | 0.12502 | 0 | 49.6 | 46.922 | 0.2 | 0 | 2.678 | 0 | 0
|  |  |  | 25.16 | 50.32 | 0 | 0 | 0 | 0 | 0 | 7.48 | 0.10709 | 2.678 | 50.32 | 50.32 | 0.91885 | 0 | 0 | 0 | 0
|  |  |  | 22.4 | 44.8 | 0 | 0 | 0 | 0 | 0 | 7.48 | 0.10709 | 0.302 | 44.8 | 44.8 | 1 | 0 | 0 | 0 | 0
|  |  |  | 19.4 | 38.8 | 0 | 0 | 0 | 0 | 0 | 7.48 | 0.10709 | 0 | 38.8 | 38.8 | 1 | 0 | 0 | 0 | 0
|  |  |  | 15.5467 | 31.0933 | 0 | 0 | 0 | 0 | 0 | 7.48 | 0.10709 | 0 | 31.093 | 31.093 | 1 | 0 | 0 | 0 | 0
|  |  |  | 15.0133 | 30.0267 | 0 | 0 | 0 | 0 | 0 | 7.48 | 0.10709 | 0 | 30.027 | 30.027 | 1 | 0 | 0 | 0 | 0
|  |  |  | 14.6533 | 29.3067 | 0 | 0 | 0 | 0 | 0 | 7.48 | 0.10709 | 0 | 29.307 | 29.307 | 1 | 0 | 0 | 0 | 0
|  |  |  | 14.2267 | 28.4533 | 0 | 0 | 0 | 0 | 0 | 7.48 | 0.10709 | 0 | 28.453 | 28.453 | 1 | 0 | 0 | 0 | 0
|  |  |  | 14.68 | 29.36 | 0 | 0 | 0 | 0 | 0 | 7.48 | 0.10709 | 0 | 29.36 | 29.36 | 1 | 0 | 0 | 0 | 0
|  |  |  | 15.1333 | 30.2667 | 0 | 0 | 0 | 0 | 0 | 7.48 | 0.10709 | 0 | 30.267 | 30.267 | 1 | 0 | 0 | 0 | 0
|  |  |  | 16.6267 | 33.2533 | 0 | 0 | 0 | 0 | 0 | 7.48 | 0.10709 | 0 | 33.253 | 33.253 | 1 | 0 | 0 | 0 | 0
|  |  |  | 23.44 | 46.88 | 0 | 0 | 0 | 0 | 0 | 7.48 | 0.10709 | 0 | 46.88 | 46.88 | 1 | 0 | 0 | 0 | 0
|  |  |  | 26.08 | 52.16 | 0 | 0 | 0 | 0 | 0 | 7.48 | 0.10709 | 0 | 52.16 | 52.16 | 1 | 0 | 0 | 0 | 0
|  |  |  | 28.36 | 56.72 | 0 | 0 | 0 | 0 | 0 | 7.48 | 0.10709 | 0 | 56.72 | 56.72 | 1 | 0 | 0 | 0 | 0
|  |  |  | 27.24 | 54.48 | 0 | 0 | 0 | 0 | 0 | 7.48 | 0.10709 | 0 | 54.48 | 54.48 | 1 | 0 | 0 | 0 | 0
|  |  |  | 29.4 | 58.8 | 0 | 0 | 0 | 0 | 0 | 7.48 | 0.12502 | 0 | 58.8 | 58.8 | 1 | 0 | 0 | 0 | 0
|  |  |  | 28.68 | 57.36 | 0 | 0 | 0 | 0 | 0 | 7.48 | 0.12502 | 0 | 57.36 | 57.36 | 1 | 0 | 0 | 0 | 0
|  |  |  | 28.12 | 56.24 | 0 | 0 | 0 | 0 | 0 | 7.48 | 0.12502 | 0 | 56.24 | 56.24 | 1 | 0 | 0 | 0 | 0
|  |  |  | 25.92 | 51.84 | 0 | 0 | 0 | 0 | 0 | 12.23 | 0.12502 | 0 | 51.84 | 51.84 | 1 | 0 | 0 | 0 | 0
|  |  |  | 25.48 | 50.96 | 0 | 0 | 0 | 0 | 0 | 12.23 | 0.12502 | 0 | 50.96 | 50.96 | 1 | 0 | 0 | 0 | 0
|  |  |  | 25.92 | 51.84 | 0 | 0 | 0 | 0 | 0 | 12.23 | 0.12502 | 0 | 51.84 | 51.84 | 1 | 0 | 0 | 0 | 0
|  |  |  | 26.08 | 52.16 | 0 | 0 | 0 | 0 | 0 | 12.23 | 0.12502 | 0 | 52.16 | 52.16 | 1 | 0 | 0 | 0 | 0
|  |  |  | 28 | 56 | 0 | 0 | 0 | 0 | 0 | 7.48 | 0.12502 | 0 | 56 | 56 | 1 | 0 | 0 | 0 | 0
|  |  |  | 28.96 | 57.92 | 0 | 0 | 0 | 0 | 0 | 7.48 | 0.12502 | 0 | 57.92 | 57.92 | 1 | 0 | 0 | 0 | 0
|  |  |  | 28.72 | 57.44 | 0 | 0 | 0 | 0 | 0 | 7.48 | 0.12502 | 0 | 57.44 | 54.762 | 0.2 | 0 | 2.678 | 0 | 0
|  |  |  | 28.32 | 56.64 | 0 | 0 | 0 | 0 | 0 | 7.48 | 0.10709 | 2.678 | 56.64 | 56.64 | 0.91885 | 0 | 0 | 0 | 0
|  |  |  | 26.28 | 52.56 | 0 | 0 | 0 | 0 | 0 | 7.48 | 0.10709 | 0.302 | 52.56 | 52.56 | 1 | 0 | 0 | 0 | 0
|  |  |  | 25 | 50 | 0 | 0 | 0 | 0 | 0 | 7.48 | 0.10709 | 0 | 50 | 50 | 1 | 0 | 0 | 0 | 0
|  |  |  | 19.72 | 39.44 | 0 | 0 | 0 | 0 | 0 | 7.48 | 0.10709 | 0 | 39.44 | 39.44 | 1 | 0 | 0 | 0 | 0
|  |  |  | 15.44 | 30.88 | 0 | 0 | 0 | 0 | 0 | 7.48 | 0.10709 | 0 | 30.88 | 30.88 | 1 | 0 | 0 | 0 | 0
|  |  |  | 14.04 | 28.08 | 0 | 0 | 0 | 0 | 0 | 7.48 | 0.10709 | 0 | 28.08 | 28.08 | 1 | 0 | 0 | 0 | 0
|  |  |  | 15.6 | 31.2 | 0 | 0 | 0 | 0 | 0 | 7.48 | 0.10709 | 0 | 31.2 | 31.2 | 1 | 0 | 0 | 0 | 0
|  |  |  | 18.12 | 36.24 | 0 | 0 | 0 | 0 | 0 | 7.48 | 0.10709 | 0 | 36.24 | 36.24 | 1 | 0 | 0 | 0 | 0
|  |  |  | 19.72 | 39.44 | 0 | 0 | 0 | 0 | 0 | 7.48 | 0.10709 | 0 | 39.44 | 39.44 | 1 | 0 | 0 | 0 | 0
|  |  |  | 16.4 | 32.8 | 0 | 0 | 0 | 0 | 0 | 7.48 | 0.10709 | 0 | 32.8 | 32.8 | 1 | 0 | 0 | 0 | 0
|  |  |  | 16.28 | 32.56 | 0 | 0 | 0 | 0 | 0 | 7.48 | 0.10709 | 0 | 32.56 | 32.56 | 1 | 0 | 0 | 0 | 0
|  |  |  | 23.84 | 47.68 | 0 | 0 | 0 | 0 | 0 | 7.48 | 0.10709 | 0 | 47.68 | 47.68 | 1 | 0 | 0 | 0 | 0
|  |  |  | 23.68 | 47.36 | 0 | 0 | 0 | 0 | 0 | 7.48 | 0.10709 | 0 | 47.36 | 47.36 | 1 | 0 | 0 | 0 | 0
|  |  |  | 22.8 | 45.6 | 0 | 0 | 0 | 0 | 0 | 7.48 | 0.10709 | 0 | 45.6 | 45.6 | 1 | 0 | 0 | 0 | 0
|  |  |  | 23.84 | 47.68 | 0 | 0 | 0 | 0 | 0 | 7.48 | 0.12502 | 0 | 47.68 | 47.68 | 1 | 0 | 0 | 0 | 0
|  |  |  | 25 | 50 | 0 | 0 | 0 | 0 | 0 | 7.48 | 0.12502 | 0 | 50 | 50 | 1 | 0 | 0 | 0 | 0
|  |  |  | 24.92 | 49.84 | 0 | 0 | 0 | 0 | 0 | 7.48 | 0.12502 | 0 | 49.84 | 49.84 | 1 | 0 | 0 | 0 | 0
|  |  |  | 25.32 | 50.64 | 0 | 0 | 0 | 0 | 0 | 12.23 | 0.12502 | 0 | 50.64 | 50.64 | 1 | 0 | 0 | 0 | 0
|  |  |  | 24.8 | 49.6 | 0 | 0 | 0 | 0 | 0 | 12.23 | 0.12502 | 0 | 49.6 | 49.6 | 1 | 0 | 0 | 0 | 0
|  |  |  | 24.48 | 48.96 | 0 | 0 | 0 | 0 | 0 | 12.23 | 0.12502 | 0 | 48.96 | 48.96 | 1 | 0 | 0 | 0 | 0
|  |  |  | 23.52 | 47.04 | 0 | 0 | 0 | 0 | 0 | 12.23 | 0.12502 | 0 | 47.04 | 47.04 | 1 | 0 | 0 | 0 | 0
|  |  |  | 23.4667 | 46.9333 | 0 | 0 | 0 | 0 | 0 | 7.48 | 0.12502 | 0 | 46.933 | 46.933 | 1 | 0 | 0 | 0 | 0
|  |  |  | 21.96 | 43.92 | 0 | 0 | 0 | 0 | 0 | 7.48 | 0.12502 | 0 | 43.92 | 43.92 | 1 | 0 | 0 | 0 | 0
|  |  |  | 20.9733 | 41.9467 | 0 | 0 | 0 | 0 | 0 | 7.48 | 0.12502 | 0 | 41.947 | 39.269 | 0.2 | 0 | 2.678 | 0 | 0
|  |  |  | 20.7867 | 41.5733 | 0 | 0 | 0 | 0 | 0 | 7.48 | 0.10709 | 2.678 | 41.573 | 41.573 | 0.91885 | 0 | 0 | 0 | 0
|  |  |  | 23.64 | 47.28 | 0 | 0 | 0 | 0 | 0 | 7.48 | 0.10709 | 0.302 | 47.28 | 47.28 | 1 | 0 | 0 | 0 | 0
|  |  |  | 21.84 | 43.68 | 0 | 0 | 0 | 0 | 0 | 7.48 | 0.10709 | 0 | 43.68 | 43.68 | 1 | 0 | 0 | 0 | 0
|  |  |  | 19.68 | 39.36 | 0 | 0 | 0 | 0 | 0 | 7.48 | 0.10709 | 0 | 39.36 | 39.36 | 1 | 0 | 0 | 0 | 0
|  |  |  | 16.56 | 33.12 | 0 | 0 | 0 | 0 | 0 | 7.48 | 0.10709 | 0 | 33.12 | 33.12 | 1 | 0 | 0 | 0 | 0
|  |  |  | 15.24 | 30.48 | 0 | 0 | 0 | 0 | 0 | 7.48 | 0.10709 | 0 | 30.48 | 30.48 | 1 | 0 | 0 | 0 | 0
|  |  |  | 18.04 | 36.08 | 0 | 0 | 0 | 0 | 0 | 7.48 | 0.10709 | 0 | 36.08 | 36.08 | 1 | 0 | 0 | 0 | 0
|  |  |  | 18.72 | 37.44 | 0 | 0 | 0 | 0 | 0 | 7.48 | 0.10709 | 0 | 37.44 | 37.44 | 1 | 0 | 0 | 0 | 0
|  |  |  | 19.24 | 38.48 | 0 | 0 | 0 | 0 | 0 | 7.48 | 0.10709 | 0 | 38.48 | 38.48 | 1 | 0 | 0 | 0 | 0
|  |  |  | 17.04 | 34.08 | 0 | 0 | 0 | 0 | 0 | 7.48 | 0.10709 | 0 | 34.08 | 34.08 | 1 | 0 | 0 | 0 | 0
|  |  |  | 17.52 | 35.04 | 0 | 0 | 0 | 0 | 0 | 7.48 | 0.10709 | 0 | 35.04 | 35.04 | 1 | 0 | 0 | 0 | 0
|  |  |  | 18.32 | 36.64 | 0 | 0 | 0 | 0 | 0 | 7.48 | 0.10709 | 0 | 36.64 | 36.64 | 1 | 0 | 0 | 0 | 0
|  |  |  | 23.56 | 47.12 | 0 | 0 | 0 | 0 | 0 | 7.48 | 0.10709 | 0 | 47.12 | 47.12 | 1 | 0 | 0 | 0 | 0
|  |  |  | 24.12 | 48.24 | 0 | 0 | 0 | 0 | 0 | 7.48 | 0.10709 | 0 | 48.24 | 48.24 | 1 | 0 | 0 | 0 | 0
|  |  |  | 24 | 48 | 0 | 0 | 0 | 0 | 0 | 7.48 | 0.12502 | 0 | 48 | 48 | 1 | 0 | 0 | 0 | 0
|  |  |  | 22.72 | 45.44 | 0 | 0 | 0 | 0 | 0 | 7.48 | 0.12502 | 0 | 45.44 | 45.44 | 1 | 0 | 0 | 0 | 0
|  |  |  | 22.5067 | 45.0133 | 0 | 0 | 0 | 0 | 0 | 7.48 | 0.12502 | 0 | 45.013 | 45.013 | 1 | 0 | 0 | 0 | 0
|  |  |  | 23.28 | 46.56 | 0 | 0 | 0 | 0 | 0 | 12.23 | 0.12502 | 0 | 46.56 | 46.56 | 1 | 0 | 0 | 0 | 0
|  |  |  | 22.76 | 45.52 | 0 | 0 | 0 | 0 | 0 | 12.23 | 0.12502 | 0 | 45.52 | 45.52 | 1 | 0 | 0 | 0 | 0
|  |  |  | 22.68 | 45.36 | 0 | 0 | 0 | 0 | 0 | 12.23 | 0.12502 | 0 | 45.36 | 45.36 | 1 | 0 | 0 | 0 | 0
|  |  |  | 22.64 | 45.28 | 0 | 0 | 0 | 0 | 0 | 12.23 | 0.12502 | 0 | 45.28 | 45.28 | 1 | 0 | 0 | 0 | 0
|  |  |  | 23.36 | 46.72 | 0 | 0 | 0 | 0 | 0 | 7.48 | 0.12502 | 0 | 46.72 | 46.72 | 1 | 0 | 0 | 0 | 0
|  |  |  | 22.9733 | 45.9467 | 0 | 0 | 0 | 0 | 0 | 7.48 | 0.12502 | 0 | 45.947 | 45.947 | 1 | 0 | 0 | 0 | 0
|  |  |  | 18.0933 | 36.1867 | 0 | 0 | 0 | 0 | 0 | 7.48 | 0.12502 | 0 | 36.187 | 33.509 | 0.2 | 0 | 2.678 | 0 | 0
|  |  |  | 17.48 | 34.96 | 0 | 0 | 0 | 0 | 0 | 7.48 | 0.10709 | 2.678 | 34.96 | 34.96 | 0.91885 | 0 | 0 | 0 | 0
|  |  |  | 17.9733 | 35.9467 | 0 | 0 | 0 | 0 | 0 | 7.48 | 0.10709 | 0.302 | 35.947 | 35.947 | 1 | 0 | 0 | 0 | 0
|  |  |  | 17.32 | 34.64 | 0 | 0 | 0 | 0 | 0 | 7.48 | 0.10709 | 0 | 34.64 | 34.64 | 1 | 0 | 0 | 0 | 0
|  |  |  | 15.12 | 30.24 | 0 | 0 | 0 | 0 | 0 | 7.48 | 0.10709 | 0 | 30.24 | 30.24 | 1 | 0 | 0 | 0 | 0
|  |  |  | 14.16 | 28.32 | 0 | 0 | 0 | 0 | 0 | 7.48 | 0.10709 | 0 | 28.32 | 28.32 | 1 | 0 | 0 | 0 | 0
|  |  |  | 12.52 | 25.04 | 0 | 0 | 0 | 0 | 0 | 7.48 | 0.10709 | 0 | 25.04 | 25.04 | 1 | 0 | 0 | 0 | 0
|  |  |  | 11.84 | 23.68 | 0 | 0 | 0 | 0 | 0 | 7.48 | 0.10709 | 0 | 23.68 | 23.68 | 1 | 0 | 0 | 0 | 0
|  |  |  | 12.72 | 25.44 | 0 | 0 | 0 | 0 | 0 | 7.48 | 0.10709 | 0 | 25.44 | 25.44 | 1 | 0 | 0 | 0 | 0
|  |  |  | 13.24 | 26.48 | 0 | 0 | 0 | 0 | 0 | 7.48 | 0.10709 | 0 | 26.48 | 26.48 | 1 | 0 | 0 | 0 | 0
|  |  |  | 16.12 | 32.24 | 0 | 0 | 0 | 0 | 0 | 7.48 | 0.10709 | 0 | 32.24 | 32.24 | 1 | 0 | 0 | 0 | 0
|  |  |  | 21.4 | 42.8 | 0 | 0 | 0 | 0 | 0 | 7.48 | 0.10709 | 0 | 42.8 | 42.8 | 1 | 0 | 0 | 0 | 0
|  |  |  | 23.12 | 46.24 | 0 | 0 | 0 | 0 | 0 | 7.48 | 0.10709 | 0 | 46.24 | 46.24 | 1 | 0 | 0 | 0 | 0
|  |  |  | 29.12 | 58.24 | 0 | 0 | 0 | 0 | 0 | 7.48 | 0.10709 | 0 | 58.24 | 58.24 | 1 | 0 | 0 | 0 | 0
|  |  |  | 28.72 | 57.44 | 0 | 0 | 0 | 0 | 0 | 7.48 | 0.10709 | 0 | 57.44 | 57.44 | 1 | 0 | 0 | 0 | 0
|  |  |  | 29.68 | 59.36 | 0 | 0 | 0 | 0 | 0 | 7.48 | 0.12502 | 0 | 59.36 | 59.36 | 1 | 0 | 0 | 0 | 0
|  |  |  | 32.52 | 65.04 | 0 | 0 | 0 | 0 | 0 | 7.48 | 0.12502 | 0 | 65.04 | 65.04 | 1 | 0 | 0 | 0 | 0
|  |  |  | 27.72 | 55.44 | 0 | 0 | 0 | 0 | 0 | 7.48 | 0.12502 | 0 | 55.44 | 55.44 | 1 | 0 | 0 | 0 | 0
|  |  |  | 25.64 | 51.28 | 0 | 0 | 0 | 0 | 0 | 12.23 | 0.12502 | 0 | 51.28 | 51.28 | 1 | 0 | 0 | 0 | 0
|  |  |  | 24.32 | 48.64 | 0 | 0 | 0 | 0 | 0 | 12.23 | 0.12502 | 0 | 48.64 | 48.64 | 1 | 0 | 0 | 0 | 0
|  |  |  | 23.6 | 47.2 | 0 | 0 | 0 | 0 | 0 | 12.23 | 0.12502 | 0 | 47.2 | 47.2 | 1 | 0 | 0 | 0 | 0
|  |  |  | 22.12 | 44.24 | 0 | 0 | 0 | 0 | 0 | 12.23 | 0.12502 | 0 | 44.24 | 44.24 | 1 | 0 | 0 | 0 | 0
|  |  |  | 26.56 | 53.12 | 0 | 0 | 0 | 0 | 0 | 7.48 | 0.12502 | 0 | 53.12 | 53.12 | 1 | 0 | 0 | 0 | 0
|  |  |  | 27.76 | 55.52 | 0 | 0 | 0 | 0 | 0 | 7.48 | 0.12502 | 0 | 55.52 | 55.52 | 1 | 0 | 0 | 0 | 0
|  |  |  | 27.44 | 54.88 | 0 | 0 | 0 | 0 | 0 | 7.48 | 0.12502 | 0 | 54.88 | 52.202 | 0.2 | 0 | 2.678 | 0 | 0
|  |  |  | 26.8 | 53.6 | 0 | 0 | 0 | 0 | 0 | 7.48 | 0.10709 | 2.678 | 53.6 | 53.6 | 0.91885 | 0 | 0 | 0 | 0
|  |  |  | 25.32 | 50.64 | 0 | 0 | 0 | 0 | 0 | 7.48 | 0.10709 | 0.302 | 50.64 | 50.64 | 1 | 0 | 0 | 0 | 0
|  |  |  | 20 | 40 | 0 | 0 | 0 | 0 | 0 | 7.48 | 0.10709 | 0 | 40 | 40 | 1 | 0 | 0 | 0 | 0
|  |  |  | 13.04 | 26.08 | 0 | 0 | 0 | 0 | 0 | 7.48 | 0.10709 | 0 | 26.08 | 26.08 | 1 | 0 | 0 | 0 | 0
|  |  |  | 9.88 | 19.76 | 0 | 0 | 0 | 0 | 0 | 7.48 | 0.10709 | 0 | 19.76 | 19.76 | 1 | 0 | 0 | 0 | 0
|  |  |  | 11.8 | 23.6 | 0 | 0 | 0 | 0 | 0 | 7.48 | 0.10709 | 0 | 23.6 | 23.6 | 1 | 0 | 0 | 0 | 0
|  |  |  | 13.6 | 27.2 | 0 | 0 | 0 | 0 | 0 | 7.48 | 0.10709 | 0 | 27.2 | 27.2 | 1 | 0 | 0 | 0 | 0
|  |  |  | 13.68 | 27.36 | 0 | 0 | 0 | 0 | 0 | 7.48 | 0.10709 | 0 | 27.36 | 27.36 | 1 | 0 | 0 | 0 | 0
|  |  |  | 14.2 | 28.4 | 0 | 0 | 0 | 0 | 0 | 7.48 | 0.10709 | 0 | 28.4 | 28.4 | 1 | 0 | 0 | 0 | 0
|  |  |  | 18.4 | 36.8 | 0 | 0 | 0 | 0 | 0 | 7.48 | 0.10709 | 0 | 36.8 | 36.8 | 1 | 0 | 0 | 0 | 0
|  |  |  | 25.64 | 51.28 | 0 | 0 | 0 | 0 | 0 | 7.48 | 0.10709 | 0 | 51.28 | 51.28 | 1 | 0 | 0 | 0 | 0
|  |  |  | 25 | 50 | 0 | 0 | 0 | 0 | 0 | 7.48 | 0.10709 | 0 | 50 | 50 | 1 | 0 | 0 | 0 | 0
|  |  |  | 28.28 | 56.56 | 0 | 0 | 0 | 0 | 0 | 7.48 | 0.10709 | 0 | 56.56 | 56.56 | 1 | 0 | 0 | 0 | 0
|  |  |  | 27.92 | 55.84 | 0 | 0 | 0 | 0 | 0 | 7.48 | 0.10709 | 0 | 55.84 | 55.84 | 1 | 0 | 0 | 0 | 0
|  |  |  | 29.88 | 59.76 | 0 | 0 | 0 | 0 | 0 | 7.48 | 0.10709 | 0 | 59.76 | 59.76 | 1 | 0 | 0 | 0 | 0
|  |  |  | 31.92 | 63.84 | 0 | 0 | 0 | 0 | 0 | 7.48 | 0.10709 | 0 | 63.84 | 63.84 | 1 | 0 | 0 | 0 | 0
|  |  |  | 26.68 | 53.36 | 0 | 0 | 0 | 0 | 0 | 7.48 | 0.10709 | 0 | 53.36 | 53.36 | 1 | 0 | 0 | 0 | 0
|  |  |  | 26.8 | 53.6 | 0 | 0 | 0 | 0 | 0 | 7.48 | 0.10709 | 0 | 53.6 | 53.6 | 1 | 0 | 0 | 0 | 0
|  |  |  | 26.16 | 52.32 | 0 | 0 | 0 | 0 | 0 | 7.48 | 0.10709 | 0 | 52.32 | 52.32 | 1 | 0 | 0 | 0 | 0
|  |  |  | 26.32 | 52.64 | 0 | 0 | 0 | 0 | 0 | 7.48 | 0.10709 | 0 | 52.64 | 52.64 | 1 | 0 | 0 | 0 | 0
|  |  |  | 25.68 | 51.36 | 0 | 0 | 0 | 0 | 0 | 7.48 | 0.10709 | 0 | 51.36 | 51.36 | 1 | 0 | 0 | 0 | 0
|  |  |  | 28.28 | 56.56 | 0 | 0 | 0 | 0 | 0 | 7.48 | 0.10709 | 0 | 56.56 | 56.56 | 1 | 0 | 0 | 0 | 0
|  |  |  | 25.44 | 50.88 | 0 | 0 | 0 | 0 | 0 | 7.48 | 0.10709 | 0 | 50.88 | 50.88 | 1 | 0 | 0 | 0 | 0
|  |  |  | 25.16 | 50.32 | 0 | 0 | 0 | 0 | 0 | 7.48 | 0.10709 | 0 | 50.32 | 50.32 | 1 | 0 | 0 | 0 | 0
|  |  |  | 25.04 | 50.08 | 0 | 0 | 0 | 0 | 0 | 7.48 | 0.10709 | 0 | 50.08 | 50.08 | 1 | 0 | 0 | 0 | 0
|  |  |  | 19 | 38 | 0 | 0 | 0 | 0 | 0 | 7.48 | 0.10709 | 0 | 38 | 38 | 1 | 0 | 0 | 0 | 0
|  |  |  | 16.12 | 32.24 | 0 | 0 | 0 | 0 | 0 | 7.48 | 0.10709 | 0 | 32.24 | 32.24 | 1 | 0 | 0 | 0 | 0
|  |  |  | 11.24 | 22.48 | 0 | 0 | 0 | 0 | 0 | 7.48 | 0.10709 | 0 | 22.48 | 22.48 | 1 | 0 | 0 | 0 | 0
|  |  |  | 9.12 | 18.24 | 0 | 0 | 0 | 0 | 0 | 7.48 | 0.10709 | 0 | 18.24 | 18.24 | 1 | 0 | 0 | 0 | 0
|  |  |  | 11.52 | 23.04 | 0 | 0 | 0 | 0 | 0 | 7.48 | 0.10709 | 0 | 23.04 | 23.04 | 1 | 0 | 0 | 0 | 0
|  |  |  | 12.08 | 24.16 | 0 | 0 | 0 | 0 | 0 | 7.48 | 0.10709 | 0 | 24.16 | 24.16 | 1 | 0 | 0 | 0 | 0
|  |  |  | 13.36 | 26.72 | 0 | 0 | 0 | 0 | 0 | 7.48 | 0.10709 | 0 | 26.72 | 26.72 | 1 | 0 | 0 | 0 | 0
|  |  |  | 14.96 | 29.92 | 0 | 0 | 0 | 0 | 0 | 7.48 | 0.10709 | 0 | 29.92 | 29.92 | 1 | 0 | 0 | 0 | 0
|  |  |  | 17.28 | 34.56 | 0 | 0 | 0 | 0 | 0 | 7.48 | 0.10709 | 0 | 34.56 | 34.56 | 1 | 0 | 0 | 0 | 0
|  |  |  | 24.56 | 49.12 | 0 | 0 | 0 | 0 | 0 | 7.48 | 0.10709 | 0 | 49.12 | 49.12 | 1 | 0 | 0 | 0 | 0
|  |  |  | 26.52 | 53.04 | 0 | 0 | 0 | 0 | 0 | 7.48 | 0.10709 | 0 | 53.04 | 53.04 | 1 | 0 | 0 | 0 | 0
|  |  |  | 28.4 | 56.8 | 0 | 0 | 0 | 0 | 0 | 7.48 | 0.10709 | 0 | 56.8 | 56.8 | 1 | 0 | 0 | 0 | 0
|  |  |  | 28.76 | 57.52 | 0 | 0 | 0 | 0 | 0 | 7.48 | 0.10709 | 0 | 57.52 | 57.52 | 1 | 0 | 0 | 0 | 0
|  |  |  | 29.68 | 59.36 | 0 | 0 | 0 | 0 | 0 | 7.48 | 0.10709 | 0 | 59.36 | 59.36 | 1 | 0 | 0 | 0 | 0
|  |  |  | 31.2 | 62.4 | 0 | 0 | 0 | 0 | 0 | 7.48 | 0.10709 | 0 | 62.4 | 62.4 | 1 | 0 | 0 | 0 | 0
|  |  |  | 28.28 | 56.56 | 0 | 0 | 0 | 0 | 0 | 7.48 | 0.10709 | 0 | 56.56 | 56.56 | 1 | 0 | 0 | 0 | 0
|  |  |  | 27 | 54 | 0 | 0 | 0 | 0 | 0 | 7.48 | 0.10709 | 0 | 54 | 54 | 1 | 0 | 0 | 0 | 0
|  |  |  | 25.04 | 50.08 | 0 | 0 | 0 | 0 | 0 | 7.48 | 0.10709 | 0 | 50.08 | 50.08 | 1 | 0 | 0 | 0 | 0
|  |  |  | 23 | 46 | 0 | 0 | 0 | 0 | 0 | 7.48 | 0.10709 | 0 | 46 | 46 | 1 | 0 | 0 | 0 | 0
|  |  |  | 24 | 48 | 0 | 0 | 0 | 0 | 0 | 7.48 | 0.10709 | 0 | 48 | 48 | 1 | 0 | 0 | 0 | 0
|  |  |  | 25.36 | 50.72 | 0 | 0 | 0 | 0 | 0 | 7.48 | 0.10709 | 0 | 50.72 | 50.72 | 1 | 0 | 0 | 0 | 0
|  |  |  | 25.24 | 50.48 | 0 | 0 | 0 | 0 | 0 | 7.48 | 0.10709 | 0 | 50.48 | 50.48 | 1 | 0 | 0 | 0 | 0
|  |  |  | 24.52 | 49.04 | 0 | 0 | 0 | 0 | 0 | 7.48 | 0.10709 | 0 | 49.04 | 49.04 | 1 | 0 | 0 | 0 | 0
|  |  |  | 25.56 | 51.12 | 0 | 0 | 0 | 0 | 0 | 7.48 | 0.10709 | 0 | 51.12 | 51.12 | 1 | 0 | 0 | 0 | 0
|  |  |  | 25.56 | 51.12 | 0 | 0 | 0 | 0 | 0 | 7.48 | 0.10709 | 0 | 51.12 | 51.12 | 1 | 0 | 0 | 0 | 0
|  |  |  | 21.88 | 43.76 | 0 | 0 | 0 | 0 | 0 | 7.48 | 0.10709 | 0 | 43.76 | 43.76 | 1 | 0 | 0 | 0 | 0
|  |  |  | 13.4 | 26.8 | 0 | 0 | 0 | 0 | 0 | 7.48 | 0.10709 | 0 | 26.8 | 26.8 | 1 | 0 | 0 | 0 | 0
|  |  |  | 11.6 | 23.2 | 0 | 0 | 0 | 0 | 0 | 7.48 | 0.10709 | 0 | 23.2 | 23.2 | 1 | 0 | 0 | 0 | 0
|  |  |  | 13.8 | 27.6 | 0 | 0 | 0 | 0 | 0 | 7.48 | 0.10709 | 0 | 27.6 | 27.6 | 1 | 0 | 0 | 0 | 0
|  |  |  | 20.68 | 41.36 | 0 | 0 | 0 | 0 | 0 | 7.48 | 0.10709 | 0 | 41.36 | 41.36 | 1 | 0 | 0 | 0 | 0
|  |  |  | 17.16 | 34.32 | 0 | 0 | 0 | 0 | 0 | 7.48 | 0.10709 | 0 | 34.32 | 34.32 | 1 | 0 | 0 | 0 | 0
|  |  |  | 13.72 | 27.44 | 0 | 0 | 0 | 0 | 0 | 7.48 | 0.10709 | 0 | 27.44 | 27.44 | 1 | 0 | 0 | 0 | 0
|  |  |  | 16.76 | 33.52 | 0 | 0 | 0 | 0 | 0 | 7.48 | 0.10709 | 0 | 33.52 | 33.52 | 1 | 0 | 0 | 0 | 0
|  |  |  | 25.2 | 50.4 | 0 | 0 | 0 | 0 | 0 | 7.48 | 0.10709 | 0 | 50.4 | 50.4 | 1 | 0 | 0 | 0 | 0
|  |  |  | 26.28 | 52.56 | 0 | 0 | 0 | 0 | 0 | 7.48 | 0.10709 | 0 | 52.56 | 52.56 | 1 | 0 | 0 | 0 | 0
|  |  |  | 28.24 | 56.48 | 0 | 0 | 0 | 0 | 0 | 7.48 | 0.10709 | 0 | 56.48 | 56.48 | 1 | 0 | 0 | 0 | 0
|  |  |  | 28.48 | 56.96 | 0 | 0 | 0 | 0 | 0 | 7.48 | 0.10709 | 0 | 56.96 | 56.96 | 1 | 0 | 0 | 0 | 0
|  |  |  | 29.84 | 59.68 | 0 | 0 | 0 | 0 | 0 | 7.48 | 0.12502 | 0 | 59.68 | 59.68 | 1 | 0 | 0 | 0 | 0
|  |  |  | 29.8 | 59.6 | 0 | 0 | 0 | 0 | 0 | 7.48 | 0.12502 | 0 | 59.6 | 59.6 | 1 | 0 | 0 | 0 | 0
|  |  |  | 27.72 | 55.44 | 0 | 0 | 0 | 0 | 0 | 7.48 | 0.12502 | 0 | 55.44 | 55.44 | 1 | 0 | 0 | 0 | 0
|  |  |  | 25.8 | 51.6 | 0 | 0 | 0 | 0 | 0 | 12.23 | 0.12502 | 0 | 51.6 | 51.6 | 1 | 0 | 0 | 0 | 0
|  |  |  | 24.56 | 49.12 | 0 | 0 | 0 | 0 | 0 | 12.23 | 0.12502 | 0 | 49.12 | 49.12 | 1 | 0 | 0 | 0 | 0
|  |  |  | 24.6 | 49.2 | 0 | 0 | 0 | 0 | 0 | 12.23 | 0.12502 | 0 | 49.2 | 49.2 | 1 | 0 | 0 | 0 | 0
|  |  |  | 23.92 | 47.84 | 0 | 0 | 0 | 0 | 0 | 12.23 | 0.12502 | 0 | 47.84 | 47.84 | 1 | 0 | 0 | 0 | 0
|  |  |  | 24.2 | 48.4 | 0 | 0 | 0 | 0 | 0 | 7.48 | 0.12502 | 0 | 48.4 | 48.4 | 1 | 0 | 0 | 0 | 0
|  |  |  | 25 | 50 | 0 | 0 | 0 | 0 | 0 | 7.48 | 0.12502 | 0 | 50 | 50 | 1 | 0 | 0 | 0 | 0
|  |  |  | 25.84 | 51.68 | 0 | 0 | 0 | 0 | 0 | 7.48 | 0.12502 | 0 | 51.68 | 49.002 | 0.2 | 0 | 2.678 | 0 | 0
|  |  |  | 27.08 | 54.16 | 0 | 0 | 0 | 0 | 0 | 7.48 | 0.10709 | 2.678 | 54.16 | 54.16 | 0.91885 | 0 | 0 | 0 | 0
|  |  |  | 24.68 | 49.36 | 0 | 0 | 0 | 0 | 0 | 7.48 | 0.10709 | 0.302 | 49.36 | 49.36 | 1 | 0 | 0 | 0 | 0
|  |  |  | 16.96 | 33.92 | 0 | 0 | 0 | 0 | 0 | 7.48 | 0.10709 | 0 | 33.92 | 33.92 | 1 | 0 | 0 | 0 | 0
|  |  |  | 11.52 | 23.04 | 0 | 0 | 0 | 0 | 0 | 7.48 | 0.10709 | 0 | 23.04 | 23.04 | 1 | 0 | 0 | 0 | 0
|  |  |  | 9.8 | 19.6 | 0 | 0 | 0 | 0 | 0 | 7.48 | 0.10709 | 0 | 19.6 | 19.6 | 1 | 0 | 0 | 0 | 0
|  |  |  | 11.68 | 23.36 | 0 | 0 | 0 | 0 | 0 | 7.48 | 0.10709 | 0 | 23.36 | 23.36 | 1 | 0 | 0 | 0 | 0
|  |  |  | 11.64 | 23.28 | 0 | 0 | 0 | 0 | 0 | 7.48 | 0.10709 | 0 | 23.28 | 23.28 | 1 | 0 | 0 | 0 | 0
|  |  |  | 12.76 | 25.52 | 0 | 0 | 0 | 0 | 0 | 7.48 | 0.10709 | 0 | 25.52 | 25.52 | 1 | 0 | 0 | 0 | 0
|  |  |  | 14.48 | 28.96 | 0 | 0 | 0 | 0 | 0 | 7.48 | 0.10709 | 0 | 28.96 | 28.96 | 1 | 0 | 0 | 0 | 0
|  |  |  | 17.48 | 34.96 | 0 | 0 | 0 | 0 | 0 | 7.48 | 0.10709 | 0 | 34.96 | 34.96 | 1 | 0 | 0 | 0 | 0
|  |  |  | 23.72 | 47.44 | 0 | 0 | 0 | 0 | 0 | 7.48 | 0.10709 | 0 | 47.44 | 47.44 | 1 | 0 | 0 | 0 | 0
|  |  |  | 26.24 | 52.48 | 0 | 0 | 0 | 0 | 0 | 7.48 | 0.10709 | 0 | 52.48 | 52.48 | 1 | 0 | 0 | 0 | 0
|  |  |  | 29.6 | 59.2 | 0 | 0 | 0 | 0 | 0 | 7.48 | 0.10709 | 0 | 59.2 | 59.2 | 1 | 0 | 0 | 0 | 0
|  |  |  | 28.32 | 56.64 | 0 | 0 | 0 | 0 | 0 | 7.48 | 0.10709 | 0 | 56.64 | 56.64 | 1 | 0 | 0 | 0 | 0
|  |  |  | 30.24 | 60.48 | 0 | 0 | 0 | 0 | 0 | 7.48 | 0.12502 | 0 | 60.48 | 60.48 | 1 | 0 | 0 | 0 | 0
|  |  |  | 32.4 | 64.8 | 0 | 0 | 0 | 0 | 0 | 7.48 | 0.12502 | 0 | 64.8 | 64.8 | 1 | 0 | 0 | 0 | 0
|  |  |  | 28 | 56 | 0 | 0 | 0 | 0 | 0 | 7.48 | 0.12502 | 0 | 56 | 56 | 1 | 0 | 0 | 0 | 0
|  |  |  | 26.28 | 52.56 | 0 | 0 | 0 | 0 | 0 | 12.23 | 0.12502 | 0 | 52.56 | 52.56 | 1 | 0 | 0 | 0 | 0
|  |  |  | 25.56 | 51.12 | 0 | 0 | 0 | 0 | 0 | 12.23 | 0.12502 | 0 | 51.12 | 51.12 | 1 | 0 | 0 | 0 | 0
|  |  |  | 25.48 | 50.96 | 0 | 0 | 0 | 0 | 0 | 12.23 | 0.12502 | 0 | 50.96 | 50.96 | 1 | 0 | 0 | 0 | 0
|  |  |  | 24.72 | 49.44 | 0 | 0 | 0 | 0 | 0 | 12.23 | 0.12502 | 0 | 49.44 | 49.44 | 1 | 0 | 0 | 0 | 0
|  |  |  | 25.6 | 51.2 | 0 | 0 | 0 | 0 | 0 | 7.48 | 0.12502 | 0 | 51.2 | 51.2 | 1 | 0 | 0 | 0 | 0
|  |  |  | 27.48 | 54.96 | 0 | 0 | 0 | 0 | 0 | 7.48 | 0.12502 | 0 | 54.96 | 54.96 | 1 | 0 | 0 | 0 | 0
|  |  |  | 26.44 | 52.88 | 0 | 0 | 0 | 0 | 0 | 7.48 | 0.12502 | 0 | 52.88 | 50.202 | 0.2 | 0 | 2.678 | 0 | 0
|  |  |  | 25.64 | 51.28 | 0 | 0 | 0 | 0 | 0 | 7.48 | 0.10709 | 2.678 | 51.28 | 51.28 | 0.91885 | 0 | 0 | 0 | 0
|  |  |  | 20.24 | 40.48 | 0 | 0 | 0 | 0 | 0 | 7.48 | 0.10709 | 0.302 | 40.48 | 40.48 | 1 | 0 | 0 | 0 | 0
|  |  |  | 19.92 | 39.84 | 0 | 0 | 0 | 0 | 0 | 7.48 | 0.10709 | 0 | 39.84 | 39.84 | 1 | 0 | 0 | 0 | 0
|  |  |  | 13.52 | 27.04 | 0 | 0 | 0 | 0 | 0 | 7.48 | 0.10709 | 0 | 27.04 | 27.04 | 1 | 0 | 0 | 0 | 0
|  |  |  | 10.16 | 20.32 | 0 | 0 | 0 | 0 | 0 | 7.48 | 0.10709 | 0 | 20.32 | 20.32 | 1 | 0 | 0 | 0 | 0
|  |  |  | 9.6 | 19.2 | 0 | 0 | 0 | 0 | 0 | 7.48 | 0.10709 | 0 | 19.2 | 19.2 | 1 | 0 | 0 | 0 | 0
|  |  |  | 12.32 | 24.64 | 0 | 0 | 0 | 0 | 0 | 7.48 | 0.10709 | 0 | 24.64 | 24.64 | 1 | 0 | 0 | 0 | 0
|  |  |  | 13.84 | 27.68 | 0 | 0 | 0 | 0 | 0 | 7.48 | 0.10709 | 0 | 27.68 | 27.68 | 1 | 0 | 0 | 0 | 0
|  |  |  | 16.12 | 32.24 | 0 | 0 | 0 | 0 | 0 | 7.48 | 0.10709 | 0 | 32.24 | 32.24 | 1 | 0 | 0 | 0 | 0
|  |  |  | 16.76 | 33.52 | 0 | 0 | 0 | 0 | 0 | 7.48 | 0.10709 | 0 | 33.52 | 33.52 | 1 | 0 | 0 | 0 | 0
|  |  |  | 18.24 | 36.48 | 0 | 0 | 0 | 0 | 0 | 7.48 | 0.10709 | 0 | 36.48 | 36.48 | 1 | 0 | 0 | 0 | 0
|  |  |  | 24.68 | 49.36 | 0 | 0 | 0 | 0 | 0 | 7.48 | 0.10709 | 0 | 49.36 | 49.36 | 1 | 0 | 0 | 0 | 0
|  |  |  | 24.68 | 49.36 | 0 | 0 | 0 | 0 | 0 | 7.48 | 0.10709 | 0 | 49.36 | 49.36 | 1 | 0 | 0 | 0 | 0
|  |  |  | 24.32 | 48.64 | 0 | 0 | 0 | 0 | 0 | 7.48 | 0.10709 | 0 | 48.64 | 48.64 | 1 | 0 | 0 | 0 | 0
|  |  |  | 22.04 | 44.08 | 0 | 0 | 0 | 0 | 0 | 7.48 | 0.12502 | 0 | 44.08 | 44.08 | 1 | 0 | 0 | 0 | 0
|  |  |  | 23.68 | 47.36 | 0 | 0 | 0 | 0 | 0 | 7.48 | 0.12502 | 0 | 47.36 | 47.36 | 1 | 0 | 0 | 0 | 0
|  |  |  | 23.32 | 46.64 | 0 | 0 | 0 | 0 | 0 | 7.48 | 0.12502 | 0 | 46.64 | 46.64 | 1 | 0 | 0 | 0 | 0
|  |  |  | 23.88 | 47.76 | 0 | 0 | 0 | 0 | 0 | 12.23 | 0.12502 | 0 | 47.76 | 47.76 | 1 | 0 | 0 | 0 | 0
|  |  |  | 22.96 | 45.92 | 0 | 0 | 0 | 0 | 0 | 12.23 | 0.12502 | 0 | 45.92 | 45.92 | 1 | 0 | 0 | 0 | 0
|  |  |  | 22.76 | 45.52 | 0 | 0 | 0 | 0 | 0 | 12.23 | 0.12502 | 0 | 45.52 | 45.52 | 1 | 0 | 0 | 0 | 0
|  |  |  | 22.12 | 44.24 | 0 | 0 | 0 | 0 | 0 | 12.23 | 0.12502 | 0 | 44.24 | 44.24 | 1 | 0 | 0 | 0 | 0
|  |  |  | 23.32 | 46.64 | 0 | 0 | 0 | 0 | 0 | 7.48 | 0.12502 | 0 | 46.64 | 46.64 | 1 | 0 | 0 | 0 | 0
|  |  |  | 22.12 | 44.24 | 0 | 0 | 0 | 0 | 0 | 7.48 | 0.12502 | 0 | 44.24 | 44.24 | 1 | 0 | 0 | 0 | 0
|  |  |  | 21.16 | 42.32 | 0 | 0 | 0 | 0 | 0 | 7.48 | 0.12502 | 0 | 42.32 | 39.642 | 0.2 | 0 | 2.678 | 0 | 0
|  |  |  | 22.92 | 45.84 | 0 | 0 | 0 | 0 | 0 | 7.48 | 0.10709 | 2.678 | 45.84 | 45.84 | 0.91885 | 0 | 0 | 0 | 0
|  |  |  | 22.84 | 45.68 | 0 | 0 | 0 | 0 | 0 | 7.48 | 0.10709 | 0.302 | 45.68 | 45.68 | 1 | 0 | 0 | 0 | 0
|  |  |  | 22.8 | 45.6 | 0 | 0 | 0 | 0 | 0 | 7.48 | 0.10709 | 0 | 45.6 | 45.6 | 1 | 0 | 0 | 0 | 0
|  |  |  | 19.2 | 38.4 | 0 | 0 | 0 | 0 | 0 | 7.48 | 0.10709 | 0 | 38.4 | 38.4 | 1 | 0 | 0 | 0 | 0
|  |  |  | 17.04 | 34.08 | 0 | 0 | 0 | 0 | 0 | 7.48 | 0.10709 | 0 | 34.08 | 34.08 | 1 | 0 | 0 | 0 | 0
|  |  |  | 15.04 | 30.08 | 0 | 0 | 0 | 0 | 0 | 7.48 | 0.10709 | 0 | 30.08 | 30.08 | 1 | 0 | 0 | 0 | 0
|  |  |  | 16.64 | 33.28 | 0 | 0 | 0 | 0 | 0 | 7.48 | 0.10709 | 0 | 33.28 | 33.28 | 1 | 0 | 0 | 0 | 0
|  |  |  | 18.2 | 36.4 | 0 | 0 | 0 | 0 | 0 | 7.48 | 0.10709 | 0 | 36.4 | 36.4 | 1 | 0 | 0 | 0 | 0
|  |  |  | 20.4 | 40.8 | 0 | 0 | 0 | 0 | 0 | 7.48 | 0.10709 | 0 | 40.8 | 40.8 | 1 | 0 | 0 | 0 | 0
|  |  |  | 18.96 | 37.92 | 0 | 0 | 0 | 0 | 0 | 7.48 | 0.10709 | 0 | 37.92 | 37.92 | 1 | 0 | 0 | 0 | 0
|  |  |  | 16.76 | 33.52 | 0 | 0 | 0 | 0 | 0 | 7.48 | 0.10709 | 0 | 33.52 | 33.52 | 1 | 0 | 0 | 0 | 0
|  |  |  | 19.2 | 38.4 | 0 | 0 | 0 | 0 | 0 | 7.48 | 0.10709 | 0 | 38.4 | 38.4 | 1 | 0 | 0 | 0 | 0
|  |  |  | 23.76 | 47.52 | 0 | 0 | 0 | 0 | 0 | 7.48 | 0.10709 | 0 | 47.52 | 47.52 | 1 | 0 | 0 | 0 | 0
|  |  |  | 23.56 | 47.12 | 0 | 0 | 0 | 0 | 0 | 7.48 | 0.10709 | 0 | 47.12 | 47.12 | 1 | 0 | 0 | 0 | 0
|  |  |  | 24.76 | 49.52 | 0 | 0 | 0 | 0 | 0 | 7.48 | 0.12502 | 0 | 49.52 | 49.52 | 1 | 0 | 0 | 0 | 0
|  |  |  | 24.24 | 48.48 | 0 | 0 | 0 | 0 | 0 | 7.48 | 0.12502 | 0 | 48.48 | 48.48 | 1 | 0 | 0 | 0 | 0
|  |  |  | 24.56 | 49.12 | 0 | 0 | 0 | 0 | 0 | 7.48 | 0.12502 | 0 | 49.12 | 49.12 | 1 | 0 | 0 | 0 | 0
|  |  |  | 24.6 | 49.2 | 0 | 0 | 0 | 0 | 0 | 12.23 | 0.12502 | 0 | 49.2 | 49.2 | 1 | 0 | 0 | 0 | 0
|  |  |  | 23.32 | 46.64 | 0 | 0 | 0 | 0 | 0 | 12.23 | 0.12502 | 0 | 46.64 | 46.64 | 1 | 0 | 0 | 0 | 0
|  |  |  | 23.32 | 46.64 | 0 | 0 | 0 | 0 | 0 | 12.23 | 0.12502 | 0 | 46.64 | 46.64 | 1 | 0 | 0 | 0 | 0
|  |  |  | 23.9 | 47.8 | 0 | 0 | 0 | 0 | 0 | 12.23 | 0.12502 | 0 | 47.8 | 47.8 | 1 | 0 | 0 | 0 | 0
|  |  |  | 23.16 | 46.32 | 0 | 0 | 0 | 0 | 0 | 7.48 | 0.12502 | 0 | 46.32 | 46.32 | 1 | 0 | 0 | 0 | 0
|  |  |  | 22.26 | 44.52 | 0 | 0 | 0 | 0 | 0 | 7.48 | 0.12502 | 0 | 44.52 | 44.52 | 1 | 0 | 0 | 0 | 0
|  |  |  | 21.56 | 43.12 | 0 | 0 | 0 | 0 | 0 | 7.48 | 0.12502 | 0 | 43.12 | 40.442 | 0.2 | 0 | 2.678 | 0 | 0
|  |  |  | 21.32 | 42.64 | 0 | 0 | 0 | 0 | 0 | 7.48 | 0.10709 | 2.678 | 42.64 | 42.64 | 0.91885 | 0 | 0 | 0 | 0
|  |  |  | 23.44 | 46.88 | 0 | 0 | 0 | 0 | 0 | 7.48 | 0.10709 | 0.302 | 46.88 | 46.88 | 1 | 0 | 0 | 0 | 0
|  |  |  | 22.96 | 45.92 | 0 | 0 | 0 | 0 | 0 | 7.48 | 0.10709 | 0 | 45.92 | 45.92 | 1 | 0 | 0 | 0 | 0
|  |  |  | 17.68 | 35.36 | 0 | 0 | 0 | 0 | 0 | 7.48 | 0.10709 | 0 | 35.36 | 35.36 | 1 | 0 | 0 | 0 | 0
|  |  |  | 16.04 | 32.08 | 0 | 0 | 0 | 0 | 0 | 7.48 | 0.10709 | 0 | 32.08 | 32.08 | 1 | 0 | 0 | 0 | 0
|  |  |  | 15.16 | 30.32 | 0 | 0 | 0 | 0 | 0 | 7.48 | 0.10709 | 0 | 30.32 | 30.32 | 1 | 0 | 0 | 0 | 0
|  |  |  | 13.56 | 27.12 | 0 | 0 | 0 | 0 | 0 | 7.48 | 0.10709 | 0 | 27.12 | 27.12 | 1 | 0 | 0 | 0 | 0
|  |  |  | 14.04 | 28.08 | 0 | 0 | 0 | 0 | 0 | 7.48 | 0.10709 | 0 | 28.08 | 28.08 | 1 | 0 | 0 | 0 | 0
|  |  |  | 15.6 | 31.2 | 0 | 0 | 0 | 0 | 0 | 7.48 | 0.10709 | 0 | 31.2 | 31.2 | 1 | 0 | 0 | 0 | 0
|  |  |  | 17.44 | 34.88 | 0 | 0 | 0 | 0 | 0 | 7.48 | 0.10709 | 0 | 34.88 | 34.88 | 1 | 0 | 0 | 0 | 0
|  |  |  | 23.84 | 47.68 | 0 | 0 | 0 | 0 | 0 | 7.48 | 0.10709 | 0 | 47.68 | 47.68 | 1 | 0 | 0 | 0 | 0
|  |  |  | 25.2 | 50.4 | 0 | 0 | 0 | 0 | 0 | 7.48 | 0.10709 | 0 | 50.4 | 50.4 | 1 | 0 | 0 | 0 | 0
|  |  |  | 28.88 | 57.76 | 0 | 0 | 0 | 0 | 0 | 7.48 | 0.10709 | 0 | 57.76 | 57.76 | 1 | 0 | 0 | 0 | 0
|  |  |  | 28.52 | 57.04 | 0 | 0 | 0 | 0 | 0 | 7.48 | 0.10709 | 0 | 57.04 | 57.04 | 1 | 0 | 0 | 0 | 0
|  |  |  | 31.4 | 62.8 | 0 | 0 | 0 | 0 | 0 | 7.48 | 0.12502 | 0 | 62.8 | 62.8 | 1 | 0 | 0 | 0 | 0
|  |  |  | 33.44 | 66.88 | 0 | 0 | 0 | 0 | 0 | 7.48 | 0.12502 | 0 | 66.88 | 66.141 | 0.77925 | 0 | 0.739 | 0 | 0
|  |  |  | 28.92 | 57.84 | 0 | 0 | 0 | 0 | 0 | 7.48 | 0.12502 | 0 | 57.84 | 57.84 | 0.77925 | 0 | 0 | 0 | 0
|  |  |  | 25.44 | 50.88 | 0 | 0 | 0 | 0 | 0 | 12.23 | 0.12502 | 0 | 50.88 | 50.88 | 0.77925 | 0 | 0 | 0 | 0
|  |  |  | 24.04 | 48.08 | 0 | 0 | 0 | 0 | 0 | 12.23 | 0.12502 | 0 | 48.08 | 48.08 | 0.77925 | 0 | 0 | 0 | 0
|  |  |  | 23.32 | 46.64 | 0 | 0 | 0 | 0 | 0 | 12.23 | 0.12502 | 0 | 46.64 | 46.64 | 0.77925 | 0 | 0 | 0 | 0
|  |  |  | 23.04 | 46.08 | 0 | 0 | 0 | 0 | 0 | 12.23 | 0.12502 | 0 | 46.08 | 46.08 | 0.77925 | 0 | 0 | 0 | 0
|  |  |  | 23.36 | 46.72 | 0 | 0 | 0 | 0 | 0 | 7.48 | 0.12502 | 0 | 46.72 | 46.72 | 0.77925 | 0 | 0 | 0 | 0
|  |  |  | 26.56 | 53.12 | 0 | 0 | 0 | 0 | 0 | 7.48 | 0.12502 | 0 | 53.12 | 53.12 | 0.77925 | 0 | 0 | 0 | 0
|  |  |  | 26.36 | 52.72 | 0 | 0 | 0 | 0 | 0 | 7.48 | 0.12502 | 0 | 52.72 | 50.781 | 0.2 | 0 | 1.939 | 0 | 0
|  |  |  | 25.52 | 51.04 | 0 | 0 | 0 | 0 | 0 | 7.48 | 0.10709 | 2.678 | 51.04 | 51.04 | 0.91885 | 0 | 0 | 0 | 0
|  |  |  | 25.48 | 50.96 | 0 | 0 | 0 | 0 | 0 | 7.48 | 0.10709 | 0.302 | 50.96 | 50.96 | 1 | 0 | 0 | 0 | 0
|  |  |  | 17.88 | 35.76 | 0 | 0 | 0 | 0 | 0 | 7.48 | 0.10709 | 0 | 35.76 | 35.76 | 1 | 0 | 0 | 0 | 0
|  |  |  | 12.04 | 24.08 | 0 | 0 | 0 | 0 | 0 | 7.48 | 0.10709 | 0 | 24.08 | 24.08 | 1 | 0 | 0 | 0 | 0
|  |  |  | 10.4 | 20.8 | 0 | 0 | 0 | 0 | 0 | 7.48 | 0.10709 | 0 | 20.8 | 20.8 | 1 | 0 | 0 | 0 | 0
|  |  |  | 11.88 | 23.76 | 0 | 0 | 0 | 0 | 0 | 7.48 | 0.10709 | 0 | 23.76 | 23.76 | 1 | 0 | 0 | 0 | 0
|  |  |  | 13.56 | 27.12 | 0 | 0 | 0 | 0 | 0 | 7.48 | 0.10709 | 0 | 27.12 | 27.12 | 1 | 0 | 0 | 0 | 0
|  |  |  | 14 | 28 | 0 | 0 | 0 | 0 | 0 | 7.48 | 0.10709 | 0 | 28 | 28 | 1 | 0 | 0 | 0 | 0
|  |  |  | 15.64 | 31.28 | 0 | 0 | 0 | 0 | 0 | 7.48 | 0.10709 | 0 | 31.28 | 31.28 | 1 | 0 | 0 | 0 | 0
|  |  |  | 19.32 | 38.64 | 0 | 0 | 0 | 0 | 0 | 7.48 | 0.10709 | 0 | 38.64 | 38.64 | 1 | 0 | 0 | 0 | 0
|  |  |  | 25.32 | 50.64 | 0 | 0 | 0 | 0 | 0 | 7.48 | 0.10709 | 0 | 50.64 | 50.64 | 1 | 0 | 0 | 0 | 0
|  |  |  | 25.44 | 50.88 | 0 | 0 | 0 | 0 | 0 | 7.48 | 0.10709 | 0 | 50.88 | 50.88 | 1 | 0 | 0 | 0 | 0
|  |  |  | 27.28 | 54.56 | 0 | 0 | 0 | 0 | 0 | 7.48 | 0.10709 | 0 | 54.56 | 54.56 | 1 | 0 | 0 | 0 | 0
|  |  |  | 28.44 | 56.88 | 0 | 0 | 0 | 0 | 0 | 7.48 | 0.10709 | 0 | 56.88 | 56.88 | 1 | 0 | 0 | 0 | 0
|  |  |  | 32 | 64 | 0 | 0 | 0 | 0 | 0 | 7.48 | 0.10709 | 0 | 64 | 64 | 1 | 0 | 0 | 0 | 0
|  |  |  | 30.92 | 61.84 | 0 | 0 | 0 | 0 | 0 | 7.48 | 0.10709 | 0 | 61.84 | 61.84 | 1 | 0 | 0 | 0 | 0
|  |  |  | 28.08 | 56.16 | 0 | 0 | 0 | 0 | 0 | 7.48 | 0.10709 | 0 | 56.16 | 56.16 | 1 | 0 | 0 | 0 | 0
|  |  |  | 26.2 | 52.4 | 0 | 0 | 0 | 0 | 0 | 7.48 | 0.10709 | 0 | 52.4 | 52.4 | 1 | 0 | 0 | 0 | 0
|  |  |  | 24.4 | 48.8 | 0 | 0 | 0 | 0 | 0 | 7.48 | 0.10709 | 0 | 48.8 | 48.8 | 1 | 0 | 0 | 0 | 0
|  |  |  | 25 | 50 | 0 | 0 | 0 | 0 | 0 | 7.48 | 0.10709 | 0 | 50 | 50 | 1 | 0 | 0 | 0 | 0
|  |  |  | 25.64 | 51.28 | 0 | 0 | 0 | 0 | 0 | 7.48 | 0.10709 | 0 | 51.28 | 51.28 | 1 | 0 | 0 | 0 | 0
|  |  |  | 25.28 | 50.56 | 0 | 0 | 0 | 0 | 0 | 7.48 | 0.10709 | 0 | 50.56 | 50.56 | 1 | 0 | 0 | 0 | 0
|  |  |  | 24.68 | 49.36 | 0 | 0 | 0 | 0 | 0 | 7.48 | 0.10709 | 0 | 49.36 | 49.36 | 1 | 0 | 0 | 0 | 0
|  |  |  | 23.72 | 47.44 | 0 | 0 | 0 | 0 | 0 | 7.48 | 0.10709 | 0 | 47.44 | 47.44 | 1 | 0 | 0 | 0 | 0
|  |  |  | 24.12 | 48.24 | 0 | 0 | 0 | 0 | 0 | 7.48 | 0.10709 | 0 | 48.24 | 48.24 | 1 | 0 | 0 | 0 | 0
|  |  |  | 18.48 | 36.96 | 0 | 0 | 0 | 0 | 0 | 7.48 | 0.10709 | 0 | 36.96 | 36.96 | 1 | 0 | 0 | 0 | 0
|  |  |  | 18 | 36 | 0 | 0 | 0 | 0 | 0 | 7.48 | 0.10709 | 0 | 36 | 36 | 1 | 0 | 0 | 0 | 0
|  |  |  | 12.68 | 25.36 | 0 | 0 | 0 | 0 | 0 | 7.48 | 0.10709 | 0 | 25.36 | 25.36 | 1 | 0 | 0 | 0 | 0
|  |  |  | 11.08 | 22.16 | 0 | 0 | 0 | 0 | 0 | 7.48 | 0.10709 | 0 | 22.16 | 22.16 | 1 | 0 | 0 | 0 | 0
|  |  |  | 13.6 | 27.2 | 0 | 0 | 0 | 0 | 0 | 7.48 | 0.10709 | 0 | 27.2 | 27.2 | 1 | 0 | 0 | 0 | 0
|  |  |  | 19.1133 | 38.2267 | 0 | 0 | 0 | 0 | 0 | 7.48 | 0.10709 | 0 | 38.227 | 38.227 | 1 | 0 | 0 | 0 | 0
|  |  |  | 16.8667 | 33.7334 | 0 | 0 | 0 | 0 | 0 | 7.48 | 0.10709 | 0 | 33.733 | 33.733 | 1 | 0 | 0 | 0 | 0
|  |  |  | 15.2 | 30.4 | 0 | 0 | 0 | 0 | 0 | 7.48 | 0.10709 | 0 | 30.4 | 30.4 | 1 | 0 | 0 | 0 | 0
|  |  |  | 18.04 | 36.08 | 0 | 0 | 0 | 0 | 0 | 7.48 | 0.10709 | 0 | 36.08 | 36.08 | 1 | 0 | 0 | 0 | 0
|  |  |  | 24.76 | 49.52 | 0 | 0 | 0 | 0 | 0 | 7.48 | 0.10709 | 0 | 49.52 | 49.52 | 1 | 0 | 0 | 0 | 0
|  |  |  | 26.8 | 53.6 | 0 | 0 | 0 | 0 | 0 | 7.48 | 0.10709 | 0 | 53.6 | 53.6 | 1 | 0 | 0 | 0 | 0
|  |  |  | 26.12 | 52.24 | 0 | 0 | 0 | 0 | 0 | 7.48 | 0.10709 | 0 | 52.24 | 52.24 | 1 | 0 | 0 | 0 | 0
|  |  |  | 27.36 | 54.72 | 0 | 0 | 0 | 0 | 0 | 7.48 | 0.10709 | 0 | 54.72 | 54.72 | 1 | 0 | 0 | 0 | 0
|  |  |  | 27.6 | 55.2 | 0 | 0 | 0 | 0 | 0 | 7.48 | 0.10709 | 0 | 55.2 | 55.2 | 1 | 0 | 0 | 0 | 0
|  |  |  | 30.52 | 61.04 | 0 | 0 | 0 | 0 | 0 | 7.48 | 0.10709 | 0 | 61.04 | 61.04 | 1 | 0 | 0 | 0 | 0
|  |  |  | 29.08 | 58.16 | 0 | 0 | 0 | 0 | 0 | 7.48 | 0.10709 | 0 | 58.16 | 58.16 | 1 | 0 | 0 | 0 | 0
|  |  |  | 27.04 | 54.08 | 0 | 0 | 0 | 0 | 0 | 7.48 | 0.10709 | 0 | 54.08 | 54.08 | 1 | 0 | 0 | 0 | 0
|  |  |  | 27.28 | 54.56 | 0 | 0 | 0 | 0 | 0 | 7.48 | 0.10709 | 0 | 54.56 | 54.56 | 1 | 0 | 0 | 0 | 0
|  |  |  | 25.28 | 50.56 | 0 | 0 | 0 | 0 | 0 | 7.48 | 0.10709 | 0 | 50.56 | 50.56 | 1 | 0 | 0 | 0 | 0
|  |  |  | 23.32 | 46.64 | 0 | 0 | 0 | 0 | 0 | 7.48 | 0.10709 | 0 | 46.64 | 46.64 | 1 | 0 | 0 | 0 | 0
|  |  |  | 25.24 | 50.48 | 0 | 0 | 0 | 0 | 0 | 7.48 | 0.10709 | 0 | 50.48 | 50.48 | 1 | 0 | 0 | 0 | 0
|  |  |  | 25 | 50 | 0 | 0 | 0 | 0 | 0 | 7.48 | 0.10709 | 0 | 50 | 50 | 1 | 0 | 0 | 0 | 0
|  |  |  | 24.32 | 48.64 | 0 | 0 | 0 | 0 | 0 | 7.48 | 0.10709 | 0 | 48.64 | 48.64 | 1 | 0 | 0 | 0 | 0
|  |  |  | 25.32 | 50.64 | 0 | 0 | 0 | 0 | 0 | 7.48 | 0.10709 | 0 | 50.64 | 50.64 | 1 | 0 | 0 | 0 | 0
|  |  |  | 20.24 | 40.48 | 0 | 0 | 0 | 0 | 0 | 7.48 | 0.10709 | 0 | 40.48 | 40.48 | 1 | 0 | 0 | 0 | 0
|  |  |  | 17.48 | 34.96 | 0 | 0 | 0 | 0 | 0 | 7.48 | 0.10709 | 0 | 34.96 | 34.96 | 1 | 0 | 0 | 0 | 0
|  |  |  | 12.12 | 24.24 | 0 | 0 | 0 | 0 | 0 | 7.48 | 0.10709 | 0 | 24.24 | 24.24 | 1 | 0 | 0 | 0 | 0
|  |  |  | 10.4 | 20.8 | 0 | 0 | 0 | 0 | 0 | 7.48 | 0.10709 | 0 | 20.8 | 20.8 | 1 | 0 | 0 | 0 | 0
|  |  |  | 11.92 | 23.84 | 0 | 0 | 0 | 0 | 0 | 7.48 | 0.10709 | 0 | 23.84 | 23.84 | 1 | 0 | 0 | 0 | 0
|  |  |  | 12.24 | 24.48 | 0 | 0 | 0 | 0 | 0 | 7.48 | 0.10709 | 0 | 24.48 | 24.48 | 1 | 0 | 0 | 0 | 0
|  |  |  | 13.76 | 27.52 | 0 | 0 | 0 | 0 | 0 | 7.48 | 0.10709 | 0 | 27.52 | 27.52 | 1 | 0 | 0 | 0 | 0
|  |  |  | 15.48 | 30.96 | 0 | 0 | 0 | 0 | 0 | 7.48 | 0.10709 | 0 | 30.96 | 30.96 | 1 | 0 | 0 | 0 | 0
|  |  |  | 18.88 | 37.76 | 0 | 0 | 0 | 0 | 0 | 7.48 | 0.10709 | 0 | 37.76 | 37.76 | 1 | 0 | 0 | 0 | 0
|  |  |  | 25.28 | 50.56 | 0 | 0 | 0 | 0 | 0 | 7.48 | 0.10709 | 0 | 50.56 | 50.56 | 1 | 0 | 0 | 0 | 0
|  |  |  | 26 | 52 | 0 | 0 | 0 | 0 | 0 | 7.48 | 0.10709 | 0 | 52 | 52 | 1 | 0 | 0 | 0 | 0
|  |  |  | 28.48 | 56.96 | 0 | 0 | 0 | 0 | 0 | 7.48 | 0.10709 | 0 | 56.96 | 56.96 | 1 | 0 | 0 | 0 | 0
|  |  |  | 31.32 | 62.64 | 0 | 0 | 0 | 0 | 0 | 7.48 | 0.10709 | 0 | 62.64 | 62.64 | 1 | 0 | 0 | 0 | 0
|  |  |  | 27.64 | 55.28 | 0 | 0 | 0 | 0 | 0 | 7.48 | 0.12502 | 0 | 55.28 | 55.28 | 1 | 0 | 0 | 0 | 0
|  |  |  | 28.36 | 56.72 | 0 | 0 | 0 | 0 | 0 | 7.48 | 0.12502 | 0 | 56.72 | 56.72 | 1 | 0 | 0 | 0 | 0
|  |  |  | 27.68 | 55.36 | 0 | 0 | 0 | 0 | 0 | 7.48 | 0.12502 | 0 | 55.36 | 55.36 | 1 | 0 | 0 | 0 | 0
|  |  |  | 26.4 | 52.8 | 0 | 0 | 0 | 0 | 0 | 12.23 | 0.12502 | 0 | 52.8 | 52.8 | 1 | 0 | 0 | 0 | 0
|  |  |  | 25.92 | 51.84 | 0 | 0 | 0 | 0 | 0 | 12.23 | 0.12502 | 0 | 51.84 | 51.84 | 1 | 0 | 0 | 0 | 0
|  |  |  | 25.12 | 50.24 | 0 | 0 | 0 | 0 | 0 | 12.23 | 0.12502 | 0 | 50.24 | 50.24 | 1 | 0 | 0 | 0 | 0
|  |  |  | 24.48 | 48.96 | 0 | 0 | 0 | 0 | 0 | 12.23 | 0.12502 | 0 | 48.96 | 48.96 | 1 | 0 | 0 | 0 | 0
|  |  |  | 25.72 | 51.44 | 0 | 0 | 0 | 0 | 0 | 7.48 | 0.12502 | 0 | 51.44 | 51.44 | 1 | 0 | 0 | 0 | 0
|  |  |  | 26.2 | 52.4 | 0 | 0 | 0 | 0 | 0 | 7.48 | 0.12502 | 0 | 52.4 | 52.4 | 1 | 0 | 0 | 0 | 0
|  |  |  | 24.72 | 49.44 | 0 | 0 | 0 | 0 | 0 | 7.48 | 0.12502 | 0 | 49.44 | 46.762 | 0.2 | 0 | 2.678 | 0 | 0
|  |  |  | 24.7333 | 49.4667 | 0 | 0 | 0 | 0 | 0 | 7.48 | 0.10709 | 2.678 | 49.467 | 49.467 | 0.91885 | 0 | 0 | 0 | 0
|  |  |  | 21.2267 | 42.4534 | 0 | 0 | 0 | 0 | 0 | 7.48 | 0.10709 | 0.302 | 42.453 | 42.453 | 1 | 0 | 0 | 0 | 0
|  |  |  | 17.24 | 34.48 | 0 | 0 | 0 | 0 | 0 | 7.48 | 0.10709 | 0 | 34.48 | 34.48 | 1 | 0 | 0 | 0 | 0
|  |  |  | 11.92 | 23.84 | 0 | 0 | 0 | 0 | 0 | 7.48 | 0.10709 | 0 | 23.84 | 23.84 | 1 | 0 | 0 | 0 | 0
|  |  |  | 10.08 | 20.16 | 0 | 0 | 0 | 0 | 0 | 7.48 | 0.10709 | 0 | 20.16 | 20.16 | 1 | 0 | 0 | 0 | 0
|  |  |  | 12.08 | 24.16 | 0 | 0 | 0 | 0 | 0 | 7.48 | 0.10709 | 0 | 24.16 | 24.16 | 1 | 0 | 0 | 0 | 0
|  |  |  | 13.24 | 26.48 | 0 | 0 | 0 | 0 | 0 | 7.48 | 0.10709 | 0 | 26.48 | 26.48 | 1 | 0 | 0 | 0 | 0
|  |  |  | 14.2 | 28.4 | 0 | 0 | 0 | 0 | 0 | 7.48 | 0.10709 | 0 | 28.4 | 28.4 | 1 | 0 | 0 | 0 | 0
|  |  |  | 15.88 | 31.76 | 0 | 0 | 0 | 0 | 0 | 7.48 | 0.10709 | 0 | 31.76 | 31.76 | 1 | 0 | 0 | 0 | 0
|  |  |  | 18.36 | 36.72 | 0 | 0 | 0 | 0 | 0 | 7.48 | 0.10709 | 0 | 36.72 | 36.72 | 1 | 0 | 0 | 0 | 0
|  |  |  | 25.36 | 50.72 | 0 | 0 | 0 | 0 | 0 | 7.48 | 0.10709 | 0 | 50.72 | 50.72 | 1 | 0 | 0 | 0 | 0
|  |  |  | 26.72 | 53.44 | 0 | 0 | 0 | 0 | 0 | 7.48 | 0.10709 | 0 | 53.44 | 53.44 | 1 | 0 | 0 | 0 | 0
|  |  |  | 28.24 | 56.48 | 0 | 0 | 0 | 0 | 0 | 7.48 | 0.10709 | 0 | 56.48 | 56.48 | 1 | 0 | 0 | 0 | 0
|  |  |  | 28 | 56 | 0 | 0 | 0 | 0 | 0 | 7.48 | 0.10709 | 0 | 56 | 56 | 1 | 0 | 0 | 0 | 0
|  |  |  | 32.88 | 65.76 | 0 | 0 | 0 | 0 | 0 | 7.48 | 0.12502 | 0 | 65.76 | 65.76 | 1 | 0 | 0 | 0 | 0
|  |  |  | 29.76 | 59.52 | 0 | 0 | 0 | 0 | 0 | 7.48 | 0.12502 | 0 | 59.52 | 59.52 | 1 | 0 | 0 | 0 | 0
|  |  |  | 29.12 | 58.24 | 0 | 0 | 0 | 0 | 0 | 7.48 | 0.12502 | 0 | 58.24 | 58.24 | 1 | 0 | 0 | 0 | 0
|  |  |  | 28.32 | 56.64 | 0 | 0 | 0 | 0 | 0 | 12.23 | 0.12502 | 0 | 56.64 | 56.64 | 1 | 0 | 0 | 0 | 0
|  |  |  | 29.44 | 58.88 | 0 | 0 | 0 | 0 | 0 | 12.23 | 0.12502 | 0 | 58.88 | 58.88 | 1 | 0 | 0 | 0 | 0
|  |  |  | 27.24 | 54.48 | 0 | 0 | 0 | 0 | 0 | 12.23 | 0.12502 | 0 | 54.48 | 54.48 | 1 | 0 | 0 | 0 | 0
|  |  |  | 25.8 | 51.6 | 0 | 0 | 0 | 0 | 0 | 12.23 | 0.12502 | 0 | 51.6 | 51.6 | 1 | 0 | 0 | 0 | 0
|  |  |  | 25.76 | 51.52 | 0 | 0 | 0 | 0 | 0 | 7.48 | 0.12502 | 0 | 51.52 | 51.52 | 1 | 0 | 0 | 0 | 0
|  |  |  | 26 | 52 | 0 | 0 | 0 | 0 | 0 | 7.48 | 0.12502 | 0 | 52 | 52 | 1 | 0 | 0 | 0 | 0
|  |  |  | 26.32 | 52.64 | 0 | 0 | 0 | 0 | 0 | 7.48 | 0.12502 | 0 | 52.64 | 49.962 | 0.2 | 0 | 2.678 | 0 | 0
|  |  |  | 25.4 | 50.8 | 0 | 0 | 0 | 0 | 0 | 7.48 | 0.10709 | 2.678 | 50.8 | 50.8 | 0.91885 | 0 | 0 | 0 | 0
|  |  |  | 20.28 | 40.56 | 0 | 0 | 0 | 0 | 0 | 7.48 | 0.10709 | 0.302 | 40.56 | 40.56 | 1 | 0 | 0 | 0 | 0
|  |  |  | 18.96 | 37.92 | 0 | 0 | 0 | 0 | 0 | 7.48 | 0.10709 | 0 | 37.92 | 37.92 | 1 | 0 | 0 | 0 | 0
|  |  |  | 11.24 | 22.48 | 0 | 0 | 0 | 0 | 0 | 7.48 | 0.10709 | 0 | 22.48 | 22.48 | 1 | 0 | 0 | 0 | 0
|  |  |  | 9.52 | 19.04 | 0 | 0 | 0 | 0 | 0 | 7.48 | 0.10709 | 0 | 19.04 | 19.04 | 1 | 0 | 0 | 0 | 0
|  |  |  | 9.44 | 18.88 | 0 | 0 | 0 | 0 | 0 | 7.48 | 0.10709 | 0 | 18.88 | 18.88 | 1 | 0 | 0 | 0 | 0
|  |  |  | 11.88 | 23.76 | 0 | 0 | 0 | 0 | 0 | 7.48 | 0.10709 | 0 | 23.76 | 23.76 | 1 | 0 | 0 | 0 | 0
|  |  |  | 13.64 | 27.28 | 0 | 0 | 0 | 0 | 0 | 7.48 | 0.10709 | 0 | 27.28 | 27.28 | 1 | 0 | 0 | 0 | 0
|  |  |  | 15.56 | 31.12 | 0 | 0 | 0 | 0 | 0 | 7.48 | 0.10709 | 0 | 31.12 | 31.12 | 1 | 0 | 0 | 0 | 0
|  |  |  | 16.44 | 32.88 | 0 | 0 | 0 | 0 | 0 | 7.48 | 0.10709 | 0 | 32.88 | 32.88 | 1 | 0 | 0 | 0 | 0
|  |  |  | 16.08 | 32.16 | 0 | 0 | 0 | 0 | 0 | 7.48 | 0.10709 | 0 | 32.16 | 32.16 | 1 | 0 | 0 | 0 | 0
|  |  |  | 24.6 | 49.2 | 0 | 0 | 0 | 0 | 0 | 7.48 | 0.10709 | 0 | 49.2 | 49.2 | 1 | 0 | 0 | 0 | 0
|  |  |  | 23.48 | 46.96 | 0 | 0 | 0 | 0 | 0 | 7.48 | 0.10709 | 0 | 46.96 | 46.96 | 1 | 0 | 0 | 0 | 0
|  |  |  | 24.28 | 48.56 | 0 | 0 | 0 | 0 | 0 | 7.48 | 0.10709 | 0 | 48.56 | 48.56 | 1 | 0 | 0 | 0 | 0
|  |  |  | 22.04 | 44.08 | 0 | 0 | 0 | 0 | 0 | 7.48 | 0.12502 | 0 | 44.08 | 44.08 | 1 | 0 | 0 | 0 | 0
|  |  |  | 22.6 | 45.2 | 0 | 0 | 0 | 0 | 0 | 7.48 | 0.12502 | 0 | 45.2 | 45.2 | 1 | 0 | 0 | 0 | 0
|  |  |  | 22.56 | 45.12 | 0 | 0 | 0 | 0 | 0 | 7.48 | 0.12502 | 0 | 45.12 | 45.12 | 1 | 0 | 0 | 0 | 0
|  |  |  | 22.84 | 45.68 | 0 | 0 | 0 | 0 | 0 | 12.23 | 0.12502 | 0 | 45.68 | 45.68 | 1 | 0 | 0 | 0 | 0
|  |  |  | 23.8 | 47.6 | 0 | 0 | 0 | 0 | 0 | 12.23 | 0.12502 | 0 | 47.6 | 47.6 | 1 | 0 | 0 | 0 | 0
|  |  |  | 23.56 | 47.12 | 0 | 0 | 0 | 0 | 0 | 12.23 | 0.12502 | 0 | 47.12 | 47.12 | 1 | 0 | 0 | 0 | 0
|  |  |  | 23.92 | 47.84 | 0 | 0 | 0 | 0 | 0 | 12.23 | 0.12502 | 0 | 47.84 | 47.84 | 1 | 0 | 0 | 0 | 0
|  |  |  | 25.72 | 51.44 | 0 | 0 | 0 | 0 | 0 | 7.48 | 0.12502 | 0 | 51.44 | 51.44 | 1 | 0 | 0 | 0 | 0
|  |  |  | 23.4 | 46.8 | 0 | 0 | 0 | 0 | 0 | 7.48 | 0.12502 | 0 | 46.8 | 46.8 | 1 | 0 | 0 | 0 | 0
|  |  |  | 23 | 46 | 0 | 0 | 0 | 0 | 0 | 7.48 | 0.12502 | 0 | 46 | 43.322 | 0.2 | 0 | 2.678 | 0 | 0
|  |  |  | 23.04 | 46.08 | 0 | 0 | 0 | 0 | 0 | 7.48 | 0.10709 | 2.678 | 46.08 | 46.08 | 0.91885 | 0 | 0 | 0 | 0
|  |  |  | 23.84 | 47.68 | 0 | 0 | 0 | 0 | 0 | 7.48 | 0.10709 | 0.302 | 47.68 | 47.68 | 1 | 0 | 0 | 0 | 0
|  |  |  | 20.84 | 41.68 | 0 | 0 | 0 | 0 | 0 | 7.48 | 0.10709 | 0 | 41.68 | 41.68 | 1 | 0 | 0 | 0 | 0
|  |  |  | 14 | 28 | 0 | 0 | 0 | 0 | 0 | 7.48 | 0.10709 | 0 | 28 | 28 | 1 | 0 | 0 | 0 | 0
|  |  |  | 10.32 | 20.64 | 0 | 0 | 0 | 0 | 0 | 7.48 | 0.10709 | 0 | 20.64 | 20.64 | 1 | 0 | 0 | 0 | 0
|  |  |  | 10 | 20 | 0 | 0 | 0 | 0 | 0 | 7.48 | 0.10709 | 0 | 20 | 20 | 1 | 0 | 0 | 0 | 0
|  |  |  | 12.8 | 25.6 | 0 | 0 | 0 | 0 | 0 | 7.48 | 0.10709 | 0 | 25.6 | 25.6 | 1 | 0 | 0 | 0 | 0
|  |  |  | 15.04 | 30.08 | 0 | 0 | 0 | 0 | 0 | 7.48 | 0.10709 | 0 | 30.08 | 30.08 | 1 | 0 | 0 | 0 | 0
|  |  |  | 21.56 | 43.12 | 0 | 0 | 0 | 0 | 0 | 7.48 | 0.10709 | 0 | 43.12 | 43.12 | 1 | 0 | 0 | 0 | 0
|  |  |  | 19.12 | 38.24 | 0 | 0 | 0 | 0 | 0 | 7.48 | 0.10709 | 0 | 38.24 | 38.24 | 1 | 0 | 0 | 0 | 0
|  |  |  | 17.44 | 34.88 | 0 | 0 | 0 | 0 | 0 | 7.48 | 0.10709 | 0 | 34.88 | 34.88 | 1 | 0 | 0 | 0 | 0
|  |  |  | 18.64 | 37.28 | 0 | 0 | 0 | 0 | 0 | 7.48 | 0.10709 | 0 | 37.28 | 37.28 | 1 | 0 | 0 | 0 | 0
|  |  |  | 23 | 46 | 0 | 0 | 0 | 0 | 0 | 7.48 | 0.10709 | 0 | 46 | 46 | 1 | 0 | 0 | 0 | 0
|  |  |  | 23.32 | 46.64 | 0 | 0 | 0 | 0 | 0 | 7.48 | 0.10709 | 0 | 46.64 | 46.64 | 1 | 0 | 0 | 0 | 0
|  |  |  | 23.24 | 46.48 | 0 | 0 | 0 | 0 | 0 | 7.48 | 0.12502 | 0 | 46.48 | 46.48 | 1 | 0 | 0 | 0 | 0
|  |  |  | 23.64 | 47.28 | 0 | 0 | 0 | 0 | 0 | 7.48 | 0.12502 | 0 | 47.28 | 47.28 | 1 | 0 | 0 | 0 | 0
|  |  |  | 23.08 | 46.16 | 0 | 0 | 0 | 0 | 0 | 7.48 | 0.12502 | 0 | 46.16 | 46.16 | 1 | 0 | 0 | 0 | 0
|  |  |  | 23.44 | 46.88 | 0 | 0 | 0 | 0 | 0 | 12.23 | 0.12502 | 0 | 46.88 | 46.88 | 1 | 0 | 0 | 0 | 0
|  |  |  | 23.68 | 47.36 | 0 | 0 | 0 | 0 | 0 | 12.23 | 0.12502 | 0 | 47.36 | 47.36 | 1 | 0 | 0 | 0 | 0
|  |  |  | 23.72 | 47.44 | 0 | 0 | 0 | 0 | 0 | 12.23 | 0.12502 | 0 | 47.44 | 47.44 | 1 | 0 | 0 | 0 | 0
|  |  |  | 23.6 | 47.2 | 0 | 0 | 0 | 0 | 0 | 12.23 | 0.12502 | 0 | 47.2 | 47.2 | 1 | 0 | 0 | 0 | 0
|  |  |  | 21.96 | 43.92 | 0 | 0 | 0 | 0 | 0 | 7.48 | 0.12502 | 0 | 43.92 | 43.92 | 1 | 0 | 0 | 0 | 0
|  |  |  | 21.4 | 42.8 | 0 | 0 | 0 | 0 | 0 | 7.48 | 0.12502 | 0 | 42.8 | 42.8 | 1 | 0 | 0 | 0 | 0
|  |  |  | 20.36 | 40.72 | 0 | 0 | 0 | 0 | 0 | 7.48 | 0.12502 | 0 | 40.72 | 38.042 | 0.2 | 0 | 2.678 | 0 | 0
|  |  |  | 21.32 | 42.64 | 0 | 0 | 0 | 0 | 0 | 7.48 | 0.10709 | 2.678 | 42.64 | 42.64 | 0.91885 | 0 | 0 | 0 | 0
|  |  |  | 22.96 | 45.92 | 0 | 0 | 0 | 0 | 0 | 7.48 | 0.10709 | 0.302 | 45.92 | 45.92 | 1 | 0 | 0 | 0 | 0
|  |  |  | 23.24 | 46.48 | 0 | 0 | 0 | 0 | 0 | 7.48 | 0.10709 | 0 | 46.48 | 46.48 | 1 | 0 | 0 | 0 | 0
|  |  |  | 17.88 | 35.76 | 0 | 0 | 0 | 0 | 0 | 7.48 | 0.10709 | 0 | 35.76 | 35.76 | 1 | 0 | 0 | 0 | 0
|  |  |  | 16.04 | 32.08 | 0 | 0 | 0 | 0 | 0 | 7.48 | 0.10709 | 0 | 32.08 | 32.08 | 1 | 0 | 0 | 0 | 0
|  |  |  | 16.44 | 32.88 | 0 | 0 | 0 | 0 | 0 | 7.48 | 0.10709 | 0 | 32.88 | 32.88 | 1 | 0 | 0 | 0 | 0
|  |  |  | 18.84 | 37.68 | 0 | 0 | 0 | 0 | 0 | 7.48 | 0.10709 | 0 | 37.68 | 37.68 | 1 | 0 | 0 | 0 | 0
|  |  |  | 14.28 | 28.56 | 0 | 0 | 0 | 0 | 0 | 7.48 | 0.10709 | 0 | 28.56 | 28.56 | 1 | 0 | 0 | 0 | 0
|  |  |  | 15.56 | 31.12 | 0 | 0 | 0 | 0 | 0 | 7.48 | 0.10709 | 0 | 31.12 | 31.12 | 1 | 0 | 0 | 0 | 0
|  |  |  | 18.16 | 36.32 | 0 | 0 | 0 | 0 | 0 | 7.48 | 0.10709 | 0 | 36.32 | 36.32 | 1 | 0 | 0 | 0 | 0
|  |  |  | 23.92 | 47.84 | 0 | 0 | 0 | 0 | 0 | 7.48 | 0.10709 | 0 | 47.84 | 47.84 | 1 | 0 | 0 | 0 | 0
|  |  |  | 27.72 | 55.44 | 0 | 0 | 0 | 0 | 0 | 7.48 | 0.10709 | 0 | 55.44 | 55.44 | 1 | 0 | 0 | 0 | 0
|  |  |  | 30 | 60 | 0 | 0 | 0 | 0 | 0 | 7.48 | 0.10709 | 0 | 60 | 60 | 1 | 0 | 0 | 0 | 0
|  |  |  | 32.52 | 65.04 | 0 | 0 | 0 | 0 | 0 | 7.48 | 0.10709 | 0 | 65.04 | 65.04 | 1 | 0 | 0 | 0 | 0
|  |  |  | 34.4 | 68.8 | 0 | 0 | 0 | 0 | 0 | 7.48 | 0.12502 | 0 | 68.8 | 66.581 | 0.3371 | 0 | 2.219 | 0 | 0
|  |  |  | 30.64 | 61.28 | 0 | 0 | 0 | 0 | 0 | 7.48 | 0.12502 | 0 | 61.28 | 61.28 | 0.3371 | 0 | 0 | 0 | 0
|  |  |  | 29.4 | 58.8 | 0 | 0 | 0 | 0 | 0 | 7.48 | 0.12502 | 0 | 58.8 | 58.8 | 0.3371 | 0 | 0 | 0 | 0
|  |  |  | 28.28 | 56.56 | 0 | 0 | 0 | 0 | 0 | 12.23 | 0.12502 | 0 | 56.56 | 56.56 | 0.3371 | 0 | 0 | 0 | 0
|  |  |  | 27.4 | 54.8 | 0 | 0 | 0 | 0 | 0 | 12.23 | 0.12502 | 0 | 54.8 | 54.8 | 0.3371 | 0 | 0 | 0 | 0
|  |  |  | 25.04 | 50.08 | 0 | 0 | 0 | 0 | 0 | 12.23 | 0.12502 | 0 | 50.08 | 50.08 | 0.3371 | 0 | 0 | 0 | 0
|  |  |  | 24.72 | 49.44 | 0 | 0 | 0 | 0 | 0 | 12.23 | 0.12502 | 0 | 49.44 | 49.44 | 0.3371 | 0 | 0 | 0 | 0
|  |  |  | 24.92 | 49.84 | 0 | 0 | 0 | 0 | 0 | 7.48 | 0.12502 | 0 | 49.84 | 49.84 | 0.3371 | 0 | 0 | 0 | 0
|  |  |  | 26.36 | 52.72 | 0 | 0 | 0 | 0 | 0 | 7.48 | 0.12502 | 0 | 52.72 | 52.72 | 0.3371 | 0 | 0 | 0 | 0
|  |  |  | 26.64 | 53.28 | 0 | 0 | 0 | 0 | 0 | 7.48 | 0.12502 | 0 | 53.28 | 52.821 | 0.2 | 0 | 0.459 | 0 | 0
|  |  |  | 27.16 | 54.32 | 0 | 0 | 0 | 0 | 0 | 7.48 | 0.10709 | 2.678 | 54.32 | 54.32 | 0.91885 | 0 | 0 | 0 | 0
|  |  |  | 24.04 | 48.08 | 0 | 0 | 0 | 0 | 0 | 7.48 | 0.10709 | 0.302 | 48.08 | 48.08 | 1 | 0 | 0 | 0 | 0
|  |  |  | 17.68 | 35.36 | 0 | 0 | 0 | 0 | 0 | 7.48 | 0.10709 | 0 | 35.36 | 35.36 | 1 | 0 | 0 | 0 | 0
|  |  |  | 12.76 | 25.52 | 0 | 0 | 0 | 0 | 0 | 7.48 | 0.10709 | 0 | 25.52 | 25.52 | 1 | 0 | 0 | 0 | 0
|  |  |  | 11.16 | 22.32 | 0 | 0 | 0 | 0 | 0 | 7.48 | 0.10709 | 0 | 22.32 | 22.32 | 1 | 0 | 0 | 0 | 0
|  |  |  | 11.2 | 22.4 | 0 | 0 | 0 | 0 | 0 | 7.48 | 0.10709 | 0 | 22.4 | 22.4 | 1 | 0 | 0 | 0 | 0
|  |  |  | 13.4 | 26.8 | 0 | 0 | 0 | 0 | 0 | 7.48 | 0.10709 | 0 | 26.8 | 26.8 | 1 | 0 | 0 | 0 | 0
|  |  |  | 13.4 | 26.8 | 0 | 0 | 0 | 0 | 0 | 7.48 | 0.10709 | 0 | 26.8 | 26.8 | 1 | 0 | 0 | 0 | 0
|  |  |  | 15.16 | 30.32 | 0 | 0 | 0 | 0 | 0 | 7.48 | 0.10709 | 0 | 30.32 | 30.32 | 1 | 0 | 0 | 0 | 0
|  |  |  | 18 | 36 | 0 | 0 | 0 | 0 | 0 | 7.48 | 0.10709 | 0 | 36 | 36 | 1 | 0 | 0 | 0 | 0
|  |  |  | 24.48 | 48.96 | 0 | 0 | 0 | 0 | 0 | 7.48 | 0.10709 | 0 | 48.96 | 48.96 | 1 | 0 | 0 | 0 | 0
|  |  |  | 25.16 | 50.32 | 0 | 0 | 0 | 0 | 0 | 7.48 | 0.10709 | 0 | 50.32 | 50.32 | 1 | 0 | 0 | 0 | 0
|  |  |  | 27.72 | 55.44 | 0 | 0 | 0 | 0 | 0 | 7.48 | 0.10709 | 0 | 55.44 | 55.44 | 1 | 0 | 0 | 0 | 0
|  |  |  | 30.04 | 60.08 | 0 | 0 | 0 | 0 | 0 | 7.48 | 0.10709 | 0 | 60.08 | 60.08 | 1 | 0 | 0 | 0 | 0
|  |  |  | 32.08 | 64.16 | 0 | 0 | 0 | 0 | 0 | 7.48 | 0.10709 | 0 | 64.16 | 64.16 | 1 | 0 | 0 | 0 | 0
|  |  |  | 29.72 | 59.44 | 0 | 0 | 0 | 0 | 0 | 7.48 | 0.10709 | 0 | 59.44 | 59.44 | 1 | 0 | 0 | 0 | 0
|  |  |  | 27.64 | 55.28 | 0 | 0 | 0 | 0 | 0 | 7.48 | 0.10709 | 0 | 55.28 | 55.28 | 1 | 0 | 0 | 0 | 0
|  |  |  | 26.08 | 52.16 | 0 | 0 | 0 | 0 | 0 | 7.48 | 0.10709 | 0 | 52.16 | 52.16 | 1 | 0 | 0 | 0 | 0
|  |  |  | 25.08 | 50.16 | 0 | 0 | 0 | 0 | 0 | 7.48 | 0.10709 | 0 | 50.16 | 50.16 | 1 | 0 | 0 | 0 | 0
|  |  |  | 24.6 | 49.2 | 0 | 0 | 0 | 0 | 0 | 7.48 | 0.10709 | 0 | 49.2 | 49.2 | 1 | 0 | 0 | 0 | 0
|  |  |  | 24.12 | 48.24 | 0 | 0 | 0 | 0 | 0 | 7.48 | 0.10709 | 0 | 48.24 | 48.24 | 1 | 0 | 0 | 0 | 0
|  |  |  | 27.12 | 54.24 | 0 | 0 | 0 | 0 | 0 | 7.48 | 0.10709 | 0 | 54.24 | 54.24 | 1 | 0 | 0 | 0 | 0
|  |  |  | 26.72 | 53.44 | 0 | 0 | 0 | 0 | 0 | 7.48 | 0.10709 | 0 | 53.44 | 53.44 | 1 | 0 | 0 | 0 | 0
|  |  |  | 26.44 | 52.88 | 0 | 0 | 0 | 0 | 0 | 7.48 | 0.10709 | 0 | 52.88 | 52.88 | 1 | 0 | 0 | 0 | 0
|  |  |  | 26.44 | 52.88 | 0 | 0 | 0 | 0 | 0 | 7.48 | 0.10709 | 0 | 52.88 | 52.88 | 1 | 0 | 0 | 0 | 0
|  |  |  | 25.24 | 50.48 | 0 | 0 | 0 | 0 | 0 | 7.48 | 0.10709 | 0 | 50.48 | 50.48 | 1 | 0 | 0 | 0 | 0
|  |  |  | 18 | 36 | 0 | 0 | 0 | 0 | 0 | 7.48 | 0.10709 | 0 | 36 | 36 | 1 | 0 | 0 | 0 | 0
|  |  |  | 13.24 | 26.48 | 0 | 0 | 0 | 0 | 0 | 7.48 | 0.10709 | 0 | 26.48 | 26.48 | 1 | 0 | 0 | 0 | 0
|  |  |  | 10.48 | 20.96 | 0 | 0 | 0 | 0 | 0 | 7.48 | 0.10709 | 0 | 20.96 | 20.96 | 1 | 0 | 0 | 0 | 0
|  |  |  | 14 | 28 | 0 | 0 | 0 | 0 | 0 | 7.48 | 0.10709 | 0 | 28 | 28 | 1 | 0 | 0 | 0 | 0
|  |  |  | 17.04 | 34.08 | 0 | 0 | 0 | 0 | 0 | 7.48 | 0.10709 | 0 | 34.08 | 34.08 | 1 | 0 | 0 | 0 | 0
|  |  |  | 13.52 | 27.04 | 0 | 0 | 0 | 0 | 0 | 7.48 | 0.10709 | 0 | 27.04 | 27.04 | 1 | 0 | 0 | 0 | 0
|  |  |  | 14.52 | 29.04 | 0 | 0 | 0 | 0 | 0 | 7.48 | 0.10709 | 0 | 29.04 | 29.04 | 1 | 0 | 0 | 0 | 0
|  |  |  | 16.56 | 33.12 | 0 | 0 | 0 | 0 | 0 | 7.48 | 0.10709 | 0 | 33.12 | 33.12 | 1 | 0 | 0 | 0 | 0
|  |  |  | 24.8444 | 49.6889 | 0 | 0 | 0 | 0 | 0 | 7.48 | 0.10709 | 0 | 49.689 | 49.689 | 1 | 0 | 0 | 0 | 0
|  |  |  | 25.5822 | 51.1645 | 0 | 0 | 0 | 0 | 0 | 7.48 | 0.10709 | 0 | 51.164 | 51.164 | 1 | 0 | 0 | 0 | 0
|  |  |  | 26.2933 | 52.5867 | 0 | 0 | 0 | 0 | 0 | 7.48 | 0.10709 | 0 | 52.587 | 52.587 | 1 | 0 | 0 | 0 | 0
|  |  |  | 28.12 | 56.24 | 0 | 0 | 0 | 0 | 0 | 7.48 | 0.10709 | 0 | 56.24 | 56.24 | 1 | 0 | 0 | 0 | 0
|  |  |  | 30.44 | 60.88 | 0 | 0 | 0 | 0 | 0 | 7.48 | 0.10709 | 0 | 60.88 | 60.88 | 1 | 0 | 0 | 0 | 0
|  |  |  | 31.28 | 62.56 | 0 | 0 | 0 | 0 | 0 | 7.48 | 0.10709 | 0 | 62.56 | 62.56 | 1 | 0 | 0 | 0 | 0
|  |  |  | 32 | 64 | 0 | 0 | 0 | 0 | 0 | 7.48 | 0.10709 | 0 | 64 | 64 | 1 | 0 | 0 | 0 | 0
|  |  |  | 29.08 | 58.16 | 0 | 0 | 0 | 0 | 0 | 7.48 | 0.10709 | 0 | 58.16 | 58.16 | 1 | 0 | 0 | 0 | 0
|  |  |  | 25.32 | 50.64 | 0 | 0 | 0 | 0 | 0 | 7.48 | 0.10709 | 0 | 50.64 | 50.64 | 1 | 0 | 0 | 0 | 0
|  |  |  | 23.16 | 46.32 | 0 | 0 | 0 | 0 | 0 | 7.48 | 0.10709 | 0 | 46.32 | 46.32 | 1 | 0 | 0 | 0 | 0
|  |  |  | 24.32 | 48.64 | 0 | 0 | 0 | 0 | 0 | 7.48 | 0.10709 | 0 | 48.64 | 48.64 | 1 | 0 | 0 | 0 | 0
|  |  |  | 27.2 | 54.4 | 0 | 0 | 0 | 0 | 0 | 7.48 | 0.10709 | 0 | 54.4 | 54.4 | 1 | 0 | 0 | 0 | 0
|  |  |  | 26.68 | 53.36 | 0 | 0 | 0 | 0 | 0 | 7.48 | 0.10709 | 0 | 53.36 | 53.36 | 1 | 0 | 0 | 0 | 0
|  |  |  | 26 | 52 | 0 | 0 | 0 | 0 | 0 | 7.48 | 0.10709 | 0 | 52 | 52 | 1 | 0 | 0 | 0 | 0
|  |  |  | 25.36 | 50.72 | 0 | 0 | 0 | 0 | 0 | 7.48 | 0.10709 | 0 | 50.72 | 50.72 | 1 | 0 | 0 | 0 | 0
|  |  |  | 24.28 | 48.56 | 0 | 0 | 0 | 0 | 0 | 7.48 | 0.10709 | 0 | 48.56 | 48.56 | 1 | 0 | 0 | 0 | 0
|  |  |  | 20.68 | 41.36 | 0 | 0 | 0 | 0 | 0 | 7.48 | 0.10709 | 0 | 41.36 | 41.36 | 1 | 0 | 0 | 0 | 0
|  |  |  | 16.04 | 32.08 | 0 | 0 | 0 | 0 | 0 | 7.48 | 0.10709 | 0 | 32.08 | 32.08 | 1 | 0 | 0 | 0 | 0
|  |  |  | 14.8 | 29.6 | 0 | 0 | 0 | 0 | 0 | 7.48 | 0.10709 | 0 | 29.6 | 29.6 | 1 | 0 | 0 | 0 | 0
|  |  |  | 12.28 | 24.56 | 0 | 0 | 0 | 0 | 0 | 7.48 | 0.10709 | 0 | 24.56 | 24.56 | 1 | 0 | 0 | 0 | 0
|  |  |  | 10.84 | 21.68 | 0 | 0 | 0 | 0 | 0 | 7.48 | 0.10709 | 0 | 21.68 | 21.68 | 1 | 0 | 0 | 0 | 0
|  |  |  | 13.64 | 27.28 | 0 | 0 | 0 | 0 | 0 | 7.48 | 0.10709 | 0 | 27.28 | 27.28 | 1 | 0 | 0 | 0 | 0
|  |  |  | 14.68 | 29.36 | 0 | 0 | 0 | 0 | 0 | 7.48 | 0.10709 | 0 | 29.36 | 29.36 | 1 | 0 | 0 | 0 | 0
|  |  |  | 16.68 | 33.36 | 0 | 0 | 0 | 0 | 0 | 7.48 | 0.10709 | 0 | 33.36 | 33.36 | 1 | 0 | 0 | 0 | 0
|  |  |  | 24.84 | 49.68 | 0 | 0 | 0 | 0 | 0 | 7.48 | 0.10709 | 0 | 49.68 | 49.68 | 1 | 0 | 0 | 0 | 0
|  |  |  | 25.64 | 51.28 | 0 | 0 | 0 | 0 | 0 | 7.48 | 0.10709 | 0 | 51.28 | 51.28 | 1 | 0 | 0 | 0 | 0
|  |  |  | 27.12 | 54.24 | 0 | 0 | 0 | 0 | 0 | 7.48 | 0.10709 | 0 | 54.24 | 54.24 | 1 | 0 | 0 | 0 | 0
|  |  |  | 27.48 | 54.96 | 0 | 0 | 0 | 0 | 0 | 7.48 | 0.10709 | 0 | 54.96 | 54.96 | 1 | 0 | 0 | 0 | 0
|  |  |  | 29.28 | 58.56 | 0 | 0 | 0 | 0 | 0 | 7.48 | 0.12502 | 0 | 58.56 | 58.56 | 1 | 0 | 0 | 0 | 0
|  |  |  | 30.48 | 60.96 | 0 | 0 | 0 | 0 | 0 | 7.48 | 0.12502 | 0 | 60.96 | 60.96 | 1 | 0 | 0 | 0 | 0
|  |  |  | 27.84 | 55.68 | 0 | 0 | 0 | 0 | 0 | 7.48 | 0.12502 | 0 | 55.68 | 55.68 | 1 | 0 | 0 | 0 | 0
|  |  |  | 24.52 | 49.04 | 0 | 0 | 0 | 0 | 0 | 12.23 | 0.12502 | 0 | 49.04 | 49.04 | 1 | 0 | 0 | 0 | 0
|  |  |  | 24.12 | 48.24 | 0 | 0 | 0 | 0 | 0 | 12.23 | 0.12502 | 0 | 48.24 | 48.24 | 1 | 0 | 0 | 0 | 0
|  |  |  | 27.12 | 54.24 | 0 | 0 | 0 | 0 | 0 | 12.23 | 0.12502 | 0 | 54.24 | 54.24 | 1 | 0 | 0 | 0 | 0
|  |  |  | 27.48 | 54.96 | 0 | 0 | 0 | 0 | 0 | 12.23 | 0.12502 | 0 | 54.96 | 54.96 | 1 | 0 | 0 | 0 | 0
|  |  |  | 26.32 | 52.64 | 0 | 0 | 0 | 0 | 0 | 7.48 | 0.12502 | 0 | 52.64 | 52.64 | 1 | 0 | 0 | 0 | 0
|  |  |  | 26.64 | 53.28 | 0 | 0 | 0 | 0 | 0 | 7.48 | 0.12502 | 0 | 53.28 | 53.28 | 1 | 0 | 0 | 0 | 0
|  |  |  | 26.2 | 52.4 | 0 | 0 | 0 | 0 | 0 | 7.48 | 0.12502 | 0 | 52.4 | 49.722 | 0.2 | 0 | 2.678 | 0 | 0
|  |  |  | 26.04 | 52.08 | 0 | 0 | 0 | 0 | 0 | 7.48 | 0.10709 | 2.678 | 52.08 | 52.08 | 0.91885 | 0 | 0 | 0 | 0
|  |  |  | 22.88 | 45.76 | 0 | 0 | 0 | 0 | 0 | 7.48 | 0.10709 | 0.302 | 45.76 | 45.76 | 1 | 0 | 0 | 0 | 0
|  |  |  | 16.6 | 33.2 | 0 | 0 | 0 | 0 | 0 | 7.48 | 0.10709 | 0 | 33.2 | 33.2 | 1 | 0 | 0 | 0 | 0
|  |  |  | 12.56 | 25.12 | 0 | 0 | 0 | 0 | 0 | 7.48 | 0.10709 | 0 | 25.12 | 25.12 | 1 | 0 | 0 | 0 | 0
|  |  |  | 11 | 22 | 0 | 0 | 0 | 0 | 0 | 7.48 | 0.10709 | 0 | 22 | 22 | 1 | 0 | 0 | 0 | 0
|  |  |  | 11.0267 | 22.0533 | 0 | 0 | 0 | 0 | 0 | 7.48 | 0.10709 | 0 | 22.053 | 22.053 | 1 | 0 | 0 | 0 | 0
|  |  |  | 12.5467 | 25.0933 | 0 | 0 | 0 | 0 | 0 | 7.48 | 0.10709 | 0 | 25.093 | 25.093 | 1 | 0 | 0 | 0 | 0
|  |  |  | 13.92 | 27.84 | 0 | 0 | 0 | 0 | 0 | 7.48 | 0.10709 | 0 | 27.84 | 27.84 | 1 | 0 | 0 | 0 | 0
|  |  |  | 14.0267 | 28.0533 | 0 | 0 | 0 | 0 | 0 | 7.48 | 0.10709 | 0 | 28.053 | 28.053 | 1 | 0 | 0 | 0 | 0
|  |  |  | 16.6 | 33.2 | 0 | 0 | 0 | 0 | 0 | 7.48 | 0.10709 | 0 | 33.2 | 33.2 | 1 | 0 | 0 | 0 | 0
|  |  |  | 24.68 | 49.36 | 0 | 0 | 0 | 0 | 0 | 7.48 | 0.10709 | 0 | 49.36 | 49.36 | 1 | 0 | 0 | 0 | 0
|  |  |  | 25.36 | 50.72 | 0 | 0 | 0 | 0 | 0 | 7.48 | 0.10709 | 0 | 50.72 | 50.72 | 1 | 0 | 0 | 0 | 0
|  |  |  | 27.4 | 54.8 | 0 | 0 | 0 | 0 | 0 | 7.48 | 0.10709 | 0 | 54.8 | 54.8 | 1 | 0 | 0 | 0 | 0
|  |  |  | 27.44 | 54.88 | 0 | 0 | 0 | 0 | 0 | 7.48 | 0.10709 | 0 | 54.88 | 54.88 | 1 | 0 | 0 | 0 | 0
|  |  |  | 31.76 | 63.52 | 0 | 0 | 0 | 0 | 0 | 7.48 | 0.12502 | 0 | 63.52 | 63.52 | 1 | 0 | 0 | 0 | 0
|  |  |  | 30.68 | 61.36 | 0 | 0 | 0 | 0 | 0 | 7.48 | 0.12502 | 0 | 61.36 | 61.36 | 1 | 0 | 0 | 0 | 0
|  |  |  | 28.04 | 56.08 | 0 | 0 | 0 | 0 | 0 | 7.48 | 0.12502 | 0 | 56.08 | 56.08 | 1 | 0 | 0 | 0 | 0
|  |  |  | 25.96 | 51.92 | 0 | 0 | 0 | 0 | 0 | 12.23 | 0.12502 | 0 | 51.92 | 51.92 | 1 | 0 | 0 | 0 | 0
|  |  |  | 25.56 | 51.12 | 0 | 0 | 0 | 0 | 0 | 12.23 | 0.12502 | 0 | 51.12 | 51.12 | 1 | 0 | 0 | 0 | 0
|  |  |  | 25.4 | 50.8 | 0 | 0 | 0 | 0 | 0 | 12.23 | 0.12502 | 0 | 50.8 | 50.8 | 1 | 0 | 0 | 0 | 0
|  |  |  | 26.04 | 52.08 | 0 | 0 | 0 | 0 | 0 | 12.23 | 0.12502 | 0 | 52.08 | 52.08 | 1 | 0 | 0 | 0 | 0
|  |  |  | 28.04 | 56.08 | 0 | 0 | 0 | 0 | 0 | 7.48 | 0.12502 | 0 | 56.08 | 56.08 | 1 | 0 | 0 | 0 | 0
|  |  |  | 28.36 | 56.72 | 0 | 0 | 0 | 0 | 0 | 7.48 | 0.12502 | 0 | 56.72 | 56.72 | 1 | 0 | 0 | 0 | 0
|  |  |  | 27.36 | 54.72 | 0 | 0 | 0 | 0 | 0 | 7.48 | 0.12502 | 0 | 54.72 | 52.042 | 0.2 | 0 | 2.678 | 0 | 0
|  |  |  | 27.8 | 55.6 | 0 | 0 | 0 | 0 | 0 | 7.48 | 0.10709 | 2.678 | 55.6 | 55.6 | 0.91885 | 0 | 0 | 0 | 0
|  |  |  | 27.16 | 54.32 | 0 | 0 | 0 | 0 | 0 | 7.48 | 0.10709 | 0.302 | 54.32 | 54.32 | 1 | 0 | 0 | 0 | 0
|  |  |  | 25.36 | 50.72 | 0 | 0 | 0 | 0 | 0 | 7.48 | 0.10709 | 0 | 50.72 | 50.72 | 1 | 0 | 0 | 0 | 0
|  |  |  | 17.12 | 34.24 | 0 | 0 | 0 | 0 | 0 | 7.48 | 0.10709 | 0 | 34.24 | 34.24 | 1 | 0 | 0 | 0 | 0
|  |  |  | 15.44 | 30.88 | 0 | 0 | 0 | 0 | 0 | 7.48 | 0.10709 | 0 | 30.88 | 30.88 | 1 | 0 | 0 | 0 | 0
|  |  |  | 15.32 | 30.64 | 0 | 0 | 0 | 0 | 0 | 7.48 | 0.10709 | 0 | 30.64 | 30.64 | 1 | 0 | 0 | 0 | 0
|  |  |  | 17.84 | 35.68 | 0 | 0 | 0 | 0 | 0 | 7.48 | 0.10709 | 0 | 35.68 | 35.68 | 1 | 0 | 0 | 0 | 0
|  |  |  | 19.6 | 39.2 | 0 | 0 | 0 | 0 | 0 | 7.48 | 0.10709 | 0 | 39.2 | 39.2 | 1 | 0 | 0 | 0 | 0
|  |  |  | 21.52 | 43.04 | 0 | 0 | 0 | 0 | 0 | 7.48 | 0.10709 | 0 | 43.04 | 43.04 | 1 | 0 | 0 | 0 | 0
|  |  |  | 19.04 | 38.08 | 0 | 0 | 0 | 0 | 0 | 7.48 | 0.10709 | 0 | 38.08 | 38.08 | 1 | 0 | 0 | 0 | 0
|  |  |  | 18.12 | 36.24 | 0 | 0 | 0 | 0 | 0 | 7.48 | 0.10709 | 0 | 36.24 | 36.24 | 1 | 0 | 0 | 0 | 0
|  |  |  | 23.68 | 47.36 | 0 | 0 | 0 | 0 | 0 | 7.48 | 0.10709 | 0 | 47.36 | 47.36 | 1 | 0 | 0 | 0 | 0
|  |  |  | 26.28 | 52.56 | 0 | 0 | 0 | 0 | 0 | 7.48 | 0.10709 | 0 | 52.56 | 52.56 | 1 | 0 | 0 | 0 | 0
|  |  |  | 27.32 | 54.64 | 0 | 0 | 0 | 0 | 0 | 7.48 | 0.10709 | 0 | 54.64 | 54.64 | 1 | 0 | 0 | 0 | 0
|  |  |  | 25.64 | 51.28 | 0 | 0 | 0 | 0 | 0 | 7.48 | 0.12502 | 0 | 51.28 | 51.28 | 1 | 0 | 0 | 0 | 0
|  |  |  | 26.64 | 53.28 | 0 | 0 | 0 | 0 | 0 | 7.48 | 0.12502 | 0 | 53.28 | 53.28 | 1 | 0 | 0 | 0 | 0
|  |  |  | 24.72 | 49.44 | 0 | 0 | 0 | 0 | 0 | 7.48 | 0.12502 | 0 | 49.44 | 49.44 | 1 | 0 | 0 | 0 | 0
|  |  |  | 26.08 | 52.16 | 0 | 0 | 0 | 0 | 0 | 12.23 | 0.12502 | 0 | 52.16 | 52.16 | 1 | 0 | 0 | 0 | 0
|  |  |  | 25.52 | 51.04 | 0 | 0 | 0 | 0 | 0 | 12.23 | 0.12502 | 0 | 51.04 | 51.04 | 1 | 0 | 0 | 0 | 0
|  |  |  | 24.4 | 48.8 | 0 | 0 | 0 | 0 | 0 | 12.23 | 0.12502 | 0 | 48.8 | 48.8 | 1 | 0 | 0 | 0 | 0
|  |  |  | 24.84 | 49.68 | 0 | 0 | 0 | 0 | 0 | 12.23 | 0.12502 | 0 | 49.68 | 49.68 | 1 | 0 | 0 | 0 | 0
|  |  |  | 25.08 | 50.16 | 0 | 0 | 0 | 0 | 0 | 7.48 | 0.12502 | 0 | 50.16 | 50.16 | 1 | 0 | 0 | 0 | 0
|  |  |  | 22.6 | 45.2 | 0 | 0 | 0 | 0 | 0 | 7.48 | 0.12502 | 0 | 45.2 | 45.2 | 1 | 0 | 0 | 0 | 0
|  |  |  | 22.2 | 44.4 | 0 | 0 | 0 | 0 | 0 | 7.48 | 0.12502 | 0 | 44.4 | 41.722 | 0.2 | 0 | 2.678 | 0 | 0
|  |  |  | 23.28 | 46.56 | 0 | 0 | 0 | 0 | 0 | 7.48 | 0.10709 | 2.678 | 46.56 | 46.56 | 0.91885 | 0 | 0 | 0 | 0
|  |  |  | 23.72 | 47.44 | 0 | 0 | 0 | 0 | 0 | 7.48 | 0.10709 | 0.302 | 47.44 | 47.44 | 1 | 0 | 0 | 0 | 0
|  |  |  | 22.96 | 45.92 | 0 | 0 | 0 | 0 | 0 | 7.48 | 0.10709 | 0 | 45.92 | 45.92 | 1 | 0 | 0 | 0 | 0
|  |  |  | 18.68 | 37.36 | 0 | 0 | 0 | 0 | 0 | 7.48 | 0.10709 | 0 | 37.36 | 37.36 | 1 | 0 | 0 | 0 | 0
|  |  |  | 15.48 | 30.96 | 0 | 0 | 0 | 0 | 0 | 7.48 | 0.10709 | 0 | 30.96 | 30.96 | 1 | 0 | 0 | 0 | 0
|  |  |  | 15.12 | 30.24 | 0 | 0 | 0 | 0 | 0 | 7.48 | 0.10709 | 0 | 30.24 | 30.24 | 1 | 0 | 0 | 0 | 0
|  |  |  | 18.04 | 36.08 | 0 | 0 | 0 | 0 | 0 | 7.48 | 0.10709 | 0 | 36.08 | 36.08 | 1 | 0 | 0 | 0 | 0
|  |  |  | 18.96 | 37.92 | 0 | 0 | 0 | 0 | 0 | 7.48 | 0.10709 | 0 | 37.92 | 37.92 | 1 | 0 | 0 | 0 | 0
|  |  |  | 20.36 | 40.72 | 0 | 0 | 0 | 0 | 0 | 7.48 | 0.10709 | 0 | 40.72 | 40.72 | 1 | 0 | 0 | 0 | 0
|  |  |  | 20.52 | 41.04 | 0 | 0 | 0 | 0 | 0 | 7.48 | 0.10709 | 0 | 41.04 | 41.04 | 1 | 0 | 0 | 0 | 0
|  |  |  | 17.4 | 34.8 | 0 | 0 | 0 | 0 | 0 | 7.48 | 0.10709 | 0 | 34.8 | 34.8 | 1 | 0 | 0 | 0 | 0
|  |  |  | 17.32 | 34.64 | 0 | 0 | 0 | 0 | 0 | 7.48 | 0.10709 | 0 | 34.64 | 34.64 | 1 | 0 | 0 | 0 | 0
|  |  |  | 23.24 | 46.48 | 0 | 0 | 0 | 0 | 0 | 7.48 | 0.10709 | 0 | 46.48 | 46.48 | 1 | 0 | 0 | 0 | 0
|  |  |  | 23.44 | 46.88 | 0 | 0 | 0 | 0 | 0 | 7.48 | 0.10709 | 0 | 46.88 | 46.88 | 1 | 0 | 0 | 0 | 0
|  |  |  | 23.96 | 47.92 | 0 | 0 | 0 | 0 | 0 | 7.48 | 0.12502 | 0 | 47.92 | 47.92 | 1 | 0 | 0 | 0 | 0
|  |  |  | 23.04 | 46.08 | 0 | 0 | 0 | 0 | 0 | 7.48 | 0.12502 | 0 | 46.08 | 46.08 | 1 | 0 | 0 | 0 | 0
|  |  |  | 22.76 | 45.52 | 0 | 0 | 0 | 0 | 0 | 7.48 | 0.12502 | 0 | 45.52 | 45.52 | 1 | 0 | 0 | 0 | 0
|  |  |  | 23.48 | 46.96 | 0 | 0 | 0 | 0 | 0 | 12.23 | 0.12502 | 0 | 46.96 | 46.96 | 1 | 0 | 0 | 0 | 0
|  |  |  | 24.28 | 48.56 | 0 | 0 | 0 | 0 | 0 | 12.23 | 0.12502 | 0 | 48.56 | 48.56 | 1 | 0 | 0 | 0 | 0
|  |  |  | 23.64 | 47.28 | 0 | 0 | 0 | 0 | 0 | 12.23 | 0.12502 | 0 | 47.28 | 47.28 | 1 | 0 | 0 | 0 | 0
|  |  |  | 23.8 | 47.6 | 0 | 0 | 0 | 0 | 0 | 12.23 | 0.12502 | 0 | 47.6 | 47.6 | 1 | 0 | 0 | 0 | 0
|  |  |  | 23.64 | 47.28 | 0 | 0 | 0 | 0 | 0 | 7.48 | 0.12502 | 0 | 47.28 | 47.28 | 1 | 0 | 0 | 0 | 0
|  |  |  | 21.88 | 43.76 | 0 | 0 | 0 | 0 | 0 | 7.48 | 0.12502 | 0 | 43.76 | 43.76 | 1 | 0 | 0 | 0 | 0
|  |  |  | 15.96 | 31.92 | 0 | 0 | 0 | 0 | 0 | 7.48 | 0.12502 | 0 | 31.92 | 29.242 | 0.2 | 0 | 2.678 | 0 | 0
|  |  |  | 16.36 | 32.72 | 0 | 0 | 0 | 0 | 0 | 7.48 | 0.10709 | 2.678 | 32.72 | 32.72 | 0.91885 | 0 | 0 | 0 | 0
|  |  |  | 18.68 | 37.36 | 0 | 0 | 0 | 0 | 0 | 7.48 | 0.10709 | 0.302 | 37.36 | 37.36 | 1 | 0 | 0 | 0 | 0
|  |  |  | 17.48 | 34.96 | 0 | 0 | 0 | 0 | 0 | 7.48 | 0.10709 | 0 | 34.96 | 34.96 | 1 | 0 | 0 | 0 | 0
|  |  |  | 12.96 | 25.92 | 0 | 0 | 0 | 0 | 0 | 7.48 | 0.10709 | 0 | 25.92 | 25.92 | 1 | 0 | 0 | 0 | 0
|  |  |  | 11 | 22 | 0 | 0 | 0 | 0 | 0 | 7.48 | 0.10709 | 0 | 22 | 22 | 1 | 0 | 0 | 0 | 0
|  |  |  | 14.44 | 28.88 | 0 | 0 | 0 | 0 | 0 | 7.48 | 0.10709 | 0 | 28.88 | 28.88 | 1 | 0 | 0 | 0 | 0
|  |  |  | 18.2 | 36.4 | 0 | 0 | 0 | 0 | 0 | 7.48 | 0.10709 | 0 | 36.4 | 36.4 | 1 | 0 | 0 | 0 | 0
|  |  |  | 15.72 | 31.44 | 0 | 0 | 0 | 0 | 0 | 7.48 | 0.10709 | 0 | 31.44 | 31.44 | 1 | 0 | 0 | 0 | 0
|  |  |  | 15.36 | 30.72 | 0 | 0 | 0 | 0 | 0 | 7.48 | 0.10709 | 0 | 30.72 | 30.72 | 1 | 0 | 0 | 0 | 0
|  |  |  | 18.76 | 37.52 | 0 | 0 | 0 | 0 | 0 | 7.48 | 0.10709 | 0 | 37.52 | 37.52 | 1 | 0 | 0 | 0 | 0
|  |  |  | 24 | 48 | 0 | 0 | 0 | 0 | 0 | 7.48 | 0.10709 | 0 | 48 | 48 | 1 | 0 | 0 | 0 | 0
|  |  |  | 27.08 | 54.16 | 0 | 0 | 0 | 0 | 0 | 7.48 | 0.10709 | 0 | 54.16 | 54.16 | 1 | 0 | 0 | 0 | 0
|  |  |  | 30.4 | 60.8 | 0 | 0 | 0 | 0 | 0 | 7.48 | 0.10709 | 0 | 60.8 | 60.8 | 1 | 0 | 0 | 0 | 0
|  |  |  | 33.56 | 67.12 | 0 | 0 | 0 | 0 | 0 | 7.48 | 0.10709 | 0 | 67.12 | 66.581 | 0.839 | 0 | 0.539 | 0 | 0
|  |  |  | 34.36 | 68.72 | 0 | 0 | 0 | 0 | 0 | 7.48 | 0.12502 | 0 | 68.72 | 66.581 | 0.2 | 0 | 2.139 | 0 | 0
|  |  |  | 30.56 | 61.12 | 0 | 0 | 0 | 0 | 0 | 7.48 | 0.12502 | 0 | 61.12 | 61.12 | 0.2 | 0 | 0 | 0 | 0
|  |  |  | 27.44 | 54.88 | 0 | 0 | 0 | 0 | 0 | 7.48 | 0.12502 | 0 | 54.88 | 54.88 | 0.2 | 0 | 0 | 0 | 0
|  |  |  | 26.6 | 53.2 | 0 | 0 | 0 | 0 | 0 | 12.23 | 0.12502 | 0 | 53.2 | 53.2 | 0.2 | 0 | 0 | 0 | 0
|  |  |  | 25.5267 | 51.0533 | 0 | 0 | 0 | 0 | 0 | 12.23 | 0.12502 | 0 | 51.053 | 51.053 | 0.2 | 0 | 0 | 0 | 0
|  |  |  | 23.6933 | 47.3866 | 0 | 0 | 0 | 0 | 0 | 12.23 | 0.12502 | 0 | 47.387 | 47.387 | 0.2 | 0 | 0 | 0 | 0
|  |  |  | 23.44 | 46.88 | 0 | 0 | 0 | 0 | 0 | 12.23 | 0.12502 | 0 | 46.88 | 46.88 | 0.2 | 0 | 0 | 0 | 0
|  |  |  | 25.56 | 51.12 | 0 | 0 | 0 | 0 | 0 | 7.48 | 0.12502 | 0 | 51.12 | 51.12 | 0.2 | 0 | 0 | 0 | 0
|  |  |  | 27.41 | 54.82 | 0 | 0 | 0 | 0 | 0 | 7.48 | 0.12502 | 0 | 54.82 | 54.82 | 0.2 | 0 | 0 | 0 | 0
|  |  |  | 26.89 | 53.78 | 0 | 0 | 0 | 0 | 0 | 7.48 | 0.12502 | 0 | 53.78 | 53.78 | 0.2 | 0 | 0 | 0 | 0
|  |  |  | 27.08 | 54.16 | 0 | 0 | 0 | 0 | 0 | 7.48 | 0.10709 | 2.678 | 54.16 | 54.16 | 0.91885 | 0 | 0 | 0 | 0
|  |  |  | 26.56 | 53.12 | 0 | 0 | 0 | 0 | 0 | 7.48 | 0.10709 | 0.302 | 53.12 | 53.12 | 1 | 0 | 0 | 0 | 0
|  |  |  | 21.28 | 42.56 | 0 | 0 | 0 | 0 | 0 | 7.48 | 0.10709 | 0 | 42.56 | 42.56 | 1 | 0 | 0 | 0 | 0
|  |  |  | 13.08 | 26.16 | 0 | 0 | 0 | 0 | 0 | 7.48 | 0.10709 | 0 | 26.16 | 26.16 | 1 | 0 | 0 | 0 | 0
|  |  |  | 11.44 | 22.88 | 0 | 0 | 0 | 0 | 0 | 7.48 | 0.10709 | 0 | 22.88 | 22.88 | 1 | 0 | 0 | 0 | 0
|  |  |  | 13.04 | 26.08 | 0 | 0 | 0 | 0 | 0 | 7.48 | 0.10709 | 0 | 26.08 | 26.08 | 1 | 0 | 0 | 0 | 0
|  |  |  | 14.76 | 29.52 | 0 | 0 | 0 | 0 | 0 | 7.48 | 0.10709 | 0 | 29.52 | 29.52 | 1 | 0 | 0 | 0 | 0
|  |  |  | 14.4 | 28.8 | 0 | 0 | 0 | 0 | 0 | 7.48 | 0.10709 | 0 | 28.8 | 28.8 | 1 | 0 | 0 | 0 | 0
|  |  |  | 15.52 | 31.04 | 0 | 0 | 0 | 0 | 0 | 7.48 | 0.10709 | 0 | 31.04 | 31.04 | 1 | 0 | 0 | 0 | 0
|  |  |  | 18 | 36 | 0 | 0 | 0 | 0 | 0 | 7.48 | 0.10709 | 0 | 36 | 36 | 1 | 0 | 0 | 0 | 0
|  |  |  | 25.16 | 50.32 | 0 | 0 | 0 | 0 | 0 | 7.48 | 0.10709 | 0 | 50.32 | 50.32 | 1 | 0 | 0 | 0 | 0
|  |  |  | 25.84 | 51.68 | 0 | 0 | 0 | 0 | 0 | 7.48 | 0.10709 | 0 | 51.68 | 51.68 | 1 | 0 | 0 | 0 | 0
|  |  |  | 32.2 | 64.4 | 0 | 0 | 0 | 0 | 0 | 7.48 | 0.10709 | 0 | 64.4 | 64.4 | 1 | 0 | 0 | 0 | 0
|  |  |  | 32.56 | 65.12 | 0 | 0 | 0 | 0 | 0 | 7.48 | 0.10709 | 0 | 65.12 | 65.12 | 1 | 0 | 0 | 0 | 0
|  |  |  | 31.16 | 62.32 | 0 | 0 | 0 | 0 | 0 | 7.48 | 0.10709 | 0 | 62.32 | 62.32 | 1 | 0 | 0 | 0 | 0
|  |  |  | 28.16 | 56.32 | 0 | 0 | 0 | 0 | 0 | 7.48 | 0.10709 | 0 | 56.32 | 56.32 | 1 | 0 | 0 | 0 | 0
|  |  |  | 27.24 | 54.48 | 0 | 0 | 0 | 0 | 0 | 7.48 | 0.10709 | 0 | 54.48 | 54.48 | 1 | 0 | 0 | 0 | 0
|  |  |  | 26.52 | 53.04 | 0 | 0 | 0 | 0 | 0 | 7.48 | 0.10709 | 0 | 53.04 | 53.04 | 1 | 0 | 0 | 0 | 0
|  |  |  | 24.36 | 48.72 | 0 | 0 | 0 | 0 | 0 | 7.48 | 0.10709 | 0 | 48.72 | 48.72 | 1 | 0 | 0 | 0 | 0
|  |  |  | 24.36 | 48.72 | 0 | 0 | 0 | 0 | 0 | 7.48 | 0.10709 | 0 | 48.72 | 48.72 | 1 | 0 | 0 | 0 | 0
|  |  |  | 24.56 | 49.12 | 0 | 0 | 0 | 0 | 0 | 7.48 | 0.10709 | 0 | 49.12 | 49.12 | 1 | 0 | 0 | 0 | 0
|  |  |  | 26.92 | 53.84 | 0 | 0 | 0 | 0 | 0 | 7.48 | 0.10709 | 0 | 53.84 | 53.84 | 1 | 0 | 0 | 0 | 0
|  |  |  | 26.8 | 53.6 | 0 | 0 | 0 | 0 | 0 | 7.48 | 0.10709 | 0 | 53.6 | 53.6 | 1 | 0 | 0 | 0 | 0
|  |  |  | 27.32 | 54.64 | 0 | 0 | 0 | 0 | 0 | 7.48 | 0.10709 | 0 | 54.64 | 54.64 | 1 | 0 | 0 | 0 | 0
|  |  |  | 26.6 | 53.2 | 0 | 0 | 0 | 0 | 0 | 7.48 | 0.10709 | 0 | 53.2 | 53.2 | 1 | 0 | 0 | 0 | 0
|  |  |  | 20.36 | 40.72 | 0 | 0 | 0 | 0 | 0 | 7.48 | 0.10709 | 0 | 40.72 | 40.72 | 1 | 0 | 0 | 0 | 0
|  |  |  | 17.28 | 34.56 | 0 | 0 | 0 | 0 | 0 | 7.48 | 0.10709 | 0 | 34.56 | 34.56 | 1 | 0 | 0 | 0 | 0
|  |  |  | 11.84 | 23.68 | 0 | 0 | 0 | 0 | 0 | 7.48 | 0.10709 | 0 | 23.68 | 23.68 | 1 | 0 | 0 | 0 | 0
|  |  |  | 9.44 | 18.88 | 0 | 0 | 0 | 0 | 0 | 7.48 | 0.10709 | 0 | 18.88 | 18.88 | 1 | 0 | 0 | 0 | 0
|  |  |  | 10.4 | 20.8 | 0 | 0 | 0 | 0 | 0 | 7.48 | 0.10709 | 0 | 20.8 | 20.8 | 1 | 0 | 0 | 0 | 0
|  |  |  | 11.88 | 23.76 | 0 | 0 | 0 | 0 | 0 | 7.48 | 0.10709 | 0 | 23.76 | 23.76 | 1 | 0 | 0 | 0 | 0
|  |  |  | 13.48 | 26.96 | 0 | 0 | 0 | 0 | 0 | 7.48 | 0.10709 | 0 | 26.96 | 26.96 | 1 | 0 | 0 | 0 | 0
|  |  |  | 14.92 | 29.84 | 0 | 0 | 0 | 0 | 0 | 7.48 | 0.10709 | 0 | 29.84 | 29.84 | 1 | 0 | 0 | 0 | 0
|  |  |  | 17.84 | 35.68 | 0 | 0 | 0 | 0 | 0 | 7.48 | 0.10709 | 0 | 35.68 | 35.68 | 1 | 0 | 0 | 0 | 0
|  |  |  | 24.92 | 49.84 | 0 | 0 | 0 | 0 | 0 | 7.48 | 0.10709 | 0 | 49.84 | 49.84 | 1 | 0 | 0 | 0 | 0
|  |  |  | 26.2 | 52.4 | 0 | 0 | 0 | 0 | 0 | 7.48 | 0.10709 | 0 | 52.4 | 52.4 | 1 | 0 | 0 | 0 | 0
|  |  |  | 28.2667 | 56.5333 | 0 | 0 | 0 | 0 | 0 | 7.48 | 0.10709 | 0 | 56.533 | 56.533 | 1 | 0 | 0 | 0 | 0
|  |  |  | 29.7867 | 59.5733 | 0 | 0 | 0 | 0 | 0 | 7.48 | 0.10709 | 0 | 59.573 | 59.573 | 1 | 0 | 0 | 0 | 0
|  |  |  | 33.16 | 66.32 | 0 | 0 | 0 | 0 | 0 | 7.48 | 0.10709 | 0 | 66.32 | 66.32 | 1 | 0 | 0 | 0 | 0
|  |  |  | 31.68 | 63.36 | 0 | 0 | 0 | 0 | 0 | 7.48 | 0.10709 | 0 | 63.36 | 63.36 | 1 | 0 | 0 | 0 | 0
|  |  |  | 27.96 | 55.92 | 0 | 0 | 0 | 0 | 0 | 7.48 | 0.10709 | 0 | 55.92 | 55.92 | 1 | 0 | 0 | 0 | 0
|  |  |  | 26.72 | 53.44 | 0 | 0 | 0 | 0 | 0 | 7.48 | 0.10709 | 0 | 53.44 | 53.44 | 1 | 0 | 0 | 0 | 0
|  |  |  | 26.68 | 53.36 | 0 | 0 | 0 | 0 | 0 | 7.48 | 0.10709 | 0 | 53.36 | 53.36 | 1 | 0 | 0 | 0 | 0
|  |  |  | 25.84 | 51.68 | 0 | 0 | 0 | 0 | 0 | 7.48 | 0.10709 | 0 | 51.68 | 51.68 | 1 | 0 | 0 | 0 | 0
|  |  |  | 24.24 | 48.48 | 0 | 0 | 0 | 0 | 0 | 7.48 | 0.10709 | 0 | 48.48 | 48.48 | 1 | 0 | 0 | 0 | 0
|  |  |  | 26.96 | 53.92 | 0 | 0 | 0 | 0 | 0 | 7.48 | 0.10709 | 0 | 53.92 | 53.92 | 1 | 0 | 0 | 0 | 0
|  |  |  | 27.76 | 55.52 | 0 | 0 | 0 | 0 | 0 | 7.48 | 0.10709 | 0 | 55.52 | 55.52 | 1 | 0 | 0 | 0 | 0
|  |  |  | 26.96 | 53.92 | 0 | 0 | 0 | 0 | 0 | 7.48 | 0.10709 | 0 | 53.92 | 53.92 | 1 | 0 | 0 | 0 | 0
|  |  |  | 26.36 | 52.72 | 0 | 0 | 0 | 0 | 0 | 7.48 | 0.10709 | 0 | 52.72 | 52.72 | 1 | 0 | 0 | 0 | 0
|  |  |  | 25.44 | 50.88 | 0 | 0 | 0 | 0 | 0 | 7.48 | 0.10709 | 0 | 50.88 | 50.88 | 1 | 0 | 0 | 0 | 0
|  |  |  | 18.28 | 36.56 | 0 | 0 | 0 | 0 | 0 | 7.48 | 0.10709 | 0 | 36.56 | 36.56 | 1 | 0 | 0 | 0 | 0
|  |  |  | 11.28 | 22.56 | 0 | 0 | 0 | 0 | 0 | 7.48 | 0.10709 | 0 | 22.56 | 22.56 | 1 | 0 | 0 | 0 | 0
|  |  |  | 9.68 | 19.36 | 0 | 0 | 0 | 0 | 0 | 7.48 | 0.10709 | 0 | 19.36 | 19.36 | 1 | 0 | 0 | 0 | 0
|  |  |  | 11.16 | 22.32 | 0 | 0 | 0 | 0 | 0 | 7.48 | 0.10709 | 0 | 22.32 | 22.32 | 1 | 0 | 0 | 0 | 0
|  |  |  | 12.56 | 25.12 | 0 | 0 | 0 | 0 | 0 | 7.48 | 0.10709 | 0 | 25.12 | 25.12 | 1 | 0 | 0 | 0 | 0
|  |  |  | 12.88 | 25.76 | 0 | 0 | 0 | 0 | 0 | 7.48 | 0.10709 | 0 | 25.76 | 25.76 | 1 | 0 | 0 | 0 | 0
|  |  |  | 14.04 | 28.08 | 0 | 0 | 0 | 0 | 0 | 7.48 | 0.10709 | 0 | 28.08 | 28.08 | 1 | 0 | 0 | 0 | 0
|  |  |  | 17.28 | 34.56 | 0 | 0 | 0 | 0 | 0 | 7.48 | 0.10709 | 0 | 34.56 | 34.56 | 1 | 0 | 0 | 0 | 0
|  |  |  | 24.6 | 49.2 | 0 | 0 | 0 | 0 | 0 | 7.48 | 0.10709 | 0 | 49.2 | 49.2 | 1 | 0 | 0 | 0 | 0
|  |  |  | 25.24 | 50.48 | 0 | 0 | 0 | 0 | 0 | 7.48 | 0.10709 | 0 | 50.48 | 50.48 | 1 | 0 | 0 | 0 | 0
|  |  |  | 26.68 | 53.36 | 0 | 0 | 0 | 0 | 0 | 7.48 | 0.10709 | 0 | 53.36 | 53.36 | 1 | 0 | 0 | 0 | 0
|  |  |  | 26.2 | 52.4 | 0 | 0 | 0 | 0 | 0 | 7.48 | 0.10709 | 0 | 52.4 | 52.4 | 1 | 0 | 0 | 0 | 0
|  |  |  | 31.08 | 62.16 | 0 | 0 | 0 | 0 | 0 | 7.48 | 0.12502 | 0 | 62.16 | 62.16 | 1 | 0 | 0 | 0 | 0
|  |  |  | 30.44 | 60.88 | 0 | 0 | 0 | 0 | 0 | 7.48 | 0.12502 | 0 | 60.88 | 60.88 | 1 | 0 | 0 | 0 | 0
|  |  |  | 27.08 | 54.16 | 0 | 0 | 0 | 0 | 0 | 7.48 | 0.12502 | 0 | 54.16 | 54.16 | 1 | 0 | 0 | 0 | 0
|  |  |  | 26.24 | 52.48 | 0 | 0 | 0 | 0 | 0 | 12.23 | 0.12502 | 0 | 52.48 | 52.48 | 1 | 0 | 0 | 0 | 0
|  |  |  | 25.7867 | 51.5733 | 0 | 0 | 0 | 0 | 0 | 12.23 | 0.12502 | 0 | 51.573 | 51.573 | 1 | 0 | 0 | 0 | 0
|  |  |  | 25.12 | 50.24 | 0 | 0 | 0 | 0 | 0 | 12.23 | 0.12502 | 0 | 50.24 | 50.24 | 1 | 0 | 0 | 0 | 0
|  |  |  | 24.36 | 48.72 | 0 | 0 | 0 | 0 | 0 | 12.23 | 0.12502 | 0 | 48.72 | 48.72 | 1 | 0 | 0 | 0 | 0
|  |  |  | 25.84 | 51.68 | 0 | 0 | 0 | 0 | 0 | 7.48 | 0.12502 | 0 | 51.68 | 51.68 | 1 | 0 | 0 | 0 | 0
|  |  |  | 25.96 | 51.92 | 0 | 0 | 0 | 0 | 0 | 7.48 | 0.12502 | 0 | 51.92 | 51.92 | 1 | 0 | 0 | 0 | 0
|  |  |  | 25.64 | 51.28 | 0 | 0 | 0 | 0 | 0 | 7.48 | 0.12502 | 0 | 51.28 | 48.602 | 0.2 | 0 | 2.678 | 0 | 0
|  |  |  | 25.44 | 50.88 | 0 | 0 | 0 | 0 | 0 | 7.48 | 0.10709 | 2.678 | 50.88 | 50.88 | 0.91885 | 0 | 0 | 0 | 0
|  |  |  | 24.36 | 48.72 | 0 | 0 | 0 | 0 | 0 | 7.48 | 0.10709 | 0.302 | 48.72 | 48.72 | 1 | 0 | 0 | 0 | 0
|  |  |  | 17.68 | 35.36 | 0 | 0 | 0 | 0 | 0 | 7.48 | 0.10709 | 0 | 35.36 | 35.36 | 1 | 0 | 0 | 0 | 0
|  |  |  | 12.32 | 24.64 | 0 | 0 | 0 | 0 | 0 | 7.48 | 0.10709 | 0 | 24.64 | 24.64 | 1 | 0 | 0 | 0 | 0
|  |  |  | 10.44 | 20.88 | 0 | 0 | 0 | 0 | 0 | 7.48 | 0.10709 | 0 | 20.88 | 20.88 | 1 | 0 | 0 | 0 | 0
|  |  |  | 11.48 | 22.96 | 0 | 0 | 0 | 0 | 0 | 7.48 | 0.10709 | 0 | 22.96 | 22.96 | 1 | 0 | 0 | 0 | 0
|  |  |  | 12.92 | 25.84 | 0 | 0 | 0 | 0 | 0 | 7.48 | 0.10709 | 0 | 25.84 | 25.84 | 1 | 0 | 0 | 0 | 0
|  |  |  | 13.72 | 27.44 | 0 | 0 | 0 | 0 | 0 | 7.48 | 0.10709 | 0 | 27.44 | 27.44 | 1 | 0 | 0 | 0 | 0
|  |  |  | 15.56 | 31.12 | 0 | 0 | 0 | 0 | 0 | 7.48 | 0.10709 | 0 | 31.12 | 31.12 | 1 | 0 | 0 | 0 | 0
|  |  |  | 18.16 | 36.32 | 0 | 0 | 0 | 0 | 0 | 7.48 | 0.10709 | 0 | 36.32 | 36.32 | 1 | 0 | 0 | 0 | 0
|  |  |  | 25.48 | 50.96 | 0 | 0 | 0 | 0 | 0 | 7.48 | 0.10709 | 0 | 50.96 | 50.96 | 1 | 0 | 0 | 0 | 0
|  |  |  | 26.4 | 52.8 | 0 | 0 | 0 | 0 | 0 | 7.48 | 0.10709 | 0 | 52.8 | 52.8 | 1 | 0 | 0 | 0 | 0
|  |  |  | 30.44 | 60.88 | 0 | 0 | 0 | 0 | 0 | 7.48 | 0.10709 | 0 | 60.88 | 60.88 | 1 | 0 | 0 | 0 | 0
|  |  |  | 27.8 | 55.6 | 0 | 0 | 0 | 0 | 0 | 7.48 | 0.10709 | 0 | 55.6 | 55.6 | 1 | 0 | 0 | 0 | 0
|  |  |  | 27.76 | 55.52 | 0 | 0 | 0 | 0 | 0 | 7.48 | 0.12502 | 0 | 55.52 | 55.52 | 1 | 0 | 0 | 0 | 0
|  |  |  | 30.96 | 61.92 | 0 | 0 | 0 | 0 | 0 | 7.48 | 0.12502 | 0 | 61.92 | 61.92 | 1 | 0 | 0 | 0 | 0
|  |  |  | 28.52 | 57.04 | 0 | 0 | 0 | 0 | 0 | 7.48 | 0.12502 | 0 | 57.04 | 57.04 | 1 | 0 | 0 | 0 | 0
|  |  |  | 25.56 | 51.12 | 0 | 0 | 0 | 0 | 0 | 12.23 | 0.12502 | 0 | 51.12 | 51.12 | 1 | 0 | 0 | 0 | 0
|  |  |  | 25.2 | 50.4 | 0 | 0 | 0 | 0 | 0 | 12.23 | 0.12502 | 0 | 50.4 | 50.4 | 1 | 0 | 0 | 0 | 0
|  |  |  | 25.68 | 51.36 | 0 | 0 | 0 | 0 | 0 | 12.23 | 0.12502 | 0 | 51.36 | 51.36 | 1 | 0 | 0 | 0 | 0
|  |  |  | 25.08 | 50.16 | 0 | 0 | 0 | 0 | 0 | 12.23 | 0.12502 | 0 | 50.16 | 50.16 | 1 | 0 | 0 | 0 | 0
|  |  |  | 27.12 | 54.24 | 0 | 0 | 0 | 0 | 0 | 7.48 | 0.12502 | 0 | 54.24 | 54.24 | 1 | 0 | 0 | 0 | 0
|  |  |  | 28.04 | 56.08 | 0 | 0 | 0 | 0 | 0 | 7.48 | 0.12502 | 0 | 56.08 | 56.08 | 1 | 0 | 0 | 0 | 0
|  |  |  | 28.48 | 56.96 | 0 | 0 | 0 | 0 | 0 | 7.48 | 0.12502 | 0 | 56.96 | 54.282 | 0.2 | 0 | 2.678 | 0 | 0
|  |  |  | 26.08 | 52.16 | 0 | 0 | 0 | 0 | 0 | 7.48 | 0.10709 | 2.678 | 52.16 | 52.16 | 0.91885 | 0 | 0 | 0 | 0
|  |  |  | 21.64 | 43.28 | 0 | 0 | 0 | 0 | 0 | 7.48 | 0.10709 | 0.302 | 43.28 | 43.28 | 1 | 0 | 0 | 0 | 0
|  |  |  | 21.04 | 42.08 | 0 | 0 | 0 | 0 | 0 | 7.48 | 0.10709 | 0 | 42.08 | 42.08 | 1 | 0 | 0 | 0 | 0
|  |  |  | 12.16 | 24.32 | 0 | 0 | 0 | 0 | 0 | 7.48 | 0.10709 | 0 | 24.32 | 24.32 | 1 | 0 | 0 | 0 | 0
|  |  |  | 9.32 | 18.64 | 0 | 0 | 0 | 0 | 0 | 7.48 | 0.10709 | 0 | 18.64 | 18.64 | 1 | 0 | 0 | 0 | 0
|  |  |  | 10.8533 | 21.7067 | 0 | 0 | 0 | 0 | 0 | 7.48 | 0.10709 | 0 | 21.707 | 21.707 | 1 | 0 | 0 | 0 | 0
|  |  |  | 14.0133 | 28.0267 | 0 | 0 | 0 | 0 | 0 | 7.48 | 0.10709 | 0 | 28.027 | 28.027 | 1 | 0 | 0 | 0 | 0
|  |  |  | 15.6933 | 31.3867 | 0 | 0 | 0 | 0 | 0 | 7.48 | 0.10709 | 0 | 31.387 | 31.387 | 1 | 0 | 0 | 0 | 0
|  |  |  | 17.7333 | 35.4667 | 0 | 0 | 0 | 0 | 0 | 7.48 | 0.10709 | 0 | 35.467 | 35.467 | 1 | 0 | 0 | 0 | 0
|  |  |  | 17.4133 | 34.8267 | 0 | 0 | 0 | 0 | 0 | 7.48 | 0.10709 | 0 | 34.827 | 34.827 | 1 | 0 | 0 | 0 | 0
|  |  |  | 17.48 | 34.96 | 0 | 0 | 0 | 0 | 0 | 7.48 | 0.10709 | 0 | 34.96 | 34.96 | 1 | 0 | 0 | 0 | 0
|  |  |  | 22.72 | 45.44 | 0 | 0 | 0 | 0 | 0 | 7.48 | 0.10709 | 0 | 45.44 | 45.44 | 1 | 0 | 0 | 0 | 0
|  |  |  | 23.08 | 46.16 | 0 | 0 | 0 | 0 | 0 | 7.48 | 0.10709 | 0 | 46.16 | 46.16 | 1 | 0 | 0 | 0 | 0
|  |  |  | 24.64 | 49.28 | 0 | 0 | 0 | 0 | 0 | 7.48 | 0.10709 | 0 | 49.28 | 49.28 | 1 | 0 | 0 | 0 | 0
|  |  |  | 23.28 | 46.56 | 0 | 0 | 0 | 0 | 0 | 7.48 | 0.12502 | 0 | 46.56 | 46.56 | 1 | 0 | 0 | 0 | 0
|  |  |  | 24.6 | 49.2 | 0 | 0 | 0 | 0 | 0 | 7.48 | 0.12502 | 0 | 49.2 | 49.2 | 1 | 0 | 0 | 0 | 0
|  |  |  | 23.48 | 46.96 | 0 | 0 | 0 | 0 | 0 | 7.48 | 0.12502 | 0 | 46.96 | 46.96 | 1 | 0 | 0 | 0 | 0
|  |  |  | 24.24 | 48.48 | 0 | 0 | 0 | 0 | 0 | 12.23 | 0.12502 | 0 | 48.48 | 48.48 | 1 | 0 | 0 | 0 | 0
|  |  |  | 23 | 46 | 0 | 0 | 0 | 0 | 0 | 12.23 | 0.12502 | 0 | 46 | 46 | 1 | 0 | 0 | 0 | 0
|  |  |  | 23.08 | 46.16 | 0 | 0 | 0 | 0 | 0 | 12.23 | 0.12502 | 0 | 46.16 | 46.16 | 1 | 0 | 0 | 0 | 0
|  |  |  | 24.96 | 49.92 | 0 | 0 | 0 | 0 | 0 | 12.23 | 0.12502 | 0 | 49.92 | 49.92 | 1 | 0 | 0 | 0 | 0
|  |  |  | 27.24 | 54.48 | 0 | 0 | 0 | 0 | 0 | 7.48 | 0.12502 | 0 | 54.48 | 54.48 | 1 | 0 | 0 | 0 | 0
|  |  |  | 23.56 | 47.12 | 0 | 0 | 0 | 0 | 0 | 7.48 | 0.12502 | 0 | 47.12 | 47.12 | 1 | 0 | 0 | 0 | 0
|  |  |  | 22.2 | 44.4 | 0 | 0 | 0 | 0 | 0 | 7.48 | 0.12502 | 0 | 44.4 | 41.722 | 0.2 | 0 | 2.678 | 0 | 0
|  |  |  | 23.08 | 46.16 | 0 | 0 | 0 | 0 | 0 | 7.48 | 0.10709 | 2.678 | 46.16 | 46.16 | 0.91885 | 0 | 0 | 0 | 0
|  |  |  | 22.92 | 45.84 | 0 | 0 | 0 | 0 | 0 | 7.48 | 0.10709 | 0.302 | 45.84 | 45.84 | 1 | 0 | 0 | 0 | 0
|  |  |  | 20.96 | 41.92 | 0 | 0 | 0 | 0 | 0 | 7.48 | 0.10709 | 0 | 41.92 | 41.92 | 1 | 0 | 0 | 0 | 0
|  |  |  | 17.84 | 35.68 | 0 | 0 | 0 | 0 | 0 | 7.48 | 0.10709 | 0 | 35.68 | 35.68 | 1 | 0 | 0 | 0 | 0
|  |  |  | 14.52 | 29.04 | 0 | 0 | 0 | 0 | 0 | 7.48 | 0.10709 | 0 | 29.04 | 29.04 | 1 | 0 | 0 | 0 | 0
|  |  |  | 14.48 | 28.96 | 0 | 0 | 0 | 0 | 0 | 7.48 | 0.10709 | 0 | 28.96 | 28.96 | 1 | 0 | 0 | 0 | 0
|  |  |  | 16.28 | 32.56 | 0 | 0 | 0 | 0 | 0 | 7.48 | 0.10709 | 0 | 32.56 | 32.56 | 1 | 0 | 0 | 0 | 0
|  |  |  | 18.44 | 36.88 | 0 | 0 | 0 | 0 | 0 | 7.48 | 0.10709 | 0 | 36.88 | 36.88 | 1 | 0 | 0 | 0 | 0
|  |  |  | 20.68 | 41.36 | 0 | 0 | 0 | 0 | 0 | 7.48 | 0.10709 | 0 | 41.36 | 41.36 | 1 | 0 | 0 | 0 | 0
|  |  |  | 22.04 | 44.08 | 0 | 0 | 0 | 0 | 0 | 7.48 | 0.10709 | 0 | 44.08 | 44.08 | 1 | 0 | 0 | 0 | 0
|  |  |  | 19.96 | 39.92 | 0 | 0 | 0 | 0 | 0 | 7.48 | 0.10709 | 0 | 39.92 | 39.92 | 1 | 0 | 0 | 0 | 0
|  |  |  | 17.12 | 34.24 | 0 | 0 | 0 | 0 | 0 | 7.48 | 0.10709 | 0 | 34.24 | 34.24 | 1 | 0 | 0 | 0 | 0
|  |  |  | 22.4 | 44.8 | 0 | 0 | 0 | 0 | 0 | 7.48 | 0.10709 | 0 | 44.8 | 44.8 | 1 | 0 | 0 | 0 | 0
|  |  |  | 22.4 | 44.8 | 0 | 0 | 0 | 0 | 0 | 7.48 | 0.10709 | 0 | 44.8 | 44.8 | 1 | 0 | 0 | 0 | 0
|  |  |  | 22.52 | 45.04 | 0 | 0 | 0 | 0 | 0 | 7.48 | 0.12502 | 0 | 45.04 | 45.04 | 1 | 0 | 0 | 0 | 0
|  |  |  | 22.56 | 45.12 | 0 | 0 | 0 | 0 | 0 | 7.48 | 0.12502 | 0 | 45.12 | 45.12 | 1 | 0 | 0 | 0 | 0
|  |  |  | 22.24 | 44.48 | 0 | 0 | 0 | 0 | 0 | 7.48 | 0.12502 | 0 | 44.48 | 44.48 | 1 | 0 | 0 | 0 | 0
|  |  |  | 23.52 | 47.04 | 0 | 0 | 0 | 0 | 0 | 12.23 | 0.12502 | 0 | 47.04 | 47.04 | 1 | 0 | 0 | 0 | 0
|  |  |  | 22.12 | 44.24 | 0 | 0 | 0 | 0 | 0 | 12.23 | 0.12502 | 0 | 44.24 | 44.24 | 1 | 0 | 0 | 0 | 0
|  |  |  | 24.08 | 48.16 | 0 | 0 | 0 | 0 | 0 | 12.23 | 0.12502 | 0 | 48.16 | 48.16 | 1 | 0 | 0 | 0 | 0
|  |  |  | 22.24 | 44.48 | 0 | 0 | 0 | 0 | 0 | 12.23 | 0.12502 | 0 | 44.48 | 44.48 | 1 | 0 | 0 | 0 | 0
|  |  |  | 21.64 | 43.28 | 0 | 0 | 0 | 0 | 0 | 7.48 | 0.12502 | 0 | 43.28 | 43.28 | 1 | 0 | 0 | 0 | 0
|  |  |  | 15.76 | 31.52 | 0 | 0 | 0 | 0 | 0 | 7.48 | 0.12502 | 0 | 31.52 | 31.52 | 1 | 0 | 0 | 0 | 0
|  |  |  | 15.28 | 30.56 | 0 | 0 | 0 | 0 | 0 | 7.48 | 0.12502 | 0 | 30.56 | 27.882 | 0.2 | 0 | 2.678 | 0 | 0
|  |  |  | 15.36 | 30.72 | 0 | 0 | 0 | 0 | 0 | 7.48 | 0.10709 | 2.678 | 30.72 | 30.72 | 0.91885 | 0 | 0 | 0 | 0
|  |  |  | 17.8 | 35.6 | 0 | 0 | 0 | 0 | 0 | 7.48 | 0.10709 | 0.302 | 35.6 | 35.6 | 1 | 0 | 0 | 0 | 0
|  |  |  | 16.72 | 33.44 | 0 | 0 | 0 | 0 | 0 | 7.48 | 0.10709 | 0 | 33.44 | 33.44 | 1 | 0 | 0 | 0 | 0
|  |  |  | 11.72 | 23.44 | 0 | 0 | 0 | 0 | 0 | 7.48 | 0.10709 | 0 | 23.44 | 23.44 | 1 | 0 | 0 | 0 | 0
|  |  |  | 9.84 | 19.68 | 0 | 0 | 0 | 0 | 0 | 7.48 | 0.10709 | 0 | 19.68 | 19.68 | 1 | 0 | 0 | 0 | 0
|  |  |  | 11.4 | 22.8 | 0 | 0 | 0 | 0 | 0 | 7.48 | 0.10709 | 0 | 22.8 | 22.8 | 1 | 0 | 0 | 0 | 0
|  |  |  | 12.12 | 24.24 | 0 | 0 | 0 | 0 | 0 | 7.48 | 0.10709 | 0 | 24.24 | 24.24 | 1 | 0 | 0 | 0 | 0
|  |  |  | 12.8 | 25.6 | 0 | 0 | 0 | 0 | 0 | 7.48 | 0.10709 | 0 | 25.6 | 25.6 | 1 | 0 | 0 | 0 | 0
|  |  |  | 14.44 | 28.88 | 0 | 0 | 0 | 0 | 0 | 7.48 | 0.10709 | 0 | 28.88 | 28.88 | 1 | 0 | 0 | 0 | 0
|  |  |  | 15.56 | 31.12 | 0 | 0 | 0 | 0 | 0 | 7.48 | 0.10709 | 0 | 31.12 | 31.12 | 1 | 0 | 0 | 0 | 0
|  |  |  | 22.48 | 44.96 | 0 | 0 | 0 | 0 | 0 | 7.48 | 0.10709 | 0 | 44.96 | 44.96 | 1 | 0 | 0 | 0 | 0
|  |  |  | 23.8 | 47.6 | 0 | 0 | 0 | 0 | 0 | 7.48 | 0.10709 | 0 | 47.6 | 47.6 | 1 | 0 | 0 | 0 | 0
|  |  |  | 28.44 | 56.88 | 0 | 0 | 0 | 0 | 0 | 7.48 | 0.10709 | 0 | 56.88 | 56.88 | 1 | 0 | 0 | 0 | 0
|  |  |  | 26.88 | 53.76 | 0 | 0 | 0 | 0 | 0 | 7.48 | 0.10709 | 0 | 53.76 | 53.76 | 1 | 0 | 0 | 0 | 0
|  |  |  | 28.36 | 56.72 | 0 | 0 | 0 | 0 | 0 | 7.48 | 0.12502 | 0 | 56.72 | 56.72 | 1 | 0 | 0 | 0 | 0
|  |  |  | 32.68 | 65.36 | 0 | 0 | 0 | 0 | 0 | 7.48 | 0.12502 | 0 | 65.36 | 65.36 | 1 | 0 | 0 | 0 | 0
|  |  |  | 28.2 | 56.4 | 0 | 0 | 0 | 0 | 0 | 7.48 | 0.12502 | 0 | 56.4 | 56.4 | 1 | 0 | 0 | 0 | 0
|  |  |  | 27.8 | 55.6 | 0 | 0 | 0 | 0 | 0 | 12.23 | 0.12502 | 0 | 55.6 | 55.6 | 1 | 0 | 0 | 0 | 0
|  |  |  | 25.84 | 51.68 | 0 | 0 | 0 | 0 | 0 | 12.23 | 0.12502 | 0 | 51.68 | 51.68 | 1 | 0 | 0 | 0 | 0
|  |  |  | 25.16 | 50.32 | 0 | 0 | 0 | 0 | 0 | 12.23 | 0.12502 | 0 | 50.32 | 50.32 | 1 | 0 | 0 | 0 | 0
|  |  |  | 22.8 | 45.6 | 0 | 0 | 0 | 0 | 0 | 12.23 | 0.12502 | 0 | 45.6 | 45.6 | 1 | 0 | 0 | 0 | 0
|  |  |  | 24.84 | 49.68 | 0 | 0 | 0 | 0 | 0 | 7.48 | 0.12502 | 0 | 49.68 | 49.68 | 1 | 0 | 0 | 0 | 0
|  |  |  | 27.4 | 54.8 | 0 | 0 | 0 | 0 | 0 | 7.48 | 0.12502 | 0 | 54.8 | 54.8 | 1 | 0 | 0 | 0 | 0
|  |  |  | 28.8 | 57.6 | 0 | 0 | 0 | 0 | 0 | 7.48 | 0.12502 | 0 | 57.6 | 54.922 | 0.2 | 0 | 2.678 | 0 | 0
|  |  |  | 28.64 | 57.28 | 0 | 0 | 0 | 0 | 0 | 7.48 | 0.10709 | 2.678 | 57.28 | 57.28 | 0.91885 | 0 | 0 | 0 | 0
|  |  |  | 25.24 | 50.48 | 0 | 0 | 0 | 0 | 0 | 7.48 | 0.10709 | 0.302 | 50.48 | 50.48 | 1 | 0 | 0 | 0 | 0
|  |  |  | 16.96 | 33.92 | 0 | 0 | 0 | 0 | 0 | 7.48 | 0.10709 | 0 | 33.92 | 33.92 | 1 | 0 | 0 | 0 | 0
|  |  |  | 12.2 | 24.4 | 0 | 0 | 0 | 0 | 0 | 7.48 | 0.10709 | 0 | 24.4 | 24.4 | 1 | 0 | 0 | 0 | 0
|  |  |  | 9.92 | 19.84 | 0 | 0 | 0 | 0 | 0 | 7.48 | 0.10709 | 0 | 19.84 | 19.84 | 1 | 0 | 0 | 0 | 0
|  |  |  | 11.28 | 22.56 | 0 | 0 | 0 | 0 | 0 | 7.48 | 0.10709 | 0 | 22.56 | 22.56 | 1 | 0 | 0 | 0 | 0
|  |  |  | 11.72 | 23.44 | 0 | 0 | 0 | 0 | 0 | 7.48 | 0.10709 | 0 | 23.44 | 23.44 | 1 | 0 | 0 | 0 | 0
|  |  |  | 12.76 | 25.52 | 0 | 0 | 0 | 0 | 0 | 7.48 | 0.10709 | 0 | 25.52 | 25.52 | 1 | 0 | 0 | 0 | 0
|  |  |  | 14.24 | 28.48 | 0 | 0 | 0 | 0 | 0 | 7.48 | 0.10709 | 0 | 28.48 | 28.48 | 1 | 0 | 0 | 0 | 0
|  |  |  | 17.08 | 34.16 | 0 | 0 | 0 | 0 | 0 | 7.48 | 0.10709 | 0 | 34.16 | 34.16 | 1 | 0 | 0 | 0 | 0
|  |  |  | 24.08 | 48.16 | 0 | 0 | 0 | 0 | 0 | 7.48 | 0.10709 | 0 | 48.16 | 48.16 | 1 | 0 | 0 | 0 | 0
|  |  |  | 24.76 | 49.52 | 0 | 0 | 0 | 0 | 0 | 7.48 | 0.10709 | 0 | 49.52 | 49.52 | 1 | 0 | 0 | 0 | 0
|  |  |  | 26 | 52 | 0 | 0 | 0 | 0 | 0 | 7.48 | 0.10709 | 0 | 52 | 52 | 1 | 0 | 0 | 0 | 0
|  |  |  | 26.92 | 53.84 | 0 | 0 | 0 | 0 | 0 | 7.48 | 0.10709 | 0 | 53.84 | 53.84 | 1 | 0 | 0 | 0 | 0
|  |  |  | 30.84 | 61.68 | 0 | 0 | 0 | 0 | 0 | 7.48 | 0.10709 | 0 | 61.68 | 61.68 | 1 | 0 | 0 | 0 | 0
|  |  |  | 33.2 | 66.4 | 0 | 0 | 0 | 0 | 0 | 7.48 | 0.10709 | 0 | 66.4 | 66.4 | 1 | 0 | 0 | 0 | 0
|  |  |  | 32 | 64 | 0 | 0 | 0 | 0 | 0 | 7.48 | 0.10709 | 0 | 64 | 64 | 1 | 0 | 0 | 0 | 0
|  |  |  | 25.2 | 50.4 | 0 | 0 | 0 | 0 | 0 | 7.48 | 0.10709 | 0 | 50.4 | 50.4 | 1 | 0 | 0 | 0 | 0
|  |  |  | 24.04 | 48.08 | 0 | 0 | 0 | 0 | 0 | 7.48 | 0.10709 | 0 | 48.08 | 48.08 | 1 | 0 | 0 | 0 | 0
|  |  |  | 29.16 | 58.32 | 0 | 0 | 0 | 0 | 0 | 7.48 | 0.10709 | 0 | 58.32 | 58.32 | 1 | 0 | 0 | 0 | 0
|  |  |  | 26.72 | 53.44 | 0 | 0 | 0 | 0 | 0 | 7.48 | 0.10709 | 0 | 53.44 | 53.44 | 1 | 0 | 0 | 0 | 0
|  |  |  | 26.96 | 53.92 | 0 | 0 | 0 | 0 | 0 | 7.48 | 0.10709 | 0 | 53.92 | 53.92 | 1 | 0 | 0 | 0 | 0
|  |  |  | 27.68 | 55.36 | 0 | 0 | 0 | 0 | 0 | 7.48 | 0.10709 | 0 | 55.36 | 55.36 | 1 | 0 | 0 | 0 | 0
|  |  |  | 27.68 | 55.36 | 0 | 0 | 0 | 0 | 0 | 7.48 | 0.10709 | 0 | 55.36 | 55.36 | 1 | 0 | 0 | 0 | 0
|  |  |  | 24.92 | 49.84 | 0 | 0 | 0 | 0 | 0 | 7.48 | 0.10709 | 0 | 49.84 | 49.84 | 1 | 0 | 0 | 0 | 0
|  |  |  | 18.64 | 37.28 | 0 | 0 | 0 | 0 | 0 | 7.48 | 0.10709 | 0 | 37.28 | 37.28 | 1 | 0 | 0 | 0 | 0
|  |  |  | 16.12 | 32.24 | 0 | 0 | 0 | 0 | 0 | 7.48 | 0.10709 | 0 | 32.24 | 32.24 | 1 | 0 | 0 | 0 | 0
|  |  |  | 11.2 | 22.4 | 0 | 0 | 0 | 0 | 0 | 7.48 | 0.10709 | 0 | 22.4 | 22.4 | 1 | 0 | 0 | 0 | 0
|  |  |  | 9.12 | 18.24 | 0 | 0 | 0 | 0 | 0 | 7.48 | 0.10709 | 0 | 18.24 | 18.24 | 1 | 0 | 0 | 0 | 0
|  |  |  | 10.68 | 21.36 | 0 | 0 | 0 | 0 | 0 | 7.48 | 0.10709 | 0 | 21.36 | 21.36 | 1 | 0 | 0 | 0 | 0
|  |  |  | 11.2 | 22.4 | 0 | 0 | 0 | 0 | 0 | 7.48 | 0.10709 | 0 | 22.4 | 22.4 | 1 | 0 | 0 | 0 | 0
|  |  |  | 13.36 | 26.72 | 0 | 0 | 0 | 0 | 0 | 7.48 | 0.10709 | 0 | 26.72 | 26.72 | 1 | 0 | 0 | 0 | 0
|  |  |  | 15.12 | 30.24 | 0 | 0 | 0 | 0 | 0 | 7.48 | 0.10709 | 0 | 30.24 | 30.24 | 1 | 0 | 0 | 0 | 0
|  |  |  | 20.4 | 40.8 | 0 | 0 | 0 | 0 | 0 | 7.48 | 0.10709 | 0 | 40.8 | 40.8 | 1 | 0 | 0 | 0 | 0
|  |  |  | 23.76 | 47.52 | 0 | 0 | 0 | 0 | 0 | 7.48 | 0.10709 | 0 | 47.52 | 47.52 | 1 | 0 | 0 | 0 | 0
|  |  |  | 25.56 | 51.12 | 0 | 0 | 0 | 0 | 0 | 7.48 | 0.10709 | 0 | 51.12 | 51.12 | 1 | 0 | 0 | 0 | 0
|  |  |  | 27.88 | 55.76 | 0 | 0 | 0 | 0 | 0 | 7.48 | 0.10709 | 0 | 55.76 | 55.76 | 1 | 0 | 0 | 0 | 0
|  |  |  | 31.84 | 63.68 | 0 | 0 | 0 | 0 | 0 | 7.48 | 0.10709 | 0 | 63.68 | 63.68 | 1 | 0 | 0 | 0 | 0
|  |  |  | 33.6 | 67.2 | 0 | 0 | 0 | 0 | 0 | 7.48 | 0.10709 | 0 | 67.2 | 66.581 | 0.8151 | 0 | 0.619 | 0 | 0
|  |  |  | 33 | 66 | 0 | 0 | 0 | 0 | 0 | 7.48 | 0.10709 | 0.581 | 66 | 66 | 0.97108 | 0 | 0 | 0 | 0
|  |  |  | 27.24 | 54.48 | 0 | 0 | 0 | 0 | 0 | 7.48 | 0.10709 | 0.108 | 54.48 | 54.48 | 1 | 0 | 0 | 0 | 0
|  |  |  | 24.88 | 49.76 | 0 | 0 | 0 | 0 | 0 | 7.48 | 0.10709 | 0 | 49.76 | 49.76 | 1 | 0 | 0 | 0 | 0
|  |  |  | 24.64 | 49.28 | 0 | 0 | 0 | 0 | 0 | 7.48 | 0.10709 | 0 | 49.28 | 49.28 | 1 | 0 | 0 | 0 | 0
|  |  |  | 24.64 | 49.28 | 0 | 0 | 0 | 0 | 0 | 7.48 | 0.10709 | 0 | 49.28 | 49.28 | 1 | 0 | 0 | 0 | 0
|  |  |  | 24.88 | 49.76 | 0 | 0 | 0 | 0 | 0 | 7.48 | 0.10709 | 0 | 49.76 | 49.76 | 1 | 0 | 0 | 0 | 0
|  |  |  | 26.68 | 53.36 | 0 | 0 | 0 | 0 | 0 | 7.48 | 0.10709 | 0 | 53.36 | 53.36 | 1 | 0 | 0 | 0 | 0
|  |  |  | 26.52 | 53.04 | 0 | 0 | 0 | 0 | 0 | 7.48 | 0.10709 | 0 | 53.04 | 53.04 | 1 | 0 | 0 | 0 | 0
|  |  |  | 25.2 | 50.4 | 0 | 0 | 0 | 0 | 0 | 7.48 | 0.10709 | 0 | 50.4 | 50.4 | 1 | 0 | 0 | 0 | 0
|  |  |  | 25.4 | 50.8 | 0 | 0 | 0 | 0 | 0 | 7.48 | 0.10709 | 0 | 50.8 | 50.8 | 1 | 0 | 0 | 0 | 0
|  |  |  | 24.04 | 48.08 | 0 | 0 | 0 | 0 | 0 | 7.48 | 0.10709 | 0 | 48.08 | 48.08 | 1 | 0 | 0 | 0 | 0
|  |  |  | 19.24 | 38.48 | 0 | 0 | 0 | 0 | 0 | 7.48 | 0.10709 | 0 | 38.48 | 38.48 | 1 | 0 | 0 | 0 | 0
|  |  |  | 10.64 | 21.28 | 0 | 0 | 0 | 0 | 0 | 7.48 | 0.10709 | 0 | 21.28 | 21.28 | 1 | 0 | 0 | 0 | 0
|  |  |  | 9.68 | 19.36 | 0 | 0 | 0 | 0 | 0 | 7.48 | 0.10709 | 0 | 19.36 | 19.36 | 1 | 0 | 0 | 0 | 0
|  |  |  | 10.6 | 21.2 | 0 | 0 | 0 | 0 | 0 | 7.48 | 0.10709 | 0 | 21.2 | 21.2 | 1 | 0 | 0 | 0 | 0
|  |  |  | 12.16 | 24.32 | 0 | 0 | 0 | 0 | 0 | 7.48 | 0.10709 | 0 | 24.32 | 24.32 | 1 | 0 | 0 | 0 | 0
|  |  |  | 13.6 | 27.2 | 0 | 0 | 0 | 0 | 0 | 7.48 | 0.10709 | 0 | 27.2 | 27.2 | 1 | 0 | 0 | 0 | 0
|  |  |  | 15.96 | 31.92 | 0 | 0 | 0 | 0 | 0 | 7.48 | 0.10709 | 0 | 31.92 | 31.92 | 1 | 0 | 0 | 0 | 0
|  |  |  | 18.6 | 37.2 | 0 | 0 | 0 | 0 | 0 | 7.48 | 0.10709 | 0 | 37.2 | 37.2 | 1 | 0 | 0 | 0 | 0
|  |  |  | 25.16 | 50.32 | 0 | 0 | 0 | 0 | 0 | 7.48 | 0.10709 | 0 | 50.32 | 50.32 | 1 | 0 | 0 | 0 | 0
|  |  |  | 25.36 | 50.72 | 0 | 0 | 0 | 0 | 0 | 7.48 | 0.10709 | 0 | 50.72 | 50.72 | 1 | 0 | 0 | 0 | 0
|  |  |  | 26.36 | 52.72 | 0 | 0 | 0 | 0 | 0 | 7.48 | 0.10709 | 0 | 52.72 | 52.72 | 1 | 0 | 0 | 0 | 0
|  |  |  | 25.96 | 51.92 | 0 | 0 | 0 | 0 | 0 | 7.48 | 0.10709 | 0 | 51.92 | 51.92 | 1 | 0 | 0 | 0 | 0
|  |  |  | 31.68 | 63.36 | 0 | 0 | 0 | 0 | 0 | 7.48 | 0.12502 | 0 | 63.36 | 63.36 | 1 | 0 | 0 | 0 | 0
|  |  |  | 28.36 | 56.72 | 0 | 0 | 0 | 0 | 0 | 7.48 | 0.12502 | 0 | 56.72 | 56.72 | 1 | 0 | 0 | 0 | 0
|  |  |  | 27.64 | 55.28 | 0 | 0 | 0 | 0 | 0 | 7.48 | 0.12502 | 0 | 55.28 | 55.28 | 1 | 0 | 0 | 0 | 0
|  |  |  | 26.6 | 53.2 | 0 | 0 | 0 | 0 | 0 | 12.23 | 0.12502 | 0 | 53.2 | 53.2 | 1 | 0 | 0 | 0 | 0
|  |  |  | 24.6 | 49.2 | 0 | 0 | 0 | 0 | 0 | 12.23 | 0.12502 | 0 | 49.2 | 49.2 | 1 | 0 | 0 | 0 | 0
|  |  |  | 24.16 | 48.32 | 0 | 0 | 0 | 0 | 0 | 12.23 | 0.12502 | 0 | 48.32 | 48.32 | 1 | 0 | 0 | 0 | 0
|  |  |  | 23.72 | 47.44 | 0 | 0 | 0 | 0 | 0 | 12.23 | 0.12502 | 0 | 47.44 | 47.44 | 1 | 0 | 0 | 0 | 0
|  |  |  | 27.96 | 55.92 | 0 | 0 | 0 | 0 | 0 | 7.48 | 0.12502 | 0 | 55.92 | 55.92 | 1 | 0 | 0 | 0 | 0
|  |  |  | 26.152 | 52.304 | 0 | 0 | 0 | 0 | 0 | 7.48 | 0.12502 | 0 | 52.304 | 52.304 | 1 | 0 | 0 | 0 | 0
|  |  |  | 25.168 | 50.336 | 0 | 0 | 0 | 0 | 0 | 7.48 | 0.12502 | 0 | 50.336 | 47.658 | 0.2 | 0 | 2.678 | 0 | 0
|  |  |  | 24.96 | 49.92 | 0 | 0 | 0 | 0 | 0 | 7.48 | 0.10709 | 2.678 | 49.92 | 49.92 | 0.91885 | 0 | 0 | 0 | 0
|  |  |  | 23.92 | 47.84 | 0 | 0 | 0 | 0 | 0 | 7.48 | 0.10709 | 0.302 | 47.84 | 47.84 | 1 | 0 | 0 | 0 | 0
|  |  |  | 18.64 | 37.28 | 0 | 0 | 0 | 0 | 0 | 7.48 | 0.10709 | 0 | 37.28 | 37.28 | 1 | 0 | 0 | 0 | 0
|  |  |  | 12.76 | 25.52 | 0 | 0 | 0 | 0 | 0 | 7.48 | 0.10709 | 0 | 25.52 | 25.52 | 1 | 0 | 0 | 0 | 0
|  |  |  | 10.4 | 20.8 | 0 | 0 | 0 | 0 | 0 | 7.48 | 0.10709 | 0 | 20.8 | 20.8 | 1 | 0 | 0 | 0 | 0
|  |  |  | 10.16 | 20.32 | 0 | 0 | 0 | 0 | 0 | 7.48 | 0.10709 | 0 | 20.32 | 20.32 | 1 | 0 | 0 | 0 | 0
|  |  |  | 12.04 | 24.08 | 0 | 0 | 0 | 0 | 0 | 7.48 | 0.10709 | 0 | 24.08 | 24.08 | 1 | 0 | 0 | 0 | 0
|  |  |  | 13.48 | 26.96 | 0 | 0 | 0 | 0 | 0 | 7.48 | 0.10709 | 0 | 26.96 | 26.96 | 1 | 0 | 0 | 0 | 0
|  |  |  | 15.92 | 31.84 | 0 | 0 | 0 | 0 | 0 | 7.48 | 0.10709 | 0 | 31.84 | 31.84 | 1 | 0 | 0 | 0 | 0
|  |  |  | 18 | 36 | 0 | 0 | 0 | 0 | 0 | 7.48 | 0.10709 | 0 | 36 | 36 | 1 | 0 | 0 | 0 | 0
|  |  |  | 25.36 | 50.72 | 0 | 0 | 0 | 0 | 0 | 7.48 | 0.10709 | 0 | 50.72 | 50.72 | 1 | 0 | 0 | 0 | 0
|  |  |  | 27.64 | 55.28 | 0 | 0 | 0 | 0 | 0 | 7.48 | 0.10709 | 0 | 55.28 | 55.28 | 1 | 0 | 0 | 0 | 0
|  |  |  | 28.6 | 57.2 | 0 | 0 | 0 | 0 | 0 | 7.48 | 0.10709 | 0 | 57.2 | 57.2 | 1 | 0 | 0 | 0 | 0
|  |  |  | 27.52 | 55.04 | 0 | 0 | 0 | 0 | 0 | 7.48 | 0.10709 | 0 | 55.04 | 55.04 | 1 | 0 | 0 | 0 | 0
|  |  |  | 31.2 | 62.4 | 0 | 0 | 0 | 0 | 0 | 7.48 | 0.12502 | 0 | 62.4 | 62.4 | 1 | 0 | 0 | 0 | 0
|  |  |  | 28.64 | 57.28 | 0 | 0 | 0 | 0 | 0 | 7.48 | 0.12502 | 0 | 57.28 | 57.28 | 1 | 0 | 0 | 0 | 0
|  |  |  | 27.92 | 55.84 | 0 | 0 | 0 | 0 | 0 | 7.48 | 0.12502 | 0 | 55.84 | 55.84 | 1 | 0 | 0 | 0 | 0
|  |  |  | 28.56 | 57.12 | 0 | 0 | 0 | 0 | 0 | 12.23 | 0.12502 | 0 | 57.12 | 57.12 | 1 | 0 | 0 | 0 | 0
|  |  |  | 32.4 | 64.8 | 0 | 0 | 0 | 0 | 0 | 12.23 | 0.12502 | 0 | 64.8 | 62.821 | 0.4088 | 0 | 1.979 | 0 | 0
|  |  |  | 31.76 | 63.52 | 0 | 0 | 0 | 0 | 0 | 12.23 | 0.12502 | 0 | 63.52 | 62.821 | 0.2 | 0 | 0.699 | 0 | 0
|  |  |  | 28.4 | 56.8 | 0 | 0 | 0 | 0 | 0 | 12.23 | 0.12502 | 0 | 56.8 | 56.8 | 0.2 | 0 | 0 | 0 | 0
|  |  |  | 27.64 | 55.28 | 0 | 0 | 0 | 0 | 0 | 7.48 | 0.12502 | 0 | 55.28 | 55.28 | 0.2 | 0 | 0 | 0 | 0
|  |  |  | 29.04 | 58.08 | 0 | 0 | 0 | 0 | 0 | 7.48 | 0.12502 | 0 | 58.08 | 58.08 | 0.2 | 0 | 0 | 0 | 0
|  |  |  | 30.56 | 61.12 | 0 | 0 | 0 | 0 | 0 | 7.48 | 0.12502 | 0 | 61.12 | 61.12 | 0.2 | 0 | 0 | 0 | 0
|  |  |  | 27.56 | 55.12 | 0 | 0 | 0 | 0 | 0 | 7.48 | 0.10709 | 2.678 | 55.12 | 55.12 | 0.91885 | 0 | 0 | 0 | 0
|  |  |  | 22.4 | 44.8 | 0 | 0 | 0 | 0 | 0 | 7.48 | 0.10709 | 0.302 | 44.8 | 44.8 | 1 | 0 | 0 | 0 | 0
|  |  |  | 22.36 | 44.72 | 0 | 0 | 0 | 0 | 0 | 7.48 | 0.10709 | 0 | 44.72 | 44.72 | 1 | 0 | 0 | 0 | 0
|  |  |  | 15.92 | 31.84 | 0 | 0 | 0 | 0 | 0 | 7.48 | 0.10709 | 0 | 31.84 | 31.84 | 1 | 0 | 0 | 0 | 0
|  |  |  | 14.12 | 28.24 | 0 | 0 | 0 | 0 | 0 | 7.48 | 0.10709 | 0 | 28.24 | 28.24 | 1 | 0 | 0 | 0 | 0
|  |  |  | 13.56 | 27.12 | 0 | 0 | 0 | 0 | 0 | 7.48 | 0.10709 | 0 | 27.12 | 27.12 | 1 | 0 | 0 | 0 | 0
|  |  |  | 13.6 | 27.2 | 0 | 0 | 0 | 0 | 0 | 7.48 | 0.10709 | 0 | 27.2 | 27.2 | 1 | 0 | 0 | 0 | 0
|  |  |  | 16.7733 | 33.5467 | 0 | 0 | 0 | 0 | 0 | 7.48 | 0.10709 | 0 | 33.547 | 33.547 | 1 | 0 | 0 | 0 | 0
|  |  |  | 18.7067 | 37.4133 | 0 | 0 | 0 | 0 | 0 | 7.48 | 0.10709 | 0 | 37.413 | 37.413 | 1 | 0 | 0 | 0 | 0
|  |  |  | 16.56 | 33.12 | 0 | 0 | 0 | 0 | 0 | 7.48 | 0.10709 | 0 | 33.12 | 33.12 | 1 | 0 | 0 | 0 | 0
|  |  |  | 15.88 | 31.76 | 0 | 0 | 0 | 0 | 0 | 7.48 | 0.10709 | 0 | 31.76 | 31.76 | 1 | 0 | 0 | 0 | 0
|  |  |  | 22.8 | 45.6 | 0 | 0 | 0 | 0 | 0 | 7.48 | 0.10709 | 0 | 45.6 | 45.6 | 1 | 0 | 0 | 0 | 0
|  |  |  | 23.64 | 47.28 | 0 | 0 | 0 | 0 | 0 | 7.48 | 0.10709 | 0 | 47.28 | 47.28 | 1 | 0 | 0 | 0 | 0
|  |  |  | 25.04 | 50.08 | 0 | 0 | 0 | 0 | 0 | 7.48 | 0.10709 | 0 | 50.08 | 50.08 | 1 | 0 | 0 | 0 | 0
|  |  |  | 24.6 | 49.2 | 0 | 0 | 0 | 0 | 0 | 7.48 | 0.12502 | 0 | 49.2 | 49.2 | 1 | 0 | 0 | 0 | 0
|  |  |  | 25.04 | 50.08 | 0 | 0 | 0 | 0 | 0 | 7.48 | 0.12502 | 0 | 50.08 | 50.08 | 1 | 0 | 0 | 0 | 0
|  |  |  | 24.44 | 48.88 | 0 | 0 | 0 | 0 | 0 | 7.48 | 0.12502 | 0 | 48.88 | 48.88 | 1 | 0 | 0 | 0 | 0
|  |  |  | 24.28 | 48.56 | 0 | 0 | 0 | 0 | 0 | 12.23 | 0.12502 | 0 | 48.56 | 48.56 | 1 | 0 | 0 | 0 | 0
|  |  |  | 25.44 | 50.88 | 0 | 0 | 0 | 0 | 0 | 12.23 | 0.12502 | 0 | 50.88 | 50.88 | 1 | 0 | 0 | 0 | 0
|  |  |  | 27.08 | 54.16 | 0 | 0 | 0 | 0 | 0 | 12.23 | 0.12502 | 0 | 54.16 | 54.16 | 1 | 0 | 0 | 0 | 0
|  |  |  | 28 | 56 | 0 | 0 | 0 | 0 | 0 | 12.23 | 0.12502 | 0 | 56 | 56 | 1 | 0 | 0 | 0 | 0
|  |  |  | 26 | 52 | 0 | 0 | 0 | 0 | 0 | 7.48 | 0.12502 | 0 | 52 | 52 | 1 | 0 | 0 | 0 | 0
|  |  |  | 22.16 | 44.32 | 0 | 0 | 0 | 0 | 0 | 7.48 | 0.12502 | 0 | 44.32 | 44.32 | 1 | 0 | 0 | 0 | 0
|  |  |  | 21.88 | 43.76 | 0 | 0 | 0 | 0 | 0 | 7.48 | 0.12502 | 0 | 43.76 | 41.082 | 0.2 | 0 | 2.678 | 0 | 0
|  |  |  | 22.36 | 44.72 | 0 | 0 | 0 | 0 | 0 | 7.48 | 0.10709 | 2.678 | 44.72 | 44.72 | 0.91885 | 0 | 0 | 0 | 0
|  |  |  | 23.24 | 46.48 | 0 | 0 | 0 | 0 | 0 | 7.48 | 0.10709 | 0.302 | 46.48 | 46.48 | 1 | 0 | 0 | 0 | 0
|  |  |  | 19.52 | 39.04 | 0 | 0 | 0 | 0 | 0 | 7.48 | 0.10709 | 0 | 39.04 | 39.04 | 1 | 0 | 0 | 0 | 0
|  |  |  | 12.52 | 25.04 | 0 | 0 | 0 | 0 | 0 | 7.48 | 0.10709 | 0 | 25.04 | 25.04 | 1 | 0 | 0 | 0 | 0
|  |  |  | 10.72 | 21.44 | 0 | 0 | 0 | 0 | 0 | 7.48 | 0.10709 | 0 | 21.44 | 21.44 | 1 | 0 | 0 | 0 | 0
|  |  |  | 10.4 | 20.8 | 0 | 0 | 0 | 0 | 0 | 7.48 | 0.10709 | 0 | 20.8 | 20.8 | 1 | 0 | 0 | 0 | 0
|  |  |  | 16.72 | 33.44 | 0 | 0 | 0 | 0 | 0 | 7.48 | 0.10709 | 0 | 33.44 | 33.44 | 1 | 0 | 0 | 0 | 0
|  |  |  | 18.52 | 37.04 | 0 | 0 | 0 | 0 | 0 | 7.48 | 0.10709 | 0 | 37.04 | 37.04 | 1 | 0 | 0 | 0 | 0
|  |  |  | 14.36 | 28.72 | 0 | 0 | 0 | 0 | 0 | 7.48 | 0.10709 | 0 | 28.72 | 28.72 | 1 | 0 | 0 | 0 | 0
|  |  |  | 15.04 | 30.08 | 0 | 0 | 0 | 0 | 0 | 7.48 | 0.10709 | 0 | 30.08 | 30.08 | 1 | 0 | 0 | 0 | 0
|  |  |  | 16.04 | 32.08 | 0 | 0 | 0 | 0 | 0 | 7.48 | 0.10709 | 0 | 32.08 | 32.08 | 1 | 0 | 0 | 0 | 0
|  |  |  | 16.04 | 32.08 | 0 | 0 | 0 | 0 | 0 | 7.48 | 0.10709 | 0 | 32.08 | 32.08 | 1 | 0 | 0 | 0 | 0
|  |  |  | 22.36 | 44.72 | 0 | 0 | 0 | 0 | 0 | 7.48 | 0.10709 | 0 | 44.72 | 44.72 | 1 | 0 | 0 | 0 | 0
|  |  |  | 23.68 | 47.36 | 0 | 0 | 0 | 0 | 0 | 7.48 | 0.10709 | 0 | 47.36 | 47.36 | 1 | 0 | 0 | 0 | 0
|  |  |  | 23.2 | 46.4 | 0 | 0 | 0 | 0 | 0 | 7.48 | 0.12502 | 0 | 46.4 | 46.4 | 1 | 0 | 0 | 0 | 0
|  |  |  | 23 | 46 | 0 | 0 | 0 | 0 | 0 | 7.48 | 0.12502 | 0 | 46 | 46 | 1 | 0 | 0 | 0 | 0
|  |  |  | 22.84 | 45.68 | 0 | 0 | 0 | 0 | 0 | 7.48 | 0.12502 | 0 | 45.68 | 45.68 | 1 | 0 | 0 | 0 | 0
|  |  |  | 22.8 | 45.6 | 0 | 0 | 0 | 0 | 0 | 12.23 | 0.12502 | 0 | 45.6 | 45.6 | 1 | 0 | 0 | 0 | 0
|  |  |  | 23.68 | 47.36 | 0 | 0 | 0 | 0 | 0 | 12.23 | 0.12502 | 0 | 47.36 | 47.36 | 1 | 0 | 0 | 0 | 0
|  |  |  | 23.64 | 47.28 | 0 | 0 | 0 | 0 | 0 | 12.23 | 0.12502 | 0 | 47.28 | 47.28 | 1 | 0 | 0 | 0 | 0
|  |  |  | 23.2 | 46.4 | 0 | 0 | 0 | 0 | 0 | 12.23 | 0.12502 | 0 | 46.4 | 46.4 | 1 | 0 | 0 | 0 | 0
|  |  |  | 25.44 | 50.88 | 0 | 0 | 0 | 0 | 0 | 7.48 | 0.12502 | 0 | 50.88 | 50.88 | 1 | 0 | 0 | 0 | 0
|  |  |  | 24.64 | 49.28 | 0 | 0 | 0 | 0 | 0 | 7.48 | 0.12502 | 0 | 49.28 | 49.28 | 1 | 0 | 0 | 0 | 0
|  |  |  | 23.12 | 46.24 | 0 | 0 | 0 | 0 | 0 | 7.48 | 0.12502 | 0 | 46.24 | 43.562 | 0.2 | 0 | 2.678 | 0 | 0
|  |  |  | 22.96 | 45.92 | 0 | 0 | 0 | 0 | 0 | 7.48 | 0.10709 | 2.678 | 45.92 | 45.92 | 0.91885 | 0 | 0 | 0 | 0
|  |  |  | 24.28 | 48.56 | 0 | 0 | 0 | 0 | 0 | 7.48 | 0.10709 | 0.302 | 48.56 | 48.56 | 1 | 0 | 0 | 0 | 0
|  |  |  | 23.96 | 47.92 | 0 | 0 | 0 | 0 | 0 | 7.48 | 0.10709 | 0 | 47.92 | 47.92 | 1 | 0 | 0 | 0 | 0
|  |  |  | 18.52 | 37.04 | 0 | 0 | 0 | 0 | 0 | 7.48 | 0.10709 | 0 | 37.04 | 37.04 | 1 | 0 | 0 | 0 | 0
|  |  |  | 16.4 | 32.8 | 0 | 0 | 0 | 0 | 0 | 7.48 | 0.10709 | 0 | 32.8 | 32.8 | 1 | 0 | 0 | 0 | 0
|  |  |  | 16.08 | 32.16 | 0 | 0 | 0 | 0 | 0 | 7.48 | 0.10709 | 0 | 32.16 | 32.16 | 1 | 0 | 0 | 0 | 0
|  |  |  | 18.52 | 37.04 | 0 | 0 | 0 | 0 | 0 | 7.48 | 0.10709 | 0 | 37.04 | 37.04 | 1 | 0 | 0 | 0 | 0
|  |  |  | 16.28 | 32.56 | 0 | 0 | 0 | 0 | 0 | 7.48 | 0.10709 | 0 | 32.56 | 32.56 | 1 | 0 | 0 | 0 | 0
|  |  |  | 14.88 | 29.76 | 0 | 0 | 0 | 0 | 0 | 7.48 | 0.10709 | 0 | 29.76 | 29.76 | 1 | 0 | 0 | 0 | 0
|  |  |  | 17.76 | 35.52 | 0 | 0 | 0 | 0 | 0 | 7.48 | 0.10709 | 0 | 35.52 | 35.52 | 1 | 0 | 0 | 0 | 0
|  |  |  | 23.84 | 47.68 | 0 | 0 | 0 | 0 | 0 | 7.48 | 0.10709 | 0 | 47.68 | 47.68 | 1 | 0 | 0 | 0 | 0
|  |  |  | 25.78 | 51.56 | 0 | 0 | 0 | 0 | 0 | 7.48 | 0.10709 | 0 | 51.56 | 51.56 | 1 | 0 | 0 | 0 | 0
|  |  |  | 28.28 | 56.56 | 0 | 0 | 0 | 0 | 0 | 7.48 | 0.10709 | 0 | 56.56 | 56.56 | 1 | 0 | 0 | 0 | 0
|  |  |  | 29.52 | 59.04 | 0 | 0 | 0 | 0 | 0 | 7.48 | 0.10709 | 0 | 59.04 | 59.04 | 1 | 0 | 0 | 0 | 0
|  |  |  | 29.04 | 58.08 | 0 | 0 | 0 | 0 | 0 | 7.48 | 0.12502 | 0 | 58.08 | 58.08 | 1 | 0 | 0 | 0 | 0
|  |  |  | 31.52 | 63.04 | 0 | 0 | 0 | 0 | 0 | 7.48 | 0.12502 | 0 | 63.04 | 63.04 | 1 | 0 | 0 | 0 | 0
|  |  |  | 29.6 | 59.2 | 0 | 0 | 0 | 0 | 0 | 7.48 | 0.12502 | 0 | 59.2 | 59.2 | 1 | 0 | 0 | 0 | 0
|  |  |  | 26.48 | 52.96 | 0 | 0 | 0 | 0 | 0 | 12.23 | 0.12502 | 0 | 52.96 | 52.96 | 1 | 0 | 0 | 0 | 0
|  |  |  | 24.5467 | 49.0933 | 0 | 0 | 0 | 0 | 0 | 12.23 | 0.12502 | 0 | 49.093 | 49.093 | 1 | 0 | 0 | 0 | 0
|  |  |  | 22.9733 | 45.9467 | 0 | 0 | 0 | 0 | 0 | 12.23 | 0.12502 | 0 | 45.947 | 45.947 | 1 | 0 | 0 | 0 | 0
|  |  |  | 23.28 | 46.56 | 0 | 0 | 0 | 0 | 0 | 12.23 | 0.12502 | 0 | 46.56 | 46.56 | 1 | 0 | 0 | 0 | 0
|  |  |  | 24.96 | 49.92 | 0 | 0 | 0 | 0 | 0 | 7.48 | 0.12502 | 0 | 49.92 | 49.92 | 1 | 0 | 0 | 0 | 0
|  |  |  | 26.92 | 53.84 | 0 | 0 | 0 | 0 | 0 | 7.48 | 0.12502 | 0 | 53.84 | 53.84 | 1 | 0 | 0 | 0 | 0
|  |  |  | 27.04 | 54.08 | 0 | 0 | 0 | 0 | 0 | 7.48 | 0.12502 | 0 | 54.08 | 51.402 | 0.2 | 0 | 2.678 | 0 | 0
|  |  |  | 27.8 | 55.6 | 0 | 0 | 0 | 0 | 0 | 7.48 | 0.10709 | 2.678 | 55.6 | 55.6 | 0.91885 | 0 | 0 | 0 | 0
|  |  |  | 26.12 | 52.24 | 0 | 0 | 0 | 0 | 0 | 7.48 | 0.10709 | 0.302 | 52.24 | 52.24 | 1 | 0 | 0 | 0 | 0
|  |  |  | 21.28 | 42.56 | 0 | 0 | 0 | 0 | 0 | 7.48 | 0.10709 | 0 | 42.56 | 42.56 | 1 | 0 | 0 | 0 | 0
|  |  |  | 11.68 | 23.36 | 0 | 0 | 0 | 0 | 0 | 7.48 | 0.10709 | 0 | 23.36 | 23.36 | 1 | 0 | 0 | 0 | 0
|  |  |  | 9.68 | 19.36 | 0 | 0 | 0 | 0 | 0 | 7.48 | 0.10709 | 0 | 19.36 | 19.36 | 1 | 0 | 0 | 0 | 0
|  |  |  | 11.4 | 22.8 | 0 | 0 | 0 | 0 | 0 | 7.48 | 0.10709 | 0 | 22.8 | 22.8 | 1 | 0 | 0 | 0 | 0
|  |  |  | 17.8 | 35.6 | 0 | 0 | 0 | 0 | 0 | 7.48 | 0.10709 | 0 | 35.6 | 35.6 | 1 | 0 | 0 | 0 | 0
|  |  |  | 16.16 | 32.32 | 0 | 0 | 0 | 0 | 0 | 7.48 | 0.10709 | 0 | 32.32 | 32.32 | 1 | 0 | 0 | 0 | 0
|  |  |  | 15.48 | 30.96 | 0 | 0 | 0 | 0 | 0 | 7.48 | 0.10709 | 0 | 30.96 | 30.96 | 1 | 0 | 0 | 0 | 0
|  |  |  | 18.04 | 36.08 | 0 | 0 | 0 | 0 | 0 | 7.48 | 0.10709 | 0 | 36.08 | 36.08 | 1 | 0 | 0 | 0 | 0
|  |  |  | 24.88 | 49.76 | 0 | 0 | 0 | 0 | 0 | 7.48 | 0.10709 | 0 | 49.76 | 49.76 | 1 | 0 | 0 | 0 | 0
|  |  |  | 24.68 | 49.36 | 0 | 0 | 0 | 0 | 0 | 7.48 | 0.10709 | 0 | 49.36 | 49.36 | 1 | 0 | 0 | 0 | 0
|  |  |  | 26.12 | 52.24 | 0 | 0 | 0 | 0 | 0 | 7.48 | 0.10709 | 0 | 52.24 | 52.24 | 1 | 0 | 0 | 0 | 0
|  |  |  | 26.96 | 53.92 | 0 | 0 | 0 | 0 | 0 | 7.48 | 0.10709 | 0 | 53.92 | 53.92 | 1 | 0 | 0 | 0 | 0
|  |  |  | 26.64 | 53.28 | 0 | 0 | 0 | 0 | 0 | 7.48 | 0.10709 | 0 | 53.28 | 53.28 | 1 | 0 | 0 | 0 | 0
|  |  |  | 30.04 | 60.08 | 0 | 0 | 0 | 0 | 0 | 7.48 | 0.10709 | 0 | 60.08 | 60.08 | 1 | 0 | 0 | 0 | 0
|  |  |  | 27.44 | 54.88 | 0 | 0 | 0 | 0 | 0 | 7.48 | 0.10709 | 0 | 54.88 | 54.88 | 1 | 0 | 0 | 0 | 0
|  |  |  | 25.72 | 51.44 | 0 | 0 | 0 | 0 | 0 | 7.48 | 0.10709 | 0 | 51.44 | 51.44 | 1 | 0 | 0 | 0 | 0
|  |  |  | 25.52 | 51.04 | 0 | 0 | 0 | 0 | 0 | 7.48 | 0.10709 | 0 | 51.04 | 51.04 | 1 | 0 | 0 | 0 | 0
|  |  |  | 24.96 | 49.92 | 0 | 0 | 0 | 0 | 0 | 7.48 | 0.10709 | 0 | 49.92 | 49.92 | 1 | 0 | 0 | 0 | 0
|  |  |  | 24.88 | 49.76 | 0 | 0 | 0 | 0 | 0 | 7.48 | 0.10709 | 0 | 49.76 | 49.76 | 1 | 0 | 0 | 0 | 0
|  |  |  | 26.48 | 52.96 | 0 | 0 | 0 | 0 | 0 | 7.48 | 0.10709 | 0 | 52.96 | 52.96 | 1 | 0 | 0 | 0 | 0
|  |  |  | 26.12 | 52.24 | 0 | 0 | 0 | 0 | 0 | 7.48 | 0.10709 | 0 | 52.24 | 52.24 | 1 | 0 | 0 | 0 | 0
|  |  |  | 25.2 | 50.4 | 0 | 0 | 0 | 0 | 0 | 7.48 | 0.10709 | 0 | 50.4 | 50.4 | 1 | 0 | 0 | 0 | 0
|  |  |  | 25.64 | 51.28 | 0 | 0 | 0 | 0 | 0 | 7.48 | 0.10709 | 0 | 51.28 | 51.28 | 1 | 0 | 0 | 0 | 0
|  |  |  | 21.12 | 42.24 | 0 | 0 | 0 | 0 | 0 | 7.48 | 0.10709 | 0 | 42.24 | 42.24 | 1 | 0 | 0 | 0 | 0
|  |  |  | 18.08 | 36.16 | 0 | 0 | 0 | 0 | 0 | 7.48 | 0.10709 | 0 | 36.16 | 36.16 | 1 | 0 | 0 | 0 | 0
|  |  |  | 12.96 | 25.92 | 0 | 0 | 0 | 0 | 0 | 7.48 | 0.10709 | 0 | 25.92 | 25.92 | 1 | 0 | 0 | 0 | 0
|  |  |  | 10.36 | 20.72 | 0 | 0 | 0 | 0 | 0 | 7.48 | 0.10709 | 0 | 20.72 | 20.72 | 1 | 0 | 0 | 0 | 0
|  |  |  | 12.8 | 25.6 | 0 | 0 | 0 | 0 | 0 | 7.48 | 0.10709 | 0 | 25.6 | 25.6 | 1 | 0 | 0 | 0 | 0
|  |  |  | 17.4 | 34.8 | 0 | 0 | 0 | 0 | 0 | 7.48 | 0.10709 | 0 | 34.8 | 34.8 | 1 | 0 | 0 | 0 | 0
|  |  |  | 15.28 | 30.56 | 0 | 0 | 0 | 0 | 0 | 7.48 | 0.10709 | 0 | 30.56 | 30.56 | 1 | 0 | 0 | 0 | 0
|  |  |  | 14.8 | 29.6 | 0 | 0 | 0 | 0 | 0 | 7.48 | 0.10709 | 0 | 29.6 | 29.6 | 1 | 0 | 0 | 0 | 0
|  |  |  | 16.84 | 33.68 | 0 | 0 | 0 | 0 | 0 | 7.48 | 0.10709 | 0 | 33.68 | 33.68 | 1 | 0 | 0 | 0 | 0
|  |  |  | 24.32 | 48.64 | 0 | 0 | 0 | 0 | 0 | 7.48 | 0.10709 | 0 | 48.64 | 48.64 | 1 | 0 | 0 | 0 | 0
|  |  |  | 25.64 | 51.28 | 0 | 0 | 0 | 0 | 0 | 7.48 | 0.10709 | 0 | 51.28 | 51.28 | 1 | 0 | 0 | 0 | 0
|  |  |  | 27.48 | 54.96 | 0 | 0 | 0 | 0 | 0 | 7.48 | 0.10709 | 0 | 54.96 | 54.96 | 1 | 0 | 0 | 0 | 0
|  |  |  | 29.64 | 59.28 | 0 | 0 | 0 | 0 | 0 | 7.48 | 0.10709 | 0 | 59.28 | 59.28 | 1 | 0 | 0 | 0 | 0
|  |  |  | 31.8533 | 63.7067 | 0 | 0 | 0 | 0 | 0 | 7.48 | 0.10709 | 0 | 63.707 | 63.707 | 1 | 0 | 0 | 0 | 0
|  |  |  | 31.2 | 62.4 | 0 | 0 | 0 | 0 | 0 | 7.48 | 0.10709 | 0 | 62.4 | 62.4 | 1 | 0 | 0 | 0 | 0
|  |  |  | 27.1733 | 54.3467 | 0 | 0 | 0 | 0 | 0 | 7.48 | 0.10709 | 0 | 54.347 | 54.347 | 1 | 0 | 0 | 0 | 0
|  |  |  | 26.72 | 53.44 | 0 | 0 | 0 | 0 | 0 | 7.48 | 0.10709 | 0 | 53.44 | 53.44 | 1 | 0 | 0 | 0 | 0
|  |  |  | 26.72 | 53.44 | 0 | 0 | 0 | 0 | 0 | 7.48 | 0.10709 | 0 | 53.44 | 53.44 | 1 | 0 | 0 | 0 | 0
|  |  |  | 24.96 | 49.92 | 0 | 0 | 0 | 0 | 0 | 7.48 | 0.10709 | 0 | 49.92 | 49.92 | 1 | 0 | 0 | 0 | 0
|  |  |  | 25.48 | 50.96 | 0 | 0 | 0 | 0 | 0 | 7.48 | 0.10709 | 0 | 50.96 | 50.96 | 1 | 0 | 0 | 0 | 0
|  |  |  | 27.32 | 54.64 | 0 | 0 | 0 | 0 | 0 | 7.48 | 0.10709 | 0 | 54.64 | 54.64 | 1 | 0 | 0 | 0 | 0
|  |  |  | 26.2 | 52.4 | 0 | 0 | 0 | 0 | 0 | 7.48 | 0.10709 | 0 | 52.4 | 52.4 | 1 | 0 | 0 | 0 | 0
|  |  |  | 24.8 | 49.6 | 0 | 0 | 0 | 0 | 0 | 7.48 | 0.10709 | 0 | 49.6 | 49.6 | 1 | 0 | 0 | 0 | 0
|  |  |  | 24.62 | 49.24 | 0 | 0 | 0 | 0 | 0 | 7.48 | 0.10709 | 0 | 49.24 | 49.24 | 1 | 0 | 0 | 0 | 0
|  |  |  | 22.76 | 45.52 | 0 | 0 | 0 | 0 | 0 | 7.48 | 0.10709 | 0 | 45.52 | 45.52 | 1 | 0 | 0 | 0 | 0
|  |  |  | 21.96 | 43.92 | 0 | 0 | 0 | 0 | 0 | 7.48 | 0.10709 | 0 | 43.92 | 43.92 | 1 | 0 | 0 | 0 | 0
|  |  |  | 16.28 | 32.56 | 0 | 0 | 0 | 0 | 0 | 7.48 | 0.10709 | 0 | 32.56 | 32.56 | 1 | 0 | 0 | 0 | 0
|  |  |  | 14.24 | 28.48 | 0 | 0 | 0 | 0 | 0 | 7.48 | 0.10709 | 0 | 28.48 | 28.48 | 1 | 0 | 0 | 0 | 0
|  |  |  | 14.832 | 29.664 | 0 | 0 | 0 | 0 | 0 | 7.48 | 0.10709 | 0 | 29.664 | 29.664 | 1 | 0 | 0 | 0 | 0
|  |  |  | 17.448 | 34.896 | 0 | 0 | 0 | 0 | 0 | 7.48 | 0.10709 | 0 | 34.896 | 34.896 | 1 | 0 | 0 | 0 | 0
|  |  |  | 14.4 | 28.8 | 0 | 0 | 0 | 0 | 0 | 7.48 | 0.10709 | 0 | 28.8 | 28.8 | 1 | 0 | 0 | 0 | 0
|  |  |  | 15.04 | 30.08 | 0 | 0 | 0 | 0 | 0 | 7.48 | 0.10709 | 0 | 30.08 | 30.08 | 1 | 0 | 0 | 0 | 0
|  |  |  | 17.72 | 35.44 | 0 | 0 | 0 | 0 | 0 | 7.48 | 0.10709 | 0 | 35.44 | 35.44 | 1 | 0 | 0 | 0 | 0
|  |  |  | 24.6667 | 49.3333 | 0 | 0 | 0 | 0 | 0 | 7.48 | 0.10709 | 0 | 49.333 | 49.333 | 1 | 0 | 0 | 0 | 0
|  |  |  | 25.6933 | 51.3867 | 0 | 0 | 0 | 0 | 0 | 7.48 | 0.10709 | 0 | 51.387 | 51.387 | 1 | 0 | 0 | 0 | 0
|  |  |  | 28.56 | 57.12 | 0 | 0 | 0 | 0 | 0 | 7.48 | 0.10709 | 0 | 57.12 | 57.12 | 1 | 0 | 0 | 0 | 0
|  |  |  | 31.64 | 63.28 | 0 | 0 | 0 | 0 | 0 | 7.48 | 0.10709 | 0 | 63.28 | 63.28 | 1 | 0 | 0 | 0 | 0
|  |  |  | 32.28 | 64.56 | 0 | 0 | 0 | 0 | 0 | 7.48 | 0.12502 | 0 | 64.56 | 64.56 | 1 | 0 | 0 | 0 | 0
|  |  |  | 31.92 | 63.84 | 0 | 0 | 0 | 0 | 0 | 7.48 | 0.12502 | 0 | 63.84 | 63.84 | 1 | 0 | 0 | 0 | 0
|  |  |  | 30.04 | 60.08 | 0 | 0 | 0 | 0 | 0 | 7.48 | 0.12502 | 0 | 60.08 | 60.08 | 1 | 0 | 0 | 0 | 0
|  |  |  | 25.28 | 50.56 | 0 | 0 | 0 | 0 | 0 | 12.23 | 0.12502 | 0 | 50.56 | 50.56 | 1 | 0 | 0 | 0 | 0
|  |  |  | 23.64 | 47.28 | 0 | 0 | 0 | 0 | 0 | 12.23 | 0.12502 | 0 | 47.28 | 47.28 | 1 | 0 | 0 | 0 | 0
|  |  |  | 23.48 | 46.96 | 0 | 0 | 0 | 0 | 0 | 12.23 | 0.12502 | 0 | 46.96 | 46.96 | 1 | 0 | 0 | 0 | 0
|  |  |  | 24.04 | 48.08 | 0 | 0 | 0 | 0 | 0 | 12.23 | 0.12502 | 0 | 48.08 | 48.08 | 1 | 0 | 0 | 0 | 0
|  |  |  | 25.24 | 50.48 | 0 | 0 | 0 | 0 | 0 | 7.48 | 0.12502 | 0 | 50.48 | 50.48 | 1 | 0 | 0 | 0 | 0
|  |  |  | 26.16 | 52.32 | 0 | 0 | 0 | 0 | 0 | 7.48 | 0.12502 | 0 | 52.32 | 52.32 | 1 | 0 | 0 | 0 | 0
|  |  |  | 27.32 | 54.64 | 0 | 0 | 0 | 0 | 0 | 7.48 | 0.12502 | 0 | 54.64 | 51.962 | 0.2 | 0 | 2.678 | 0 | 0
|  |  |  | 26.44 | 52.88 | 0 | 0 | 0 | 0 | 0 | 7.48 | 0.10709 | 2.678 | 52.88 | 52.88 | 0.91885 | 0 | 0 | 0 | 0
|  |  |  | 26.32 | 52.64 | 0 | 0 | 0 | 0 | 0 | 7.48 | 0.10709 | 0.302 | 52.64 | 52.64 | 1 | 0 | 0 | 0 | 0
|  |  |  | 19.96 | 39.92 | 0 | 0 | 0 | 0 | 0 | 7.48 | 0.10709 | 0 | 39.92 | 39.92 | 1 | 0 | 0 | 0 | 0
|  |  |  | 13.6 | 27.2 | 0 | 0 | 0 | 0 | 0 | 7.48 | 0.10709 | 0 | 27.2 | 27.2 | 1 | 0 | 0 | 0 | 0
|  |  |  | 11.6 | 23.2 | 0 | 0 | 0 | 0 | 0 | 7.48 | 0.10709 | 0 | 23.2 | 23.2 | 1 | 0 | 0 | 0 | 0
|  |  |  | 12.2 | 24.4 | 0 | 0 | 0 | 0 | 0 | 7.48 | 0.10709 | 0 | 24.4 | 24.4 | 1 | 0 | 0 | 0 | 0
|  |  |  | 17.64 | 35.28 | 0 | 0 | 0 | 0 | 0 | 7.48 | 0.10709 | 0 | 35.28 | 35.28 | 1 | 0 | 0 | 0 | 0
|  |  |  | 14.76 | 29.52 | 0 | 0 | 0 | 0 | 0 | 7.48 | 0.10709 | 0 | 29.52 | 29.52 | 1 | 0 | 0 | 0 | 0
|  |  |  | 15 | 30 | 0 | 0 | 0 | 0 | 0 | 7.48 | 0.10709 | 0 | 30 | 30 | 1 | 0 | 0 | 0 | 0
|  |  |  | 17.52 | 35.04 | 0 | 0 | 0 | 0 | 0 | 7.48 | 0.10709 | 0 | 35.04 | 35.04 | 1 | 0 | 0 | 0 | 0
|  |  |  | 24.68 | 49.36 | 0 | 0 | 0 | 0 | 0 | 7.48 | 0.10709 | 0 | 49.36 | 49.36 | 1 | 0 | 0 | 0 | 0
|  |  |  | 25.16 | 50.32 | 0 | 0 | 0 | 0 | 0 | 7.48 | 0.10709 | 0 | 50.32 | 50.32 | 1 | 0 | 0 | 0 | 0
|  |  |  | 28.24 | 56.48 | 0 | 0 | 0 | 0 | 0 | 7.48 | 0.10709 | 0 | 56.48 | 56.48 | 1 | 0 | 0 | 0 | 0
|  |  |  | 27.56 | 55.12 | 0 | 0 | 0 | 0 | 0 | 7.48 | 0.10709 | 0 | 55.12 | 55.12 | 1 | 0 | 0 | 0 | 0
|  |  |  | 29.76 | 59.52 | 0 | 0 | 0 | 0 | 0 | 7.48 | 0.12502 | 0 | 59.52 | 59.52 | 1 | 0 | 0 | 0 | 0
|  |  |  | 28.8 | 57.6 | 0 | 0 | 0 | 0 | 0 | 7.48 | 0.12502 | 0 | 57.6 | 57.6 | 1 | 0 | 0 | 0 | 0
|  |  |  | 27.24 | 54.48 | 0 | 0 | 0 | 0 | 0 | 7.48 | 0.12502 | 0 | 54.48 | 54.48 | 1 | 0 | 0 | 0 | 0
|  |  |  | 27.32 | 54.64 | 0 | 0 | 0 | 0 | 0 | 12.23 | 0.12502 | 0 | 54.64 | 54.64 | 1 | 0 | 0 | 0 | 0
|  |  |  | 26.24 | 52.48 | 0 | 0 | 0 | 0 | 0 | 12.23 | 0.12502 | 0 | 52.48 | 52.48 | 1 | 0 | 0 | 0 | 0
|  |  |  | 27.16 | 54.32 | 0 | 0 | 0 | 0 | 0 | 12.23 | 0.12502 | 0 | 54.32 | 54.32 | 1 | 0 | 0 | 0 | 0
|  |  |  | 27.36 | 54.72 | 0 | 0 | 0 | 0 | 0 | 12.23 | 0.12502 | 0 | 54.72 | 54.72 | 1 | 0 | 0 | 0 | 0
|  |  |  | 27.68 | 55.36 | 0 | 0 | 0 | 0 | 0 | 7.48 | 0.12502 | 0 | 55.36 | 55.36 | 1 | 0 | 0 | 0 | 0
|  |  |  | 26.6 | 53.2 | 0 | 0 | 0 | 0 | 0 | 7.48 | 0.12502 | 0 | 53.2 | 53.2 | 1 | 0 | 0 | 0 | 0
|  |  |  | 25.96 | 51.92 | 0 | 0 | 0 | 0 | 0 | 7.48 | 0.12502 | 0 | 51.92 | 49.242 | 0.2 | 0 | 2.678 | 0 | 0
|  |  |  | 24.88 | 49.76 | 0 | 0 | 0 | 0 | 0 | 7.48 | 0.10709 | 2.678 | 49.76 | 49.76 | 0.91885 | 0 | 0 | 0 | 0
|  |  |  | 25.16 | 50.32 | 0 | 0 | 0 | 0 | 0 | 7.48 | 0.10709 | 0.302 | 50.32 | 50.32 | 1 | 0 | 0 | 0 | 0
|  |  |  | 19.2 | 38.4 | 0 | 0 | 0 | 0 | 0 | 7.48 | 0.10709 | 0 | 38.4 | 38.4 | 1 | 0 | 0 | 0 | 0
|  |  |  | 11.48 | 22.96 | 0 | 0 | 0 | 0 | 0 | 7.48 | 0.10709 | 0 | 22.96 | 22.96 | 1 | 0 | 0 | 0 | 0
|  |  |  | 12.1333 | 24.2667 | 0 | 0 | 0 | 0 | 0 | 7.48 | 0.10709 | 0 | 24.267 | 24.267 | 1 | 0 | 0 | 0 | 0
|  |  |  | 8.84 | 17.68 | 0 | 0 | 0 | 0 | 0 | 7.48 | 0.10709 | 0 | 17.68 | 17.68 | 1 | 0 | 0 | 0 | 0
|  |  |  | 11.96 | 23.92 | 0 | 0 | 0 | 0 | 0 | 7.48 | 0.10709 | 0 | 23.92 | 23.92 | 1 | 0 | 0 | 0 | 0
|  |  |  | 14.04 | 28.08 | 0 | 0 | 0 | 0 | 0 | 7.48 | 0.10709 | 0 | 28.08 | 28.08 | 1 | 0 | 0 | 0 | 0
|  |  |  | 15.92 | 31.84 | 0 | 0 | 0 | 0 | 0 | 7.48 | 0.10709 | 0 | 31.84 | 31.84 | 1 | 0 | 0 | 0 | 0
|  |  |  | 18.04 | 36.08 | 0 | 0 | 0 | 0 | 0 | 7.48 | 0.10709 | 0 | 36.08 | 36.08 | 1 | 0 | 0 | 0 | 0
|  |  |  | 19.6 | 39.2 | 0 | 0 | 0 | 0 | 0 | 7.48 | 0.10709 | 0 | 39.2 | 39.2 | 1 | 0 | 0 | 0 | 0
|  |  |  | 23.68 | 47.36 | 0 | 0 | 0 | 0 | 0 | 7.48 | 0.10709 | 0 | 47.36 | 47.36 | 1 | 0 | 0 | 0 | 0
|  |  |  | 23.2 | 46.4 | 0 | 0 | 0 | 0 | 0 | 7.48 | 0.10709 | 0 | 46.4 | 46.4 | 1 | 0 | 0 | 0 | 0
|  |  |  | 24.68 | 49.36 | 0 | 0 | 0 | 0 | 0 | 7.48 | 0.10709 | 0 | 49.36 | 49.36 | 1 | 0 | 0 | 0 | 0
|  |  |  | 24.44 | 48.88 | 0 | 0 | 0 | 0 | 0 | 7.48 | 0.12502 | 0 | 48.88 | 48.88 | 1 | 0 | 0 | 0 | 0
|  |  |  | 25.56 | 51.12 | 0 | 0 | 0 | 0 | 0 | 7.48 | 0.12502 | 0 | 51.12 | 51.12 | 1 | 0 | 0 | 0 | 0
|  |  |  | 24.32 | 48.64 | 0 | 0 | 0 | 0 | 0 | 7.48 | 0.12502 | 0 | 48.64 | 48.64 | 1 | 0 | 0 | 0 | 0
|  |  |  | 26.12 | 52.24 | 0 | 0 | 0 | 0 | 0 | 12.23 | 0.12502 | 0 | 52.24 | 52.24 | 1 | 0 | 0 | 0 | 0
|  |  |  | 25.28 | 50.56 | 0 | 0 | 0 | 0 | 0 | 12.23 | 0.12502 | 0 | 50.56 | 50.56 | 1 | 0 | 0 | 0 | 0
|  |  |  | 24.48 | 48.96 | 0 | 0 | 0 | 0 | 0 | 12.23 | 0.12502 | 0 | 48.96 | 48.96 | 1 | 0 | 0 | 0 | 0
|  |  |  | 23 | 46 | 0 | 0 | 0 | 0 | 0 | 12.23 | 0.12502 | 0 | 46 | 46 | 1 | 0 | 0 | 0 | 0
|  |  |  | 26.84 | 53.68 | 0 | 0 | 0 | 0 | 0 | 7.48 | 0.12502 | 0 | 53.68 | 53.68 | 1 | 0 | 0 | 0 | 0
|  |  |  | 21.64 | 43.28 | 0 | 0 | 0 | 0 | 0 | 7.48 | 0.12502 | 0 | 43.28 | 43.28 | 1 | 0 | 0 | 0 | 0
|  |  |  | 20.24 | 40.48 | 0 | 0 | 0 | 0 | 0 | 7.48 | 0.12502 | 0 | 40.48 | 37.802 | 0.2 | 0 | 2.678 | 0 | 0
|  |  |  | 16.48 | 32.96 | 0 | 0 | 0 | 0 | 0 | 7.48 | 0.10709 | 2.678 | 32.96 | 32.96 | 0.91885 | 0 | 0 | 0 | 0
|  |  |  | 16 | 32 | 0 | 0 | 0 | 0 | 0 | 7.48 | 0.10709 | 0.302 | 32 | 32 | 1 | 0 | 0 | 0 | 0
|  |  |  | 16.48 | 32.96 | 0 | 0 | 0 | 0 | 0 | 7.48 | 0.10709 | 0 | 32.96 | 32.96 | 1 | 0 | 0 | 0 | 0
|  |  |  | 14.56 | 29.12 | 0 | 0 | 0 | 0 | 0 | 7.48 | 0.10709 | 0 | 29.12 | 29.12 | 1 | 0 | 0 | 0 | 0
|  |  |  | 12.4 | 24.8 | 0 | 0 | 0 | 0 | 0 | 7.48 | 0.10709 | 0 | 24.8 | 24.8 | 1 | 0 | 0 | 0 | 0
|  |  |  | 9.6 | 19.2 | 0 | 0 | 0 | 0 | 0 | 7.48 | 0.10709 | 0 | 19.2 | 19.2 | 1 | 0 | 0 | 0 | 0
|  |  |  | 11.28 | 22.56 | 0 | 0 | 0 | 0 | 0 | 7.48 | 0.10709 | 0 | 22.56 | 22.56 | 1 | 0 | 0 | 0 | 0
|  |  |  | 13.48 | 26.96 | 0 | 0 | 0 | 0 | 0 | 7.48 | 0.10709 | 0 | 26.96 | 26.96 | 1 | 0 | 0 | 0 | 0
|  |  |  | 14.68 | 29.36 | 0 | 0 | 0 | 0 | 0 | 7.48 | 0.10709 | 0 | 29.36 | 29.36 | 1 | 0 | 0 | 0 | 0
|  |  |  | 16.08 | 32.16 | 0 | 0 | 0 | 0 | 0 | 7.48 | 0.10709 | 0 | 32.16 | 32.16 | 1 | 0 | 0 | 0 | 0
|  |  |  | 16.72 | 33.44 | 0 | 0 | 0 | 0 | 0 | 7.48 | 0.10709 | 0 | 33.44 | 33.44 | 1 | 0 | 0 | 0 | 0
|  |  |  | 16.16 | 32.32 | 0 | 0 | 0 | 0 | 0 | 7.48 | 0.10709 | 0 | 32.32 | 32.32 | 1 | 0 | 0 | 0 | 0
|  |  |  | 17.2 | 34.4 | 0 | 0 | 0 | 0 | 0 | 7.48 | 0.10709 | 0 | 34.4 | 34.4 | 1 | 0 | 0 | 0 | 0
|  |  |  | 22.56 | 45.12 | 0 | 0 | 0 | 0 | 0 | 7.48 | 0.10709 | 0 | 45.12 | 45.12 | 1 | 0 | 0 | 0 | 0
|  |  |  | 22.76 | 45.52 | 0 | 0 | 0 | 0 | 0 | 7.48 | 0.12502 | 0 | 45.52 | 45.52 | 1 | 0 | 0 | 0 | 0
|  |  |  | 23.16 | 46.32 | 0 | 0 | 0 | 0 | 0 | 7.48 | 0.12502 | 0 | 46.32 | 46.32 | 1 | 0 | 0 | 0 | 0
|  |  |  | 23.8 | 47.6 | 0 | 0 | 0 | 0 | 0 | 7.48 | 0.12502 | 0 | 47.6 | 47.6 | 1 | 0 | 0 | 0 | 0
|  |  |  | 24.4 | 48.8 | 0 | 0 | 0 | 0 | 0 | 12.23 | 0.12502 | 0 | 48.8 | 48.8 | 1 | 0 | 0 | 0 | 0
|  |  |  | 25.68 | 51.36 | 0 | 0 | 0 | 0 | 0 | 12.23 | 0.12502 | 0 | 51.36 | 51.36 | 1 | 0 | 0 | 0 | 0
|  |  |  | 24.08 | 48.16 | 0 | 0 | 0 | 0 | 0 | 12.23 | 0.12502 | 0 | 48.16 | 48.16 | 1 | 0 | 0 | 0 | 0
|  |  |  | 22.4 | 44.8 | 0 | 0 | 0 | 0 | 0 | 12.23 | 0.12502 | 0 | 44.8 | 44.8 | 1 | 0 | 0 | 0 | 0
|  |  |  | 23.2 | 46.4 | 0 | 0 | 0 | 0 | 0 | 7.48 | 0.12502 | 0 | 46.4 | 46.4 | 1 | 0 | 0 | 0 | 0
|  |  |  | 22.52 | 45.04 | 0 | 0 | 0 | 0 | 0 | 7.48 | 0.12502 | 0 | 45.04 | 45.04 | 1 | 0 | 0 | 0 | 0
|  |  |  | 20.96 | 41.92 | 0 | 0 | 0 | 0 | 0 | 7.48 | 0.12502 | 0 | 41.92 | 39.242 | 0.2 | 0 | 2.678 | 0 | 0
|  |  |  | 21.96 | 43.92 | 0 | 0 | 0 | 0 | 0 | 7.48 | 0.10709 | 2.678 | 43.92 | 43.92 | 0.91885 | 0 | 0 | 0 | 0
|  |  |  | 18.92 | 37.84 | 0 | 0 | 0 | 0 | 0 | 7.48 | 0.10709 | 0.302 | 37.84 | 37.84 | 1 | 0 | 0 | 0 | 0
|  |  |  | 17.44 | 34.88 | 0 | 0 | 0 | 0 | 0 | 7.48 | 0.10709 | 0 | 34.88 | 34.88 | 1 | 0 | 0 | 0 | 0
|  |  |  | 12.24 | 24.48 | 0 | 0 | 0 | 0 | 0 | 7.48 | 0.10709 | 0 | 24.48 | 24.48 | 1 | 0 | 0 | 0 | 0
|  |  |  | 10.4 | 20.8 | 0 | 0 | 0 | 0 | 0 | 7.48 | 0.10709 | 0 | 20.8 | 20.8 | 1 | 0 | 0 | 0 | 0
|  |  |  | 11.12 | 22.24 | 0 | 0 | 0 | 0 | 0 | 7.48 | 0.10709 | 0 | 22.24 | 22.24 | 1 | 0 | 0 | 0 | 0
|  |  |  | 13.12 | 26.24 | 0 | 0 | 0 | 0 | 0 | 7.48 | 0.10709 | 0 | 26.24 | 26.24 | 1 | 0 | 0 | 0 | 0
|  |  |  | 14.4 | 28.8 | 0 | 0 | 0 | 0 | 0 | 7.48 | 0.10709 | 0 | 28.8 | 28.8 | 1 | 0 | 0 | 0 | 0
|  |  |  | 16.04 | 32.08 | 0 | 0 | 0 | 0 | 0 | 7.48 | 0.10709 | 0 | 32.08 | 32.08 | 1 | 0 | 0 | 0 | 0
|  |  |  | 18.52 | 37.04 | 0 | 0 | 0 | 0 | 0 | 7.48 | 0.10709 | 0 | 37.04 | 37.04 | 1 | 0 | 0 | 0 | 0
|  |  |  | 24.32 | 48.64 | 0 | 0 | 0 | 0 | 0 | 7.48 | 0.10709 | 0 | 48.64 | 48.64 | 1 | 0 | 0 | 0 | 0
|  |  |  | 26.12 | 52.24 | 0 | 0 | 0 | 0 | 0 | 7.48 | 0.10709 | 0 | 52.24 | 52.24 | 1 | 0 | 0 | 0 | 0
|  |  |  | 29.24 | 58.48 | 0 | 0 | 0 | 0 | 0 | 7.48 | 0.10709 | 0 | 58.48 | 58.48 | 1 | 0 | 0 | 0 | 0
|  |  |  | 28.56 | 57.12 | 0 | 0 | 0 | 0 | 0 | 7.48 | 0.10709 | 0 | 57.12 | 57.12 | 1 | 0 | 0 | 0 | 0
|  |  |  | 27.92 | 55.84 | 0 | 0 | 0 | 0 | 0 | 7.48 | 0.12502 | 0 | 55.84 | 55.84 | 1 | 0 | 0 | 0 | 0
|  |  |  | 29.68 | 59.36 | 0 | 0 | 0 | 0 | 0 | 7.48 | 0.12502 | 0 | 59.36 | 59.36 | 1 | 0 | 0 | 0 | 0
|  |  |  | 32.28 | 64.56 | 0 | 0 | 0 | 0 | 0 | 7.48 | 0.12502 | 0 | 64.56 | 64.56 | 1 | 0 | 0 | 0 | 0
|  |  |  | 27.04 | 54.08 | 0 | 0 | 0 | 0 | 0 | 12.23 | 0.12502 | 0 | 54.08 | 54.08 | 1 | 0 | 0 | 0 | 0
|  |  |  | 26.4533 | 52.9067 | 0 | 0 | 0 | 0 | 0 | 12.23 | 0.12502 | 0 | 52.907 | 52.907 | 1 | 0 | 0 | 0 | 0
|  |  |  | 26.2667 | 52.5333 | 0 | 0 | 0 | 0 | 0 | 12.23 | 0.12502 | 0 | 52.533 | 52.533 | 1 | 0 | 0 | 0 | 0
|  |  |  | 24 | 48 | 0 | 0 | 0 | 0 | 0 | 12.23 | 0.12502 | 0 | 48 | 48 | 1 | 0 | 0 | 0 | 0
|  |  |  | 25.44 | 50.88 | 0 | 0 | 0 | 0 | 0 | 7.48 | 0.12502 | 0 | 50.88 | 50.88 | 1 | 0 | 0 | 0 | 0
|  |  |  | 27.24 | 54.48 | 0 | 0 | 0 | 0 | 0 | 7.48 | 0.12502 | 0 | 54.48 | 54.48 | 1 | 0 | 0 | 0 | 0
|  |  |  | 26.24 | 52.48 | 0 | 0 | 0 | 0 | 0 | 7.48 | 0.12502 | 0 | 52.48 | 49.802 | 0.2 | 0 | 2.678 | 0 | 0
|  |  |  | 27.84 | 55.68 | 0 | 0 | 0 | 0 | 0 | 7.48 | 0.10709 | 2.678 | 55.68 | 55.68 | 0.91885 | 0 | 0 | 0 | 0
|  |  |  | 25.48 | 50.96 | 0 | 0 | 0 | 0 | 0 | 7.48 | 0.10709 | 0.302 | 50.96 | 50.96 | 1 | 0 | 0 | 0 | 0
|  |  |  | 22.76 | 45.52 | 0 | 0 | 0 | 0 | 0 | 7.48 | 0.10709 | 0 | 45.52 | 45.52 | 1 | 0 | 0 | 0 | 0
|  |  |  | 18.24 | 36.48 | 0 | 0 | 0 | 0 | 0 | 7.48 | 0.10709 | 0 | 36.48 | 36.48 | 1 | 0 | 0 | 0 | 0
|  |  |  | 17.72 | 35.44 | 0 | 0 | 0 | 0 | 0 | 7.48 | 0.10709 | 0 | 35.44 | 35.44 | 1 | 0 | 0 | 0 | 0
|  |  |  | 17.28 | 34.56 | 0 | 0 | 0 | 0 | 0 | 7.48 | 0.10709 | 0 | 34.56 | 34.56 | 1 | 0 | 0 | 0 | 0
|  |  |  | 17.4 | 34.8 | 0 | 0 | 0 | 0 | 0 | 7.48 | 0.10709 | 0 | 34.8 | 34.8 | 1 | 0 | 0 | 0 | 0
|  |  |  | 17.52 | 35.04 | 0 | 0 | 0 | 0 | 0 | 7.48 | 0.10709 | 0 | 35.04 | 35.04 | 1 | 0 | 0 | 0 | 0
|  |  |  | 14.32 | 28.64 | 0 | 0 | 0 | 0 | 0 | 7.48 | 0.10709 | 0 | 28.64 | 28.64 | 1 | 0 | 0 | 0 | 0
|  |  |  | 16.6 | 33.2 | 0 | 0 | 0 | 0 | 0 | 7.48 | 0.10709 | 0 | 33.2 | 33.2 | 1 | 0 | 0 | 0 | 0
|  |  |  | 24.72 | 49.44 | 0 | 0 | 0 | 0 | 0 | 7.48 | 0.10709 | 0 | 49.44 | 49.44 | 1 | 0 | 0 | 0 | 0
|  |  |  | 24.56 | 49.12 | 0 | 0 | 0 | 0 | 0 | 7.48 | 0.10709 | 0 | 49.12 | 49.12 | 1 | 0 | 0 | 0 | 0
|  |  |  | 26.28 | 52.56 | 0 | 0 | 0 | 0 | 0 | 7.48 | 0.10709 | 0 | 52.56 | 52.56 | 1 | 0 | 0 | 0 | 0
|  |  |  | 26.28 | 52.56 | 0 | 0 | 0 | 0 | 0 | 7.48 | 0.10709 | 0 | 52.56 | 52.56 | 1 | 0 | 0 | 0 | 0
|  |  |  | 29.88 | 59.76 | 0 | 0 | 0 | 0 | 0 | 7.48 | 0.10709 | 0 | 59.76 | 59.76 | 1 | 0 | 0 | 0 | 0
|  |  |  | 27.48 | 54.96 | 0 | 0 | 0 | 0 | 0 | 7.48 | 0.10709 | 0 | 54.96 | 54.96 | 1 | 0 | 0 | 0 | 0
|  |  |  | 26.72 | 53.44 | 0 | 0 | 0 | 0 | 0 | 7.48 | 0.10709 | 0 | 53.44 | 53.44 | 1 | 0 | 0 | 0 | 0
|  |  |  | 26.48 | 52.96 | 0 | 0 | 0 | 0 | 0 | 7.48 | 0.10709 | 0 | 52.96 | 52.96 | 1 | 0 | 0 | 0 | 0
|  |  |  | 28.76 | 57.52 | 0 | 0 | 0 | 0 | 0 | 7.48 | 0.10709 | 0 | 57.52 | 57.52 | 1 | 0 | 0 | 0 | 0
|  |  |  | 31.08 | 62.16 | 0 | 0 | 0 | 0 | 0 | 7.48 | 0.10709 | 0 | 62.16 | 62.16 | 1 | 0 | 0 | 0 | 0
|  |  |  | 29 | 58 | 0 | 0 | 0 | 0 | 0 | 7.48 | 0.10709 | 0 | 58 | 58 | 1 | 0 | 0 | 0 | 0
|  |  |  | 31.88 | 63.76 | 0 | 0 | 0 | 0 | 0 | 7.48 | 0.10709 | 0 | 63.76 | 63.76 | 1 | 0 | 0 | 0 | 0
|  |  |  | 31.32 | 62.64 | 0 | 0 | 0 | 0 | 0 | 7.48 | 0.10709 | 0 | 62.64 | 62.64 | 1 | 0 | 0 | 0 | 0
|  |  |  | 30.04 | 60.08 | 0 | 0 | 0 | 0 | 0 | 7.48 | 0.10709 | 0 | 60.08 | 60.08 | 1 | 0 | 0 | 0 | 0
|  |  |  | 25.16 | 50.32 | 0 | 0 | 0 | 0 | 0 | 7.48 | 0.10709 | 0 | 50.32 | 50.32 | 1 | 0 | 0 | 0 | 0
|  |  |  | 18.4 | 36.8 | 0 | 0 | 0 | 0 | 0 | 7.48 | 0.10709 | 0 | 36.8 | 36.8 | 1 | 0 | 0 | 0 | 0
|  |  |  | 18.48 | 36.96 | 0 | 0 | 0 | 0 | 0 | 7.48 | 0.10709 | 0 | 36.96 | 36.96 | 1 | 0 | 0 | 0 | 0
|  |  |  | 13.56 | 27.12 | 0 | 0 | 0 | 0 | 0 | 7.48 | 0.10709 | 0 | 27.12 | 27.12 | 1 | 0 | 0 | 0 | 0
|  |  |  | 12.08 | 24.16 | 0 | 0 | 0 | 0 | 0 | 7.48 | 0.10709 | 0 | 24.16 | 24.16 | 1 | 0 | 0 | 0 | 0
|  |  |  | 12.04 | 24.08 | 0 | 0 | 0 | 0 | 0 | 7.48 | 0.10709 | 0 | 24.08 | 24.08 | 1 | 0 | 0 | 0 | 0
|  |  |  | 12.56 | 25.12 | 0 | 0 | 0 | 0 | 0 | 7.48 | 0.10709 | 0 | 25.12 | 25.12 | 1 | 0 | 0 | 0 | 0
|  |  |  | 15.24 | 30.48 | 0 | 0 | 0 | 0 | 0 | 7.48 | 0.10709 | 0 | 30.48 | 30.48 | 1 | 0 | 0 | 0 | 0
|  |  |  | 13.56 | 27.12 | 0 | 0 | 0 | 0 | 0 | 7.48 | 0.10709 | 0 | 27.12 | 27.12 | 1 | 0 | 0 | 0 | 0
|  |  |  | 16.76 | 33.52 | 0 | 0 | 0 | 0 | 0 | 7.48 | 0.10709 | 0 | 33.52 | 33.52 | 1 | 0 | 0 | 0 | 0
|  |  |  | 23.8 | 47.6 | 0 | 0 | 0 | 0 | 0 | 7.48 | 0.10709 | 0 | 47.6 | 47.6 | 1 | 0 | 0 | 0 | 0
|  |  |  | 26.04 | 52.08 | 0 | 0 | 0 | 0 | 0 | 7.48 | 0.10709 | 0 | 52.08 | 52.08 | 1 | 0 | 0 | 0 | 0
|  |  |  | 29.28 | 58.56 | 0 | 0 | 0 | 0 | 0 | 7.48 | 0.10709 | 0 | 58.56 | 58.56 | 1 | 0 | 0 | 0 | 0
|  |  |  | 35.16 | 70.32 | 0 | 0 | 0 | 0 | 0 | 7.48 | 0.10709 | 0 | 70.32 | 70.32 | 1 | 0 | 0 | 0 | 0
|  |  |  | 41.64 | 83.28 | 0 | 0 | 0 | 0 | 0 | 7.48 | 0.10709 | 0 | 83.28 | 83.28 | 1 | 0 | 0 | 0 | 0
|  |  |  | 37.72 | 75.44 | 0 | 0 | 0 | 0 | 0 | 7.48 | 0.10709 | 0 | 75.44 | 75.44 | 1 | 0 | 0 | 0 | 0
|  |  |  | 38.44 | 76.88 | 0 | 0 | 0 | 0 | 0 | 7.48 | 0.10709 | 0 | 76.88 | 76.88 | 1 | 0 | 0 | 0 | 0
|  |  |  | 37.8 | 75.6 | 0 | 0 | 0 | 0 | 0 | 7.48 | 0.10709 | 0 | 75.6 | 75.6 | 1 | 0 | 0 | 0 | 0
|  |  |  | 40.28 | 80.56 | 0 | 0 | 0 | 0 | 0 | 7.48 | 0.10709 | 0 | 80.56 | 80.56 | 1 | 0 | 0 | 0 | 0
|  |  |  | 39.64 | 79.28 | 0 | 0 | 0 | 0 | 0 | 7.48 | 0.10709 | 0 | 79.28 | 79.28 | 1 | 0 | 0 | 0 | 0
|  |  |  | 40.12 | 80.24 | 0 | 0 | 0 | 0 | 0 | 7.48 | 0.10709 | 0 | 80.24 | 80.24 | 1 | 0 | 0 | 0 | 0
|  |  |  | 45.2 | 90.4 | 0 | 0 | 0 | 0 | 0 | 7.48 | 0.10709 | 0 | 90.4 | 90.4 | 1 | 0 | 0 | 0 | 0
|  |  |  | 44.88 | 89.76 | 0 | 0 | 0 | 0 | 0 | 7.48 | 0.10709 | 0 | 89.76 | 89.76 | 1 | 0 | 0 | 0 | 0
|  |  |  | 40.92 | 81.84 | 0 | 0 | 0 | 0 | 0 | 7.48 | 0.10709 | 0 | 81.84 | 81.84 | 1 | 0 | 0 | 0 | 0
|  |  |  | 37.08 | 74.16 | 0 | 0 | 0 | 0 | 0 | 7.48 | 0.10709 | 0 | 74.16 | 74.16 | 1 | 0 | 0 | 0 | 0
|  |  |  | 30.04 | 60.08 | 0 | 0 | 0 | 0 | 0 | 7.48 | 0.10709 | 0 | 60.08 | 60.08 | 1 | 0 | 0 | 0 | 0
|  |  |  | 22.12 | 44.24 | 0 | 0 | 0 | 0 | 0 | 7.48 | 0.10709 | 0 | 44.24 | 44.24 | 1 | 0 | 0 | 0 | 0
|  |  |  | 12.8 | 25.6 | 0 | 0 | 0 | 0 | 0 | 7.48 | 0.10709 | 0 | 25.6 | 25.6 | 1 | 0 | 0 | 0 | 0
|  |  |  | 10.68 | 21.36 | 0 | 0 | 0 | 0 | 0 | 7.48 | 0.10709 | 0 | 21.36 | 21.36 | 1 | 0 | 0 | 0 | 0
|  |  |  | 13.68 | 27.36 | 0 | 0 | 0 | 0 | 0 | 7.48 | 0.10709 | 0 | 27.36 | 27.36 | 1 | 0 | 0 | 0 | 0
|  |  |  | 16.28 | 32.56 | 0 | 0 | 0 | 0 | 0 | 7.48 | 0.10709 | 0 | 32.56 | 32.56 | 1 | 0 | 0 | 0 | 0
|  |  |  | 13.08 | 26.16 | 0 | 0 | 0 | 0 | 0 | 7.48 | 0.10709 | 0 | 26.16 | 26.16 | 1 | 0 | 0 | 0 | 0
|  |  |  | 13.48 | 26.96 | 0 | 0 | 0 | 0 | 0 | 7.48 | 0.10709 | 0 | 26.96 | 26.96 | 1 | 0 | 0 | 0 | 0
|  |  |  | 16.12 | 32.24 | 0 | 0 | 0 | 0 | 0 | 7.48 | 0.10709 | 0 | 32.24 | 32.24 | 1 | 0 | 0 | 0 | 0
|  |  |  | 23.48 | 46.96 | 0 | 0 | 0 | 0 | 0 | 7.48 | 0.10709 | 0 | 46.96 | 46.96 | 1 | 0 | 0 | 0 | 0
|  |  |  | 24.16 | 48.32 | 0 | 0 | 0 | 0 | 0 | 7.48 | 0.10709 | 0 | 48.32 | 48.32 | 1 | 0 | 0 | 0 | 0
|  |  |  | 32.12 | 64.24 | 0 | 0 | 0 | 0 | 0 | 7.48 | 0.10709 | 0 | 64.24 | 64.24 | 1 | 0 | 0 | 0 | 0
|  |  |  | 40.16 | 80.32 | 0 | 0 | 0 | 0 | 0 | 7.48 | 0.10709 | 0 | 80.32 | 80.32 | 1 | 0 | 0 | 0 | 0
|  |  |  | 44.32 | 88.64 | 0 | 0 | 0 | 0 | 0 | 7.48 | 0.12502 | 0 | 88.64 | 88.64 | 1 | 0 | 0 | 0 | 0
|  |  |  | 41.44 | 82.88 | 0 | 0 | 0 | 0 | 0 | 7.48 | 0.12502 | 0 | 82.88 | 82.88 | 1 | 0 | 0 | 0 | 0
|  |  |  | 43.96 | 87.92 | 0 | 0 | 0 | 0 | 0 | 7.48 | 0.12502 | 0 | 87.92 | 87.92 | 1 | 0 | 0 | 0 | 0
|  |  |  | 46.16 | 92.32 | 0 | 0 | 0 | 0 | 0 | 12.23 | 0.12502 | 0 | 92.32 | 92.32 | 1 | 0 | 0 | 0 | 0
|  |  |  | 47.72 | 95.44 | 0 | 0 | 0 | 0 | 0 | 12.23 | 0.12502 | 0 | 95.44 | 94.762 | 0.79749 | 0 | 0.678 | 0 | 0
|  |  |  | 45.48 | 90.96 | 0 | 0 | 0 | 0 | 0 | 12.23 | 0.12502 | 0 | 90.96 | 90.96 | 0.79749 | 0 | 0 | 0 | 0
|  |  |  | 43.96 | 87.92 | 0 | 0 | 0 | 0 | 0 | 12.23 | 0.12502 | 0 | 87.92 | 87.92 | 0.79749 | 0 | 0 | 0 | 0
|  |  |  | 43.52 | 87.04 | 0 | 0 | 0 | 0 | 0 | 7.48 | 0.12502 | 0 | 87.04 | 87.04 | 0.79749 | 0 | 0 | 0 | 0
|  |  |  | 41.48 | 82.96 | 0 | 0 | 0 | 0 | 0 | 7.48 | 0.12502 | 0 | 82.96 | 82.96 | 0.79749 | 0 | 0 | 0 | 0
|  |  |  | 37.68 | 75.36 | 0 | 0 | 0 | 0 | 0 | 7.48 | 0.12502 | 0 | 75.36 | 73.36 | 0.2 | 0 | 2 | 0 | 0
|  |  |  | 33 | 66 | 0 | 0 | 0 | 0 | 0 | 7.48 | 0.10709 | 2.678 | 66 | 66 | 0.91885 | 0 | 0 | 0 | 0
|  |  |  | 30.36 | 60.72 | 0 | 0 | 0 | 0 | 0 | 7.48 | 0.10709 | 0.302 | 60.72 | 60.72 | 1 | 0 | 0 | 0 | 0
|  |  |  | 24.44 | 48.88 | 0 | 0 | 0 | 0 | 0 | 7.48 | 0.10709 | 0 | 48.88 | 48.88 | 1 | 0 | 0 | 0 | 0
|  |  |  | 14.72 | 29.44 | 0 | 0 | 0 | 0 | 0 | 7.48 | 0.10709 | 0 | 29.44 | 29.44 | 1 | 0 | 0 | 0 | 0
|  |  |  | 11.6267 | 23.2533 | 0 | 0 | 0 | 0 | 0 | 7.48 | 0.10709 | 0 | 23.253 | 23.253 | 1 | 0 | 0 | 0 | 0
|  |  |  | 11.68 | 23.36 | 0 | 0 | 0 | 0 | 0 | 7.48 | 0.10709 | 0 | 23.36 | 23.36 | 1 | 0 | 0 | 0 | 0
|  |  |  | 11.2 | 22.4 | 0 | 0 | 0 | 0 | 0 | 7.48 | 0.10709 | 0 | 22.4 | 22.4 | 1 | 0 | 0 | 0 | 0
|  |  |  | 12.24 | 24.48 | 0 | 0 | 0 | 0 | 0 | 7.48 | 0.10709 | 0 | 24.48 | 24.48 | 1 | 0 | 0 | 0 | 0
|  |  |  | 15.4933 | 30.9867 | 0 | 0 | 0 | 0 | 0 | 7.48 | 0.10709 | 0 | 30.987 | 30.987 | 1 | 0 | 0 | 0 | 0
|  |  |  | 17.8933 | 35.7867 | 0 | 0 | 0 | 0 | 0 | 7.48 | 0.10709 | 0 | 35.787 | 35.787 | 1 | 0 | 0 | 0 | 0
|  |  |  | 24.4933 | 48.9867 | 0 | 0 | 0 | 0 | 0 | 7.48 | 0.10709 | 0 | 48.987 | 48.987 | 1 | 0 | 0 | 0 | 0
|  |  |  | 24.32 | 48.64 | 0 | 0 | 0 | 0 | 0 | 7.48 | 0.10709 | 0 | 48.64 | 48.64 | 1 | 0 | 0 | 0 | 0
|  |  |  | 27.04 | 54.08 | 0 | 0 | 0 | 0 | 0 | 7.48 | 0.10709 | 0 | 54.08 | 54.08 | 1 | 0 | 0 | 0 | 0
|  |  |  | 26.36 | 52.72 | 0 | 0 | 0 | 0 | 0 | 7.48 | 0.10709 | 0 | 52.72 | 52.72 | 1 | 0 | 0 | 0 | 0
|  |  |  | 29.92 | 59.84 | 0 | 0 | 0 | 0 | 0 | 7.48 | 0.12502 | 0 | 59.84 | 59.84 | 1 | 0 | 0 | 0 | 0
|  |  |  | 31.24 | 62.48 | 0 | 0 | 0 | 0 | 0 | 7.48 | 0.12502 | 0 | 62.48 | 62.48 | 1 | 0 | 0 | 0 | 0
|  |  |  | 31.64 | 63.28 | 0 | 0 | 0 | 0 | 0 | 7.48 | 0.12502 | 0 | 63.28 | 63.28 | 1 | 0 | 0 | 0 | 0
|  |  |  | 27.48 | 54.96 | 0 | 0 | 0 | 0 | 0 | 12.23 | 0.12502 | 0 | 54.96 | 54.96 | 1 | 0 | 0 | 0 | 0
|  |  |  | 27 | 54 | 0 | 0 | 0 | 0 | 0 | 12.23 | 0.12502 | 0 | 54 | 54 | 1 | 0 | 0 | 0 | 0
|  |  |  | 26.2 | 52.4 | 0 | 0 | 0 | 0 | 0 | 12.23 | 0.12502 | 0 | 52.4 | 52.4 | 1 | 0 | 0 | 0 | 0
|  |  |  | 29.84 | 59.68 | 0 | 0 | 0 | 0 | 0 | 12.23 | 0.12502 | 0 | 59.68 | 59.68 | 1 | 0 | 0 | 0 | 0
|  |  |  | 27.84 | 55.68 | 0 | 0 | 0 | 0 | 0 | 7.48 | 0.12502 | 0 | 55.68 | 55.68 | 1 | 0 | 0 | 0 | 0
|  |  |  | 26.92 | 53.84 | 0 | 0 | 0 | 0 | 0 | 7.48 | 0.12502 | 0 | 53.84 | 53.84 | 1 | 0 | 0 | 0 | 0
|  |  |  | 26.48 | 52.96 | 0 | 0 | 0 | 0 | 0 | 7.48 | 0.12502 | 0 | 52.96 | 50.282 | 0.2 | 0 | 2.678 | 0 | 0
|  |  |  | 24.76 | 49.52 | 0 | 0 | 0 | 0 | 0 | 7.48 | 0.10709 | 2.678 | 49.52 | 49.52 | 0.91885 | 0 | 0 | 0 | 0
|  |  |  | 24.28 | 48.56 | 0 | 0 | 0 | 0 | 0 | 7.48 | 0.10709 | 0.302 | 48.56 | 48.56 | 1 | 0 | 0 | 0 | 0
|  |  |  | 20.08 | 40.16 | 0 | 0 | 0 | 0 | 0 | 7.48 | 0.10709 | 0 | 40.16 | 40.16 | 1 | 0 | 0 | 0 | 0
|  |  |  | 12.44 | 24.88 | 0 | 0 | 0 | 0 | 0 | 7.48 | 0.10709 | 0 | 24.88 | 24.88 | 1 | 0 | 0 | 0 | 0
|  |  |  | 11.08 | 22.16 | 0 | 0 | 0 | 0 | 0 | 7.48 | 0.10709 | 0 | 22.16 | 22.16 | 1 | 0 | 0 | 0 | 0
|  |  |  | 9.84 | 19.68 | 0 | 0 | 0 | 0 | 0 | 7.48 | 0.10709 | 0 | 19.68 | 19.68 | 1 | 0 | 0 | 0 | 0
|  |  |  | 11.96 | 23.92 | 0 | 0 | 0 | 0 | 0 | 7.48 | 0.10709 | 0 | 23.92 | 23.92 | 1 | 0 | 0 | 0 | 0
|  |  |  | 15 | 30 | 0 | 0 | 0 | 0 | 0 | 7.48 | 0.10709 | 0 | 30 | 30 | 1 | 0 | 0 | 0 | 0
|  |  |  | 16.24 | 32.48 | 0 | 0 | 0 | 0 | 0 | 7.48 | 0.10709 | 0 | 32.48 | 32.48 | 1 | 0 | 0 | 0 | 0
|  |  |  | 17.12 | 34.24 | 0 | 0 | 0 | 0 | 0 | 7.48 | 0.10709 | 0 | 34.24 | 34.24 | 1 | 0 | 0 | 0 | 0
|  |  |  | 18.6 | 37.2 | 0 | 0 | 0 | 0 | 0 | 7.48 | 0.10709 | 0 | 37.2 | 37.2 | 1 | 0 | 0 | 0 | 0
|  |  |  | 24.56 | 49.12 | 0 | 0 | 0 | 0 | 0 | 7.48 | 0.10709 | 0 | 49.12 | 49.12 | 1 | 0 | 0 | 0 | 0
|  |  |  | 23.52 | 47.04 | 0 | 0 | 0 | 0 | 0 | 7.48 | 0.10709 | 0 | 47.04 | 47.04 | 1 | 0 | 0 | 0 | 0
|  |  |  | 25.68 | 51.36 | 0 | 0 | 0 | 0 | 0 | 7.48 | 0.10709 | 0 | 51.36 | 51.36 | 1 | 0 | 0 | 0 | 0
|  |  |  | 26 | 52 | 0 | 0 | 0 | 0 | 0 | 7.48 | 0.12502 | 0 | 52 | 52 | 1 | 0 | 0 | 0 | 0
|  |  |  | 24.96 | 49.92 | 0 | 0 | 0 | 0 | 0 | 7.48 | 0.12502 | 0 | 49.92 | 49.92 | 1 | 0 | 0 | 0 | 0
|  |  |  | 24.08 | 48.16 | 0 | 0 | 0 | 0 | 0 | 7.48 | 0.12502 | 0 | 48.16 | 48.16 | 1 | 0 | 0 | 0 | 0
|  |  |  | 25.2 | 50.4 | 0 | 0 | 0 | 0 | 0 | 12.23 | 0.12502 | 0 | 50.4 | 50.4 | 1 | 0 | 0 | 0 | 0
|  |  |  | 23.84 | 47.68 | 0 | 0 | 0 | 0 | 0 | 12.23 | 0.12502 | 0 | 47.68 | 47.68 | 1 | 0 | 0 | 0 | 0
|  |  |  | 24.36 | 48.72 | 0 | 0 | 0 | 0 | 0 | 12.23 | 0.12502 | 0 | 48.72 | 48.72 | 1 | 0 | 0 | 0 | 0
|  |  |  | 24.28 | 48.56 | 0 | 0 | 0 | 0 | 0 | 12.23 | 0.12502 | 0 | 48.56 | 48.56 | 1 | 0 | 0 | 0 | 0
|  |  |  | 26.52 | 53.04 | 0 | 0 | 0 | 0 | 0 | 7.48 | 0.12502 | 0 | 53.04 | 53.04 | 1 | 0 | 0 | 0 | 0
|  |  |  | 22.64 | 45.28 | 0 | 0 | 0 | 0 | 0 | 7.48 | 0.12502 | 0 | 45.28 | 45.28 | 1 | 0 | 0 | 0 | 0
|  |  |  | 20.72 | 41.44 | 0 | 0 | 0 | 0 | 0 | 7.48 | 0.12502 | 0 | 41.44 | 38.762 | 0.2 | 0 | 2.678 | 0 | 0
|  |  |  | 22.12 | 44.24 | 0 | 0 | 0 | 0 | 0 | 7.48 | 0.10709 | 2.678 | 44.24 | 44.24 | 0.91885 | 0 | 0 | 0 | 0
|  |  |  | 22.12 | 44.24 | 0 | 0 | 0 | 0 | 0 | 7.48 | 0.10709 | 0.302 | 44.24 | 44.24 | 1 | 0 | 0 | 0 | 0
|  |  |  | 22.8 | 45.6 | 0 | 0 | 0 | 0 | 0 | 7.48 | 0.10709 | 0 | 45.6 | 45.6 | 1 | 0 | 0 | 0 | 0
|  |  |  | 17.8 | 35.6 | 0 | 0 | 0 | 0 | 0 | 7.48 | 0.10709 | 0 | 35.6 | 35.6 | 1 | 0 | 0 | 0 | 0
|  |  |  | 15.8 | 31.6 | 0 | 0 | 0 | 0 | 0 | 7.48 | 0.10709 | 0 | 31.6 | 31.6 | 1 | 0 | 0 | 0 | 0
|  |  |  | 15.16 | 30.32 | 0 | 0 | 0 | 0 | 0 | 7.48 | 0.10709 | 0 | 30.32 | 30.32 | 1 | 0 | 0 | 0 | 0
|  |  |  | 16.12 | 32.24 | 0 | 0 | 0 | 0 | 0 | 7.48 | 0.10709 | 0 | 32.24 | 32.24 | 1 | 0 | 0 | 0 | 0
|  |  |  | 18.8 | 37.6 | 0 | 0 | 0 | 0 | 0 | 7.48 | 0.10709 | 0 | 37.6 | 37.6 | 1 | 0 | 0 | 0 | 0
|  |  |  | 16.04 | 32.08 | 0 | 0 | 0 | 0 | 0 | 7.48 | 0.10709 | 0 | 32.08 | 32.08 | 1 | 0 | 0 | 0 | 0
|  |  |  | 16.4 | 32.8 | 0 | 0 | 0 | 0 | 0 | 7.48 | 0.10709 | 0 | 32.8 | 32.8 | 1 | 0 | 0 | 0 | 0
|  |  |  | 16.4 | 32.8 | 0 | 0 | 0 | 0 | 0 | 7.48 | 0.10709 | 0 | 32.8 | 32.8 | 1 | 0 | 0 | 0 | 0
|  |  |  | 16.68 | 33.36 | 0 | 0 | 0 | 0 | 0 | 7.48 | 0.10709 | 0 | 33.36 | 33.36 | 1 | 0 | 0 | 0 | 0
|  |  |  | 21.88 | 43.76 | 0 | 0 | 0 | 0 | 0 | 7.48 | 0.10709 | 0 | 43.76 | 43.76 | 1 | 0 | 0 | 0 | 0
|  |  |  | 22.04 | 44.08 | 0 | 0 | 0 | 0 | 0 | 7.48 | 0.10709 | 0 | 44.08 | 44.08 | 1 | 0 | 0 | 0 | 0
|  |  |  | 22.16 | 44.32 | 0 | 0 | 0 | 0 | 0 | 7.48 | 0.12502 | 0 | 44.32 | 44.32 | 1 | 0 | 0 | 0 | 0
|  |  |  | 23.96 | 47.92 | 0 | 0 | 0 | 0 | 0 | 7.48 | 0.12502 | 0 | 47.92 | 47.92 | 1 | 0 | 0 | 0 | 0
|  |  |  | 23.84 | 47.68 | 0 | 0 | 0 | 0 | 0 | 7.48 | 0.12502 | 0 | 47.68 | 47.68 | 1 | 0 | 0 | 0 | 0
|  |  |  | 27.44 | 54.88 | 0 | 0 | 0 | 0 | 0 | 12.23 | 0.12502 | 0 | 54.88 | 54.88 | 1 | 0 | 0 | 0 | 0
|  |  |  | 27.08 | 54.16 | 0 | 0 | 0 | 0 | 0 | 12.23 | 0.12502 | 0 | 54.16 | 54.16 | 1 | 0 | 0 | 0 | 0
|  |  |  | 25.8 | 51.6 | 0 | 0 | 0 | 0 | 0 | 12.23 | 0.12502 | 0 | 51.6 | 51.6 | 1 | 0 | 0 | 0 | 0
|  |  |  | 23.56 | 47.12 | 0 | 0 | 0 | 0 | 0 | 12.23 | 0.12502 | 0 | 47.12 | 47.12 | 1 | 0 | 0 | 0 | 0
|  |  |  | 24.0933 | 48.1867 | 0 | 0 | 0 | 0 | 0 | 7.48 | 0.12502 | 0 | 48.187 | 48.187 | 1 | 0 | 0 | 0 | 0
|  |  |  | 23.0133 | 46.0267 | 0 | 0 | 0 | 0 | 0 | 7.48 | 0.12502 | 0 | 46.027 | 46.027 | 1 | 0 | 0 | 0 | 0
|  |  |  | 18.36 | 36.72 | 0 | 0 | 0 | 0 | 0 | 7.48 | 0.12502 | 0 | 36.72 | 34.042 | 0.2 | 0 | 2.678 | 0 | 0
|  |  |  | 15.12 | 30.24 | 0 | 0 | 0 | 0 | 0 | 7.48 | 0.10709 | 2.678 | 30.24 | 30.24 | 0.91885 | 0 | 0 | 0 | 0
|  |  |  | 15.64 | 31.28 | 0 | 0 | 0 | 0 | 0 | 7.48 | 0.10709 | 0.302 | 31.28 | 31.28 | 1 | 0 | 0 | 0 | 0
|  |  |  | 16.28 | 32.56 | 0 | 0 | 0 | 0 | 0 | 7.48 | 0.10709 | 0 | 32.56 | 32.56 | 1 | 0 | 0 | 0 | 0
|  |  |  | 11.76 | 23.52 | 0 | 0 | 0 | 0 | 0 | 7.48 | 0.10709 | 0 | 23.52 | 23.52 | 1 | 0 | 0 | 0 | 0
|  |  |  | 9.52 | 19.04 | 0 | 0 | 0 | 0 | 0 | 7.48 | 0.10709 | 0 | 19.04 | 19.04 | 1 | 0 | 0 | 0 | 0
|  |  |  | 9.52 | 19.04 | 0 | 0 | 0 | 0 | 0 | 7.48 | 0.10709 | 0 | 19.04 | 19.04 | 1 | 0 | 0 | 0 | 0
|  |  |  | 10.44 | 20.88 | 0 | 0 | 0 | 0 | 0 | 7.48 | 0.10709 | 0 | 20.88 | 20.88 | 1 | 0 | 0 | 0 | 0
|  |  |  | 12.72 | 25.44 | 0 | 0 | 0 | 0 | 0 | 7.48 | 0.10709 | 0 | 25.44 | 25.44 | 1 | 0 | 0 | 0 | 0
|  |  |  | 15.12 | 30.24 | 0 | 0 | 0 | 0 | 0 | 7.48 | 0.10709 | 0 | 30.24 | 30.24 | 1 | 0 | 0 | 0 | 0
|  |  |  | 17 | 34 | 0 | 0 | 0 | 0 | 0 | 7.48 | 0.10709 | 0 | 34 | 34 | 1 | 0 | 0 | 0 | 0
|  |  |  | 23.52 | 47.04 | 0 | 0 | 0 | 0 | 0 | 7.48 | 0.10709 | 0 | 47.04 | 47.04 | 1 | 0 | 0 | 0 | 0
|  |  |  | 27.16 | 54.32 | 0 | 0 | 0 | 0 | 0 | 7.48 | 0.10709 | 0 | 54.32 | 54.32 | 1 | 0 | 0 | 0 | 0
|  |  |  | 28.36 | 56.72 | 0 | 0 | 0 | 0 | 0 | 7.48 | 0.10709 | 0 | 56.72 | 56.72 | 1 | 0 | 0 | 0 | 0
|  |  |  | 28.04 | 56.08 | 0 | 0 | 0 | 0 | 0 | 7.48 | 0.10709 | 0 | 56.08 | 56.08 | 1 | 0 | 0 | 0 | 0
|  |  |  | 31.92 | 63.84 | 0 | 0 | 0 | 0 | 0 | 7.48 | 0.12502 | 0 | 63.84 | 63.84 | 1 | 0 | 0 | 0 | 0
|  |  |  | 33.72 | 67.44 | 0 | 0 | 0 | 0 | 0 | 7.48 | 0.12502 | 0 | 67.44 | 67.44 | 1 | 0 | 0 | 0 | 0
|  |  |  | 32.24 | 64.48 | 0 | 0 | 0 | 0 | 0 | 7.48 | 0.12502 | 0 | 64.48 | 64.48 | 1 | 0 | 0 | 0 | 0
|  |  |  | 35.16 | 70.32 | 0 | 0 | 0 | 0 | 0 | 12.23 | 0.12502 | 0 | 70.32 | 70.32 | 1 | 0 | 0 | 0 | 0
|  |  |  | 34.76 | 69.52 | 0 | 0 | 0 | 0 | 0 | 12.23 | 0.12502 | 0 | 69.52 | 69.52 | 1 | 0 | 0 | 0 | 0
|  |  |  | 31.68 | 63.36 | 0 | 0 | 0 | 0 | 0 | 12.23 | 0.12502 | 0 | 63.36 | 63.36 | 1 | 0 | 0 | 0 | 0
|  |  |  | 32.96 | 65.92 | 0 | 0 | 0 | 0 | 0 | 12.23 | 0.12502 | 0 | 65.92 | 65.92 | 1 | 0 | 0 | 0 | 0
|  |  |  | 32.72 | 65.44 | 0 | 0 | 0 | 0 | 0 | 7.48 | 0.12502 | 0 | 65.44 | 65.44 | 1 | 0 | 0 | 0 | 0
|  |  |  | 36.12 | 72.24 | 0 | 0 | 0 | 0 | 0 | 7.48 | 0.12502 | 0 | 72.24 | 72.24 | 1 | 0 | 0 | 0 | 0
|  |  |  | 33.88 | 67.76 | 0 | 0 | 0 | 0 | 0 | 7.48 | 0.12502 | 0 | 67.76 | 65.082 | 0.2 | 0 | 2.678 | 0 | 0
|  |  |  | 32.32 | 64.64 | 0 | 0 | 0 | 0 | 0 | 7.48 | 0.10709 | 2.678 | 64.64 | 64.64 | 0.91885 | 0 | 0 | 0 | 0
|  |  |  | 29.16 | 58.32 | 0 | 0 | 0 | 0 | 0 | 7.48 | 0.10709 | 0.302 | 58.32 | 58.32 | 1 | 0 | 0 | 0 | 0
|  |  |  | 16.88 | 33.76 | 0 | 0 | 0 | 0 | 0 | 7.48 | 0.10709 | 0 | 33.76 | 33.76 | 1 | 0 | 0 | 0 | 0
|  |  |  | 10.72 | 21.44 | 0 | 0 | 0 | 0 | 0 | 7.48 | 0.10709 | 0 | 21.44 | 21.44 | 1 | 0 | 0 | 0 | 0
|  |  |  | 9.2 | 18.4 | 0 | 0 | 0 | 0 | 0 | 7.48 | 0.10709 | 0 | 18.4 | 18.4 | 1 | 0 | 0 | 0 | 0
|  |  |  | 10.08 | 20.16 | 0 | 0 | 0 | 0 | 0 | 7.48 | 0.10709 | 0 | 20.16 | 20.16 | 1 | 0 | 0 | 0 | 0
|  |  |  | 9.52 | 19.04 | 0 | 0 | 0 | 0 | 0 | 7.48 | 0.10709 | 0 | 19.04 | 19.04 | 1 | 0 | 0 | 0 | 0
|  |  |  | 12.56 | 25.12 | 0 | 0 | 0 | 0 | 0 | 7.48 | 0.10709 | 0 | 25.12 | 25.12 | 1 | 0 | 0 | 0 | 0
|  |  |  | 14 | 28 | 0 | 0 | 0 | 0 | 0 | 7.48 | 0.10709 | 0 | 28 | 28 | 1 | 0 | 0 | 0 | 0
|  |  |  | 14.96 | 29.92 | 0 | 0 | 0 | 0 | 0 | 7.48 | 0.10709 | 0 | 29.92 | 29.92 | 1 | 0 | 0 | 0 | 0
|  |  |  | 20.08 | 40.16 | 0 | 0 | 0 | 0 | 0 | 7.48 | 0.10709 | 0 | 40.16 | 40.16 | 1 | 0 | 0 | 0 | 0
|  |  |  | 23.88 | 47.76 | 0 | 0 | 0 | 0 | 0 | 7.48 | 0.10709 | 0 | 47.76 | 47.76 | 1 | 0 | 0 | 0 | 0
|  |  |  | 25.92 | 51.84 | 0 | 0 | 0 | 0 | 0 | 7.48 | 0.10709 | 0 | 51.84 | 51.84 | 1 | 0 | 0 | 0 | 0
|  |  |  | 32.36 | 64.72 | 0 | 0 | 0 | 0 | 0 | 7.48 | 0.10709 | 0 | 64.72 | 64.72 | 1 | 0 | 0 | 0 | 0
|  |  |  | 32.36 | 64.72 | 0 | 0 | 0 | 0 | 0 | 7.48 | 0.10709 | 0 | 64.72 | 64.72 | 1 | 0 | 0 | 0 | 0
|  |  |  | 33.28 | 66.56 | 0 | 0 | 0 | 0 | 0 | 7.48 | 0.10709 | 0 | 66.56 | 66.56 | 1 | 0 | 0 | 0 | 0
|  |  |  | 37.32 | 74.64 | 0 | 0 | 0 | 0 | 0 | 7.48 | 0.10709 | 0 | 74.64 | 74.64 | 1 | 0 | 0 | 0 | 0
|  |  |  | 38.32 | 76.64 | 0 | 0 | 0 | 0 | 0 | 7.48 | 0.10709 | 0 | 76.64 | 76.64 | 1 | 0 | 0 | 0 | 0
|  |  |  | 35.24 | 70.48 | 0 | 0 | 0 | 0 | 0 | 7.48 | 0.10709 | 0 | 70.48 | 70.48 | 1 | 0 | 0 | 0 | 0
|  |  |  | 37.96 | 75.92 | 0 | 0 | 0 | 0 | 0 | 7.48 | 0.10709 | 0 | 75.92 | 75.92 | 1 | 0 | 0 | 0 | 0
|  |  |  | 39.2 | 78.4 | 0 | 0 | 0 | 0 | 0 | 7.48 | 0.10709 | 0 | 78.4 | 78.4 | 1 | 0 | 0 | 0 | 0
|  |  |  | 39.08 | 78.16 | 0 | 0 | 0 | 0 | 0 | 7.48 | 0.10709 | 0 | 78.16 | 78.16 | 1 | 0 | 0 | 0 | 0
|  |  |  | 37.32 | 74.64 | 0 | 0 | 0 | 0 | 0 | 7.48 | 0.10709 | 0 | 74.64 | 74.64 | 1 | 0 | 0 | 0 | 0
|  |  |  | 35 | 70 | 0 | 0 | 0 | 0 | 0 | 7.48 | 0.10709 | 0 | 70 | 70 | 1 | 0 | 0 | 0 | 0
|  |  |  | 32.76 | 65.52 | 0 | 0 | 0 | 0 | 0 | 7.48 | 0.10709 | 0 | 65.52 | 65.52 | 1 | 0 | 0 | 0 | 0
|  |  |  | 29.28 | 58.56 | 0 | 0 | 0 | 0 | 0 | 7.48 | 0.10709 | 0 | 58.56 | 58.56 | 1 | 0 | 0 | 0 | 0
|  |  |  | 17.64 | 35.28 | 0 | 0 | 0 | 0 | 0 | 7.48 | 0.10709 | 0 | 35.28 | 35.28 | 1 | 0 | 0 | 0 | 0
|  |  |  | 11.12 | 22.24 | 0 | 0 | 0 | 0 | 0 | 7.48 | 0.10709 | 0 | 22.24 | 22.24 | 1 | 0 | 0 | 0 | 0
|  |  |  | 9.52 | 19.04 | 0 | 0 | 0 | 0 | 0 | 7.48 | 0.10709 | 0 | 19.04 | 19.04 | 1 | 0 | 0 | 0 | 0
|  |  |  | 11.48 | 22.96 | 0 | 0 | 0 | 0 | 0 | 7.48 | 0.10709 | 0 | 22.96 | 22.96 | 1 | 0 | 0 | 0 | 0
|  |  |  | 9.72 | 19.44 | 0 | 0 | 0 | 0 | 0 | 7.48 | 0.10709 | 0 | 19.44 | 19.44 | 1 | 0 | 0 | 0 | 0
|  |  |  | 12.08 | 24.16 | 0 | 0 | 0 | 0 | 0 | 7.48 | 0.10709 | 0 | 24.16 | 24.16 | 1 | 0 | 0 | 0 | 0
|  |  |  | 13.44 | 26.88 | 0 | 0 | 0 | 0 | 0 | 7.48 | 0.10709 | 0 | 26.88 | 26.88 | 1 | 0 | 0 | 0 | 0
|  |  |  | 16.52 | 33.04 | 0 | 0 | 0 | 0 | 0 | 7.48 | 0.10709 | 0 | 33.04 | 33.04 | 1 | 0 | 0 | 0 | 0
|  |  |  | 24.36 | 48.72 | 0 | 0 | 0 | 0 | 0 | 7.48 | 0.10709 | 0 | 48.72 | 48.72 | 1 | 0 | 0 | 0 | 0
|  |  |  | 23.88 | 47.76 | 0 | 0 | 0 | 0 | 0 | 7.48 | 0.10709 | 0 | 47.76 | 47.76 | 1 | 0 | 0 | 0 | 0
|  |  |  | 25.12 | 50.24 | 0 | 0 | 0 | 0 | 0 | 7.48 | 0.10709 | 0 | 50.24 | 50.24 | 1 | 0 | 0 | 0 | 0
|  |  |  | 28.88 | 57.76 | 0 | 0 | 0 | 0 | 0 | 7.48 | 0.10709 | 0 | 57.76 | 57.76 | 1 | 0 | 0 | 0 | 0
|  |  |  | 33.12 | 66.24 | 0 | 0 | 0 | 0 | 0 | 7.48 | 0.10709 | 0 | 66.24 | 66.24 | 1 | 0 | 0 | 0 | 0
|  |  |  | 36.16 | 72.32 | 0 | 0 | 0 | 0 | 0 | 7.48 | 0.10709 | 0 | 72.32 | 72.32 | 1 | 0 | 0 | 0 | 0
|  |  |  | 38.88 | 77.76 | 0 | 0 | 0 | 0 | 0 | 7.48 | 0.10709 | 0 | 77.76 | 77.76 | 1 | 0 | 0 | 0 | 0
|  |  |  | 36.48 | 72.96 | 0 | 0 | 0 | 0 | 0 | 7.48 | 0.10709 | 0 | 72.96 | 72.96 | 1 | 0 | 0 | 0 | 0
|  |  |  | 34.92 | 69.84 | 0 | 0 | 0 | 0 | 0 | 7.48 | 0.10709 | 0 | 69.84 | 69.84 | 1 | 0 | 0 | 0 | 0
|  |  |  | 37.12 | 74.24 | 0 | 0 | 0 | 0 | 0 | 7.48 | 0.10709 | 0 | 74.24 | 74.24 | 1 | 0 | 0 | 0 | 0
|  |  |  | 35.36 | 70.72 | 0 | 0 | 0 | 0 | 0 | 7.48 | 0.10709 | 0 | 70.72 | 70.72 | 1 | 0 | 0 | 0 | 0
|  |  |  | 37.16 | 74.32 | 0 | 0 | 0 | 0 | 0 | 7.48 | 0.10709 | 0 | 74.32 | 74.32 | 1 | 0 | 0 | 0 | 0
|  |  |  | 35.72 | 71.44 | 0 | 0 | 0 | 0 | 0 | 7.48 | 0.10709 | 0 | 71.44 | 71.44 | 1 | 0 | 0 | 0 | 0
|  |  |  | 33.88 | 67.76 | 0 | 0 | 0 | 0 | 0 | 7.48 | 0.10709 | 0 | 67.76 | 67.76 | 1 | 0 | 0 | 0 | 0
|  |  |  | 33.88 | 67.76 | 0 | 0 | 0 | 0 | 0 | 7.48 | 0.10709 | 0 | 67.76 | 67.76 | 1 | 0 | 0 | 0 | 0
|  |  |  | 29.36 | 58.72 | 0 | 0 | 0 | 0 | 0 | 7.48 | 0.10709 | 0 | 58.72 | 58.72 | 1 | 0 | 0 | 0 | 0
|  |  |  | 21.48 | 42.96 | 0 | 0 | 0 | 0 | 0 | 7.48 | 0.10709 | 0 | 42.96 | 42.96 | 1 | 0 | 0 | 0 | 0
|  |  |  | 10.64 | 21.28 | 0 | 0 | 0 | 0 | 0 | 7.48 | 0.10709 | 0 | 21.28 | 21.28 | 1 | 0 | 0 | 0 | 0
|  |  |  | 8.76 | 17.52 | 0 | 0 | 0 | 0 | 0 | 7.48 | 0.10709 | 0 | 17.52 | 17.52 | 1 | 0 | 0 | 0 | 0
|  |  |  | 12.04 | 24.08 | 0 | 0 | 0 | 0 | 0 | 7.48 | 0.10709 | 0 | 24.08 | 24.08 | 1 | 0 | 0 | 0 | 0
|  |  |  | 8.44 | 16.88 | 0 | 0 | 0 | 0 | 0 | 7.48 | 0.10709 | 0 | 16.88 | 16.88 | 1 | 0 | 0 | 0 | 0
|  |  |  | 11.96 | 23.92 | 0 | 0 | 0 | 0 | 0 | 7.48 | 0.10709 | 0 | 23.92 | 23.92 | 1 | 0 | 0 | 0 | 0
|  |  |  | 13.68 | 27.36 | 0 | 0 | 0 | 0 | 0 | 7.48 | 0.10709 | 0 | 27.36 | 27.36 | 1 | 0 | 0 | 0 | 0
|  |  |  | 16.12 | 32.24 | 0 | 0 | 0 | 0 | 0 | 7.48 | 0.10709 | 0 | 32.24 | 32.24 | 1 | 0 | 0 | 0 | 0
|  |  |  | 23.4 | 46.8 | 0 | 0 | 0 | 0 | 0 | 7.48 | 0.10709 | 0 | 46.8 | 46.8 | 1 | 0 | 0 | 0 | 0
|  |  |  | 23.64 | 47.28 | 0 | 0 | 0 | 0 | 0 | 7.48 | 0.10709 | 0 | 47.28 | 47.28 | 1 | 0 | 0 | 0 | 0
|  |  |  | 25.72 | 51.44 | 0 | 0 | 0 | 0 | 0 | 7.48 | 0.10709 | 0 | 51.44 | 51.44 | 1 | 0 | 0 | 0 | 0
|  |  |  | 29.88 | 59.76 | 0 | 0 | 0 | 0 | 0 | 7.48 | 0.10709 | 0 | 59.76 | 59.76 | 1 | 0 | 0 | 0 | 0
|  |  |  | 35.6933 | 71.3867 | 0 | 0 | 0 | 0 | 0 | 7.48 | 0.12502 | 0 | 71.387 | 71.387 | 1 | 0 | 0 | 0 | 0
|  |  |  | 33.4933 | 66.9867 | 0 | 0 | 0 | 0 | 0 | 7.48 | 0.12502 | 0 | 66.987 | 66.987 | 1 | 0 | 0 | 0 | 0
|  |  |  | 34 | 68 | 0 | 0 | 0 | 0 | 0 | 7.48 | 0.12502 | 0 | 68 | 68 | 1 | 0 | 0 | 0 | 0
|  |  |  | 25.68 | 51.36 | 0 | 0 | 0 | 0 | 0 | 12.23 | 0.12502 | 0 | 51.36 | 51.36 | 1 | 0 | 0 | 0 | 0
|  |  |  | 24.88 | 49.76 | 0 | 0 | 0 | 0 | 0 | 12.23 | 0.12502 | 0 | 49.76 | 49.76 | 1 | 0 | 0 | 0 | 0
|  |  |  | 24.44 | 48.88 | 0 | 0 | 0 | 0 | 0 | 12.23 | 0.12502 | 0 | 48.88 | 48.88 | 1 | 0 | 0 | 0 | 0
|  |  |  | 23.68 | 47.36 | 0 | 0 | 0 | 0 | 0 | 12.23 | 0.12502 | 0 | 47.36 | 47.36 | 1 | 0 | 0 | 0 | 0
|  |  |  | 24.32 | 48.64 | 0 | 0 | 0 | 0 | 0 | 7.48 | 0.12502 | 0 | 48.64 | 48.64 | 1 | 0 | 0 | 0 | 0
|  |  |  | 24.76 | 49.52 | 0 | 0 | 0 | 0 | 0 | 7.48 | 0.12502 | 0 | 49.52 | 49.52 | 1 | 0 | 0 | 0 | 0
|  |  |  | 23.8 | 47.6 | 0 | 0 | 0 | 0 | 0 | 7.48 | 0.12502 | 0 | 47.6 | 44.922 | 0.2 | 0 | 2.678 | 0 | 0
|  |  |  | 23.88 | 47.76 | 0 | 0 | 0 | 0 | 0 | 7.48 | 0.10709 | 2.678 | 47.76 | 47.76 | 0.91885 | 0 | 0 | 0 | 0
|  |  |  | 23.68 | 47.36 | 0 | 0 | 0 | 0 | 0 | 7.48 | 0.10709 | 0.302 | 47.36 | 47.36 | 1 | 0 | 0 | 0 | 0
|  |  |  | 18.24 | 36.48 | 0 | 0 | 0 | 0 | 0 | 7.48 | 0.10709 | 0 | 36.48 | 36.48 | 1 | 0 | 0 | 0 | 0
|  |  |  | 10.76 | 21.52 | 0 | 0 | 0 | 0 | 0 | 7.48 | 0.10709 | 0 | 21.52 | 21.52 | 1 | 0 | 0 | 0 | 0
|  |  |  | 9.08 | 18.16 | 0 | 0 | 0 | 0 | 0 | 7.48 | 0.10709 | 0 | 18.16 | 18.16 | 1 | 0 | 0 | 0 | 0
|  |  |  | 9.84 | 19.68 | 0 | 0 | 0 | 0 | 0 | 7.48 | 0.10709 | 0 | 19.68 | 19.68 | 1 | 0 | 0 | 0 | 0
|  |  |  | 11.36 | 22.72 | 0 | 0 | 0 | 0 | 0 | 7.48 | 0.10709 | 0 | 22.72 | 22.72 | 1 | 0 | 0 | 0 | 0
|  |  |  | 13.6 | 27.2 | 0 | 0 | 0 | 0 | 0 | 7.48 | 0.10709 | 0 | 27.2 | 27.2 | 1 | 0 | 0 | 0 | 0
|  |  |  | 15.4 | 30.8 | 0 | 0 | 0 | 0 | 0 | 7.48 | 0.10709 | 0 | 30.8 | 30.8 | 1 | 0 | 0 | 0 | 0
|  |  |  | 17.6 | 35.2 | 0 | 0 | 0 | 0 | 0 | 7.48 | 0.10709 | 0 | 35.2 | 35.2 | 1 | 0 | 0 | 0 | 0
|  |  |  | 24.64 | 49.28 | 0 | 0 | 0 | 0 | 0 | 7.48 | 0.10709 | 0 | 49.28 | 49.28 | 1 | 0 | 0 | 0 | 0
|  |  |  | 24.92 | 49.84 | 0 | 0 | 0 | 0 | 0 | 7.48 | 0.10709 | 0 | 49.84 | 49.84 | 1 | 0 | 0 | 0 | 0
|  |  |  | 27.28 | 54.56 | 0 | 0 | 0 | 0 | 0 | 7.48 | 0.10709 | 0 | 54.56 | 54.56 | 1 | 0 | 0 | 0 | 0
|  |  |  | 29.96 | 59.92 | 0 | 0 | 0 | 0 | 0 | 7.48 | 0.10709 | 0 | 59.92 | 59.92 | 1 | 0 | 0 | 0 | 0
|  |  |  | 33.12 | 66.24 | 0 | 0 | 0 | 0 | 0 | 7.48 | 0.12502 | 0 | 66.24 | 66.24 | 1 | 0 | 0 | 0 | 0
|  |  |  | 32.76 | 65.52 | 0 | 0 | 0 | 0 | 0 | 7.48 | 0.12502 | 0 | 65.52 | 65.52 | 1 | 0 | 0 | 0 | 0
|  |  |  | 30.96 | 61.92 | 0 | 0 | 0 | 0 | 0 | 7.48 | 0.12502 | 0 | 61.92 | 61.92 | 1 | 0 | 0 | 0 | 0
|  |  |  | 27.32 | 54.64 | 0 | 0 | 0 | 0 | 0 | 12.23 | 0.12502 | 0 | 54.64 | 54.64 | 1 | 0 | 0 | 0 | 0
|  |  |  | 27.44 | 54.88 | 0 | 0 | 0 | 0 | 0 | 12.23 | 0.12502 | 0 | 54.88 | 54.88 | 1 | 0 | 0 | 0 | 0
|  |  |  | 29.76 | 59.52 | 0 | 0 | 0 | 0 | 0 | 12.23 | 0.12502 | 0 | 59.52 | 59.52 | 1 | 0 | 0 | 0 | 0
|  |  |  | 25.88 | 51.76 | 0 | 0 | 0 | 0 | 0 | 12.23 | 0.12502 | 0 | 51.76 | 51.76 | 1 | 0 | 0 | 0 | 0
|  |  |  | 26.24 | 52.48 | 0 | 0 | 0 | 0 | 0 | 7.48 | 0.12502 | 0 | 52.48 | 52.48 | 1 | 0 | 0 | 0 | 0
|  |  |  | 25.72 | 51.44 | 0 | 0 | 0 | 0 | 0 | 7.48 | 0.12502 | 0 | 51.44 | 51.44 | 1 | 0 | 0 | 0 | 0
|  |  |  | 25.92 | 51.84 | 0 | 0 | 0 | 0 | 0 | 7.48 | 0.12502 | 0 | 51.84 | 49.162 | 0.2 | 0 | 2.678 | 0 | 0
|  |  |  | 26.08 | 52.16 | 0 | 0 | 0 | 0 | 0 | 7.48 | 0.10709 | 2.678 | 52.16 | 52.16 | 0.91885 | 0 | 0 | 0 | 0
|  |  |  | 23.48 | 46.96 | 0 | 0 | 0 | 0 | 0 | 7.48 | 0.10709 | 0.302 | 46.96 | 46.96 | 1 | 0 | 0 | 0 | 0
|  |  |  | 20.24 | 40.48 | 0 | 0 | 0 | 0 | 0 | 7.48 | 0.10709 | 0 | 40.48 | 40.48 | 1 | 0 | 0 | 0 | 0
|  |  |  | 11.56 | 23.12 | 0 | 0 | 0 | 0 | 0 | 7.48 | 0.10709 | 0 | 23.12 | 23.12 | 1 | 0 | 0 | 0 | 0
|  |  |  | 9.88 | 19.76 | 0 | 0 | 0 | 0 | 0 | 7.48 | 0.10709 | 0 | 19.76 | 19.76 | 1 | 0 | 0 | 0 | 0
|  |  |  | 9.56 | 19.12 | 0 | 0 | 0 | 0 | 0 | 7.48 | 0.10709 | 0 | 19.12 | 19.12 | 1 | 0 | 0 | 0 | 0
|  |  |  | 11.8133 | 23.6267 | 0 | 0 | 0 | 0 | 0 | 7.48 | 0.10709 | 0 | 23.627 | 23.627 | 1 | 0 | 0 | 0 | 0
|  |  |  | 14.1867 | 28.3733 | 0 | 0 | 0 | 0 | 0 | 7.48 | 0.10709 | 0 | 28.373 | 28.373 | 1 | 0 | 0 | 0 | 0
|  |  |  | 15.92 | 31.84 | 0 | 0 | 0 | 0 | 0 | 7.48 | 0.10709 | 0 | 31.84 | 31.84 | 1 | 0 | 0 | 0 | 0
|  |  |  | 16.72 | 33.44 | 0 | 0 | 0 | 0 | 0 | 7.48 | 0.10709 | 0 | 33.44 | 33.44 | 1 | 0 | 0 | 0 | 0
|  |  |  | 17.36 | 34.72 | 0 | 0 | 0 | 0 | 0 | 7.48 | 0.10709 | 0 | 34.72 | 34.72 | 1 | 0 | 0 | 0 | 0
|  |  |  | 21.84 | 43.68 | 0 | 0 | 0 | 0 | 0 | 7.48 | 0.10709 | 0 | 43.68 | 43.68 | 1 | 0 | 0 | 0 | 0
|  |  |  | 22.32 | 44.64 | 0 | 0 | 0 | 0 | 0 | 7.48 | 0.10709 | 0 | 44.64 | 44.64 | 1 | 0 | 0 | 0 | 0
|  |  |  | 23.84 | 47.68 | 0 | 0 | 0 | 0 | 0 | 7.48 | 0.10709 | 0 | 47.68 | 47.68 | 1 | 0 | 0 | 0 | 0
|  |  |  | 23.4 | 46.8 | 0 | 0 | 0 | 0 | 0 | 7.48 | 0.12502 | 0 | 46.8 | 46.8 | 1 | 0 | 0 | 0 | 0
|  |  |  | 23.64 | 47.28 | 0 | 0 | 0 | 0 | 0 | 7.48 | 0.12502 | 0 | 47.28 | 47.28 | 1 | 0 | 0 | 0 | 0
|  |  |  | 22.52 | 45.04 | 0 | 0 | 0 | 0 | 0 | 7.48 | 0.12502 | 0 | 45.04 | 45.04 | 1 | 0 | 0 | 0 | 0
|  |  |  | 23.304 | 46.608 | 0 | 0 | 0 | 0 | 0 | 12.23 | 0.12502 | 0 | 46.608 | 46.608 | 1 | 0 | 0 | 0 | 0
|  |  |  | 22.176 | 44.352 | 0 | 0 | 0 | 0 | 0 | 12.23 | 0.12502 | 0 | 44.352 | 44.352 | 1 | 0 | 0 | 0 | 0
|  |  |  | 22.72 | 45.44 | 0 | 0 | 0 | 0 | 0 | 12.23 | 0.12502 | 0 | 45.44 | 45.44 | 1 | 0 | 0 | 0 | 0
|  |  |  | 24.08 | 48.16 | 0 | 0 | 0 | 0 | 0 | 12.23 | 0.12502 | 0 | 48.16 | 48.16 | 1 | 0 | 0 | 0 | 0
|  |  |  | 24.24 | 48.48 | 0 | 0 | 0 | 0 | 0 | 7.48 | 0.12502 | 0 | 48.48 | 48.48 | 1 | 0 | 0 | 0 | 0
|  |  |  | 22.8343 | 45.6686 | 0 | 0 | 0 | 0 | 0 | 7.48 | 0.12502 | 0 | 45.669 | 45.669 | 1 | 0 | 0 | 0 | 0
|  |  |  | 19.2 | 38.4 | 0 | 0 | 0 | 0 | 0 | 7.48 | 0.12502 | 0 | 38.4 | 35.722 | 0.2 | 0 | 2.678 | 0 | 0
|  |  |  | 16.1657 | 32.3314 | 0 | 0 | 0 | 0 | 0 | 7.48 | 0.10709 | 2.678 | 32.331 | 32.331 | 0.91885 | 0 | 0 | 0 | 0
|  |  |  | 17 | 34 | 0 | 0 | 0 | 0 | 0 | 7.48 | 0.10709 | 0.302 | 34 | 34 | 1 | 0 | 0 | 0 | 0
|  |  |  | 16.6 | 33.2 | 0 | 0 | 0 | 0 | 0 | 7.48 | 0.10709 | 0 | 33.2 | 33.2 | 1 | 0 | 0 | 0 | 0
|  |  |  | 13.4 | 26.8 | 0 | 0 | 0 | 0 | 0 | 7.48 | 0.10709 | 0 | 26.8 | 26.8 | 1 | 0 | 0 | 0 | 0
|  |  |  | 13.2533 | 26.5067 | 0 | 0 | 0 | 0 | 0 | 7.48 | 0.10709 | 0 | 26.507 | 26.507 | 1 | 0 | 0 | 0 | 0
|  |  |  | 10.0667 | 20.1333 | 0 | 0 | 0 | 0 | 0 | 7.48 | 0.10709 | 0 | 20.133 | 20.133 | 1 | 0 | 0 | 0 | 0
|  |  |  | 12.12 | 24.24 | 0 | 0 | 0 | 0 | 0 | 7.48 | 0.10709 | 0 | 24.24 | 24.24 | 1 | 0 | 0 | 0 | 0
|  |  |  | 13.76 | 27.52 | 0 | 0 | 0 | 0 | 0 | 7.48 | 0.10709 | 0 | 27.52 | 27.52 | 1 | 0 | 0 | 0 | 0
|  |  |  | 15.4 | 30.8 | 0 | 0 | 0 | 0 | 0 | 7.48 | 0.10709 | 0 | 30.8 | 30.8 | 1 | 0 | 0 | 0 | 0
|  |  |  | 16 | 32 | 0 | 0 | 0 | 0 | 0 | 7.48 | 0.10709 | 0 | 32 | 32 | 1 | 0 | 0 | 0 | 0
|  |  |  | 16.64 | 33.28 | 0 | 0 | 0 | 0 | 0 | 7.48 | 0.10709 | 0 | 33.28 | 33.28 | 1 | 0 | 0 | 0 | 0
|  |  |  | 16 | 32 | 0 | 0 | 0 | 0 | 0 | 7.48 | 0.10709 | 0 | 32 | 32 | 1 | 0 | 0 | 0 | 0
|  |  |  | 21.04 | 42.08 | 0 | 0 | 0 | 0 | 0 | 7.48 | 0.10709 | 0 | 42.08 | 42.08 | 1 | 0 | 0 | 0 | 0
|  |  |  | 21.72 | 43.44 | 0 | 0 | 0 | 0 | 0 | 7.48 | 0.10709 | 0 | 43.44 | 43.44 | 1 | 0 | 0 | 0 | 0
|  |  |  | 21.8666 | 43.7333 | 0 | 0 | 0 | 0 | 0 | 7.48 | 0.12502 | 0 | 43.733 | 43.733 | 1 | 0 | 0 | 0 | 0
|  |  |  | 22.2933 | 44.5866 | 0 | 0 | 0 | 0 | 0 | 7.48 | 0.12502 | 0 | 44.587 | 44.587 | 1 | 0 | 0 | 0 | 0
|  |  |  | 22.28 | 44.56 | 0 | 0 | 0 | 0 | 0 | 7.48 | 0.12502 | 0 | 44.56 | 44.56 | 1 | 0 | 0 | 0 | 0
|  |  |  | 22.2 | 44.4 | 0 | 0 | 0 | 0 | 0 | 12.23 | 0.12502 | 0 | 44.4 | 44.4 | 1 | 0 | 0 | 0 | 0
|  |  |  | 22.6 | 45.2 | 0 | 0 | 0 | 0 | 0 | 12.23 | 0.12502 | 0 | 45.2 | 45.2 | 1 | 0 | 0 | 0 | 0
|  |  |  | 22.8 | 45.6 | 0 | 0 | 0 | 0 | 0 | 12.23 | 0.12502 | 0 | 45.6 | 45.6 | 1 | 0 | 0 | 0 | 0
|  |  |  | 22.84 | 45.68 | 0 | 0 | 0 | 0 | 0 | 12.23 | 0.12502 | 0 | 45.68 | 45.68 | 1 | 0 | 0 | 0 | 0
|  |  |  | 21.8 | 43.6 | 0 | 0 | 0 | 0 | 0 | 7.48 | 0.12502 | 0 | 43.6 | 43.6 | 1 | 0 | 0 | 0 | 0
|  |  |  | 16.12 | 32.24 | 0 | 0 | 0 | 0 | 0 | 7.48 | 0.12502 | 0 | 32.24 | 32.24 | 1 | 0 | 0 | 0 | 0
|  |  |  | 14.6 | 29.2 | 0 | 0 | 0 | 0 | 0 | 7.48 | 0.12502 | 0 | 29.2 | 26.522 | 0.2 | 0 | 2.678 | 0 | 0
|  |  |  | 15.04 | 30.08 | 0 | 0 | 0 | 0 | 0 | 7.48 | 0.10709 | 2.678 | 30.08 | 30.08 | 0.91885 | 0 | 0 | 0 | 0
|  |  |  | 16.24 | 32.48 | 0 | 0 | 0 | 0 | 0 | 7.48 | 0.10709 | 0.302 | 32.48 | 32.48 | 1 | 0 | 0 | 0 | 0
|  |  |  | 17 | 34 | 0 | 0 | 0 | 0 | 0 | 7.48 | 0.10709 | 0 | 34 | 34 | 1 | 0 | 0 | 0 | 0
|  |  |  | 11.48 | 22.96 | 0 | 0 | 0 | 0 | 0 | 7.48 | 0.10709 | 0 | 22.96 | 22.96 | 1 | 0 | 0 | 0 | 0
|  |  |  | 8.96 | 17.92 | 0 | 0 | 0 | 0 | 0 | 7.48 | 0.10709 | 0 | 17.92 | 17.92 | 1 | 0 | 0 | 0 | 0
|  |  |  | 10.36 | 20.72 | 0 | 0 | 0 | 0 | 0 | 7.48 | 0.10709 | 0 | 20.72 | 20.72 | 1 | 0 | 0 | 0 | 0
|  |  |  | 12.84 | 25.68 | 0 | 0 | 0 | 0 | 0 | 7.48 | 0.10709 | 0 | 25.68 | 25.68 | 1 | 0 | 0 | 0 | 0
|  |  |  | 13.64 | 27.28 | 0 | 0 | 0 | 0 | 0 | 7.48 | 0.10709 | 0 | 27.28 | 27.28 | 1 | 0 | 0 | 0 | 0
|  |  |  | 15.36 | 30.72 | 0 | 0 | 0 | 0 | 0 | 7.48 | 0.10709 | 0 | 30.72 | 30.72 | 1 | 0 | 0 | 0 | 0
|  |  |  | 16.32 | 32.64 | 0 | 0 | 0 | 0 | 0 | 7.48 | 0.10709 | 0 | 32.64 | 32.64 | 1 | 0 | 0 | 0 | 0
|  |  |  | 23.76 | 47.52 | 0 | 0 | 0 | 0 | 0 | 7.48 | 0.10709 | 0 | 47.52 | 47.52 | 1 | 0 | 0 | 0 | 0
|  |  |  | 23.88 | 47.76 | 0 | 0 | 0 | 0 | 0 | 7.48 | 0.10709 | 0 | 47.76 | 47.76 | 1 | 0 | 0 | 0 | 0
|  |  |  | 27.93 | 55.86 | 0 | 0 | 0 | 0 | 0 | 7.48 | 0.10709 | 0 | 55.86 | 55.86 | 1 | 0 | 0 | 0 | 0
|  |  |  | 32.17 | 64.34 | 0 | 0 | 0 | 0 | 0 | 7.48 | 0.10709 | 0 | 64.34 | 64.34 | 1 | 0 | 0 | 0 | 0
|  |  |  | 30.8 | 61.6 | 0 | 0 | 0 | 0 | 0 | 7.48 | 0.12502 | 0 | 61.6 | 61.6 | 1 | 0 | 0 | 0 | 0
|  |  |  | 32.92 | 65.84 | 0 | 0 | 0 | 0 | 0 | 7.48 | 0.12502 | 0 | 65.84 | 65.84 | 1 | 0 | 0 | 0 | 0
|  |  |  | 28.56 | 57.12 | 0 | 0 | 0 | 0 | 0 | 7.48 | 0.12502 | 0 | 57.12 | 57.12 | 1 | 0 | 0 | 0 | 0
|  |  |  | 27.68 | 55.36 | 0 | 0 | 0 | 0 | 0 | 12.23 | 0.12502 | 0 | 55.36 | 55.36 | 1 | 0 | 0 | 0 | 0
|  |  |  | 26.52 | 53.04 | 0 | 0 | 0 | 0 | 0 | 12.23 | 0.12502 | 0 | 53.04 | 53.04 | 1 | 0 | 0 | 0 | 0
|  |  |  | 25.16 | 50.32 | 0 | 0 | 0 | 0 | 0 | 12.23 | 0.12502 | 0 | 50.32 | 50.32 | 1 | 0 | 0 | 0 | 0
|  |  |  | 25.88 | 51.76 | 0 | 0 | 0 | 0 | 0 | 12.23 | 0.12502 | 0 | 51.76 | 51.76 | 1 | 0 | 0 | 0 | 0
|  |  |  | 26.32 | 52.64 | 0 | 0 | 0 | 0 | 0 | 7.48 | 0.12502 | 0 | 52.64 | 52.64 | 1 | 0 | 0 | 0 | 0
|  |  |  | 25.08 | 50.16 | 0 | 0 | 0 | 0 | 0 | 7.48 | 0.12502 | 0 | 50.16 | 50.16 | 1 | 0 | 0 | 0 | 0
|  |  |  | 25.56 | 51.12 | 0 | 0 | 0 | 0 | 0 | 7.48 | 0.12502 | 0 | 51.12 | 48.442 | 0.2 | 0 | 2.678 | 0 | 0
|  |  |  | 26.4 | 52.8 | 0 | 0 | 0 | 0 | 0 | 7.48 | 0.10709 | 2.678 | 52.8 | 52.8 | 0.91885 | 0 | 0 | 0 | 0
|  |  |  | 24.52 | 49.04 | 0 | 0 | 0 | 0 | 0 | 7.48 | 0.10709 | 0.302 | 49.04 | 49.04 | 1 | 0 | 0 | 0 | 0
|  |  |  | 18.76 | 37.52 | 0 | 0 | 0 | 0 | 0 | 7.48 | 0.10709 | 0 | 37.52 | 37.52 | 1 | 0 | 0 | 0 | 0
|  |  |  | 12.96 | 25.92 | 0 | 0 | 0 | 0 | 0 | 7.48 | 0.10709 | 0 | 25.92 | 25.92 | 1 | 0 | 0 | 0 | 0
|  |  |  | 10.96 | 21.92 | 0 | 0 | 0 | 0 | 0 | 7.48 | 0.10709 | 0 | 21.92 | 21.92 | 1 | 0 | 0 | 0 | 0
|  |  |  | 12.04 | 24.08 | 0 | 0 | 0 | 0 | 0 | 7.48 | 0.10709 | 0 | 24.08 | 24.08 | 1 | 0 | 0 | 0 | 0
|  |  |  | 14.2 | 28.4 | 0 | 0 | 0 | 0 | 0 | 7.48 | 0.10709 | 0 | 28.4 | 28.4 | 1 | 0 | 0 | 0 | 0
|  |  |  | 13 | 26 | 0 | 0 | 0 | 0 | 0 | 7.48 | 0.10709 | 0 | 26 | 26 | 1 | 0 | 0 | 0 | 0
|  |  |  | 14.72 | 29.44 | 0 | 0 | 0 | 0 | 0 | 7.48 | 0.10709 | 0 | 29.44 | 29.44 | 1 | 0 | 0 | 0 | 0
|  |  |  | 17.16 | 34.32 | 0 | 0 | 0 | 0 | 0 | 7.48 | 0.10709 | 0 | 34.32 | 34.32 | 1 | 0 | 0 | 0 | 0
|  |  |  | 24.68 | 49.36 | 0 | 0 | 0 | 0 | 0 | 7.48 | 0.10709 | 0 | 49.36 | 49.36 | 1 | 0 | 0 | 0 | 0
|  |  |  | 23.44 | 46.88 | 0 | 0 | 0 | 0 | 0 | 7.48 | 0.10709 | 0 | 46.88 | 46.88 | 1 | 0 | 0 | 0 | 0
|  |  |  | 24.72 | 49.44 | 0 | 0 | 0 | 0 | 0 | 7.48 | 0.10709 | 0 | 49.44 | 49.44 | 1 | 0 | 0 | 0 | 0
|  |  |  | 26.88 | 53.76 | 0 | 0 | 0 | 0 | 0 | 7.48 | 0.10709 | 0 | 53.76 | 53.76 | 1 | 0 | 0 | 0 | 0
|  |  |  | 30.24 | 60.48 | 0 | 0 | 0 | 0 | 0 | 7.48 | 0.10709 | 0 | 60.48 | 60.48 | 1 | 0 | 0 | 0 | 0
|  |  |  | 30.8 | 61.6 | 0 | 0 | 0 | 0 | 0 | 7.48 | 0.10709 | 0 | 61.6 | 61.6 | 1 | 0 | 0 | 0 | 0
|  |  |  | 28.4 | 56.8 | 0 | 0 | 0 | 0 | 0 | 7.48 | 0.10709 | 0 | 56.8 | 56.8 | 1 | 0 | 0 | 0 | 0
|  |  |  | 27 | 54 | 0 | 0 | 0 | 0 | 0 | 7.48 | 0.10709 | 0 | 54 | 54 | 1 | 0 | 0 | 0 | 0
|  |  |  | 26.8 | 53.6 | 0 | 0 | 0 | 0 | 0 | 7.48 | 0.10709 | 0 | 53.6 | 53.6 | 1 | 0 | 0 | 0 | 0
|  |  |  | 27.52 | 55.04 | 0 | 0 | 0 | 0 | 0 | 7.48 | 0.10709 | 0 | 55.04 | 55.04 | 1 | 0 | 0 | 0 | 0
|  |  |  | 26.56 | 53.12 | 0 | 0 | 0 | 0 | 0 | 7.48 | 0.10709 | 0 | 53.12 | 53.12 | 1 | 0 | 0 | 0 | 0
|  |  |  | 24.64 | 49.28 | 0 | 0 | 0 | 0 | 0 | 7.48 | 0.10709 | 0 | 49.28 | 49.28 | 1 | 0 | 0 | 0 | 0
|  |  |  | 24.8 | 49.6 | 0 | 0 | 0 | 0 | 0 | 7.48 | 0.10709 | 0 | 49.6 | 49.6 | 1 | 0 | 0 | 0 | 0
|  |  |  | 24.8 | 49.6 | 0 | 0 | 0 | 0 | 0 | 7.48 | 0.10709 | 0 | 49.6 | 49.6 | 1 | 0 | 0 | 0 | 0
|  |  |  | 25.12 | 50.24 | 0 | 0 | 0 | 0 | 0 | 7.48 | 0.10709 | 0 | 50.24 | 50.24 | 1 | 0 | 0 | 0 | 0
|  |  |  | 18.44 | 36.88 | 0 | 0 | 0 | 0 | 0 | 7.48 | 0.10709 | 0 | 36.88 | 36.88 | 1 | 0 | 0 | 0 | 0
|  |  |  | 17.32 | 34.64 | 0 | 0 | 0 | 0 | 0 | 7.48 | 0.10709 | 0 | 34.64 | 34.64 | 1 | 0 | 0 | 0 | 0
|  |  |  | 11.64 | 23.28 | 0 | 0 | 0 | 0 | 0 | 7.48 | 0.10709 | 0 | 23.28 | 23.28 | 1 | 0 | 0 | 0 | 0
|  |  |  | 9.72 | 19.44 | 0 | 0 | 0 | 0 | 0 | 7.48 | 0.10709 | 0 | 19.44 | 19.44 | 1 | 0 | 0 | 0 | 0
|  |  |  | 10.8 | 21.6 | 0 | 0 | 0 | 0 | 0 | 7.48 | 0.10709 | 0 | 21.6 | 21.6 | 1 | 0 | 0 | 0 | 0
|  |  |  | 12.16 | 24.32 | 0 | 0 | 0 | 0 | 0 | 7.48 | 0.10709 | 0 | 24.32 | 24.32 | 1 | 0 | 0 | 0 | 0
|  |  |  | 13.76 | 27.52 | 0 | 0 | 0 | 0 | 0 | 7.48 | 0.10709 | 0 | 27.52 | 27.52 | 1 | 0 | 0 | 0 | 0
|  |  |  | 14.72 | 29.44 | 0 | 0 | 0 | 0 | 0 | 7.48 | 0.10709 | 0 | 29.44 | 29.44 | 1 | 0 | 0 | 0 | 0
|  |  |  | 17.44 | 34.88 | 0 | 0 | 0 | 0 | 0 | 7.48 | 0.10709 | 0 | 34.88 | 34.88 | 1 | 0 | 0 | 0 | 0
|  |  |  | 24.72 | 49.44 | 0 | 0 | 0 | 0 | 0 | 7.48 | 0.10709 | 0 | 49.44 | 49.44 | 1 | 0 | 0 | 0 | 0
|  |  |  | 25.36 | 50.72 | 0 | 0 | 0 | 0 | 0 | 7.48 | 0.10709 | 0 | 50.72 | 50.72 | 1 | 0 | 0 | 0 | 0
|  |  |  | 25.56 | 51.12 | 0 | 0 | 0 | 0 | 0 | 7.48 | 0.10709 | 0 | 51.12 | 51.12 | 1 | 0 | 0 | 0 | 0
|  |  |  | 28.44 | 56.88 | 0 | 0 | 0 | 0 | 0 | 7.48 | 0.10709 | 0 | 56.88 | 56.88 | 1 | 0 | 0 | 0 | 0
|  |  |  | 31.52 | 63.04 | 0 | 0 | 0 | 0 | 0 | 7.48 | 0.10709 | 0 | 63.04 | 63.04 | 1 | 0 | 0 | 0 | 0
|  |  |  | 30.64 | 61.28 | 0 | 0 | 0 | 0 | 0 | 7.48 | 0.10709 | 0 | 61.28 | 61.28 | 1 | 0 | 0 | 0 | 0
|  |  |  | 26.64 | 53.28 | 0 | 0 | 0 | 0 | 0 | 7.48 | 0.10709 | 0 | 53.28 | 53.28 | 1 | 0 | 0 | 0 | 0
|  |  |  | 26.88 | 53.76 | 0 | 0 | 0 | 0 | 0 | 7.48 | 0.10709 | 0 | 53.76 | 53.76 | 1 | 0 | 0 | 0 | 0
|  |  |  | 25.56 | 51.12 | 0 | 0 | 0 | 0 | 0 | 7.48 | 0.10709 | 0 | 51.12 | 51.12 | 1 | 0 | 0 | 0 | 0
|  |  |  | 24.8 | 49.6 | 0 | 0 | 0 | 0 | 0 | 7.48 | 0.10709 | 0 | 49.6 | 49.6 | 1 | 0 | 0 | 0 | 0
|  |  |  | 25.12 | 50.24 | 0 | 0 | 0 | 0 | 0 | 7.48 | 0.10709 | 0 | 50.24 | 50.24 | 1 | 0 | 0 | 0 | 0
|  |  |  | 25.96 | 51.92 | 0 | 0 | 0 | 0 | 0 | 7.48 | 0.10709 | 0 | 51.92 | 51.92 | 1 | 0 | 0 | 0 | 0
|  |  |  | 24.72 | 49.44 | 0 | 0 | 0 | 0 | 0 | 7.48 | 0.10709 | 0 | 49.44 | 49.44 | 1 | 0 | 0 | 0 | 0
|  |  |  | 24.4 | 48.8 | 0 | 0 | 0 | 0 | 0 | 7.48 | 0.10709 | 0 | 48.8 | 48.8 | 1 | 0 | 0 | 0 | 0
|  |  |  | 24.84 | 49.68 | 0 | 0 | 0 | 0 | 0 | 7.48 | 0.10709 | 0 | 49.68 | 49.68 | 1 | 0 | 0 | 0 | 0
|  |  |  | 22.76 | 45.52 | 0 | 0 | 0 | 0 | 0 | 7.48 | 0.10709 | 0 | 45.52 | 45.52 | 1 | 0 | 0 | 0 | 0
|  |  |  | 19.56 | 39.12 | 0 | 0 | 0 | 0 | 0 | 7.48 | 0.10709 | 0 | 39.12 | 39.12 | 1 | 0 | 0 | 0 | 0
|  |  |  | 13.16 | 26.32 | 0 | 0 | 0 | 0 | 0 | 7.48 | 0.10709 | 0 | 26.32 | 26.32 | 1 | 0 | 0 | 0 | 0
|  |  |  | 11.52 | 23.04 | 0 | 0 | 0 | 0 | 0 | 7.48 | 0.10709 | 0 | 23.04 | 23.04 | 1 | 0 | 0 | 0 | 0
|  |  |  | 10.68 | 21.36 | 0 | 0 | 0 | 0 | 0 | 7.48 | 0.10709 | 0 | 21.36 | 21.36 | 1 | 0 | 0 | 0 | 0
|  |  |  | 12.04 | 24.08 | 0 | 0 | 0 | 0 | 0 | 7.48 | 0.10709 | 0 | 24.08 | 24.08 | 1 | 0 | 0 | 0 | 0
|  |  |  | 14.28 | 28.56 | 0 | 0 | 0 | 0 | 0 | 7.48 | 0.10709 | 0 | 28.56 | 28.56 | 1 | 0 | 0 | 0 | 0
|  |  |  | 15.92 | 31.84 | 0 | 0 | 0 | 0 | 0 | 7.48 | 0.10709 | 0 | 31.84 | 31.84 | 1 | 0 | 0 | 0 | 0
|  |  |  | 18.04 | 36.08 | 0 | 0 | 0 | 0 | 0 | 7.48 | 0.10709 | 0 | 36.08 | 36.08 | 1 | 0 | 0 | 0 | 0
|  |  |  | 25.08 | 50.16 | 0 | 0 | 0 | 0 | 0 | 7.48 | 0.10709 | 0 | 50.16 | 50.16 | 1 | 0 | 0 | 0 | 0
|  |  |  | 24.4533 | 48.9067 | 0 | 0 | 0 | 0 | 0 | 7.48 | 0.10709 | 0 | 48.907 | 48.907 | 1 | 0 | 0 | 0 | 0
|  |  |  | 25.6667 | 51.3333 | 0 | 0 | 0 | 0 | 0 | 7.48 | 0.10709 | 0 | 51.333 | 51.333 | 1 | 0 | 0 | 0 | 0
|  |  |  | 27.4 | 54.8 | 0 | 0 | 0 | 0 | 0 | 7.48 | 0.10709 | 0 | 54.8 | 54.8 | 1 | 0 | 0 | 0 | 0
|  |  |  | 32.8 | 65.6 | 0 | 0 | 0 | 0 | 0 | 7.48 | 0.12502 | 0 | 65.6 | 65.6 | 1 | 0 | 0 | 0 | 0
|  |  |  | 34.96 | 69.92 | 0 | 0 | 0 | 0 | 0 | 7.48 | 0.12502 | 0 | 69.92 | 69.92 | 1 | 0 | 0 | 0 | 0
|  |  |  | 35.24 | 70.48 | 0 | 0 | 0 | 0 | 0 | 7.48 | 0.12502 | 0 | 70.48 | 70.48 | 1 | 0 | 0 | 0 | 0
|  |  |  | 30.32 | 60.64 | 0 | 0 | 0 | 0 | 0 | 12.23 | 0.12502 | 0 | 60.64 | 60.64 | 1 | 0 | 0 | 0 | 0
|  |  |  | 32.44 | 64.88 | 0 | 0 | 0 | 0 | 0 | 12.23 | 0.12502 | 0 | 64.88 | 64.88 | 1 | 0 | 0 | 0 | 0
|  |  |  | 32.56 | 65.12 | 0 | 0 | 0 | 0 | 0 | 12.23 | 0.12502 | 0 | 65.12 | 65.12 | 1 | 0 | 0 | 0 | 0
|  |  |  | 31.56 | 63.12 | 0 | 0 | 0 | 0 | 0 | 12.23 | 0.12502 | 0 | 63.12 | 63.12 | 1 | 0 | 0 | 0 | 0
|  |  |  | 30.96 | 61.92 | 0 | 0 | 0 | 0 | 0 | 7.48 | 0.12502 | 0 | 61.92 | 61.92 | 1 | 0 | 0 | 0 | 0
|  |  |  | 33.48 | 66.96 | 0 | 0 | 0 | 0 | 0 | 7.48 | 0.12502 | 0 | 66.96 | 66.96 | 1 | 0 | 0 | 0 | 0
|  |  |  | 30.32 | 60.64 | 0 | 0 | 0 | 0 | 0 | 7.48 | 0.12502 | 0 | 60.64 | 57.962 | 0.2 | 0 | 2.678 | 0 | 0
|  |  |  | 28.4 | 56.8 | 0 | 0 | 0 | 0 | 0 | 7.48 | 0.10709 | 2.678 | 56.8 | 56.8 | 0.91885 | 0 | 0 | 0 | 0
|  |  |  | 26.64 | 53.28 | 0 | 0 | 0 | 0 | 0 | 7.48 | 0.10709 | 0.302 | 53.28 | 53.28 | 1 | 0 | 0 | 0 | 0
|  |  |  | 22.76 | 45.52 | 0 | 0 | 0 | 0 | 0 | 7.48 | 0.10709 | 0 | 45.52 | 45.52 | 1 | 0 | 0 | 0 | 0
|  |  |  | 11.52 | 23.04 | 0 | 0 | 0 | 0 | 0 | 7.48 | 0.10709 | 0 | 23.04 | 23.04 | 1 | 0 | 0 | 0 | 0
|  |  |  | 9.24 | 18.48 | 0 | 0 | 0 | 0 | 0 | 7.48 | 0.10709 | 0 | 18.48 | 18.48 | 1 | 0 | 0 | 0 | 0
|  |  |  | 9.4 | 18.8 | 0 | 0 | 0 | 0 | 0 | 7.48 | 0.10709 | 0 | 18.8 | 18.8 | 1 | 0 | 0 | 0 | 0
|  |  |  | 9 | 18 | 0 | 0 | 0 | 0 | 0 | 7.48 | 0.10709 | 0 | 18 | 18 | 1 | 0 | 0 | 0 | 0
|  |  |  | 12.2 | 24.4 | 0 | 0 | 0 | 0 | 0 | 7.48 | 0.10709 | 0 | 24.4 | 24.4 | 1 | 0 | 0 | 0 | 0
|  |  |  | 13.8 | 27.6 | 0 | 0 | 0 | 0 | 0 | 7.48 | 0.10709 | 0 | 27.6 | 27.6 | 1 | 0 | 0 | 0 | 0
|  |  |  | 17.36 | 34.72 | 0 | 0 | 0 | 0 | 0 | 7.48 | 0.10709 | 0 | 34.72 | 34.72 | 1 | 0 | 0 | 0 | 0
|  |  |  | 24.08 | 48.16 | 0 | 0 | 0 | 0 | 0 | 7.48 | 0.10709 | 0 | 48.16 | 48.16 | 1 | 0 | 0 | 0 | 0
|  |  |  | 23.76 | 47.52 | 0 | 0 | 0 | 0 | 0 | 7.48 | 0.10709 | 0 | 47.52 | 47.52 | 1 | 0 | 0 | 0 | 0
|  |  |  | 27.48 | 54.96 | 0 | 0 | 0 | 0 | 0 | 7.48 | 0.10709 | 0 | 54.96 | 54.96 | 1 | 0 | 0 | 0 | 0
|  |  |  | 31.56 | 63.12 | 0 | 0 | 0 | 0 | 0 | 7.48 | 0.10709 | 0 | 63.12 | 63.12 | 1 | 0 | 0 | 0 | 0
|  |  |  | 38.4 | 76.8 | 0 | 0 | 0 | 0 | 0 | 7.48 | 0.12502 | 0 | 76.8 | 76.8 | 1 | 0 | 0 | 0 | 0
|  |  |  | 40.8 | 81.6 | 0 | 0 | 0 | 0 | 0 | 7.48 | 0.12502 | 0 | 81.6 | 81.6 | 1 | 0 | 0 | 0 | 0
|  |  |  | 38.2 | 76.4 | 0 | 0 | 0 | 0 | 0 | 7.48 | 0.12502 | 0 | 76.4 | 76.4 | 1 | 0 | 0 | 0 | 0
|  |  |  | 38.24 | 76.48 | 0 | 0 | 0 | 0 | 0 | 12.23 | 0.12502 | 0 | 76.48 | 76.48 | 1 | 0 | 0 | 0 | 0
|  |  |  | 39.96 | 79.92 | 0 | 0 | 0 | 0 | 0 | 12.23 | 0.12502 | 0 | 79.92 | 79.92 | 1 | 0 | 0 | 0 | 0
|  |  |  | 40.64 | 81.28 | 0 | 0 | 0 | 0 | 0 | 12.23 | 0.12502 | 0 | 81.28 | 81.28 | 1 | 0 | 0 | 0 | 0
|  |  |  | 36.68 | 73.36 | 0 | 0 | 0 | 0 | 0 | 12.23 | 0.12502 | 0 | 73.36 | 73.36 | 1 | 0 | 0 | 0 | 0
|  |  |  | 38.32 | 76.64 | 0 | 0 | 0 | 0 | 0 | 7.48 | 0.12502 | 0 | 76.64 | 76.64 | 1 | 0 | 0 | 0 | 0
|  |  |  | 37.28 | 74.56 | 0 | 0 | 0 | 0 | 0 | 7.48 | 0.12502 | 0 | 74.56 | 74.56 | 1 | 0 | 0 | 0 | 0
|  |  |  | 35.32 | 70.64 | 0 | 0 | 0 | 0 | 0 | 7.48 | 0.12502 | 0 | 70.64 | 67.962 | 0.2 | 0 | 2.678 | 0 | 0
|  |  |  | 33.36 | 66.72 | 0 | 0 | 0 | 0 | 0 | 7.48 | 0.10709 | 2.678 | 66.72 | 66.72 | 0.91885 | 0 | 0 | 0 | 0
|  |  |  | 29.48 | 58.96 | 0 | 0 | 0 | 0 | 0 | 7.48 | 0.10709 | 0.302 | 58.96 | 58.96 | 1 | 0 | 0 | 0 | 0
|  |  |  | 21.6 | 43.2 | 0 | 0 | 0 | 0 | 0 | 7.48 | 0.10709 | 0 | 43.2 | 43.2 | 1 | 0 | 0 | 0 | 0
|  |  |  | 12.16 | 24.32 | 0 | 0 | 0 | 0 | 0 | 7.48 | 0.10709 | 0 | 24.32 | 24.32 | 1 | 0 | 0 | 0 | 0
|  |  |  | 9.44 | 18.88 | 0 | 0 | 0 | 0 | 0 | 7.48 | 0.10709 | 0 | 18.88 | 18.88 | 1 | 0 | 0 | 0 | 0
|  |  |  | 9.92 | 19.84 | 0 | 0 | 0 | 0 | 0 | 7.48 | 0.10709 | 0 | 19.84 | 19.84 | 1 | 0 | 0 | 0 | 0
|  |  |  | 9.2 | 18.4 | 0 | 0 | 0 | 0 | 0 | 7.48 | 0.10709 | 0 | 18.4 | 18.4 | 1 | 0 | 0 | 0 | 0
|  |  |  | 12.24 | 24.48 | 0 | 0 | 0 | 0 | 0 | 7.48 | 0.10709 | 0 | 24.48 | 24.48 | 1 | 0 | 0 | 0 | 0
|  |  |  | 14.28 | 28.56 | 0 | 0 | 0 | 0 | 0 | 7.48 | 0.10709 | 0 | 28.56 | 28.56 | 1 | 0 | 0 | 0 | 0
|  |  |  | 15.88 | 31.76 | 0 | 0 | 0 | 0 | 0 | 7.48 | 0.10709 | 0 | 31.76 | 31.76 | 1 | 0 | 0 | 0 | 0
|  |  |  | 16.36 | 32.72 | 0 | 0 | 0 | 0 | 0 | 7.48 | 0.10709 | 0 | 32.72 | 32.72 | 1 | 0 | 0 | 0 | 0
|  |  |  | 20.32 | 40.64 | 0 | 0 | 0 | 0 | 0 | 7.48 | 0.10709 | 0 | 40.64 | 40.64 | 1 | 0 | 0 | 0 | 0
|  |  |  | 20.92 | 41.84 | 0 | 0 | 0 | 0 | 0 | 7.48 | 0.10709 | 0 | 41.84 | 41.84 | 1 | 0 | 0 | 0 | 0
|  |  |  | 21.8 | 43.6 | 0 | 0 | 0 | 0 | 0 | 7.48 | 0.10709 | 0 | 43.6 | 43.6 | 1 | 0 | 0 | 0 | 0
|  |  |  | 22.52 | 45.04 | 0 | 0 | 0 | 0 | 0 | 7.48 | 0.12502 | 0 | 45.04 | 45.04 | 1 | 0 | 0 | 0 | 0
|  |  |  | 24.08 | 48.16 | 0 | 0 | 0 | 0 | 0 | 7.48 | 0.12502 | 0 | 48.16 | 48.16 | 1 | 0 | 0 | 0 | 0
|  |  |  | 24.72 | 49.44 | 0 | 0 | 0 | 0 | 0 | 7.48 | 0.12502 | 0 | 49.44 | 49.44 | 1 | 0 | 0 | 0 | 0
|  |  |  | 26.36 | 52.72 | 0 | 0 | 0 | 0 | 0 | 12.23 | 0.12502 | 0 | 52.72 | 52.72 | 1 | 0 | 0 | 0 | 0
|  |  |  | 27.88 | 55.76 | 0 | 0 | 0 | 0 | 0 | 12.23 | 0.12502 | 0 | 55.76 | 55.76 | 1 | 0 | 0 | 0 | 0
|  |  |  | 29.16 | 58.32 | 0 | 0 | 0 | 0 | 0 | 12.23 | 0.12502 | 0 | 58.32 | 58.32 | 1 | 0 | 0 | 0 | 0
|  |  |  | 29.44 | 58.88 | 0 | 0 | 0 | 0 | 0 | 12.23 | 0.12502 | 0 | 58.88 | 58.88 | 1 | 0 | 0 | 0 | 0
|  |  |  | 29.36 | 58.72 | 0 | 0 | 0 | 0 | 0 | 7.48 | 0.12502 | 0 | 58.72 | 58.72 | 1 | 0 | 0 | 0 | 0
|  |  |  | 26.44 | 52.88 | 0 | 0 | 0 | 0 | 0 | 7.48 | 0.12502 | 0 | 52.88 | 52.88 | 1 | 0 | 0 | 0 | 0
|  |  |  | 26.36 | 52.72 | 0 | 0 | 0 | 0 | 0 | 7.48 | 0.12502 | 0 | 52.72 | 50.042 | 0.2 | 0 | 2.678 | 0 | 0
|  |  |  | 26 | 52 | 0 | 0 | 0 | 0 | 0 | 7.48 | 0.10709 | 2.678 | 52 | 52 | 0.91885 | 0 | 0 | 0 | 0
|  |  |  | 23.8 | 47.6 | 0 | 0 | 0 | 0 | 0 | 7.48 | 0.10709 | 0.302 | 47.6 | 47.6 | 1 | 0 | 0 | 0 | 0
|  |  |  | 20.84 | 41.68 | 0 | 0 | 0 | 0 | 0 | 7.48 | 0.10709 | 0 | 41.68 | 41.68 | 1 | 0 | 0 | 0 | 0
|  |  |  | 14.48 | 28.96 | 0 | 0 | 0 | 0 | 0 | 7.48 | 0.10709 | 0 | 28.96 | 28.96 | 1 | 0 | 0 | 0 | 0
|  |  |  | 12.6 | 25.2 | 0 | 0 | 0 | 0 | 0 | 7.48 | 0.10709 | 0 | 25.2 | 25.2 | 1 | 0 | 0 | 0 | 0
|  |  |  | 11.52 | 23.04 | 0 | 0 | 0 | 0 | 0 | 7.48 | 0.10709 | 0 | 23.04 | 23.04 | 1 | 0 | 0 | 0 | 0
|  |  |  | 9.32 | 18.64 | 0 | 0 | 0 | 0 | 0 | 7.48 | 0.10709 | 0 | 18.64 | 18.64 | 1 | 0 | 0 | 0 | 0
|  |  |  | 11.72 | 23.44 | 0 | 0 | 0 | 0 | 0 | 7.48 | 0.10709 | 0 | 23.44 | 23.44 | 1 | 0 | 0 | 0 | 0
|  |  |  | 15.64 | 31.28 | 0 | 0 | 0 | 0 | 0 | 7.48 | 0.10709 | 0 | 31.28 | 31.28 | 1 | 0 | 0 | 0 | 0
|  |  |  | 16.2 | 32.4 | 0 | 0 | 0 | 0 | 0 | 7.48 | 0.10709 | 0 | 32.4 | 32.4 | 1 | 0 | 0 | 0 | 0
|  |  |  | 17.72 | 35.44 | 0 | 0 | 0 | 0 | 0 | 7.48 | 0.10709 | 0 | 35.44 | 35.44 | 1 | 0 | 0 | 0 | 0
|  |  |  | 15.56 | 31.12 | 0 | 0 | 0 | 0 | 0 | 7.48 | 0.10709 | 0 | 31.12 | 31.12 | 1 | 0 | 0 | 0 | 0
|  |  |  | 20.52 | 41.04 | 0 | 0 | 0 | 0 | 0 | 7.48 | 0.10709 | 0 | 41.04 | 41.04 | 1 | 0 | 0 | 0 | 0
|  |  |  | 24.52 | 49.04 | 0 | 0 | 0 | 0 | 0 | 7.48 | 0.10709 | 0 | 49.04 | 49.04 | 1 | 0 | 0 | 0 | 0
|  |  |  | 27.08 | 54.16 | 0 | 0 | 0 | 0 | 0 | 7.48 | 0.12502 | 0 | 54.16 | 54.16 | 1 | 0 | 0 | 0 | 0
|  |  |  | 32.8 | 65.6 | 0 | 0 | 0 | 0 | 0 | 7.48 | 0.12502 | 0 | 65.6 | 65.6 | 1 | 0 | 0 | 0 | 0
|  |  |  | 38 | 76 | 0 | 0 | 0 | 0 | 0 | 7.48 | 0.12502 | 0 | 76 | 76 | 1 | 0 | 0 | 0 | 0
|  |  |  | 41.56 | 83.12 | 0 | 0 | 0 | 0 | 0 | 12.23 | 0.12502 | 0 | 83.12 | 83.12 | 1 | 0 | 0 | 0 | 0
|  |  |  | 43.76 | 87.52 | 0 | 0 | 0 | 0 | 0 | 12.23 | 0.12502 | 0 | 87.52 | 87.52 | 1 | 0 | 0 | 0 | 0
|  |  |  | 45.68 | 91.36 | 0 | 0 | 0 | 0 | 0 | 12.23 | 0.12502 | 0 | 91.36 | 91.36 | 1 | 0 | 0 | 0 | 0
|  |  |  | 42 | 84 | 0 | 0 | 0 | 0 | 0 | 12.23 | 0.12502 | 0 | 84 | 84 | 1 | 0 | 0 | 0 | 0
|  |  |  | 41.68 | 83.36 | 0 | 0 | 0 | 0 | 0 | 7.48 | 0.12502 | 0 | 83.36 | 83.36 | 1 | 0 | 0 | 0 | 0
|  |  |  | 36.2 | 72.4 | 0 | 0 | 0 | 0 | 0 | 7.48 | 0.12502 | 0 | 72.4 | 72.4 | 1 | 0 | 0 | 0 | 0
|  |  |  | 30.56 | 61.12 | 0 | 0 | 0 | 0 | 0 | 7.48 | 0.12502 | 0 | 61.12 | 58.442 | 0.2 | 0 | 2.678 | 0 | 0
|  |  |  | 25.48 | 50.96 | 0 | 0 | 0 | 0 | 0 | 7.48 | 0.10709 | 2.678 | 50.96 | 50.96 | 0.91885 | 0 | 0 | 0 | 0
|  |  |  | 24.4 | 48.8 | 0 | 0 | 0 | 0 | 0 | 7.48 | 0.10709 | 0.302 | 48.8 | 48.8 | 1 | 0 | 0 | 0 | 0
|  |  |  | 25.64 | 51.28 | 0 | 0 | 0 | 0 | 0 | 7.48 | 0.10709 | 0 | 51.28 | 51.28 | 1 | 0 | 0 | 0 | 0
|  |  |  | 14.8 | 29.6 | 0 | 0 | 0 | 0 | 0 | 7.48 | 0.10709 | 0 | 29.6 | 29.6 | 1 | 0 | 0 | 0 | 0
|  |  |  | 9.84 | 19.68 | 0 | 0 | 0 | 0 | 0 | 7.48 | 0.10709 | 0 | 19.68 | 19.68 | 1 | 0 | 0 | 0 | 0
|  |  |  | 11.72 | 23.44 | 0 | 0 | 0 | 0 | 0 | 7.48 | 0.10709 | 0 | 23.44 | 23.44 | 1 | 0 | 0 | 0 | 0
|  |  |  | 9.96 | 19.92 | 0 | 0 | 0 | 0 | 0 | 7.48 | 0.10709 | 0 | 19.92 | 19.92 | 1 | 0 | 0 | 0 | 0
|  |  |  | 11.92 | 23.84 | 0 | 0 | 0 | 0 | 0 | 7.48 | 0.10709 | 0 | 23.84 | 23.84 | 1 | 0 | 0 | 0 | 0
|  |  |  | 14.2 | 28.4 | 0 | 0 | 0 | 0 | 0 | 7.48 | 0.10709 | 0 | 28.4 | 28.4 | 1 | 0 | 0 | 0 | 0
|  |  |  | 16.32 | 32.64 | 0 | 0 | 0 | 0 | 0 | 7.48 | 0.10709 | 0 | 32.64 | 32.64 | 1 | 0 | 0 | 0 | 0
|  |  |  | 22.72 | 45.44 | 0 | 0 | 0 | 0 | 0 | 7.48 | 0.10709 | 0 | 45.44 | 45.44 | 1 | 0 | 0 | 0 | 0
|  |  |  | 23.64 | 47.28 | 0 | 0 | 0 | 0 | 0 | 7.48 | 0.10709 | 0 | 47.28 | 47.28 | 1 | 0 | 0 | 0 | 0
|  |  |  | 31.44 | 62.88 | 0 | 0 | 0 | 0 | 0 | 7.48 | 0.10709 | 0 | 62.88 | 62.88 | 1 | 0 | 0 | 0 | 0
|  |  |  | 40 | 80 | 0 | 0 | 0 | 0 | 0 | 7.48 | 0.10709 | 0 | 80 | 80 | 1 | 0 | 0 | 0 | 0
|  |  |  | 42.64 | 85.28 | 0 | 0 | 0 | 0 | 0 | 7.48 | 0.12502 | 0 | 85.28 | 85.28 | 1 | 0 | 0 | 0 | 0
|  |  |  | 47.32 | 94.64 | 0 | 0 | 0 | 0 | 0 | 7.48 | 0.12502 | 0 | 94.64 | 94.64 | 1 | 0 | 0 | 0 | 0
|  |  |  | 45.84 | 91.68 | 0 | 0 | 0 | 0 | 0 | 7.48 | 0.12502 | 0 | 91.68 | 91.68 | 1 | 0 | 0 | 0 | 0
|  |  |  | 45 | 90 | 0 | 0 | 0 | 0 | 0 | 12.23 | 0.12502 | 0 | 90 | 90 | 1 | 0 | 0 | 0 | 0
|  |  |  | 48.72 | 97.44 | 0 | 0 | 0 | 0 | 0 | 12.23 | 0.12502 | 0 | 97.44 | 94.762 | 0.2 | 0 | 2.678 | 0 | 0
|  |  |  | 45.12 | 90.24 | 0 | 0 | 0 | 0 | 0 | 12.23 | 0.12502 | 0 | 90.24 | 90.24 | 0.2 | 0 | 0 | 0 | 0
|  |  |  | 44.8 | 89.6 | 0 | 0 | 0 | 0 | 0 | 12.23 | 0.12502 | 0 | 89.6 | 89.6 | 0.2 | 0 | 0 | 0 | 0
|  |  |  | 42.04 | 84.08 | 0 | 0 | 0 | 0 | 0 | 7.48 | 0.12502 | 0 | 84.08 | 84.08 | 0.2 | 0 | 0 | 0 | 0
|  |  |  | 45.92 | 91.84 | 0 | 0 | 0 | 0 | 0 | 7.48 | 0.12502 | 0 | 91.84 | 91.84 | 0.2 | 0 | 0 | 0 | 0
|  |  |  | 49.48 | 98.96 | 0 | 0 | 0 | 0 | 0 | 7.48 | 0.12502 | 0 | 98.96 | 98.96 | 0.2 | 0 | 0 | 0 | 0
|  |  |  | 47.24 | 94.48 | 0 | 0 | 0 | 0 | 0 | 7.48 | 0.10709 | 2.678 | 94.48 | 94.48 | 0.91885 | 0 | 0 | 0 | 0
|  |  |  | 41.12 | 82.24 | 0 | 0 | 0 | 0 | 0 | 7.48 | 0.10709 | 0.302 | 82.24 | 82.24 | 1 | 0 | 0 | 0 | 0
|  |  |  | 31.72 | 63.44 | 0 | 0 | 0 | 0 | 0 | 7.48 | 0.10709 | 0 | 63.44 | 63.44 | 1 | 0 | 0 | 0 | 0
|  |  |  | 14.56 | 29.12 | 0 | 0 | 0 | 0 | 0 | 7.48 | 0.10709 | 0 | 29.12 | 29.12 | 1 | 0 | 0 | 0 | 0
|  |  |  | 9.32 | 18.64 | 0 | 0 | 0 | 0 | 0 | 7.48 | 0.10709 | 0 | 18.64 | 18.64 | 1 | 0 | 0 | 0 | 0
|  |  |  | 11.84 | 23.68 | 0 | 0 | 0 | 0 | 0 | 7.48 | 0.10709 | 0 | 23.68 | 23.68 | 1 | 0 | 0 | 0 | 0
|  |  |  | 11.72 | 23.44 | 0 | 0 | 0 | 0 | 0 | 7.48 | 0.10709 | 0 | 23.44 | 23.44 | 1 | 0 | 0 | 0 | 0
|  |  |  | 12.84 | 25.68 | 0 | 0 | 0 | 0 | 0 | 7.48 | 0.10709 | 0 | 25.68 | 25.68 | 1 | 0 | 0 | 0 | 0
|  |  |  | 14.28 | 28.56 | 0 | 0 | 0 | 0 | 0 | 7.48 | 0.10709 | 0 | 28.56 | 28.56 | 1 | 0 | 0 | 0 | 0
|  |  |  | 21.28 | 42.56 | 0 | 0 | 0 | 0 | 0 | 7.48 | 0.10709 | 0 | 42.56 | 42.56 | 1 | 0 | 0 | 0 | 0
|  |  |  | 27.84 | 55.68 | 0 | 0 | 0 | 0 | 0 | 7.48 | 0.10709 | 0 | 55.68 | 55.68 | 1 | 0 | 0 | 0 | 0
|  |  |  | 30.4 | 60.8 | 0 | 0 | 0 | 0 | 0 | 7.48 | 0.10709 | 0 | 60.8 | 60.8 | 1 | 0 | 0 | 0 | 0
|  |  |  | 34.84 | 69.68 | 0 | 0 | 0 | 0 | 0 | 7.48 | 0.10709 | 0 | 69.68 | 69.68 | 1 | 0 | 0 | 0 | 0
|  |  |  | 39.48 | 78.96 | 0 | 0 | 0 | 0 | 0 | 7.48 | 0.10709 | 0 | 78.96 | 78.96 | 1 | 0 | 0 | 0 | 0
|  |  |  | 43.28 | 86.56 | 0 | 0 | 0 | 0 | 0 | 7.48 | 0.10709 | 0 | 86.56 | 86.56 | 1 | 0 | 0 | 0 | 0
|  |  |  | 42.92 | 85.84 | 0 | 0 | 0 | 0 | 0 | 7.48 | 0.10709 | 0 | 85.84 | 85.84 | 1 | 0 | 0 | 0 | 0
|  |  |  | 39.84 | 79.68 | 0 | 0 | 0 | 0 | 0 | 7.48 | 0.10709 | 0 | 79.68 | 79.68 | 1 | 0 | 0 | 0 | 0
|  |  |  | 40.44 | 80.88 | 0 | 0 | 0 | 0 | 0 | 7.48 | 0.10709 | 0 | 80.88 | 80.88 | 1 | 0 | 0 | 0 | 0
|  |  |  | 43.2 | 86.4 | 0 | 0 | 0 | 0 | 0 | 7.48 | 0.10709 | 0 | 86.4 | 86.4 | 1 | 0 | 0 | 0 | 0
|  |  |  | 47.6 | 95.2 | 0 | 0 | 0 | 0 | 0 | 7.48 | 0.10709 | 0 | 95.2 | 95.2 | 1 | 0 | 0 | 0 | 0
|  |  |  | 60.44 | 120.88 | 0 | 0 | 0 | 0 | 0 | 7.48 | 0.10709 | 0 | 120.88 | 118.202 | 0.2 | 0 | 2.678 | 0 | 0
|  |  |  | 51.52 | 103.04 | 0 | 0 | 0 | 0 | 0 | 7.48 | 0.10709 | 2.678 | 103.04 | 103.04 | 0.91885 | 0 | 0 | 0 | 0
|  |  |  | 52.16 | 104.32 | 0 | 0 | 0 | 0 | 0 | 7.48 | 0.10709 | 0.302 | 104.32 | 104.32 | 1 | 0 | 0 | 0 | 0
|  |  |  | 48.32 | 96.64 | 0 | 0 | 0 | 0 | 0 | 7.48 | 0.10709 | 0 | 96.64 | 96.64 | 1 | 0 | 0 | 0 | 0
|  |  |  | 35.4 | 70.8 | 0 | 0 | 0 | 0 | 0 | 7.48 | 0.10709 | 0 | 70.8 | 70.8 | 1 | 0 | 0 | 0 | 0
|  |  |  | 29.92 | 59.84 | 0 | 0 | 0 | 0 | 0 | 7.48 | 0.10709 | 0 | 59.84 | 59.84 | 1 | 0 | 0 | 0 | 0
|  |  |  | 21.08 | 42.16 | 0 | 0 | 0 | 0 | 0 | 7.48 | 0.10709 | 0 | 42.16 | 42.16 | 1 | 0 | 0 | 0 | 0
|  |  |  | 11.32 | 22.64 | 0 | 0 | 0 | 0 | 0 | 7.48 | 0.10709 | 0 | 22.64 | 22.64 | 1 | 0 | 0 | 0 | 0
|  |  |  | 9.8 | 19.6 | 0 | 0 | 0 | 0 | 0 | 7.48 | 0.10709 | 0 | 19.6 | 19.6 | 1 | 0 | 0 | 0 | 0
|  |  |  | 9.72 | 19.44 | 0 | 0 | 0 | 0 | 0 | 7.48 | 0.10709 | 0 | 19.44 | 19.44 | 1 | 0 | 0 | 0 | 0
|  |  |  | 9.72 | 19.44 | 0 | 0 | 0 | 0 | 0 | 7.48 | 0.10709 | 0 | 19.44 | 19.44 | 1 | 0 | 0 | 0 | 0
|  |  |  | 12.6 | 25.2 | 0 | 0 | 0 | 0 | 0 | 7.48 | 0.10709 | 0 | 25.2 | 25.2 | 1 | 0 | 0 | 0 | 0
|  |  |  | 14.84 | 29.68 | 0 | 0 | 0 | 0 | 0 | 7.48 | 0.10709 | 0 | 29.68 | 29.68 | 1 | 0 | 0 | 0 | 0
|  |  |  | 18 | 36 | 0 | 0 | 0 | 0 | 0 | 7.48 | 0.10709 | 0 | 36 | 36 | 1 | 0 | 0 | 0 | 0
|  |  |  | 23.88 | 47.76 | 0 | 0 | 0 | 0 | 0 | 7.48 | 0.10709 | 0 | 47.76 | 47.76 | 1 | 0 | 0 | 0 | 0
|  |  |  | 23.76 | 47.52 | 0 | 0 | 0 | 0 | 0 | 7.48 | 0.10709 | 0 | 47.52 | 47.52 | 1 | 0 | 0 | 0 | 0
|  |  |  | 24.88 | 49.76 | 0 | 0 | 0 | 0 | 0 | 7.48 | 0.10709 | 0 | 49.76 | 49.76 | 1 | 0 | 0 | 0 | 0
|  |  |  | 29.36 | 58.72 | 0 | 0 | 0 | 0 | 0 | 7.48 | 0.10709 | 0 | 58.72 | 58.72 | 1 | 0 | 0 | 0 | 0
|  |  |  | 33.08 | 66.16 | 0 | 0 | 0 | 0 | 0 | 7.48 | 0.10709 | 0 | 66.16 | 66.16 | 1 | 0 | 0 | 0 | 0
|  |  |  | 30.16 | 60.32 | 0 | 0 | 0 | 0 | 0 | 7.48 | 0.10709 | 0 | 60.32 | 60.32 | 1 | 0 | 0 | 0 | 0
|  |  |  | 28.56 | 57.12 | 0 | 0 | 0 | 0 | 0 | 7.48 | 0.10709 | 0 | 57.12 | 57.12 | 1 | 0 | 0 | 0 | 0
|  |  |  | 31.12 | 62.24 | 0 | 0 | 0 | 0 | 0 | 7.48 | 0.10709 | 0 | 62.24 | 62.24 | 1 | 0 | 0 | 0 | 0
|  |  |  | 32.96 | 65.92 | 0 | 0 | 0 | 0 | 0 | 7.48 | 0.10709 | 0 | 65.92 | 65.92 | 1 | 0 | 0 | 0 | 0
|  |  |  | 33 | 66 | 0 | 0 | 0 | 0 | 0 | 7.48 | 0.10709 | 0 | 66 | 66 | 1 | 0 | 0 | 0 | 0
|  |  |  | 36.4 | 72.8 | 0 | 0 | 0 | 0 | 0 | 7.48 | 0.10709 | 0 | 72.8 | 72.8 | 1 | 0 | 0 | 0 | 0
|  |  |  | 35.16 | 70.32 | 0 | 0 | 0 | 0 | 0 | 7.48 | 0.10709 | 0 | 70.32 | 70.32 | 1 | 0 | 0 | 0 | 0
|  |  |  | 31.16 | 62.32 | 0 | 0 | 0 | 0 | 0 | 7.48 | 0.10709 | 0 | 62.32 | 62.32 | 1 | 0 | 0 | 0 | 0
|  |  |  | 28.92 | 57.84 | 0 | 0 | 0 | 0 | 0 | 7.48 | 0.10709 | 0 | 57.84 | 57.84 | 1 | 0 | 0 | 0 | 0
|  |  |  | 26.68 | 53.36 | 0 | 0 | 0 | 0 | 0 | 7.48 | 0.10709 | 0 | 53.36 | 53.36 | 1 | 0 | 0 | 0 | 0
|  |  |  | 22.56 | 45.12 | 0 | 0 | 0 | 0 | 0 | 7.48 | 0.10709 | 0 | 45.12 | 45.12 | 1 | 0 | 0 | 0 | 0
|  |  |  | 19.48 | 38.96 | 0 | 0 | 0 | 0 | 0 | 7.48 | 0.10709 | 0 | 38.96 | 38.96 | 1 | 0 | 0 | 0 | 0
|  |  |  | 11.04 | 22.08 | 0 | 0 | 0 | 0 | 0 | 7.48 | 0.10709 | 0 | 22.08 | 22.08 | 1 | 0 | 0 | 0 | 0
|  |  |  | 9.92 | 19.84 | 0 | 0 | 0 | 0 | 0 | 7.48 | 0.10709 | 0 | 19.84 | 19.84 | 1 | 0 | 0 | 0 | 0
|  |  |  | 9.76 | 19.52 | 0 | 0 | 0 | 0 | 0 | 7.48 | 0.10709 | 0 | 19.52 | 19.52 | 1 | 0 | 0 | 0 | 0
|  |  |  | 9.56 | 19.12 | 0 | 0 | 0 | 0 | 0 | 7.48 | 0.10709 | 0 | 19.12 | 19.12 | 1 | 0 | 0 | 0 | 0
|  |  |  | 12.52 | 25.04 | 0 | 0 | 0 | 0 | 0 | 7.48 | 0.10709 | 0 | 25.04 | 25.04 | 1 | 0 | 0 | 0 | 0
|  |  |  | 14.52 | 29.04 | 0 | 0 | 0 | 0 | 0 | 7.48 | 0.10709 | 0 | 29.04 | 29.04 | 1 | 0 | 0 | 0 | 0
|  |  |  | 17.2 | 34.4 | 0 | 0 | 0 | 0 | 0 | 7.48 | 0.10709 | 0 | 34.4 | 34.4 | 1 | 0 | 0 | 0 | 0
|  |  |  | 24.36 | 48.72 | 0 | 0 | 0 | 0 | 0 | 7.48 | 0.10709 | 0 | 48.72 | 48.72 | 1 | 0 | 0 | 0 | 0
|  |  |  | 23.12 | 46.24 | 0 | 0 | 0 | 0 | 0 | 7.48 | 0.10709 | 0 | 46.24 | 46.24 | 1 | 0 | 0 | 0 | 0
|  |  |  | 24.92 | 49.84 | 0 | 0 | 0 | 0 | 0 | 7.48 | 0.10709 | 0 | 49.84 | 49.84 | 1 | 0 | 0 | 0 | 0
|  |  |  | 26.76 | 53.52 | 0 | 0 | 0 | 0 | 0 | 7.48 | 0.10709 | 0 | 53.52 | 53.52 | 1 | 0 | 0 | 0 | 0
|  |  |  | 28.2 | 56.4 | 0 | 0 | 0 | 0 | 0 | 7.48 | 0.12502 | 0 | 56.4 | 56.4 | 1 | 0 | 0 | 0 | 0
|  |  |  | 29.44 | 58.88 | 0 | 0 | 0 | 0 | 0 | 7.48 | 0.12502 | 0 | 58.88 | 58.88 | 1 | 0 | 0 | 0 | 0
|  |  |  | 30.16 | 60.32 | 0 | 0 | 0 | 0 | 0 | 7.48 | 0.12502 | 0 | 60.32 | 60.32 | 1 | 0 | 0 | 0 | 0
|  |  |  | 33.4 | 66.8 | 0 | 0 | 0 | 0 | 0 | 12.23 | 0.12502 | 0 | 66.8 | 66.8 | 1 | 0 | 0 | 0 | 0
|  |  |  | 33.28 | 66.56 | 0 | 0 | 0 | 0 | 0 | 12.23 | 0.12502 | 0 | 66.56 | 66.56 | 1 | 0 | 0 | 0 | 0
|  |  |  | 37.92 | 75.84 | 0 | 0 | 0 | 0 | 0 | 12.23 | 0.12502 | 0 | 75.84 | 75.84 | 1 | 0 | 0 | 0 | 0
|  |  |  | 40.56 | 81.12 | 0 | 0 | 0 | 0 | 0 | 12.23 | 0.12502 | 0 | 81.12 | 81.12 | 1 | 0 | 0 | 0 | 0
|  |  |  | 40.88 | 81.76 | 0 | 0 | 0 | 0 | 0 | 7.48 | 0.12502 | 0 | 81.76 | 81.76 | 1 | 0 | 0 | 0 | 0
|  |  |  | 40.48 | 80.96 | 0 | 0 | 0 | 0 | 0 | 7.48 | 0.12502 | 0 | 80.96 | 80.96 | 1 | 0 | 0 | 0 | 0
|  |  |  | 39.88 | 79.76 | 0 | 0 | 0 | 0 | 0 | 7.48 | 0.12502 | 0 | 79.76 | 77.082 | 0.2 | 0 | 2.678 | 0 | 0
|  |  |  | 36.36 | 72.72 | 0 | 0 | 0 | 0 | 0 | 7.48 | 0.10709 | 2.678 | 72.72 | 72.72 | 0.91885 | 0 | 0 | 0 | 0
|  |  |  | 28.28 | 56.56 | 0 | 0 | 0 | 0 | 0 | 7.48 | 0.10709 | 0.302 | 56.56 | 56.56 | 1 | 0 | 0 | 0 | 0
|  |  |  | 18.28 | 36.56 | 0 | 0 | 0 | 0 | 0 | 7.48 | 0.10709 | 0 | 36.56 | 36.56 | 1 | 0 | 0 | 0 | 0
|  |  |  | 11.44 | 22.88 | 0 | 0 | 0 | 0 | 0 | 7.48 | 0.10709 | 0 | 22.88 | 22.88 | 1 | 0 | 0 | 0 | 0
|  |  |  | 11.12 | 22.24 | 0 | 0 | 0 | 0 | 0 | 7.48 | 0.10709 | 0 | 22.24 | 22.24 | 1 | 0 | 0 | 0 | 0
|  |  |  | 8.84 | 17.68 | 0 | 0 | 0 | 0 | 0 | 7.48 | 0.10709 | 0 | 17.68 | 17.68 | 1 | 0 | 0 | 0 | 0
|  |  |  | 8.24 | 16.48 | 0 | 0 | 0 | 0 | 0 | 7.48 | 0.10709 | 0 | 16.48 | 16.48 | 1 | 0 | 0 | 0 | 0
|  |  |  | 10.76 | 21.52 | 0 | 0 | 0 | 0 | 0 | 7.48 | 0.10709 | 0 | 21.52 | 21.52 | 1 | 0 | 0 | 0 | 0
|  |  |  | 13.32 | 26.64 | 0 | 0 | 0 | 0 | 0 | 7.48 | 0.10709 | 0 | 26.64 | 26.64 | 1 | 0 | 0 | 0 | 0
|  |  |  | 16.36 | 32.72 | 0 | 0 | 0 | 0 | 0 | 7.48 | 0.10709 | 0 | 32.72 | 32.72 | 1 | 0 | 0 | 0 | 0
|  |  |  | 22.2 | 44.4 | 0 | 0 | 0 | 0 | 0 | 7.48 | 0.10709 | 0 | 44.4 | 44.4 | 1 | 0 | 0 | 0 | 0
|  |  |  | 23.36 | 46.72 | 0 | 0 | 0 | 0 | 0 | 7.48 | 0.10709 | 0 | 46.72 | 46.72 | 1 | 0 | 0 | 0 | 0
|  |  |  | 27.44 | 54.88 | 0 | 0 | 0 | 0 | 0 | 7.48 | 0.10709 | 0 | 54.88 | 54.88 | 1 | 0 | 0 | 0 | 0
|  |  |  | 33.68 | 67.36 | 0 | 0 | 0 | 0 | 0 | 7.48 | 0.10709 | 0 | 67.36 | 67.36 | 1 | 0 | 0 | 0 | 0
|  |  |  | 41.96 | 83.92 | 0 | 0 | 0 | 0 | 0 | 7.48 | 0.12502 | 0 | 83.92 | 83.92 | 1 | 0 | 0 | 0 | 0
|  |  |  | 47 | 94 | 0 | 0 | 0 | 0 | 0 | 7.48 | 0.12502 | 0 | 94 | 94 | 1 | 0 | 0 | 0 | 0
|  |  |  | 40.16 | 80.32 | 0 | 0 | 0 | 0 | 0 | 7.48 | 0.12502 | 0 | 80.32 | 80.32 | 1 | 0 | 0 | 0 | 0
|  |  |  | 34.44 | 68.88 | 0 | 0 | 0 | 0 | 0 | 12.23 | 0.12502 | 0 | 68.88 | 68.88 | 1 | 0 | 0 | 0 | 0
|  |  |  | 35.96 | 71.92 | 0 | 0 | 0 | 0 | 0 | 12.23 | 0.12502 | 0 | 71.92 | 71.92 | 1 | 0 | 0 | 0 | 0
|  |  |  | 36.32 | 72.64 | 0 | 0 | 0 | 0 | 0 | 12.23 | 0.12502 | 0 | 72.64 | 72.64 | 1 | 0 | 0 | 0 | 0
|  |  |  | 35.52 | 71.04 | 0 | 0 | 0 | 0 | 0 | 12.23 | 0.12502 | 0 | 71.04 | 71.04 | 1 | 0 | 0 | 0 | 0
|  |  |  | 32.64 | 65.28 | 0 | 0 | 0 | 0 | 0 | 7.48 | 0.12502 | 0 | 65.28 | 65.28 | 1 | 0 | 0 | 0 | 0
|  |  |  | 32.28 | 64.56 | 0 | 0 | 0 | 0 | 0 | 7.48 | 0.12502 | 0 | 64.56 | 64.56 | 1 | 0 | 0 | 0 | 0
|  |  |  | 30.04 | 60.08 | 0 | 0 | 0 | 0 | 0 | 7.48 | 0.12502 | 0 | 60.08 | 57.402 | 0.2 | 0 | 2.678 | 0 | 0
|  |  |  | 28.56 | 57.12 | 0 | 0 | 0 | 0 | 0 | 7.48 | 0.10709 | 2.678 | 57.12 | 57.12 | 0.91885 | 0 | 0 | 0 | 0
|  |  |  | 24.92 | 49.84 | 0 | 0 | 0 | 0 | 0 | 7.48 | 0.10709 | 0.302 | 49.84 | 49.84 | 1 | 0 | 0 | 0 | 0
|  |  |  | 19 | 38 | 0 | 0 | 0 | 0 | 0 | 7.48 | 0.10709 | 0 | 38 | 38 | 1 | 0 | 0 | 0 | 0
|  |  |  | 11.2 | 22.4 | 0 | 0 | 0 | 0 | 0 | 7.48 | 0.10709 | 0 | 22.4 | 22.4 | 1 | 0 | 0 | 0 | 0
|  |  |  | 14.12 | 28.24 | 0 | 0 | 0 | 0 | 0 | 7.48 | 0.10709 | 0 | 28.24 | 28.24 | 1 | 0 | 0 | 0 | 0
|  |  |  | 10.24 | 20.48 | 0 | 0 | 0 | 0 | 0 | 7.48 | 0.10709 | 0 | 20.48 | 20.48 | 1 | 0 | 0 | 0 | 0
|  |  |  | 9.84 | 19.68 | 0 | 0 | 0 | 0 | 0 | 7.48 | 0.10709 | 0 | 19.68 | 19.68 | 1 | 0 | 0 | 0 | 0
|  |  |  | 11.16 | 22.32 | 0 | 0 | 0 | 0 | 0 | 7.48 | 0.10709 | 0 | 22.32 | 22.32 | 1 | 0 | 0 | 0 | 0
|  |  |  | 11.76 | 23.52 | 0 | 0 | 0 | 0 | 0 | 7.48 | 0.10709 | 0 | 23.52 | 23.52 | 1 | 0 | 0 | 0 | 0
|  |  |  | 13.48 | 26.96 | 0 | 0 | 0 | 0 | 0 | 7.48 | 0.10709 | 0 | 26.96 | 26.96 | 1 | 0 | 0 | 0 | 0
|  |  |  | 16.8 | 33.6 | 0 | 0 | 0 | 0 | 0 | 7.48 | 0.10709 | 0 | 33.6 | 33.6 | 1 | 0 | 0 | 0 | 0
|  |  |  | 20.24 | 40.48 | 0 | 0 | 0 | 0 | 0 | 7.48 | 0.10709 | 0 | 40.48 | 40.48 | 1 | 0 | 0 | 0 | 0
|  |  |  | 22.6 | 45.2 | 0 | 0 | 0 | 0 | 0 | 7.48 | 0.10709 | 0 | 45.2 | 45.2 | 1 | 0 | 0 | 0 | 0
|  |  |  | 25.48 | 50.96 | 0 | 0 | 0 | 0 | 0 | 7.48 | 0.10709 | 0 | 50.96 | 50.96 | 1 | 0 | 0 | 0 | 0
|  |  |  | 28.56 | 57.12 | 0 | 0 | 0 | 0 | 0 | 7.48 | 0.12502 | 0 | 57.12 | 57.12 | 1 | 0 | 0 | 0 | 0
|  |  |  | 31.56 | 63.12 | 0 | 0 | 0 | 0 | 0 | 7.48 | 0.12502 | 0 | 63.12 | 63.12 | 1 | 0 | 0 | 0 | 0
|  |  |  | 33.32 | 66.64 | 0 | 0 | 0 | 0 | 0 | 7.48 | 0.12502 | 0 | 66.64 | 66.64 | 1 | 0 | 0 | 0 | 0
|  |  |  | 33.28 | 66.56 | 0 | 0 | 0 | 0 | 0 | 12.23 | 0.12502 | 0 | 66.56 | 66.56 | 1 | 0 | 0 | 0 | 0
|  |  |  | 34.32 | 68.64 | 0 | 0 | 0 | 0 | 0 | 12.23 | 0.12502 | 0 | 68.64 | 68.64 | 1 | 0 | 0 | 0 | 0
|  |  |  | 35.8 | 71.6 | 0 | 0 | 0 | 0 | 0 | 12.23 | 0.12502 | 0 | 71.6 | 71.6 | 1 | 0 | 0 | 0 | 0
|  |  |  | 38.6 | 77.2 | 0 | 0 | 0 | 0 | 0 | 12.23 | 0.12502 | 0 | 77.2 | 77.2 | 1 | 0 | 0 | 0 | 0
|  |  |  | 38.16 | 76.32 | 0 | 0 | 0 | 0 | 0 | 7.48 | 0.12502 | 0 | 76.32 | 76.32 | 1 | 0 | 0 | 0 | 0
|  |  |  | 34.6 | 69.2 | 0 | 0 | 0 | 0 | 0 | 7.48 | 0.12502 | 0 | 69.2 | 69.2 | 1 | 0 | 0 | 0 | 0
|  |  |  | 33.16 | 66.32 | 0 | 0 | 0 | 0 | 0 | 7.48 | 0.12502 | 0 | 66.32 | 63.642 | 0.2 | 0 | 2.678 | 0 | 0
|  |  |  | 31.04 | 62.08 | 0 | 0 | 0 | 0 | 0 | 7.48 | 0.10709 | 2.678 | 62.08 | 62.08 | 0.91885 | 0 | 0 | 0 | 0
|  |  |  | 28 | 56 | 0 | 0 | 0 | 0 | 0 | 7.48 | 0.10709 | 0.302 | 56 | 56 | 1 | 0 | 0 | 0 | 0
|  |  |  | 23 | 46 | 0 | 0 | 0 | 0 | 0 | 7.48 | 0.10709 | 0 | 46 | 46 | 1 | 0 | 0 | 0 | 0
|  |  |  | 14.08 | 28.16 | 0 | 0 | 0 | 0 | 0 | 7.48 | 0.10709 | 0 | 28.16 | 28.16 | 1 | 0 | 0 | 0 | 0
|  |  |  | 12.36 | 24.72 | 0 | 0 | 0 | 0 | 0 | 7.48 | 0.10709 | 0 | 24.72 | 24.72 | 1 | 0 | 0 | 0 | 0
|  |  |  | 12 | 24 | 0 | 0 | 0 | 0 | 0 | 7.48 | 0.10709 | 0 | 24 | 24 | 1 | 0 | 0 | 0 | 0
|  |  |  | 11.6 | 23.2 | 0 | 0 | 0 | 0 | 0 | 7.48 | 0.10709 | 0 | 23.2 | 23.2 | 1 | 0 | 0 | 0 | 0
|  |  |  | 12.32 | 24.64 | 0 | 0 | 0 | 0 | 0 | 7.48 | 0.10709 | 0 | 24.64 | 24.64 | 1 | 0 | 0 | 0 | 0
|  |  |  | 13.2 | 26.4 | 0 | 0 | 0 | 0 | 0 | 7.48 | 0.10709 | 0 | 26.4 | 26.4 | 1 | 0 | 0 | 0 | 0
|  |  |  | 13.96 | 27.92 | 0 | 0 | 0 | 0 | 0 | 7.48 | 0.10709 | 0 | 27.92 | 27.92 | 1 | 0 | 0 | 0 | 0
|  |  |  | 14.96 | 29.92 | 0 | 0 | 0 | 0 | 0 | 7.48 | 0.10709 | 0 | 29.92 | 29.92 | 1 | 0 | 0 | 0 | 0
|  |  |  | 16.16 | 32.32 | 0 | 0 | 0 | 0 | 0 | 7.48 | 0.10709 | 0 | 32.32 | 32.32 | 1 | 0 | 0 | 0 | 0
|  |  |  | 22.08 | 44.16 | 0 | 0 | 0 | 0 | 0 | 7.48 | 0.10709 | 0 | 44.16 | 44.16 | 1 | 0 | 0 | 0 | 0
|  |  |  | 24.6 | 49.2 | 0 | 0 | 0 | 0 | 0 | 7.48 | 0.10709 | 0 | 49.2 | 49.2 | 1 | 0 | 0 | 0 | 0
|  |  |  | 26.76 | 53.52 | 0 | 0 | 0 | 0 | 0 | 7.48 | 0.12502 | 0 | 53.52 | 53.52 | 1 | 0 | 0 | 0 | 0
|  |  |  | 29.88 | 59.76 | 0 | 0 | 0 | 0 | 0 | 7.48 | 0.12502 | 0 | 59.76 | 59.76 | 1 | 0 | 0 | 0 | 0
|  |  |  | 32 | 64 | 0 | 0 | 0 | 0 | 0 | 7.48 | 0.12502 | 0 | 64 | 64 | 1 | 0 | 0 | 0 | 0
|  |  |  | 33.16 | 66.32 | 0 | 0 | 0 | 0 | 0 | 12.23 | 0.12502 | 0 | 66.32 | 66.32 | 1 | 0 | 0 | 0 | 0
|  |  |  | 34.2 | 68.4 | 0 | 0 | 0 | 0 | 0 | 12.23 | 0.12502 | 0 | 68.4 | 68.4 | 1 | 0 | 0 | 0 | 0
|  |  |  | 36.12 | 72.24 | 0 | 0 | 0 | 0 | 0 | 12.23 | 0.12502 | 0 | 72.24 | 72.24 | 1 | 0 | 0 | 0 | 0
|  |  |  | 37.4 | 74.8 | 0 | 0 | 0 | 0 | 0 | 12.23 | 0.12502 | 0 | 74.8 | 74.8 | 1 | 0 | 0 | 0 | 0
|  |  |  | 37.8 | 75.6 | 0 | 0 | 0 | 0 | 0 | 7.48 | 0.12502 | 0 | 75.6 | 75.6 | 1 | 0 | 0 | 0 | 0
|  |  |  | 31.12 | 62.24 | 0 | 0 | 0 | 0 | 0 | 7.48 | 0.12502 | 0 | 62.24 | 62.24 | 1 | 0 | 0 | 0 | 0
|  |  |  | 24.4 | 48.8 | 0 | 0 | 0 | 0 | 0 | 7.48 | 0.12502 | 0 | 48.8 | 46.122 | 0.2 | 0 | 2.678 | 0 | 0
|  |  |  | 22.44 | 44.88 | 0 | 0 | 0 | 0 | 0 | 7.48 | 0.10709 | 2.678 | 44.88 | 44.88 | 0.91885 | 0 | 0 | 0 | 0
|  |  |  | 20.52 | 41.04 | 0 | 0 | 0 | 0 | 0 | 7.48 | 0.10709 | 0.302 | 41.04 | 41.04 | 1 | 0 | 0 | 0 | 0
|  |  |  | 19.36 | 38.72 | 0 | 0 | 0 | 0 | 0 | 7.48 | 0.10709 | 0 | 38.72 | 38.72 | 1 | 0 | 0 | 0 | 0
|  |  |  | 12.36 | 24.72 | 0 | 0 | 0 | 0 | 0 | 7.48 | 0.10709 | 0 | 24.72 | 24.72 | 1 | 0 | 0 | 0 | 0
|  |  |  | 9.88 | 19.76 | 0 | 0 | 0 | 0 | 0 | 7.48 | 0.10709 | 0 | 19.76 | 19.76 | 1 | 0 | 0 | 0 | 0
|  |  |  | 10.72 | 21.44 | 0 | 0 | 0 | 0 | 0 | 7.48 | 0.10709 | 0 | 21.44 | 21.44 | 1 | 0 | 0 | 0 | 0
|  |  |  | 10.72 | 21.44 | 0 | 0 | 0 | 0 | 0 | 7.48 | 0.10709 | 0 | 21.44 | 21.44 | 1 | 0 | 0 | 0 | 0
|  |  |  | 11.6 | 23.2 | 0 | 0 | 0 | 0 | 0 | 7.48 | 0.10709 | 0 | 23.2 | 23.2 | 1 | 0 | 0 | 0 | 0
|  |  |  | 12.84 | 25.68 | 0 | 0 | 0 | 0 | 0 | 7.48 | 0.10709 | 0 | 25.68 | 25.68 | 1 | 0 | 0 | 0 | 0
|  |  |  | 14.04 | 28.08 | 0 | 0 | 0 | 0 | 0 | 7.48 | 0.10709 | 0 | 28.08 | 28.08 | 1 | 0 | 0 | 0 | 0
|  |  |  | 14.84 | 29.68 | 0 | 0 | 0 | 0 | 0 | 7.48 | 0.10709 | 0 | 29.68 | 29.68 | 1 | 0 | 0 | 0 | 0
|  |  |  | 12.6 | 25.2 | 0 | 0 | 0 | 0 | 0 | 7.48 | 0.10709 | 0 | 25.2 | 25.2 | 1 | 0 | 0 | 0 | 0
|  |  |  | 12.64 | 25.28 | 0 | 0 | 0 | 0 | 0 | 7.48 | 0.10709 | 0 | 25.28 | 25.28 | 1 | 0 | 0 | 0 | 0
|  |  |  | 17.08 | 34.16 | 0 | 0 | 0 | 0 | 0 | 7.48 | 0.10709 | 0 | 34.16 | 34.16 | 1 | 0 | 0 | 0 | 0
|  |  |  | 20.88 | 41.76 | 0 | 0 | 0 | 0 | 0 | 7.48 | 0.12502 | 0 | 41.76 | 41.76 | 1 | 0 | 0 | 0 | 0
|  |  |  | 22 | 44 | 0 | 0 | 0 | 0 | 0 | 7.48 | 0.12502 | 0 | 44 | 44 | 1 | 0 | 0 | 0 | 0
|  |  |  | 22.08 | 44.16 | 0 | 0 | 0 | 0 | 0 | 7.48 | 0.12502 | 0 | 44.16 | 44.16 | 1 | 0 | 0 | 0 | 0
|  |  |  | 22.44 | 44.88 | 0 | 0 | 0 | 0 | 0 | 12.23 | 0.12502 | 0 | 44.88 | 44.88 | 1 | 0 | 0 | 0 | 0
|  |  |  | 24.24 | 48.48 | 0 | 0 | 0 | 0 | 0 | 12.23 | 0.12502 | 0 | 48.48 | 48.48 | 1 | 0 | 0 | 0 | 0
|  |  |  | 28.4 | 56.8 | 0 | 0 | 0 | 0 | 0 | 12.23 | 0.12502 | 0 | 56.8 | 56.8 | 1 | 0 | 0 | 0 | 0
|  |  |  | 32.2 | 64.4 | 0 | 0 | 0 | 0 | 0 | 12.23 | 0.12502 | 0 | 64.4 | 64.4 | 1 | 0 | 0 | 0 | 0
|  |  |  | 30.08 | 60.16 | 0 | 0 | 0 | 0 | 0 | 7.48 | 0.12502 | 0 | 60.16 | 60.16 | 1 | 0 | 0 | 0 | 0
|  |  |  | 21.84 | 43.68 | 0 | 0 | 0 | 0 | 0 | 7.48 | 0.12502 | 0 | 43.68 | 43.68 | 1 | 0 | 0 | 0 | 0
|  |  |  | 18.84 | 37.68 | 0 | 0 | 0 | 0 | 0 | 7.48 | 0.12502 | 0 | 37.68 | 35.002 | 0.2 | 0 | 2.678 | 0 | 0
|  |  |  | 18 | 36 | 0 | 0 | 0 | 0 | 0 | 7.48 | 0.10709 | 0 | 36 | 36 | 0.2 | 0 | 0 | 0 | 0
|  |  |  | 17 | 34 | 0 | 0 | 0 | 0 | 0 | 7.48 | 0.10709 | 0 | 34 | 34 | 0.2 | 0 | 0 | 0 | 0
|  |  |  | 18.92 | 37.84 | 0 | 0 | 0 | 0 | 0 | 7.48 | 0.10709 | 0 | 37.84 | 37.84 | 0.2 | 0 | 0 | 0 | 0
|  |  |  | 15.76 | 31.52 | 0 | 0 | 0 | 0 | 0 | 7.48 | 0.10709 | 0 | 31.52 | 31.52 | 0.2 | 0 | 0 | 0 | 0
|  |  |  | 14.36 | 28.72 | 0 | 0 | 0 | 0 | 0 | 7.48 | 0.10709 | 0 | 28.72 | 28.72 | 0.2 | 0 | 0 | 0 | 0
|  |  |  | 15.08 | 30.16 | 0 | 0 | 0 | 0 | 0 | 7.48 | 0.10709 | 0 | 30.16 | 30.16 | 0.2 | 0 | 0 | 0 | 0
|  |  |  | 14.28 | 28.56 | 0 | 0 | 0 | 0 | 0 | 7.48 | 0.10709 | 0 | 28.56 | 28.56 | 0.2 | 0 | 0 | 0 | 0
|  |  |  | 12.24 | 24.48 | 0 | 0 | 0 | 0 | 0 | 7.48 | 0.10709 | 0 | 24.48 | 24.48 | 0.2 | 0 | 0 | 0 | 0
|  |  |  | 13.2 | 26.4 | 0 | 0 | 0 | 0 | 0 | 7.48 | 0.10709 | 0 | 26.4 | 26.4 | 0.2 | 0 | 0 | 0 | 0
|  |  |  | 15.96 | 31.92 | 0 | 0 | 0 | 0 | 0 | 7.48 | 0.10709 | 0 | 31.92 | 31.92 | 0.2 | 0 | 0 | 0 | 0
|  |  |  | 22.4 | 44.8 | 0 | 0 | 0 | 0 | 0 | 7.48 | 0.10709 | 0 | 44.8 | 44.8 | 0.2 | 0 | 0 | 0 | 0
|  |  |  | 20.52 | 41.04 | 0 | 0 | 0 | 0 | 0 | 7.48 | 0.10709 | 0 | 41.04 | 41.04 | 0.2 | 0 | 0 | 0 | 0
|  |  |  | 24.28 | 48.56 | 0 | 0 | 0 | 0 | 0 | 7.48 | 0.10709 | 0 | 48.56 | 48.56 | 0.2 | 0 | 0 | 0 | 0
|  |  |  | 25.88 | 51.76 | 0 | 0 | 0 | 0 | 0 | 7.48 | 0.10709 | 0 | 51.76 | 51.76 | 0.2 | 0 | 0 | 0 | 0
|  |  |  | 26.44 | 52.88 | 0 | 0 | 0 | 0 | 0 | 7.48 | 0.10709 | 0 | 52.88 | 52.88 | 0.2 | 0 | 0 | 0 | 0
|  |  |  | 31.68 | 63.36 | 0 | 0 | 0 | 0 | 0 | 7.48 | 0.10709 | 0 | 63.36 | 63.36 | 0.2 | 0 | 0 | 0 | 0
|  |  |  | 27.08 | 54.16 | 0 | 0 | 0 | 0 | 0 | 7.48 | 0.10709 | 0 | 54.16 | 54.16 | 0.2 | 0 | 0 | 0 | 0
|  |  |  | 24.56 | 49.12 | 0 | 0 | 0 | 0 | 0 | 7.48 | 0.10709 | 0 | 49.12 | 49.12 | 0.2 | 0 | 0 | 0 | 0
|  |  |  | 24.44 | 48.88 | 0 | 0 | 0 | 0 | 0 | 7.48 | 0.10709 | 0 | 48.88 | 48.88 | 0.2 | 0 | 0 | 0 | 0
|  |  |  | 23.88 | 47.76 | 0 | 0 | 0 | 0 | 0 | 7.48 | 0.10709 | 0 | 47.76 | 47.76 | 0.2 | 0 | 0 | 0 | 0
|  |  |  | 23.92 | 47.84 | 0 | 0 | 0 | 0 | 0 | 7.48 | 0.10709 | 0 | 47.84 | 47.84 | 0.2 | 0 | 0 | 0 | 0
|  |  |  | 26.6 | 53.2 | 0 | 0 | 0 | 0 | 0 | 7.48 | 0.10709 | 0 | 53.2 | 53.2 | 0.2 | 0 | 0 | 0 | 0
|  |  |  | 24.8 | 49.6 | 0 | 0 | 0 | 0 | 0 | 7.48 | 0.10709 | 0 | 49.6 | 49.6 | 0.2 | 0 | 0 | 0 | 0
|  |  |  | 24.88 | 49.76 | 0 | 0 | 0 | 0 | 0 | 7.48 | 0.10709 | 0 | 49.76 | 49.76 | 0.2 | 0 | 0 | 0 | 0
|  |  |  | 23.84 | 47.68 | 0 | 0 | 0 | 0 | 0 | 7.48 | 0.10709 | 0 | 47.68 | 47.68 | 0.2 | 0 | 0 | 0 | 0
|  |  |  | 22.24 | 44.48 | 0 | 0 | 0 | 0 | 0 | 7.48 | 0.10709 | 0 | 44.48 | 44.48 | 0.2 | 0 | 0 | 0 | 0
|  |  |  | 18.4 | 36.8 | 0 | 0 | 0 | 0 | 0 | 7.48 | 0.10709 | 0 | 36.8 | 36.8 | 0.2 | 0 | 0 | 0 | 0
|  |  |  | 11.32 | 22.64 | 0 | 0 | 0 | 0 | 0 | 7.48 | 0.10709 | 0 | 22.64 | 22.64 | 0.2 | 0 | 0 | 0 | 0
|  |  |  | 9.68 | 19.36 | 0 | 0 | 0 | 0 | 0 | 7.48 | 0.10709 | 0 | 19.36 | 19.36 | 0.2 | 0 | 0 | 0 | 0
|  |  |  | 10.4 | 20.8 | 0 | 0 | 0 | 0 | 0 | 7.48 | 0.10709 | 0 | 20.8 | 20.8 | 0.2 | 0 | 0 | 0 | 0
|  |  |  | 9.72 | 19.44 | 0 | 0 | 0 | 0 | 0 | 7.48 | 0.10709 | 0 | 19.44 | 19.44 | 0.2 | 0 | 0 | 0 | 0
|  |  |  | 11.72 | 23.44 | 0 | 0 | 0 | 0 | 0 | 7.48 | 0.10709 | 0 | 23.44 | 23.44 | 0.2 | 0 | 0 | 0 | 0
|  |  |  | 12.4 | 24.8 | 0 | 0 | 0 | 0 | 0 | 7.48 | 0.10709 | 0 | 24.8 | 24.8 | 0.2 | 0 | 0 | 0 | 0
|  |  |  | 15.56 | 31.12 | 0 | 0 | 0 | 0 | 0 | 7.48 | 0.10709 | 0 | 31.12 | 31.12 | 0.2 | 0 | 0 | 0 | 0
|  |  |  | 21.44 | 42.88 | 0 | 0 | 0 | 0 | 0 | 7.48 | 0.10709 | 0 | 42.88 | 42.88 | 0.2 | 0 | 0 | 0 | 0
|  |  |  | 22.04 | 44.08 | 0 | 0 | 0 | 0 | 0 | 7.48 | 0.10709 | 0 | 44.08 | 44.08 | 0.2 | 0 | 0 | 0 | 0
|  |  |  | 25.24 | 50.48 | 0 | 0 | 0 | 0 | 0 | 7.48 | 0.10709 | 0 | 50.48 | 50.48 | 0.2 | 0 | 0 | 0 | 0
|  |  |  | 33.16 | 66.32 | 0 | 0 | 0 | 0 | 0 | 7.48 | 0.10709 | 0 | 66.32 | 66.32 | 0.2 | 0 | 0 | 0 | 0
|  |  |  | 32.16 | 64.32 | 0 | 0 | 0 | 0 | 0 | 7.48 | 0.10709 | 0 | 64.32 | 64.32 | 0.2 | 0 | 0 | 0 | 0
|  |  |  | 33.52 | 67.04 | 0 | 0 | 0 | 0 | 0 | 7.48 | 0.10709 | 0 | 67.04 | 67.04 | 0.2 | 0 | 0 | 0 | 0
|  |  |  | 32.24 | 64.48 | 0 | 0 | 0 | 0 | 0 | 7.48 | 0.10709 | 0 | 64.48 | 64.48 | 0.2 | 0 | 0 | 0 | 0
|  |  |  | 31.88 | 63.76 | 0 | 0 | 0 | 0 | 0 | 7.48 | 0.10709 | 0 | 63.76 | 63.76 | 0.2 | 0 | 0 | 0 | 0
|  |  |  | 31.2 | 62.4 | 0 | 0 | 0 | 0 | 0 | 7.48 | 0.10709 | 0 | 62.4 | 62.4 | 0.2 | 0 | 0 | 0 | 0
|  |  |  | 31.6 | 63.2 | 0 | 0 | 0 | 0 | 0 | 7.48 | 0.10709 | 0 | 63.2 | 63.2 | 0.2 | 0 | 0 | 0 | 0
|  |  |  | 30.32 | 60.64 | 0 | 0 | 0 | 0 | 0 | 7.48 | 0.10709 | 0 | 60.64 | 60.64 | 0.2 | 0 | 0 | 0 | 0
|  |  |  | 31.04 | 62.08 | 0 | 0 | 0 | 0 | 0 | 7.48 | 0.10709 | 0 | 62.08 | 62.08 | 0.2 | 0 | 0 | 0 | 0
|  |  |  | 29.36 | 58.72 | 0 | 0 | 0 | 0 | 0 | 7.48 | 0.10709 | 0 | 58.72 | 58.72 | 0.2 | 0 | 0 | 0 | 0
|  |  |  | 28 | 56 | 0 | 0 | 0 | 0 | 0 | 7.48 | 0.10709 | 0 | 56 | 56 | 0.2 | 0 | 0 | 0 | 0
|  |  |  | 28 | 56 | 0 | 0 | 0 | 0 | 0 | 7.48 | 0.10709 | 0 | 56 | 56 | 0.2 | 0 | 0 | 0 | 0
|  |  |  | 24.88 | 49.76 | 0 | 0 | 0 | 0 | 0 | 7.48 | 0.10709 | 0 | 49.76 | 49.76 | 0.2 | 0 | 0 | 0 | 0
|  |  |  | 20.68 | 41.36 | 0 | 0 | 0 | 0 | 0 | 7.48 | 0.10709 | 0 | 41.36 | 41.36 | 0.2 | 0 | 0 | 0 | 0
|  |  |  | 11 | 22 | 0 | 0 | 0 | 0 | 0 | 7.48 | 0.10709 | 0 | 22 | 22 | 0.2 | 0 | 0 | 0 | 0
|  |  |  | 9.2 | 18.4 | 0 | 0 | 0 | 0 | 0 | 7.48 | 0.10336 | 2.678 | 18.4 | 18.4 | 0.91885 | 0 | 0 | 0 | 0
|  |  |  | 11.48 | 22.96 | 0 | 0 | 0 | 0 | 0 | 7.48 | 0.10336 | 0.302 | 22.96 | 22.96 | 1 | 0 | 0 | 0 | 0
|  |  |  | 12.88 | 25.76 | 0 | 0 | 0 | 0 | 0 | 7.48 | 0.10336 | 0 | 25.76 | 25.76 | 1 | 0 | 0 | 0 | 0
|  |  |  | 12.32 | 24.64 | 0 | 0 | 0 | 0 | 0 | 7.48 | 0.10336 | 0 | 24.64 | 24.64 | 1 | 0 | 0 | 0 | 0
|  |  |  | 12.76 | 25.52 | 0 | 0 | 0 | 0 | 0 | 7.48 | 0.10336 | 0 | 25.52 | 25.52 | 1 | 0 | 0 | 0 | 0
|  |  |  | 14.28 | 28.56 | 0 | 0 | 0 | 0 | 0 | 7.48 | 0.10336 | 0 | 28.56 | 28.56 | 1 | 0 | 0 | 0 | 0
|  |  |  | 22.52 | 45.04 | 0 | 0 | 0 | 0 | 0 | 7.48 | 0.10336 | 0 | 45.04 | 45.04 | 1 | 0 | 0 | 0 | 0
|  |  |  | 21.76 | 43.52 | 0 | 0 | 0 | 0 | 0 | 7.48 | 0.10336 | 0 | 43.52 | 43.52 | 1 | 0 | 0 | 0 | 0
|  |  |  | 24.24 | 48.48 | 0 | 0 | 0 | 0 | 0 | 7.48 | 0.10336 | 0 | 48.48 | 48.48 | 1 | 0 | 0 | 0 | 0
|  |  |  | 28.52 | 57.04 | 0 | 0 | 0 | 0 | 0 | 7.48 | 0.10336 | 0 | 57.04 | 57.04 | 1 | 0 | 0 | 0 | 0
|  |  |  | 32.88 | 65.76 | 0 | 0 | 0 | 0 | 0 | 11.23 | 0.12409 | 0 | 65.76 | 65.76 | 1 | 0 | 0 | 0 | 0
|  |  |  | 31.24 | 62.48 | 0 | 0 | 0 | 0 | 0 | 11.23 | 0.12409 | 0 | 62.48 | 62.48 | 1 | 0 | 0 | 0 | 0
|  |  |  | 31.44 | 62.88 | 0 | 0 | 0 | 0 | 0 | 11.23 | 0.12409 | 0 | 62.88 | 62.88 | 1 | 0 | 0 | 0 | 0
|  |  |  | 31.04 | 62.08 | 0 | 0 | 0 | 0 | 0 | 17.48 | 0.13136 | 0 | 62.08 | 62.08 | 1 | 0 | 0 | 0 | 0
|  |  |  | 30.4 | 60.8 | 0 | 0 | 0 | 0 | 0 | 17.48 | 0.13136 | 0 | 60.8 | 60.8 | 1 | 0 | 0 | 0 | 0
|  |  |  | 32.16 | 64.32 | 0 | 0 | 0 | 0 | 0 | 17.48 | 0.13136 | 0 | 64.32 | 64.32 | 1 | 0 | 0 | 0 | 0
|  |  |  | 32.28 | 64.56 | 0 | 0 | 0 | 0 | 0 | 17.48 | 0.13136 | 0 | 64.56 | 61.882 | 0.2 | 0 | 2.678 | 0 | 0
|  |  |  | 31.36 | 62.72 | 0 | 0 | 0 | 0 | 0 | 11.23 | 0.12409 | 0 | 62.72 | 62.72 | 0.2 | 0 | 0 | 0 | 0
|  |  |  | 28.52 | 57.04 | 0 | 0 | 0 | 0 | 0 | 11.23 | 0.12409 | 0 | 57.04 | 57.04 | 0.2 | 0 | 0 | 0 | 0
|  |  |  | 26.56 | 53.12 | 0 | 0 | 0 | 0 | 0 | 11.23 | 0.12409 | 0 | 53.12 | 53.12 | 0.2 | 0 | 0 | 0 | 0
|  |  |  | 26.6 | 53.2 | 0 | 0 | 0 | 0 | 0 | 7.48 | 0.10336 | 2.678 | 53.2 | 53.2 | 0.91885 | 0 | 0 | 0 | 0
|  |  |  | 28.72 | 57.44 | 0 | 0 | 0 | 0 | 0 | 7.48 | 0.10336 | 0.302 | 57.44 | 57.44 | 1 | 0 | 0 | 0 | 0
|  |  |  | 29.8 | 59.6 | 0 | 0 | 0 | 0 | 0 | 7.48 | 0.10336 | 0 | 59.6 | 59.6 | 1 | 0 | 0 | 0 | 0
|  |  |  | 23.08 | 46.16 | 0 | 0 | 0 | 0 | 0 | 7.48 | 0.10336 | 0 | 46.16 | 46.16 | 1 | 0 | 0 | 0 | 0
|  |  |  | 21.88 | 43.76 | 0 | 0 | 0 | 0 | 0 | 7.48 | 0.10336 | 0 | 43.76 | 43.76 | 1 | 0 | 0 | 0 | 0
|  |  |  | 22.04 | 44.08 | 0 | 0 | 0 | 0 | 0 | 7.48 | 0.10336 | 0 | 44.08 | 44.08 | 1 | 0 | 0 | 0 | 0
|  |  |  | 20.08 | 40.16 | 0 | 0 | 0 | 0 | 0 | 7.48 | 0.10336 | 0 | 40.16 | 40.16 | 1 | 0 | 0 | 0 | 0
|  |  |  | 21.56 | 43.12 | 0 | 0 | 0 | 0 | 0 | 7.48 | 0.10336 | 0 | 43.12 | 43.12 | 1 | 0 | 0 | 0 | 0
|  |  |  | 16.44 | 32.88 | 0 | 0 | 0 | 0 | 0 | 7.48 | 0.10336 | 0 | 32.88 | 32.88 | 1 | 0 | 0 | 0 | 0
|  |  |  | 16.48 | 32.96 | 0 | 0 | 0 | 0 | 0 | 7.48 | 0.10336 | 0 | 32.96 | 32.96 | 1 | 0 | 0 | 0 | 0
|  |  |  | 22.44 | 44.88 | 0 | 0 | 0 | 0 | 0 | 7.48 | 0.10336 | 0 | 44.88 | 44.88 | 1 | 0 | 0 | 0 | 0
|  |  |  | 23.68 | 47.36 | 0 | 0 | 0 | 0 | 0 | 7.48 | 0.10336 | 0 | 47.36 | 47.36 | 1 | 0 | 0 | 0 | 0
|  |  |  | 25.72 | 51.44 | 0 | 0 | 0 | 0 | 0 | 7.48 | 0.10336 | 0 | 51.44 | 51.44 | 1 | 0 | 0 | 0 | 0
|  |  |  | 29.52 | 59.04 | 0 | 0 | 0 | 0 | 0 | 7.48 | 0.10336 | 0 | 59.04 | 59.04 | 1 | 0 | 0 | 0 | 0
|  |  |  | 31.16 | 62.32 | 0 | 0 | 0 | 0 | 0 | 11.23 | 0.12409 | 0 | 62.32 | 62.32 | 1 | 0 | 0 | 0 | 0
|  |  |  | 38.08 | 76.16 | 0 | 0 | 0 | 0 | 0 | 11.23 | 0.12409 | 0 | 76.16 | 76.16 | 1 | 0 | 0 | 0 | 0
|  |  |  | 35.48 | 70.96 | 0 | 0 | 0 | 0 | 0 | 11.23 | 0.12409 | 0 | 70.96 | 70.96 | 1 | 0 | 0 | 0 | 0
|  |  |  | 34 | 68 | 0 | 0 | 0 | 0 | 0 | 17.48 | 0.13136 | 0 | 68 | 68 | 1 | 0 | 0 | 0 | 0
|  |  |  | 33.76 | 67.52 | 0 | 0 | 0 | 0 | 0 | 17.48 | 0.13136 | 0 | 67.52 | 67.52 | 1 | 0 | 0 | 0 | 0
|  |  |  | 35.2 | 70.4 | 0 | 0 | 0 | 0 | 0 | 17.48 | 0.13136 | 0 | 70.4 | 70.4 | 1 | 0 | 0 | 0 | 0
|  |  |  | 36.36 | 72.72 | 0 | 0 | 0 | 0 | 0 | 17.48 | 0.13136 | 0 | 72.72 | 70.042 | 0.2 | 0 | 2.678 | 0 | 0
|  |  |  | 35.68 | 71.36 | 0 | 0 | 0 | 0 | 0 | 11.23 | 0.12409 | 0 | 71.36 | 71.36 | 0.2 | 0 | 0 | 0 | 0
|  |  |  | 36.32 | 72.64 | 0 | 0 | 0 | 0 | 0 | 11.23 | 0.12409 | 0 | 72.64 | 72.64 | 0.2 | 0 | 0 | 0 | 0
|  |  |  | 33.84 | 67.68 | 0 | 0 | 0 | 0 | 0 | 11.23 | 0.12409 | 0 | 67.68 | 67.68 | 0.2 | 0 | 0 | 0 | 0
|  |  |  | 28.44 | 56.88 | 0 | 0 | 0 | 0 | 0 | 7.48 | 0.10336 | 2.678 | 56.88 | 56.88 | 0.91885 | 0 | 0 | 0 | 0
|  |  |  | 21.4 | 42.8 | 0 | 0 | 0 | 0 | 0 | 7.48 | 0.10336 | 0.302 | 42.8 | 42.8 | 1 | 0 | 0 | 0 | 0
|  |  |  | 19.04 | 38.08 | 0 | 0 | 0 | 0 | 0 | 7.48 | 0.10336 | 0 | 38.08 | 38.08 | 1 | 0 | 0 | 0 | 0
|  |  |  | 11.4 | 22.8 | 0 | 0 | 0 | 0 | 0 | 7.48 | 0.10336 | 0 | 22.8 | 22.8 | 1 | 0 | 0 | 0 | 0
|  |  |  | 9.44 | 18.88 | 0 | 0 | 0 | 0 | 0 | 7.48 | 0.10336 | 0 | 18.88 | 18.88 | 1 | 0 | 0 | 0 | 0
|  |  |  | 10.8 | 21.6 | 0 | 0 | 0 | 0 | 0 | 7.48 | 0.10336 | 0 | 21.6 | 21.6 | 1 | 0 | 0 | 0 | 0
|  |  |  | 11.2 | 22.4 | 0 | 0 | 0 | 0 | 0 | 7.48 | 0.10336 | 0 | 22.4 | 22.4 | 1 | 0 | 0 | 0 | 0
|  |  |  | 12.24 | 24.48 | 0 | 0 | 0 | 0 | 0 | 7.48 | 0.10336 | 0 | 24.48 | 24.48 | 1 | 0 | 0 | 0 | 0
|  |  |  | 13.96 | 27.92 | 0 | 0 | 0 | 0 | 0 | 7.48 | 0.10336 | 0 | 27.92 | 27.92 | 1 | 0 | 0 | 0 | 0
|  |  |  | 15.48 | 30.96 | 0 | 0 | 0 | 0 | 0 | 7.48 | 0.10336 | 0 | 30.96 | 30.96 | 1 | 0 | 0 | 0 | 0
|  |  |  | 14.76 | 29.52 | 0 | 0 | 0 | 0 | 0 | 7.48 | 0.10336 | 0 | 29.52 | 29.52 | 1 | 0 | 0 | 0 | 0
|  |  |  | 18.6 | 37.2 | 0 | 0 | 0 | 0 | 0 | 7.48 | 0.10336 | 0 | 37.2 | 37.2 | 1 | 0 | 0 | 0 | 0
|  |  |  | 19.32 | 38.64 | 0 | 0 | 0 | 0 | 0 | 7.48 | 0.10336 | 0 | 38.64 | 38.64 | 1 | 0 | 0 | 0 | 0
|  |  |  | 22 | 44 | 0 | 0 | 0 | 0 | 0 | 7.48 | 0.10336 | 0 | 44 | 44 | 1 | 0 | 0 | 0 | 0
|  |  |  | 23.08 | 46.16 | 0 | 0 | 0 | 0 | 0 | 11.23 | 0.12409 | 0 | 46.16 | 46.16 | 1 | 0 | 0 | 0 | 0
|  |  |  | 25.88 | 51.76 | 0 | 0 | 0 | 0 | 0 | 11.23 | 0.12409 | 0 | 51.76 | 51.76 | 1 | 0 | 0 | 0 | 0
|  |  |  | 25.32 | 50.64 | 0 | 0 | 0 | 0 | 0 | 11.23 | 0.12409 | 0 | 50.64 | 50.64 | 1 | 0 | 0 | 0 | 0
|  |  |  | 26.68 | 53.36 | 0 | 0 | 0 | 0 | 0 | 17.48 | 0.13136 | 0 | 53.36 | 53.36 | 1 | 0 | 0 | 0 | 0
|  |  |  | 25.28 | 50.56 | 0 | 0 | 0 | 0 | 0 | 17.48 | 0.13136 | 0 | 50.56 | 50.56 | 1 | 0 | 0 | 0 | 0
|  |  |  | 26.96 | 53.92 | 0 | 0 | 0 | 0 | 0 | 17.48 | 0.13136 | 0 | 53.92 | 53.92 | 1 | 0 | 0 | 0 | 0
|  |  |  | 26.04 | 52.08 | 0 | 0 | 0 | 0 | 0 | 17.48 | 0.13136 | 0 | 52.08 | 49.402 | 0.2 | 0 | 2.678 | 0 | 0
|  |  |  | 26.84 | 53.68 | 0 | 0 | 0 | 0 | 0 | 11.23 | 0.12409 | 0 | 53.68 | 53.68 | 0.2 | 0 | 0 | 0 | 0
|  |  |  | 21 | 42 | 0 | 0 | 0 | 0 | 0 | 11.23 | 0.12409 | 0 | 42 | 42 | 0.2 | 0 | 0 | 0 | 0
|  |  |  | 16.84 | 33.68 | 0 | 0 | 0 | 0 | 0 | 11.23 | 0.12409 | 0 | 33.68 | 33.68 | 0.2 | 0 | 0 | 0 | 0
|  |  |  | 15.84 | 31.68 | 0 | 0 | 0 | 0 | 0 | 7.48 | 0.10336 | 2.678 | 31.68 | 31.68 | 0.91885 | 0 | 0 | 0 | 0
|  |  |  | 16.12 | 32.24 | 0 | 0 | 0 | 0 | 0 | 7.48 | 0.10336 | 0.302 | 32.24 | 32.24 | 1 | 0 | 0 | 0 | 0
|  |  |  | 15.8 | 31.6 | 0 | 0 | 0 | 0 | 0 | 7.48 | 0.10336 | 0 | 31.6 | 31.6 | 1 | 0 | 0 | 0 | 0
|  |  |  | 13.48 | 26.96 | 0 | 0 | 0 | 0 | 0 | 7.48 | 0.10336 | 0 | 26.96 | 26.96 | 1 | 0 | 0 | 0 | 0
|  |  |  | 12.2 | 24.4 | 0 | 0 | 0 | 0 | 0 | 7.48 | 0.10336 | 0 | 24.4 | 24.4 | 1 | 0 | 0 | 0 | 0
|  |  |  | 10.08 | 20.16 | 0 | 0 | 0 | 0 | 0 | 7.48 | 0.10336 | 0 | 20.16 | 20.16 | 1 | 0 | 0 | 0 | 0
|  |  |  | 9.08 | 18.16 | 0 | 0 | 0 | 0 | 0 | 7.48 | 0.10336 | 0 | 18.16 | 18.16 | 1 | 0 | 0 | 0 | 0
|  |  |  | 12.04 | 24.08 | 0 | 0 | 0 | 0 | 0 | 7.48 | 0.10336 | 0 | 24.08 | 24.08 | 1 | 0 | 0 | 0 | 0
|  |  |  | 13.12 | 26.24 | 0 | 0 | 0 | 0 | 0 | 7.48 | 0.10336 | 0 | 26.24 | 26.24 | 1 | 0 | 0 | 0 | 0
|  |  |  | 14.72 | 29.44 | 0 | 0 | 0 | 0 | 0 | 7.48 | 0.10336 | 0 | 29.44 | 29.44 | 1 | 0 | 0 | 0 | 0
|  |  |  | 14.6 | 29.2 | 0 | 0 | 0 | 0 | 0 | 7.48 | 0.10336 | 0 | 29.2 | 29.2 | 1 | 0 | 0 | 0 | 0
|  |  |  | 16.4 | 32.8 | 0 | 0 | 0 | 0 | 0 | 7.48 | 0.10336 | 0 | 32.8 | 32.8 | 1 | 0 | 0 | 0 | 0
|  |  |  | 19.4 | 38.8 | 0 | 0 | 0 | 0 | 0 | 7.48 | 0.10336 | 0 | 38.8 | 38.8 | 1 | 0 | 0 | 0 | 0
|  |  |  | 20.08 | 40.16 | 0 | 0 | 0 | 0 | 0 | 7.48 | 0.10336 | 0 | 40.16 | 40.16 | 1 | 0 | 0 | 0 | 0
|  |  |  | 19.56 | 39.12 | 0 | 0 | 0 | 0 | 0 | 11.23 | 0.12409 | 0 | 39.12 | 39.12 | 1 | 0 | 0 | 0 | 0
|  |  |  | 22.2 | 44.4 | 0 | 0 | 0 | 0 | 0 | 11.23 | 0.12409 | 0 | 44.4 | 44.4 | 1 | 0 | 0 | 0 | 0
|  |  |  | 23.16 | 46.32 | 0 | 0 | 0 | 0 | 0 | 11.23 | 0.12409 | 0 | 46.32 | 46.32 | 1 | 0 | 0 | 0 | 0
|  |  |  | 24.24 | 48.48 | 0 | 0 | 0 | 0 | 0 | 17.48 | 0.13136 | 0 | 48.48 | 48.48 | 1 | 0 | 0 | 0 | 0
|  |  |  | 26.52 | 53.04 | 0 | 0 | 0 | 0 | 0 | 17.48 | 0.13136 | 0 | 53.04 | 53.04 | 1 | 0 | 0 | 0 | 0
|  |  |  | 26.6 | 53.2 | 0 | 0 | 0 | 0 | 0 | 17.48 | 0.13136 | 0 | 53.2 | 53.2 | 1 | 0 | 0 | 0 | 0
|  |  |  | 25.92 | 51.84 | 0 | 0 | 0 | 0 | 0 | 17.48 | 0.13136 | 0 | 51.84 | 49.162 | 0.2 | 0 | 2.678 | 0 | 0
|  |  |  | 28.52 | 57.04 | 0 | 0 | 0 | 0 | 0 | 11.23 | 0.12409 | 0 | 57.04 | 57.04 | 0.2 | 0 | 0 | 0 | 0
|  |  |  | 26.2 | 52.4 | 0 | 0 | 0 | 0 | 0 | 11.23 | 0.12409 | 0 | 52.4 | 52.4 | 0.2 | 0 | 0 | 0 | 0
|  |  |  | 19.36 | 38.72 | 0 | 0 | 0 | 0 | 0 | 11.23 | 0.12409 | 0 | 38.72 | 38.72 | 0.2 | 0 | 0 | 0 | 0
|  |  |  | 16.16 | 32.32 | 0 | 0 | 0 | 0 | 0 | 7.48 | 0.10336 | 2.678 | 32.32 | 32.32 | 0.91885 | 0 | 0 | 0 | 0
|  |  |  | 16.8 | 33.6 | 0 | 0 | 0 | 0 | 0 | 7.48 | 0.10336 | 0.302 | 33.6 | 33.6 | 1 | 0 | 0 | 0 | 0
|  |  |  | 18.76 | 37.52 | 0 | 0 | 0 | 0 | 0 | 7.48 | 0.10336 | 0 | 37.52 | 37.52 | 1 | 0 | 0 | 0 | 0
|  |  |  | 13.24 | 26.48 | 0 | 0 | 0 | 0 | 0 | 7.48 | 0.10336 | 0 | 26.48 | 26.48 | 1 | 0 | 0 | 0 | 0
|  |  |  | 10.36 | 20.72 | 0 | 0 | 0 | 0 | 0 | 7.48 | 0.10336 | 0 | 20.72 | 20.72 | 1 | 0 | 0 | 0 | 0
|  |  |  | 13.64 | 27.28 | 0 | 0 | 0 | 0 | 0 | 7.48 | 0.10336 | 0 | 27.28 | 27.28 | 1 | 0 | 0 | 0 | 0
|  |  |  | 14.28 | 28.56 | 0 | 0 | 0 | 0 | 0 | 7.48 | 0.10336 | 0 | 28.56 | 28.56 | 1 | 0 | 0 | 0 | 0
|  |  |  | 17 | 34 | 0 | 0 | 0 | 0 | 0 | 7.48 | 0.10336 | 0 | 34 | 34 | 1 | 0 | 0 | 0 | 0
|  |  |  | 16.12 | 32.24 | 0 | 0 | 0 | 0 | 0 | 7.48 | 0.10336 | 0 | 32.24 | 32.24 | 1 | 0 | 0 | 0 | 0
|  |  |  | 16.28 | 32.56 | 0 | 0 | 0 | 0 | 0 | 7.48 | 0.10336 | 0 | 32.56 | 32.56 | 1 | 0 | 0 | 0 | 0
|  |  |  | 20.2 | 40.4 | 0 | 0 | 0 | 0 | 0 | 7.48 | 0.10336 | 0 | 40.4 | 40.4 | 1 | 0 | 0 | 0 | 0
|  |  |  | 22.08 | 44.16 | 0 | 0 | 0 | 0 | 0 | 7.48 | 0.10336 | 0 | 44.16 | 44.16 | 1 | 0 | 0 | 0 | 0
|  |  |  | 23.8 | 47.6 | 0 | 0 | 0 | 0 | 0 | 7.48 | 0.10336 | 0 | 47.6 | 47.6 | 1 | 0 | 0 | 0 | 0
|  |  |  | 28 | 56 | 0 | 0 | 0 | 0 | 0 | 7.48 | 0.10336 | 0 | 56 | 56 | 1 | 0 | 0 | 0 | 0
|  |  |  | 33.4 | 66.8 | 0 | 0 | 0 | 0 | 0 | 11.23 | 0.12409 | 0 | 66.8 | 66.8 | 1 | 0 | 0 | 0 | 0
|  |  |  | 34.84 | 69.68 | 0 | 0 | 0 | 0 | 0 | 11.23 | 0.12409 | 0 | 69.68 | 69.68 | 1 | 0 | 0 | 0 | 0
|  |  |  | 32.4 | 64.8 | 0 | 0 | 0 | 0 | 0 | 11.23 | 0.12409 | 0 | 64.8 | 64.8 | 1 | 0 | 0 | 0 | 0
|  |  |  | 31.88 | 63.76 | 0 | 0 | 0 | 0 | 0 | 17.48 | 0.13136 | 0 | 63.76 | 63.76 | 1 | 0 | 0 | 0 | 0
|  |  |  | 33.24 | 66.48 | 0 | 0 | 0 | 0 | 0 | 17.48 | 0.13136 | 0 | 66.48 | 66.48 | 1 | 0 | 0 | 0 | 0
|  |  |  | 35.52 | 71.04 | 0 | 0 | 0 | 0 | 0 | 17.48 | 0.13136 | 0 | 71.04 | 71.04 | 1 | 0 | 0 | 0 | 0
|  |  |  | 36.16 | 72.32 | 0 | 0 | 0 | 0 | 0 | 17.48 | 0.13136 | 0 | 72.32 | 69.642 | 0.2 | 0 | 2.678 | 0 | 0
|  |  |  | 36.52 | 73.04 | 0 | 0 | 0 | 0 | 0 | 11.23 | 0.12409 | 0 | 73.04 | 73.04 | 0.2 | 0 | 0 | 0 | 0
|  |  |  | 37.68 | 75.36 | 0 | 0 | 0 | 0 | 0 | 11.23 | 0.12409 | 0 | 75.36 | 75.36 | 0.2 | 0 | 0 | 0 | 0
|  |  |  | 35.64 | 71.28 | 0 | 0 | 0 | 0 | 0 | 11.23 | 0.12409 | 0 | 71.28 | 71.28 | 0.2 | 0 | 0 | 0 | 0
|  |  |  | 33.8 | 67.6 | 0 | 0 | 0 | 0 | 0 | 7.48 | 0.10336 | 2.678 | 67.6 | 67.6 | 0.91885 | 0 | 0 | 0 | 0
|  |  |  | 29.84 | 59.68 | 0 | 0 | 0 | 0 | 0 | 7.48 | 0.10336 | 0.302 | 59.68 | 59.68 | 1 | 0 | 0 | 0 | 0
|  |  |  | 20.52 | 41.04 | 0 | 0 | 0 | 0 | 0 | 7.48 | 0.10336 | 0 | 41.04 | 41.04 | 1 | 0 | 0 | 0 | 0
|  |  |  | 11.84 | 23.68 | 0 | 0 | 0 | 0 | 0 | 7.48 | 0.10336 | 0 | 23.68 | 23.68 | 1 | 0 | 0 | 0 | 0
|  |  |  | 9.64 | 19.28 | 0 | 0 | 0 | 0 | 0 | 7.48 | 0.10336 | 0 | 19.28 | 19.28 | 1 | 0 | 0 | 0 | 0
|  |  |  | 10.48 | 20.96 | 0 | 0 | 0 | 0 | 0 | 7.48 | 0.10336 | 0 | 20.96 | 20.96 | 1 | 0 | 0 | 0 | 0
|  |  |  | 10.84 | 21.68 | 0 | 0 | 0 | 0 | 0 | 7.48 | 0.10336 | 0 | 21.68 | 21.68 | 1 | 0 | 0 | 0 | 0
|  |  |  | 12.32 | 24.64 | 0 | 0 | 0 | 0 | 0 | 7.48 | 0.10336 | 0 | 24.64 | 24.64 | 1 | 0 | 0 | 0 | 0
|  |  |  | 13.76 | 27.52 | 0 | 0 | 0 | 0 | 0 | 7.48 | 0.10336 | 0 | 27.52 | 27.52 | 1 | 0 | 0 | 0 | 0
|  |  |  | 16.56 | 33.12 | 0 | 0 | 0 | 0 | 0 | 7.48 | 0.10336 | 0 | 33.12 | 33.12 | 1 | 0 | 0 | 0 | 0
|  |  |  | 22.88 | 45.76 | 0 | 0 | 0 | 0 | 0 | 7.48 | 0.10336 | 0 | 45.76 | 45.76 | 1 | 0 | 0 | 0 | 0
|  |  |  | 23.88 | 47.76 | 0 | 0 | 0 | 0 | 0 | 7.48 | 0.10336 | 0 | 47.76 | 47.76 | 1 | 0 | 0 | 0 | 0
|  |  |  | 29.84 | 59.68 | 0 | 0 | 0 | 0 | 0 | 7.48 | 0.10336 | 0 | 59.68 | 59.68 | 1 | 0 | 0 | 0 | 0
|  |  |  | 33.12 | 66.24 | 0 | 0 | 0 | 0 | 0 | 7.48 | 0.10336 | 0 | 66.24 | 66.24 | 1 | 0 | 0 | 0 | 0
|  |  |  | 37.2 | 74.4 | 0 | 0 | 0 | 0 | 0 | 7.48 | 0.10336 | 0 | 74.4 | 74.4 | 1 | 0 | 0 | 0 | 0
|  |  |  | 42.56 | 85.12 | 0 | 0 | 0 | 0 | 0 | 7.48 | 0.10336 | 0 | 85.12 | 85.12 | 1 | 0 | 0 | 0 | 0
|  |  |  | 38.84 | 77.68 | 0 | 0 | 0 | 0 | 0 | 7.48 | 0.10336 | 0 | 77.68 | 77.68 | 1 | 0 | 0 | 0 | 0
|  |  |  | 39.08 | 78.16 | 0 | 0 | 0 | 0 | 0 | 7.48 | 0.10336 | 0 | 78.16 | 78.16 | 1 | 0 | 0 | 0 | 0
|  |  |  | 39.08 | 78.16 | 0 | 0 | 0 | 0 | 0 | 7.48 | 0.10336 | 0 | 78.16 | 78.16 | 1 | 0 | 0 | 0 | 0
|  |  |  | 40.88 | 81.76 | 0 | 0 | 0 | 0 | 0 | 7.48 | 0.10336 | 0 | 81.76 | 81.76 | 1 | 0 | 0 | 0 | 0
|  |  |  | 43.44 | 86.88 | 0 | 0 | 0 | 0 | 0 | 7.48 | 0.10336 | 0 | 86.88 | 86.88 | 1 | 0 | 0 | 0 | 0
|  |  |  | 44.84 | 89.68 | 0 | 0 | 0 | 0 | 0 | 7.48 | 0.10336 | 0 | 89.68 | 89.68 | 1 | 0 | 0 | 0 | 0
|  |  |  | 41.52 | 83.04 | 0 | 0 | 0 | 0 | 0 | 7.48 | 0.10336 | 0 | 83.04 | 83.04 | 1 | 0 | 0 | 0 | 0
|  |  |  | 39.32 | 78.64 | 0 | 0 | 0 | 0 | 0 | 7.48 | 0.10336 | 0 | 78.64 | 78.64 | 1 | 0 | 0 | 0 | 0
|  |  |  | 34.72 | 69.44 | 0 | 0 | 0 | 0 | 0 | 7.48 | 0.10336 | 0 | 69.44 | 69.44 | 1 | 0 | 0 | 0 | 0
|  |  |  | 25.8 | 51.6 | 0 | 0 | 0 | 0 | 0 | 7.48 | 0.10336 | 0 | 51.6 | 51.6 | 1 | 0 | 0 | 0 | 0
|  |  |  | 19.68 | 39.36 | 0 | 0 | 0 | 0 | 0 | 7.48 | 0.10336 | 0 | 39.36 | 39.36 | 1 | 0 | 0 | 0 | 0
|  |  |  | 11.28 | 22.56 | 0 | 0 | 0 | 0 | 0 | 7.48 | 0.10336 | 0 | 22.56 | 22.56 | 1 | 0 | 0 | 0 | 0
|  |  |  | 10.04 | 20.08 | 0 | 0 | 0 | 0 | 0 | 7.48 | 0.10336 | 0 | 20.08 | 20.08 | 1 | 0 | 0 | 0 | 0
|  |  |  | 15.36 | 30.72 | 0 | 0 | 0 | 0 | 0 | 7.48 | 0.10336 | 0 | 30.72 | 30.72 | 1 | 0 | 0 | 0 | 0
|  |  |  | 15.48 | 30.96 | 0 | 0 | 0 | 0 | 0 | 7.48 | 0.10336 | 0 | 30.96 | 30.96 | 1 | 0 | 0 | 0 | 0
|  |  |  | 17.48 | 34.96 | 0 | 0 | 0 | 0 | 0 | 7.48 | 0.10336 | 0 | 34.96 | 34.96 | 1 | 0 | 0 | 0 | 0
|  |  |  | 17.76 | 35.52 | 0 | 0 | 0 | 0 | 0 | 7.48 | 0.10336 | 0 | 35.52 | 35.52 | 1 | 0 | 0 | 0 | 0
|  |  |  | 15.2 | 30.4 | 0 | 0 | 0 | 0 | 0 | 7.48 | 0.10336 | 0 | 30.4 | 30.4 | 1 | 0 | 0 | 0 | 0
|  |  |  | 20.84 | 41.68 | 0 | 0 | 0 | 0 | 0 | 7.48 | 0.10336 | 0 | 41.68 | 41.68 | 1 | 0 | 0 | 0 | 0
|  |  |  | 23.48 | 46.96 | 0 | 0 | 0 | 0 | 0 | 7.48 | 0.10336 | 0 | 46.96 | 46.96 | 1 | 0 | 0 | 0 | 0
|  |  |  | 31.84 | 63.68 | 0 | 0 | 0 | 0 | 0 | 7.48 | 0.10336 | 0 | 63.68 | 63.68 | 1 | 0 | 0 | 0 | 0
|  |  |  | 32.52 | 65.04 | 0 | 0 | 0 | 0 | 0 | 7.48 | 0.10336 | 0 | 65.04 | 65.04 | 1 | 0 | 0 | 0 | 0
|  |  |  | 35.28 | 70.56 | 0 | 0 | 0 | 0 | 0 | 7.48 | 0.10336 | 0 | 70.56 | 70.56 | 1 | 0 | 0 | 0 | 0
|  |  |  | 38.84 | 77.68 | 0 | 0 | 0 | 0 | 0 | 7.48 | 0.10336 | 0 | 77.68 | 77.68 | 1 | 0 | 0 | 0 | 0
|  |  |  | 34.52 | 69.04 | 0 | 0 | 0 | 0 | 0 | 7.48 | 0.10336 | 0 | 69.04 | 69.04 | 1 | 0 | 0 | 0 | 0
|  |  |  | 35.12 | 70.24 | 0 | 0 | 0 | 0 | 0 | 7.48 | 0.10336 | 0 | 70.24 | 70.24 | 1 | 0 | 0 | 0 | 0
|  |  |  | 34.84 | 69.68 | 0 | 0 | 0 | 0 | 0 | 7.48 | 0.10336 | 0 | 69.68 | 69.68 | 1 | 0 | 0 | 0 | 0
|  |  |  | 34.84 | 69.68 | 0 | 0 | 0 | 0 | 0 | 7.48 | 0.10336 | 0 | 69.68 | 69.68 | 1 | 0 | 0 | 0 | 0
|  |  |  | 35.76 | 71.52 | 0 | 0 | 0 | 0 | 0 | 7.48 | 0.10336 | 0 | 71.52 | 71.52 | 1 | 0 | 0 | 0 | 0
|  |  |  | 35.08 | 70.16 | 0 | 0 | 0 | 0 | 0 | 7.48 | 0.10336 | 0 | 70.16 | 70.16 | 1 | 0 | 0 | 0 | 0
|  |  |  | 33.96 | 67.92 | 0 | 0 | 0 | 0 | 0 | 7.48 | 0.10336 | 0 | 67.92 | 67.92 | 1 | 0 | 0 | 0 | 0
|  |  |  | 31.48 | 62.96 | 0 | 0 | 0 | 0 | 0 | 7.48 | 0.10336 | 0 | 62.96 | 62.96 | 1 | 0 | 0 | 0 | 0
|  |  |  | 28.84 | 57.68 | 0 | 0 | 0 | 0 | 0 | 7.48 | 0.10336 | 0 | 57.68 | 57.68 | 1 | 0 | 0 | 0 | 0
|  |  |  | 26.4 | 52.8 | 0 | 0 | 0 | 0 | 0 | 7.48 | 0.10336 | 0 | 52.8 | 52.8 | 1 | 0 | 0 | 0 | 0
|  |  |  | 22.88 | 45.76 | 0 | 0 | 0 | 0 | 0 | 7.48 | 0.10336 | 0 | 45.76 | 45.76 | 1 | 0 | 0 | 0 | 0
|  |  |  | 14.4 | 28.8 | 0 | 0 | 0 | 0 | 0 | 7.48 | 0.10336 | 0 | 28.8 | 28.8 | 1 | 0 | 0 | 0 | 0
|  |  |  | 11 | 22 | 0 | 0 | 0 | 0 | 0 | 7.48 | 0.10336 | 0 | 22 | 22 | 1 | 0 | 0 | 0 | 0
|  |  |  | 10.56 | 21.12 | 0 | 0 | 0 | 0 | 0 | 7.48 | 0.10336 | 0 | 21.12 | 21.12 | 1 | 0 | 0 | 0 | 0
|  |  |  | 12.04 | 24.08 | 0 | 0 | 0 | 0 | 0 | 7.48 | 0.10336 | 0 | 24.08 | 24.08 | 1 | 0 | 0 | 0 | 0
|  |  |  | 12.08 | 24.16 | 0 | 0 | 0 | 0 | 0 | 7.48 | 0.10336 | 0 | 24.16 | 24.16 | 1 | 0 | 0 | 0 | 0
|  |  |  | 13.68 | 27.36 | 0 | 0 | 0 | 0 | 0 | 7.48 | 0.10336 | 0 | 27.36 | 27.36 | 1 | 0 | 0 | 0 | 0
|  |  |  | 16.28 | 32.56 | 0 | 0 | 0 | 0 | 0 | 7.48 | 0.10336 | 0 | 32.56 | 32.56 | 1 | 0 | 0 | 0 | 0
|  |  |  | 22.76 | 45.52 | 0 | 0 | 0 | 0 | 0 | 7.48 | 0.10336 | 0 | 45.52 | 45.52 | 1 | 0 | 0 | 0 | 0
|  |  |  | 22.24 | 44.48 | 0 | 0 | 0 | 0 | 0 | 7.48 | 0.10336 | 0 | 44.48 | 44.48 | 1 | 0 | 0 | 0 | 0
|  |  |  | 24.48 | 48.96 | 0 | 0 | 0 | 0 | 0 | 7.48 | 0.10336 | 0 | 48.96 | 48.96 | 1 | 0 | 0 | 0 | 0
|  |  |  | 25.72 | 51.44 | 0 | 0 | 0 | 0 | 0 | 7.48 | 0.10336 | 0 | 51.44 | 51.44 | 1 | 0 | 0 | 0 | 0
|  |  |  | 31 | 62 | 0 | 0 | 0 | 0 | 0 | 11.23 | 0.12409 | 0 | 62 | 62 | 1 | 0 | 0 | 0 | 0
|  |  |  | 34.48 | 68.96 | 0 | 0 | 0 | 0 | 0 | 11.23 | 0.12409 | 0 | 68.96 | 68.96 | 1 | 0 | 0 | 0 | 0
|  |  |  | 31.92 | 63.84 | 0 | 0 | 0 | 0 | 0 | 11.23 | 0.12409 | 0 | 63.84 | 63.84 | 1 | 0 | 0 | 0 | 0
|  |  |  | 30.48 | 60.96 | 0 | 0 | 0 | 0 | 0 | 17.48 | 0.13136 | 0 | 60.96 | 60.96 | 1 | 0 | 0 | 0 | 0
|  |  |  | 28.2 | 56.4 | 0 | 0 | 0 | 0 | 0 | 17.48 | 0.13136 | 0 | 56.4 | 56.4 | 1 | 0 | 0 | 0 | 0
|  |  |  | 30.44 | 60.88 | 0 | 0 | 0 | 0 | 0 | 17.48 | 0.13136 | 0 | 60.88 | 60.88 | 1 | 0 | 0 | 0 | 0
|  |  |  | 31.28 | 62.56 | 0 | 0 | 0 | 0 | 0 | 17.48 | 0.13136 | 0 | 62.56 | 59.882 | 0.2 | 0 | 2.678 | 0 | 0
|  |  |  | 28.2 | 56.4 | 0 | 0 | 0 | 0 | 0 | 11.23 | 0.12409 | 0 | 56.4 | 56.4 | 0.2 | 0 | 0 | 0 | 0
|  |  |  | 27.12 | 54.24 | 0 | 0 | 0 | 0 | 0 | 11.23 | 0.12409 | 0 | 54.24 | 54.24 | 0.2 | 0 | 0 | 0 | 0
|  |  |  | 24.48 | 48.96 | 0 | 0 | 0 | 0 | 0 | 11.23 | 0.12409 | 0 | 48.96 | 48.96 | 0.2 | 0 | 0 | 0 | 0
|  |  |  | 24.2 | 48.4 | 0 | 0 | 0 | 0 | 0 | 7.48 | 0.10336 | 2.678 | 48.4 | 48.4 | 0.91885 | 0 | 0 | 0 | 0
|  |  |  | 22 | 44 | 0 | 0 | 0 | 0 | 0 | 7.48 | 0.10336 | 0.302 | 44 | 44 | 1 | 0 | 0 | 0 | 0
|  |  |  | 16.88 | 33.76 | 0 | 0 | 0 | 0 | 0 | 7.48 | 0.10336 | 0 | 33.76 | 33.76 | 1 | 0 | 0 | 0 | 0
|  |  |  | 10.6 | 21.2 | 0 | 0 | 0 | 0 | 0 | 7.48 | 0.10336 | 0 | 21.2 | 21.2 | 1 | 0 | 0 | 0 | 0
|  |  |  | 9.2 | 18.4 | 0 | 0 | 0 | 0 | 0 | 7.48 | 0.10336 | 0 | 18.4 | 18.4 | 1 | 0 | 0 | 0 | 0
|  |  |  | 9.76 | 19.52 | 0 | 0 | 0 | 0 | 0 | 7.48 | 0.10336 | 0 | 19.52 | 19.52 | 1 | 0 | 0 | 0 | 0
|  |  |  | 9.72 | 19.44 | 0 | 0 | 0 | 0 | 0 | 7.48 | 0.10336 | 0 | 19.44 | 19.44 | 1 | 0 | 0 | 0 | 0
|  |  |  | 12.64 | 25.28 | 0 | 0 | 0 | 0 | 0 | 7.48 | 0.10336 | 0 | 25.28 | 25.28 | 1 | 0 | 0 | 0 | 0
|  |  |  | 13.84 | 27.68 | 0 | 0 | 0 | 0 | 0 | 7.48 | 0.10336 | 0 | 27.68 | 27.68 | 1 | 0 | 0 | 0 | 0
|  |  |  | 16.32 | 32.64 | 0 | 0 | 0 | 0 | 0 | 7.48 | 0.10336 | 0 | 32.64 | 32.64 | 1 | 0 | 0 | 0 | 0
|  |  |  | 22.48 | 44.96 | 0 | 0 | 0 | 0 | 0 | 7.48 | 0.10336 | 0 | 44.96 | 44.96 | 1 | 0 | 0 | 0 | 0
|  |  |  | 22.32 | 44.64 | 0 | 0 | 0 | 0 | 0 | 7.48 | 0.10336 | 0 | 44.64 | 44.64 | 1 | 0 | 0 | 0 | 0
|  |  |  | 24.08 | 48.16 | 0 | 0 | 0 | 0 | 0 | 7.48 | 0.10336 | 0 | 48.16 | 48.16 | 1 | 0 | 0 | 0 | 0
|  |  |  | 27.16 | 54.32 | 0 | 0 | 0 | 0 | 0 | 7.48 | 0.10336 | 0 | 54.32 | 54.32 | 1 | 0 | 0 | 0 | 0
|  |  |  | 33.16 | 66.32 | 0 | 0 | 0 | 0 | 0 | 11.23 | 0.12409 | 0 | 66.32 | 66.32 | 1 | 0 | 0 | 0 | 0
|  |  |  | 30.12 | 60.24 | 0 | 0 | 0 | 0 | 0 | 11.23 | 0.12409 | 0 | 60.24 | 60.24 | 1 | 0 | 0 | 0 | 0
|  |  |  | 26.96 | 53.92 | 0 | 0 | 0 | 0 | 0 | 11.23 | 0.12409 | 0 | 53.92 | 53.92 | 1 | 0 | 0 | 0 | 0
|  |  |  | 26.08 | 52.16 | 0 | 0 | 0 | 0 | 0 | 17.48 | 0.13136 | 0 | 52.16 | 52.16 | 1 | 0 | 0 | 0 | 0
|  |  |  | 25.92 | 51.84 | 0 | 0 | 0 | 0 | 0 | 17.48 | 0.13136 | 0 | 51.84 | 51.84 | 1 | 0 | 0 | 0 | 0
|  |  |  | 25.08 | 50.16 | 0 | 0 | 0 | 0 | 0 | 17.48 | 0.13136 | 0 | 50.16 | 50.16 | 1 | 0 | 0 | 0 | 0
|  |  |  | 24.8 | 49.6 | 0 | 0 | 0 | 0 | 0 | 17.48 | 0.13136 | 0 | 49.6 | 46.922 | 0.2 | 0 | 2.678 | 0 | 0
|  |  |  | 25.32 | 50.64 | 0 | 0 | 0 | 0 | 0 | 11.23 | 0.12409 | 0 | 50.64 | 50.64 | 0.2 | 0 | 0 | 0 | 0
|  |  |  | 25.28 | 50.56 | 0 | 0 | 0 | 0 | 0 | 11.23 | 0.12409 | 0 | 50.56 | 50.56 | 0.2 | 0 | 0 | 0 | 0
|  |  |  | 25.36 | 50.72 | 0 | 0 | 0 | 0 | 0 | 11.23 | 0.12409 | 0 | 50.72 | 50.72 | 0.2 | 0 | 0 | 0 | 0
|  |  |  | 24.84 | 49.68 | 0 | 0 | 0 | 0 | 0 | 7.48 | 0.10336 | 2.678 | 49.68 | 49.68 | 0.91885 | 0 | 0 | 0 | 0
|  |  |  | 24.56 | 49.12 | 0 | 0 | 0 | 0 | 0 | 7.48 | 0.10336 | 0.302 | 49.12 | 49.12 | 1 | 0 | 0 | 0 | 0
|  |  |  | 26.88 | 53.76 | 0 | 0 | 0 | 0 | 0 | 7.48 | 0.10336 | 0 | 53.76 | 53.76 | 1 | 0 | 0 | 0 | 0
|  |  |  | 23.96 | 47.92 | 0 | 0 | 0 | 0 | 0 | 7.48 | 0.10336 | 0 | 47.92 | 47.92 | 1 | 0 | 0 | 0 | 0
|  |  |  | 22.48 | 44.96 | 0 | 0 | 0 | 0 | 0 | 7.48 | 0.10336 | 0 | 44.96 | 44.96 | 1 | 0 | 0 | 0 | 0
|  |  |  | 22.4 | 44.8 | 0 | 0 | 0 | 0 | 0 | 7.48 | 0.10336 | 0 | 44.8 | 44.8 | 1 | 0 | 0 | 0 | 0
|  |  |  | 21.32 | 42.64 | 0 | 0 | 0 | 0 | 0 | 7.48 | 0.10336 | 0 | 42.64 | 42.64 | 1 | 0 | 0 | 0 | 0
|  |  |  | 22.76 | 45.52 | 0 | 0 | 0 | 0 | 0 | 7.48 | 0.10336 | 0 | 45.52 | 45.52 | 1 | 0 | 0 | 0 | 0
|  |  |  | 21.84 | 43.68 | 0 | 0 | 0 | 0 | 0 | 7.48 | 0.10336 | 0 | 43.68 | 43.68 | 1 | 0 | 0 | 0 | 0
|  |  |  | 20.72 | 41.44 | 0 | 0 | 0 | 0 | 0 | 7.48 | 0.10336 | 0 | 41.44 | 41.44 | 1 | 0 | 0 | 0 | 0
|  |  |  | 20.32 | 40.64 | 0 | 0 | 0 | 0 | 0 | 7.48 | 0.10336 | 0 | 40.64 | 40.64 | 1 | 0 | 0 | 0 | 0
|  |  |  | 20.72 | 41.44 | 0 | 0 | 0 | 0 | 0 | 7.48 | 0.10336 | 0 | 41.44 | 41.44 | 1 | 0 | 0 | 0 | 0
|  |  |  | 21.16 | 42.32 | 0 | 0 | 0 | 0 | 0 | 7.48 | 0.10336 | 0 | 42.32 | 42.32 | 1 | 0 | 0 | 0 | 0
|  |  |  | 22.16 | 44.32 | 0 | 0 | 0 | 0 | 0 | 7.48 | 0.10336 | 0 | 44.32 | 44.32 | 1 | 0 | 0 | 0 | 0
|  |  |  | 23.56 | 47.12 | 0 | 0 | 0 | 0 | 0 | 11.23 | 0.12409 | 0 | 47.12 | 47.12 | 1 | 0 | 0 | 0 | 0
|  |  |  | 23.28 | 46.56 | 0 | 0 | 0 | 0 | 0 | 11.23 | 0.12409 | 0 | 46.56 | 46.56 | 1 | 0 | 0 | 0 | 0
|  |  |  | 23.4 | 46.8 | 0 | 0 | 0 | 0 | 0 | 11.23 | 0.12409 | 0 | 46.8 | 46.8 | 1 | 0 | 0 | 0 | 0
|  |  |  | 24.08 | 48.16 | 0 | 0 | 0 | 0 | 0 | 17.48 | 0.13136 | 0 | 48.16 | 48.16 | 1 | 0 | 0 | 0 | 0
|  |  |  | 23.96 | 47.92 | 0 | 0 | 0 | 0 | 0 | 17.48 | 0.13136 | 0 | 47.92 | 47.92 | 1 | 0 | 0 | 0 | 0
|  |  |  | 25.48 | 50.96 | 0 | 0 | 0 | 0 | 0 | 17.48 | 0.13136 | 0 | 50.96 | 50.96 | 1 | 0 | 0 | 0 | 0
|  |  |  | 25.8 | 51.6 | 0 | 0 | 0 | 0 | 0 | 17.48 | 0.13136 | 0 | 51.6 | 48.922 | 0.2 | 0 | 2.678 | 0 | 0
|  |  |  | 24.24 | 48.48 | 0 | 0 | 0 | 0 | 0 | 11.23 | 0.12409 | 0 | 48.48 | 48.48 | 0.2 | 0 | 0 | 0 | 0
|  |  |  | 21.16 | 42.32 | 0 | 0 | 0 | 0 | 0 | 11.23 | 0.12409 | 0 | 42.32 | 42.32 | 0.2 | 0 | 0 | 0 | 0
|  |  |  | 15.6 | 31.2 | 0 | 0 | 0 | 0 | 0 | 11.23 | 0.12409 | 0 | 31.2 | 31.2 | 0.2 | 0 | 0 | 0 | 0
|  |  |  | 19.16 | 38.32 | 0 | 0 | 0 | 0 | 0 | 7.48 | 0.10336 | 2.678 | 38.32 | 38.32 | 0.91885 | 0 | 0 | 0 | 0
|  |  |  | 24.96 | 49.92 | 0 | 0 | 0 | 0 | 0 | 7.48 | 0.10336 | 0.302 | 49.92 | 49.92 | 1 | 0 | 0 | 0 | 0
|  |  |  | 26.08 | 52.16 | 0 | 0 | 0 | 0 | 0 | 7.48 | 0.10336 | 0 | 52.16 | 52.16 | 1 | 0 | 0 | 0 | 0
|  |  |  | 22.96 | 45.92 | 0 | 0 | 0 | 0 | 0 | 7.48 | 0.10336 | 0 | 45.92 | 45.92 | 1 | 0 | 0 | 0 | 0
|  |  |  | 21.96 | 43.92 | 0 | 0 | 0 | 0 | 0 | 7.48 | 0.10336 | 0 | 43.92 | 43.92 | 1 | 0 | 0 | 0 | 0
|  |  |  | 22.32 | 44.64 | 0 | 0 | 0 | 0 | 0 | 7.48 | 0.10336 | 0 | 44.64 | 44.64 | 1 | 0 | 0 | 0 | 0
|  |  |  | 21.52 | 43.04 | 0 | 0 | 0 | 0 | 0 | 7.48 | 0.10336 | 0 | 43.04 | 43.04 | 1 | 0 | 0 | 0 | 0
|  |  |  | 22.72 | 45.44 | 0 | 0 | 0 | 0 | 0 | 7.48 | 0.10336 | 0 | 45.44 | 45.44 | 1 | 0 | 0 | 0 | 0
|  |  |  | 21.96 | 43.92 | 0 | 0 | 0 | 0 | 0 | 7.48 | 0.10336 | 0 | 43.92 | 43.92 | 1 | 0 | 0 | 0 | 0
|  |  |  | 20.64 | 41.28 | 0 | 0 | 0 | 0 | 0 | 7.48 | 0.10336 | 0 | 41.28 | 41.28 | 1 | 0 | 0 | 0 | 0
|  |  |  | 20.12 | 40.24 | 0 | 0 | 0 | 0 | 0 | 7.48 | 0.10336 | 0 | 40.24 | 40.24 | 1 | 0 | 0 | 0 | 0
|  |  |  | 18.64 | 37.28 | 0 | 0 | 0 | 0 | 0 | 7.48 | 0.10336 | 0 | 37.28 | 37.28 | 1 | 0 | 0 | 0 | 0
|  |  |  | 19.24 | 38.48 | 0 | 0 | 0 | 0 | 0 | 7.48 | 0.10336 | 0 | 38.48 | 38.48 | 1 | 0 | 0 | 0 | 0
|  |  |  | 21.16 | 42.32 | 0 | 0 | 0 | 0 | 0 | 7.48 | 0.10336 | 0 | 42.32 | 42.32 | 1 | 0 | 0 | 0 | 0
|  |  |  | 21.36 | 42.72 | 0 | 0 | 0 | 0 | 0 | 11.23 | 0.12409 | 0 | 42.72 | 42.72 | 1 | 0 | 0 | 0 | 0
|  |  |  | 23.32 | 46.64 | 0 | 0 | 0 | 0 | 0 | 11.23 | 0.12409 | 0 | 46.64 | 46.64 | 1 | 0 | 0 | 0 | 0
|  |  |  | 25.2 | 50.4 | 0 | 0 | 0 | 0 | 0 | 11.23 | 0.12409 | 0 | 50.4 | 50.4 | 1 | 0 | 0 | 0 | 0
|  |  |  | 26.56 | 53.12 | 0 | 0 | 0 | 0 | 0 | 17.48 | 0.13136 | 0 | 53.12 | 53.12 | 1 | 0 | 0 | 0 | 0
|  |  |  | 27.68 | 55.36 | 0 | 0 | 0 | 0 | 0 | 17.48 | 0.13136 | 0 | 55.36 | 55.36 | 1 | 0 | 0 | 0 | 0
|  |  |  | 31.72 | 63.44 | 0 | 0 | 0 | 0 | 0 | 17.48 | 0.13136 | 0 | 63.44 | 63.44 | 1 | 0 | 0 | 0 | 0
|  |  |  | 28.92 | 57.84 | 0 | 0 | 0 | 0 | 0 | 17.48 | 0.13136 | 0 | 57.84 | 55.162 | 0.2 | 0 | 2.678 | 0 | 0
|  |  |  | 27.96 | 55.92 | 0 | 0 | 0 | 0 | 0 | 11.23 | 0.12409 | 0 | 55.92 | 55.92 | 0.2 | 0 | 0 | 0 | 0
|  |  |  | 26.8 | 53.6 | 0 | 0 | 0 | 0 | 0 | 11.23 | 0.12409 | 0 | 53.6 | 53.6 | 0.2 | 0 | 0 | 0 | 0
|  |  |  | 24.08 | 48.16 | 0 | 0 | 0 | 0 | 0 | 11.23 | 0.12409 | 0 | 48.16 | 48.16 | 0.2 | 0 | 0 | 0 | 0
|  |  |  | 23.4 | 46.8 | 0 | 0 | 0 | 0 | 0 | 7.48 | 0.10336 | 2.678 | 46.8 | 46.8 | 0.91885 | 0 | 0 | 0 | 0
|  |  |  | 26.4 | 52.8 | 0 | 0 | 0 | 0 | 0 | 7.48 | 0.10336 | 0.302 | 52.8 | 52.8 | 1 | 0 | 0 | 0 | 0
|  |  |  | 26.68 | 53.36 | 0 | 0 | 0 | 0 | 0 | 7.48 | 0.10336 | 0 | 53.36 | 53.36 | 1 | 0 | 0 | 0 | 0
|  |  |  | 21.56 | 43.12 | 0 | 0 | 0 | 0 | 0 | 7.48 | 0.10336 | 0 | 43.12 | 43.12 | 1 | 0 | 0 | 0 | 0
|  |  |  | 20.2 | 40.4 | 0 | 0 | 0 | 0 | 0 | 7.48 | 0.10336 | 0 | 40.4 | 40.4 | 1 | 0 | 0 | 0 | 0
|  |  |  | 20.64 | 41.28 | 0 | 0 | 0 | 0 | 0 | 7.48 | 0.10336 | 0 | 41.28 | 41.28 | 1 | 0 | 0 | 0 | 0
|  |  |  | 20.44 | 40.88 | 0 | 0 | 0 | 0 | 0 | 7.48 | 0.10336 | 0 | 40.88 | 40.88 | 1 | 0 | 0 | 0 | 0
|  |  |  | 20.52 | 41.04 | 0 | 0 | 0 | 0 | 0 | 7.48 | 0.10336 | 0 | 41.04 | 41.04 | 1 | 0 | 0 | 0 | 0
|  |  |  | 20.24 | 40.48 | 0 | 0 | 0 | 0 | 0 | 7.48 | 0.10336 | 0 | 40.48 | 40.48 | 1 | 0 | 0 | 0 | 0
|  |  |  | 19.44 | 38.88 | 0 | 0 | 0 | 0 | 0 | 7.48 | 0.10336 | 0 | 38.88 | 38.88 | 1 | 0 | 0 | 0 | 0
|  |  |  | 21.08 | 42.16 | 0 | 0 | 0 | 0 | 0 | 7.48 | 0.10336 | 0 | 42.16 | 42.16 | 1 | 0 | 0 | 0 | 0
|  |  |  | 22.28 | 44.56 | 0 | 0 | 0 | 0 | 0 | 7.48 | 0.10336 | 0 | 44.56 | 44.56 | 1 | 0 | 0 | 0 | 0
|  |  |  | 24.48 | 48.96 | 0 | 0 | 0 | 0 | 0 | 7.48 | 0.10336 | 0 | 48.96 | 48.96 | 1 | 0 | 0 | 0 | 0
|  |  |  | 27.32 | 54.64 | 0 | 0 | 0 | 0 | 0 | 7.48 | 0.10336 | 0 | 54.64 | 54.64 | 1 | 0 | 0 | 0 | 0
|  |  |  | 31.32 | 62.64 | 0 | 0 | 0 | 0 | 0 | 11.23 | 0.12409 | 0 | 62.64 | 62.64 | 1 | 0 | 0 | 0 | 0
|  |  |  | 33.16 | 66.32 | 0 | 0 | 0 | 0 | 0 | 11.23 | 0.12409 | 0 | 66.32 | 66.32 | 1 | 0 | 0 | 0 | 0
|  |  |  | 26.72 | 53.44 | 0 | 0 | 0 | 0 | 0 | 11.23 | 0.12409 | 0 | 53.44 | 53.44 | 1 | 0 | 0 | 0 | 0
|  |  |  | 25.56 | 51.12 | 0 | 0 | 0 | 0 | 0 | 17.48 | 0.13136 | 0 | 51.12 | 51.12 | 1 | 0 | 0 | 0 | 0
|  |  |  | 25.52 | 51.04 | 0 | 0 | 0 | 0 | 0 | 17.48 | 0.13136 | 0 | 51.04 | 51.04 | 1 | 0 | 0 | 0 | 0
|  |  |  | 24.4 | 48.8 | 0 | 0 | 0 | 0 | 0 | 17.48 | 0.13136 | 0 | 48.8 | 48.8 | 1 | 0 | 0 | 0 | 0
|  |  |  | 22.76 | 45.52 | 0 | 0 | 0 | 0 | 0 | 17.48 | 0.13136 | 0 | 45.52 | 42.842 | 0.2 | 0 | 2.678 | 0 | 0
|  |  |  | 22.76 | 45.52 | 0 | 0 | 0 | 0 | 0 | 11.23 | 0.12409 | 0 | 45.52 | 45.52 | 0.2 | 0 | 0 | 0 | 0
|  |  |  | 24.2 | 48.4 | 0 | 0 | 0 | 0 | 0 | 11.23 | 0.12409 | 0 | 48.4 | 48.4 | 0.2 | 0 | 0 | 0 | 0
|  |  |  | 24.64 | 49.28 | 0 | 0 | 0 | 0 | 0 | 11.23 | 0.12409 | 0 | 49.28 | 49.28 | 0.2 | 0 | 0 | 0 | 0
|  |  |  | 25.52 | 51.04 | 0 | 0 | 0 | 0 | 0 | 7.48 | 0.10336 | 2.678 | 51.04 | 51.04 | 0.91885 | 0 | 0 | 0 | 0
|  |  |  | 24.92 | 49.84 | 0 | 0 | 0 | 0 | 0 | 7.48 | 0.10336 | 0.302 | 49.84 | 49.84 | 1 | 0 | 0 | 0 | 0
|  |  |  | 17.92 | 35.84 | 0 | 0 | 0 | 0 | 0 | 7.48 | 0.10336 | 0 | 35.84 | 35.84 | 1 | 0 | 0 | 0 | 0
|  |  |  | 10.84 | 21.68 | 0 | 0 | 0 | 0 | 0 | 7.48 | 0.10336 | 0 | 21.68 | 21.68 | 1 | 0 | 0 | 0 | 0
|  |  |  | 8.88 | 17.76 | 0 | 0 | 0 | 0 | 0 | 7.48 | 0.10336 | 0 | 17.76 | 17.76 | 1 | 0 | 0 | 0 | 0
|  |  |  | 8.96 | 17.92 | 0 | 0 | 0 | 0 | 0 | 7.48 | 0.10336 | 0 | 17.92 | 17.92 | 1 | 0 | 0 | 0 | 0
|  |  |  | 9.84 | 19.68 | 0 | 0 | 0 | 0 | 0 | 7.48 | 0.10336 | 0 | 19.68 | 19.68 | 1 | 0 | 0 | 0 | 0
|  |  |  | 12.16 | 24.32 | 0 | 0 | 0 | 0 | 0 | 7.48 | 0.10336 | 0 | 24.32 | 24.32 | 1 | 0 | 0 | 0 | 0
|  |  |  | 13.8 | 27.6 | 0 | 0 | 0 | 0 | 0 | 7.48 | 0.10336 | 0 | 27.6 | 27.6 | 1 | 0 | 0 | 0 | 0
|  |  |  | 16.12 | 32.24 | 0 | 0 | 0 | 0 | 0 | 7.48 | 0.10336 | 0 | 32.24 | 32.24 | 1 | 0 | 0 | 0 | 0
|  |  |  | 22.56 | 45.12 | 0 | 0 | 0 | 0 | 0 | 7.48 | 0.10336 | 0 | 45.12 | 45.12 | 1 | 0 | 0 | 0 | 0
|  |  |  | 22 | 44 | 0 | 0 | 0 | 0 | 0 | 7.48 | 0.10336 | 0 | 44 | 44 | 1 | 0 | 0 | 0 | 0
|  |  |  | 23.24 | 46.48 | 0 | 0 | 0 | 0 | 0 | 7.48 | 0.10336 | 0 | 46.48 | 46.48 | 1 | 0 | 0 | 0 | 0
|  |  |  | 24.4 | 48.8 | 0 | 0 | 0 | 0 | 0 | 7.48 | 0.10336 | 0 | 48.8 | 48.8 | 1 | 0 | 0 | 0 | 0
|  |  |  | 29.64 | 59.28 | 0 | 0 | 0 | 0 | 0 | 7.48 | 0.10336 | 0 | 59.28 | 59.28 | 1 | 0 | 0 | 0 | 0
|  |  |  | 27.8 | 55.6 | 0 | 0 | 0 | 0 | 0 | 7.48 | 0.10336 | 0 | 55.6 | 55.6 | 1 | 0 | 0 | 0 | 0
|  |  |  | 25.56 | 51.12 | 0 | 0 | 0 | 0 | 0 | 7.48 | 0.10336 | 0 | 51.12 | 51.12 | 1 | 0 | 0 | 0 | 0
|  |  |  | 24.64 | 49.28 | 0 | 0 | 0 | 0 | 0 | 7.48 | 0.10336 | 0 | 49.28 | 49.28 | 1 | 0 | 0 | 0 | 0
|  |  |  | 24.92 | 49.84 | 0 | 0 | 0 | 0 | 0 | 7.48 | 0.10336 | 0 | 49.84 | 49.84 | 1 | 0 | 0 | 0 | 0
|  |  |  | 25.32 | 50.64 | 0 | 0 | 0 | 0 | 0 | 7.48 | 0.10336 | 0 | 50.64 | 50.64 | 1 | 0 | 0 | 0 | 0
|  |  |  | 26.04 | 52.08 | 0 | 0 | 0 | 0 | 0 | 7.48 | 0.10336 | 0 | 52.08 | 52.08 | 1 | 0 | 0 | 0 | 0
|  |  |  | 25.56 | 51.12 | 0 | 0 | 0 | 0 | 0 | 7.48 | 0.10336 | 0 | 51.12 | 51.12 | 1 | 0 | 0 | 0 | 0
|  |  |  | 25 | 50 | 0 | 0 | 0 | 0 | 0 | 7.48 | 0.10336 | 0 | 50 | 50 | 1 | 0 | 0 | 0 | 0
|  |  |  | 23.6 | 47.2 | 0 | 0 | 0 | 0 | 0 | 7.48 | 0.10336 | 0 | 47.2 | 47.2 | 1 | 0 | 0 | 0 | 0
|  |  |  | 23.48 | 46.96 | 0 | 0 | 0 | 0 | 0 | 7.48 | 0.10336 | 0 | 46.96 | 46.96 | 1 | 0 | 0 | 0 | 0
|  |  |  | 24.72 | 49.44 | 0 | 0 | 0 | 0 | 0 | 7.48 | 0.10336 | 0 | 49.44 | 49.44 | 1 | 0 | 0 | 0 | 0
|  |  |  | 26.12 | 52.24 | 0 | 0 | 0 | 0 | 0 | 7.48 | 0.10336 | 0 | 52.24 | 52.24 | 1 | 0 | 0 | 0 | 0
|  |  |  | 21.68 | 43.36 | 0 | 0 | 0 | 0 | 0 | 7.48 | 0.10336 | 0 | 43.36 | 43.36 | 1 | 0 | 0 | 0 | 0
|  |  |  | 19.96 | 39.92 | 0 | 0 | 0 | 0 | 0 | 7.48 | 0.10336 | 0 | 39.92 | 39.92 | 1 | 0 | 0 | 0 | 0
|  |  |  | 20.16 | 40.32 | 0 | 0 | 0 | 0 | 0 | 7.48 | 0.10336 | 0 | 40.32 | 40.32 | 1 | 0 | 0 | 0 | 0
|  |  |  | 20.32 | 40.64 | 0 | 0 | 0 | 0 | 0 | 7.48 | 0.10336 | 0 | 40.64 | 40.64 | 1 | 0 | 0 | 0 | 0
|  |  |  | 21.32 | 42.64 | 0 | 0 | 0 | 0 | 0 | 7.48 | 0.10336 | 0 | 42.64 | 42.64 | 1 | 0 | 0 | 0 | 0
|  |  |  | 22.76 | 45.52 | 0 | 0 | 0 | 0 | 0 | 7.48 | 0.10336 | 0 | 45.52 | 45.52 | 1 | 0 | 0 | 0 | 0
|  |  |  | 22.48 | 44.96 | 0 | 0 | 0 | 0 | 0 | 7.48 | 0.10336 | 0 | 44.96 | 44.96 | 1 | 0 | 0 | 0 | 0
|  |  |  | 23 | 46 | 0 | 0 | 0 | 0 | 0 | 7.48 | 0.10336 | 0 | 46 | 46 | 1 | 0 | 0 | 0 | 0
|  |  |  | 22.8 | 45.6 | 0 | 0 | 0 | 0 | 0 | 7.48 | 0.10336 | 0 | 45.6 | 45.6 | 1 | 0 | 0 | 0 | 0
|  |  |  | 24.52 | 49.04 | 0 | 0 | 0 | 0 | 0 | 7.48 | 0.10336 | 0 | 49.04 | 49.04 | 1 | 0 | 0 | 0 | 0
|  |  |  | 31.08 | 62.16 | 0 | 0 | 0 | 0 | 0 | 7.48 | 0.10336 | 0 | 62.16 | 62.16 | 1 | 0 | 0 | 0 | 0
|  |  |  | 31.12 | 62.24 | 0 | 0 | 0 | 0 | 0 | 7.48 | 0.10336 | 0 | 62.24 | 62.24 | 1 | 0 | 0 | 0 | 0
|  |  |  | 32.96 | 65.92 | 0 | 0 | 0 | 0 | 0 | 7.48 | 0.10336 | 0 | 65.92 | 65.92 | 1 | 0 | 0 | 0 | 0
|  |  |  | 30.32 | 60.64 | 0 | 0 | 0 | 0 | 0 | 7.48 | 0.10336 | 0 | 60.64 | 60.64 | 1 | 0 | 0 | 0 | 0
|  |  |  | 29.52 | 59.04 | 0 | 0 | 0 | 0 | 0 | 7.48 | 0.10336 | 0 | 59.04 | 59.04 | 1 | 0 | 0 | 0 | 0
|  |  |  | 28.72 | 57.44 | 0 | 0 | 0 | 0 | 0 | 7.48 | 0.10336 | 0 | 57.44 | 57.44 | 1 | 0 | 0 | 0 | 0
|  |  |  | 29.4 | 58.8 | 0 | 0 | 0 | 0 | 0 | 7.48 | 0.10336 | 0 | 58.8 | 58.8 | 1 | 0 | 0 | 0 | 0
|  |  |  | 28.68 | 57.36 | 0 | 0 | 0 | 0 | 0 | 7.48 | 0.10336 | 0 | 57.36 | 57.36 | 1 | 0 | 0 | 0 | 0
|  |  |  | 30.84 | 61.68 | 0 | 0 | 0 | 0 | 0 | 7.48 | 0.10336 | 0 | 61.68 | 61.68 | 1 | 0 | 0 | 0 | 0
|  |  |  | 30.2 | 60.4 | 0 | 0 | 0 | 0 | 0 | 7.48 | 0.10336 | 0 | 60.4 | 60.4 | 1 | 0 | 0 | 0 | 0
|  |  |  | 28.28 | 56.56 | 0 | 0 | 0 | 0 | 0 | 7.48 | 0.10336 | 0 | 56.56 | 56.56 | 1 | 0 | 0 | 0 | 0
|  |  |  | 26.56 | 53.12 | 0 | 0 | 0 | 0 | 0 | 7.48 | 0.10336 | 0 | 53.12 | 53.12 | 1 | 0 | 0 | 0 | 0
|  |  |  | 23.08 | 46.16 | 0 | 0 | 0 | 0 | 0 | 7.48 | 0.10336 | 0 | 46.16 | 46.16 | 1 | 0 | 0 | 0 | 0
|  |  |  | 17.04 | 34.08 | 0 | 0 | 0 | 0 | 0 | 7.48 | 0.10336 | 0 | 34.08 | 34.08 | 1 | 0 | 0 | 0 | 0
|  |  |  | 11.2 | 22.4 | 0 | 0 | 0 | 0 | 0 | 7.48 | 0.10336 | 0 | 22.4 | 22.4 | 1 | 0 | 0 | 0 | 0
|  |  |  | 11.64 | 23.28 | 0 | 0 | 0 | 0 | 0 | 7.48 | 0.10336 | 0 | 23.28 | 23.28 | 1 | 0 | 0 | 0 | 0
|  |  |  | 14.24 | 28.48 | 0 | 0 | 0 | 0 | 0 | 7.48 | 0.10336 | 0 | 28.48 | 28.48 | 1 | 0 | 0 | 0 | 0
|  |  |  | 14.52 | 29.04 | 0 | 0 | 0 | 0 | 0 | 7.48 | 0.10336 | 0 | 29.04 | 29.04 | 1 | 0 | 0 | 0 | 0
|  |  |  | 15.36 | 30.72 | 0 | 0 | 0 | 0 | 0 | 7.48 | 0.10336 | 0 | 30.72 | 30.72 | 1 | 0 | 0 | 0 | 0
|  |  |  | 14.04 | 28.08 | 0 | 0 | 0 | 0 | 0 | 7.48 | 0.10336 | 0 | 28.08 | 28.08 | 1 | 0 | 0 | 0 | 0
|  |  |  | 15.72 | 31.44 | 0 | 0 | 0 | 0 | 0 | 7.48 | 0.10336 | 0 | 31.44 | 31.44 | 1 | 0 | 0 | 0 | 0
|  |  |  | 22.24 | 44.48 | 0 | 0 | 0 | 0 | 0 | 7.48 | 0.10336 | 0 | 44.48 | 44.48 | 1 | 0 | 0 | 0 | 0
|  |  |  | 21.84 | 43.68 | 0 | 0 | 0 | 0 | 0 | 7.48 | 0.10336 | 0 | 43.68 | 43.68 | 1 | 0 | 0 | 0 | 0
|  |  |  | 24.6 | 49.2 | 0 | 0 | 0 | 0 | 0 | 7.48 | 0.10336 | 0 | 49.2 | 49.2 | 1 | 0 | 0 | 0 | 0
|  |  |  | 26.28 | 52.56 | 0 | 0 | 0 | 0 | 0 | 7.48 | 0.10336 | 0 | 52.56 | 52.56 | 1 | 0 | 0 | 0 | 0
|  |  |  | 28.44 | 56.88 | 0 | 0 | 0 | 0 | 0 | 11.23 | 0.12409 | 0 | 56.88 | 56.88 | 1 | 0 | 0 | 0 | 0
|  |  |  | 33.2 | 66.4 | 0 | 0 | 0 | 0 | 0 | 11.23 | 0.12409 | 0 | 66.4 | 66.4 | 1 | 0 | 0 | 0 | 0
|  |  |  | 27.76 | 55.52 | 0 | 0 | 0 | 0 | 0 | 11.23 | 0.12409 | 0 | 55.52 | 55.52 | 1 | 0 | 0 | 0 | 0
|  |  |  | 25.6 | 51.2 | 0 | 0 | 0 | 0 | 0 | 17.48 | 0.13136 | 0 | 51.2 | 51.2 | 1 | 0 | 0 | 0 | 0
|  |  |  | 25.32 | 50.64 | 0 | 0 | 0 | 0 | 0 | 17.48 | 0.13136 | 0 | 50.64 | 50.64 | 1 | 0 | 0 | 0 | 0
|  |  |  | 24.28 | 48.56 | 0 | 0 | 0 | 0 | 0 | 17.48 | 0.13136 | 0 | 48.56 | 48.56 | 1 | 0 | 0 | 0 | 0
|  |  |  | 23.96 | 47.92 | 0 | 0 | 0 | 0 | 0 | 17.48 | 0.13136 | 0 | 47.92 | 45.242 | 0.2 | 0 | 2.678 | 0 | 0
|  |  |  | 24.28 | 48.56 | 0 | 0 | 0 | 0 | 0 | 11.23 | 0.12409 | 0 | 48.56 | 48.56 | 0.2 | 0 | 0 | 0 | 0
|  |  |  | 23.56 | 47.12 | 0 | 0 | 0 | 0 | 0 | 11.23 | 0.12409 | 0 | 47.12 | 47.12 | 0.2 | 0 | 0 | 0 | 0
|  |  |  | 24.92 | 49.84 | 0 | 0 | 0 | 0 | 0 | 11.23 | 0.12409 | 0 | 49.84 | 49.84 | 0.2 | 0 | 0 | 0 | 0
|  |  |  | 24.84 | 49.68 | 0 | 0 | 0 | 0 | 0 | 7.48 | 0.10336 | 2.678 | 49.68 | 49.68 | 0.91885 | 0 | 0 | 0 | 0
|  |  |  | 25.28 | 50.56 | 0 | 0 | 0 | 0 | 0 | 7.48 | 0.10336 | 0.302 | 50.56 | 50.56 | 1 | 0 | 0 | 0 | 0
|  |  |  | 18 | 36 | 0 | 0 | 0 | 0 | 0 | 7.48 | 0.10336 | 0 | 36 | 36 | 1 | 0 | 0 | 0 | 0
|  |  |  | 11.04 | 22.08 | 0 | 0 | 0 | 0 | 0 | 7.48 | 0.10336 | 0 | 22.08 | 22.08 | 1 | 0 | 0 | 0 | 0
|  |  |  | 8.96 | 17.92 | 0 | 0 | 0 | 0 | 0 | 7.48 | 0.10336 | 0 | 17.92 | 17.92 | 1 | 0 | 0 | 0 | 0
|  |  |  | 9.68 | 19.36 | 0 | 0 | 0 | 0 | 0 | 7.48 | 0.10336 | 0 | 19.36 | 19.36 | 1 | 0 | 0 | 0 | 0
|  |  |  | 9.24 | 18.48 | 0 | 0 | 0 | 0 | 0 | 7.48 | 0.10336 | 0 | 18.48 | 18.48 | 1 | 0 | 0 | 0 | 0
|  |  |  | 13.52 | 27.04 | 0 | 0 | 0 | 0 | 0 | 7.48 | 0.10336 | 0 | 27.04 | 27.04 | 1 | 0 | 0 | 0 | 0
|  |  |  | 14.8 | 29.6 | 0 | 0 | 0 | 0 | 0 | 7.48 | 0.10336 | 0 | 29.6 | 29.6 | 1 | 0 | 0 | 0 | 0
|  |  |  | 16.6 | 33.2 | 0 | 0 | 0 | 0 | 0 | 7.48 | 0.10336 | 0 | 33.2 | 33.2 | 1 | 0 | 0 | 0 | 0
|  |  |  | 22.6 | 45.2 | 0 | 0 | 0 | 0 | 0 | 7.48 | 0.10336 | 0 | 45.2 | 45.2 | 1 | 0 | 0 | 0 | 0
|  |  |  | 23.72 | 47.44 | 0 | 0 | 0 | 0 | 0 | 7.48 | 0.10336 | 0 | 47.44 | 47.44 | 1 | 0 | 0 | 0 | 0
|  |  |  | 25.6 | 51.2 | 0 | 0 | 0 | 0 | 0 | 7.48 | 0.10336 | 0 | 51.2 | 51.2 | 1 | 0 | 0 | 0 | 0
|  |  |  | 27.6 | 55.2 | 0 | 0 | 0 | 0 | 0 | 7.48 | 0.10336 | 0 | 55.2 | 55.2 | 1 | 0 | 0 | 0 | 0
|  |  |  | 31.84 | 63.68 | 0 | 0 | 0 | 0 | 0 | 11.23 | 0.12409 | 0 | 63.68 | 63.68 | 1 | 0 | 0 | 0 | 0
|  |  |  | 32.8 | 65.6 | 0 | 0 | 0 | 0 | 0 | 11.23 | 0.12409 | 0 | 65.6 | 65.6 | 1 | 0 | 0 | 0 | 0
|  |  |  | 29.48 | 58.96 | 0 | 0 | 0 | 0 | 0 | 11.23 | 0.12409 | 0 | 58.96 | 58.96 | 1 | 0 | 0 | 0 | 0
|  |  |  | 28.72 | 57.44 | 0 | 0 | 0 | 0 | 0 | 17.48 | 0.13136 | 0 | 57.44 | 57.44 | 1 | 0 | 0 | 0 | 0
|  |  |  | 26.8 | 53.6 | 0 | 0 | 0 | 0 | 0 | 17.48 | 0.13136 | 0 | 53.6 | 53.6 | 1 | 0 | 0 | 0 | 0
|  |  |  | 28.4 | 56.8 | 0 | 0 | 0 | 0 | 0 | 17.48 | 0.13136 | 0 | 56.8 | 56.8 | 1 | 0 | 0 | 0 | 0
|  |  |  | 27.6 | 55.2 | 0 | 0 | 0 | 0 | 0 | 17.48 | 0.13136 | 0 | 55.2 | 52.522 | 0.2 | 0 | 2.678 | 0 | 0
|  |  |  | 28.04 | 56.08 | 0 | 0 | 0 | 0 | 0 | 11.23 | 0.12409 | 0 | 56.08 | 56.08 | 0.2 | 0 | 0 | 0 | 0
|  |  |  | 27.64 | 55.28 | 0 | 0 | 0 | 0 | 0 | 11.23 | 0.12409 | 0 | 55.28 | 55.28 | 0.2 | 0 | 0 | 0 | 0
|  |  |  | 26.96 | 53.92 | 0 | 0 | 0 | 0 | 0 | 11.23 | 0.12409 | 0 | 53.92 | 53.92 | 0.2 | 0 | 0 | 0 | 0
|  |  |  | 24.4 | 48.8 | 0 | 0 | 0 | 0 | 0 | 7.48 | 0.10336 | 2.678 | 48.8 | 48.8 | 0.91885 | 0 | 0 | 0 | 0
|  |  |  | 19.56 | 39.12 | 0 | 0 | 0 | 0 | 0 | 7.48 | 0.10336 | 0.302 | 39.12 | 39.12 | 1 | 0 | 0 | 0 | 0
|  |  |  | 19.24 | 38.48 | 0 | 0 | 0 | 0 | 0 | 7.48 | 0.10336 | 0 | 38.48 | 38.48 | 1 | 0 | 0 | 0 | 0
|  |  |  | 11 | 22 | 0 | 0 | 0 | 0 | 0 | 7.48 | 0.10336 | 0 | 22 | 22 | 1 | 0 | 0 | 0 | 0
|  |  |  | 8.84 | 17.68 | 0 | 0 | 0 | 0 | 0 | 7.48 | 0.10336 | 0 | 17.68 | 17.68 | 1 | 0 | 0 | 0 | 0
|  |  |  | 9.2 | 18.4 | 0 | 0 | 0 | 0 | 0 | 7.48 | 0.10336 | 0 | 18.4 | 18.4 | 1 | 0 | 0 | 0 | 0
|  |  |  | 13.36 | 26.72 | 0 | 0 | 0 | 0 | 0 | 7.48 | 0.10336 | 0 | 26.72 | 26.72 | 1 | 0 | 0 | 0 | 0
|  |  |  | 16.52 | 33.04 | 0 | 0 | 0 | 0 | 0 | 7.48 | 0.10336 | 0 | 33.04 | 33.04 | 1 | 0 | 0 | 0 | 0
|  |  |  | 13.32 | 26.64 | 0 | 0 | 0 | 0 | 0 | 7.48 | 0.10336 | 0 | 26.64 | 26.64 | 1 | 0 | 0 | 0 | 0
|  |  |  | 14.56 | 29.12 | 0 | 0 | 0 | 0 | 0 | 7.48 | 0.10336 | 0 | 29.12 | 29.12 | 1 | 0 | 0 | 0 | 0
|  |  |  | 15.56 | 31.12 | 0 | 0 | 0 | 0 | 0 | 7.48 | 0.10336 | 0 | 31.12 | 31.12 | 1 | 0 | 0 | 0 | 0
|  |  |  | 21.08 | 42.16 | 0 | 0 | 0 | 0 | 0 | 7.48 | 0.10336 | 0 | 42.16 | 42.16 | 1 | 0 | 0 | 0 | 0
|  |  |  | 20.8 | 41.6 | 0 | 0 | 0 | 0 | 0 | 7.48 | 0.10336 | 0 | 41.6 | 41.6 | 1 | 0 | 0 | 0 | 0
|  |  |  | 21.72 | 43.44 | 0 | 0 | 0 | 0 | 0 | 7.48 | 0.10336 | 0 | 43.44 | 43.44 | 1 | 0 | 0 | 0 | 0
|  |  |  | 23.32 | 46.64 | 0 | 0 | 0 | 0 | 0 | 11.23 | 0.12409 | 0 | 46.64 | 46.64 | 1 | 0 | 0 | 0 | 0
|  |  |  | 25.8 | 51.6 | 0 | 0 | 0 | 0 | 0 | 11.23 | 0.12409 | 0 | 51.6 | 51.6 | 1 | 0 | 0 | 0 | 0
|  |  |  | 26.56 | 53.12 | 0 | 0 | 0 | 0 | 0 | 11.23 | 0.12409 | 0 | 53.12 | 53.12 | 1 | 0 | 0 | 0 | 0
|  |  |  | 29.4 | 58.8 | 0 | 0 | 0 | 0 | 0 | 17.48 | 0.13136 | 0 | 58.8 | 58.8 | 1 | 0 | 0 | 0 | 0
|  |  |  | 29.96 | 59.92 | 0 | 0 | 0 | 0 | 0 | 17.48 | 0.13136 | 0 | 59.92 | 59.92 | 1 | 0 | 0 | 0 | 0
|  |  |  | 29.32 | 58.64 | 0 | 0 | 0 | 0 | 0 | 17.48 | 0.13136 | 0 | 58.64 | 58.64 | 1 | 0 | 0 | 0 | 0
|  |  |  | 28.48 | 56.96 | 0 | 0 | 0 | 0 | 0 | 17.48 | 0.13136 | 0 | 56.96 | 54.282 | 0.2 | 0 | 2.678 | 0 | 0
|  |  |  | 27.48 | 54.96 | 0 | 0 | 0 | 0 | 0 | 11.23 | 0.12409 | 0 | 54.96 | 54.96 | 0.2 | 0 | 0 | 0 | 0
|  |  |  | 22.96 | 45.92 | 0 | 0 | 0 | 0 | 0 | 11.23 | 0.12409 | 0 | 45.92 | 45.92 | 0.2 | 0 | 0 | 0 | 0
|  |  |  | 22.04 | 44.08 | 0 | 0 | 0 | 0 | 0 | 11.23 | 0.12409 | 0 | 44.08 | 44.08 | 0.2 | 0 | 0 | 0 | 0
|  |  |  | 22.4 | 44.8 | 0 | 0 | 0 | 0 | 0 | 7.48 | 0.10336 | 2.678 | 44.8 | 44.8 | 0.91885 | 0 | 0 | 0 | 0
|  |  |  | 23.4 | 46.8 | 0 | 0 | 0 | 0 | 0 | 7.48 | 0.10336 | 0.302 | 46.8 | 46.8 | 1 | 0 | 0 | 0 | 0
|  |  |  | 18.2 | 36.4 | 0 | 0 | 0 | 0 | 0 | 7.48 | 0.10336 | 0 | 36.4 | 36.4 | 1 | 0 | 0 | 0 | 0
|  |  |  | 13.76 | 27.52 | 0 | 0 | 0 | 0 | 0 | 7.48 | 0.10336 | 0 | 27.52 | 27.52 | 1 | 0 | 0 | 0 | 0
|  |  |  | 11.16 | 22.32 | 0 | 0 | 0 | 0 | 0 | 7.48 | 0.10336 | 0 | 22.32 | 22.32 | 1 | 0 | 0 | 0 | 0
|  |  |  | 9.16 | 18.32 | 0 | 0 | 0 | 0 | 0 | 7.48 | 0.10336 | 0 | 18.32 | 18.32 | 1 | 0 | 0 | 0 | 0
|  |  |  | 9.8 | 19.6 | 0 | 0 | 0 | 0 | 0 | 7.48 | 0.10336 | 0 | 19.6 | 19.6 | 1 | 0 | 0 | 0 | 0
|  |  |  | 12.28 | 24.56 | 0 | 0 | 0 | 0 | 0 | 7.48 | 0.10336 | 0 | 24.56 | 24.56 | 1 | 0 | 0 | 0 | 0
|  |  |  | 13.88 | 27.76 | 0 | 0 | 0 | 0 | 0 | 7.48 | 0.10336 | 0 | 27.76 | 27.76 | 1 | 0 | 0 | 0 | 0
|  |  |  | 15.44 | 30.88 | 0 | 0 | 0 | 0 | 0 | 7.48 | 0.10336 | 0 | 30.88 | 30.88 | 1 | 0 | 0 | 0 | 0
|  |  |  | 16.2 | 32.4 | 0 | 0 | 0 | 0 | 0 | 7.48 | 0.10336 | 0 | 32.4 | 32.4 | 1 | 0 | 0 | 0 | 0
|  |  |  | 17.52 | 35.04 | 0 | 0 | 0 | 0 | 0 | 7.48 | 0.10336 | 0 | 35.04 | 35.04 | 1 | 0 | 0 | 0 | 0
|  |  |  | 20.96 | 41.92 | 0 | 0 | 0 | 0 | 0 | 7.48 | 0.10336 | 0 | 41.92 | 41.92 | 1 | 0 | 0 | 0 | 0
|  |  |  | 23.2 | 46.4 | 0 | 0 | 0 | 0 | 0 | 7.48 | 0.10336 | 0 | 46.4 | 46.4 | 1 | 0 | 0 | 0 | 0
|  |  |  | 25.12 | 50.24 | 0 | 0 | 0 | 0 | 0 | 11.23 | 0.12409 | 0 | 50.24 | 50.24 | 1 | 0 | 0 | 0 | 0
|  |  |  | 30.08 | 60.16 | 0 | 0 | 0 | 0 | 0 | 11.23 | 0.12409 | 0 | 60.16 | 60.16 | 1 | 0 | 0 | 0 | 0
|  |  |  | 30.96 | 61.92 | 0 | 0 | 0 | 0 | 0 | 11.23 | 0.12409 | 0 | 61.92 | 61.92 | 1 | 0 | 0 | 0 | 0
|  |  |  | 32.04 | 64.08 | 0 | 0 | 0 | 0 | 0 | 17.48 | 0.13136 | 0 | 64.08 | 64.08 | 1 | 0 | 0 | 0 | 0
|  |  |  | 33.16 | 66.32 | 0 | 0 | 0 | 0 | 0 | 17.48 | 0.13136 | 0 | 66.32 | 66.32 | 1 | 0 | 0 | 0 | 0
|  |  |  | 35.76 | 71.52 | 0 | 0 | 0 | 0 | 0 | 17.48 | 0.13136 | 0 | 71.52 | 71.52 | 1 | 0 | 0 | 0 | 0
|  |  |  | 36.76 | 73.52 | 0 | 0 | 0 | 0 | 0 | 17.48 | 0.13136 | 0 | 73.52 | 70.842 | 0.2 | 0 | 2.678 | 0 | 0
|  |  |  | 35.68 | 71.36 | 0 | 0 | 0 | 0 | 0 | 11.23 | 0.12409 | 0 | 71.36 | 71.36 | 0.2 | 0 | 0 | 0 | 0
|  |  |  | 31.52 | 63.04 | 0 | 0 | 0 | 0 | 0 | 11.23 | 0.12409 | 0 | 63.04 | 63.04 | 0.2 | 0 | 0 | 0 | 0
|  |  |  | 22.6 | 45.2 | 0 | 0 | 0 | 0 | 0 | 11.23 | 0.12409 | 0 | 45.2 | 45.2 | 0.2 | 0 | 0 | 0 | 0
|  |  |  | 21.72 | 43.44 | 0 | 0 | 0 | 0 | 0 | 7.48 | 0.10336 | 2.678 | 43.44 | 43.44 | 0.91885 | 0 | 0 | 0 | 0
|  |  |  | 22.04 | 44.08 | 0 | 0 | 0 | 0 | 0 | 7.48 | 0.10336 | 0.302 | 44.08 | 44.08 | 1 | 0 | 0 | 0 | 0
|  |  |  | 19.28 | 38.56 | 0 | 0 | 0 | 0 | 0 | 7.48 | 0.10336 | 0 | 38.56 | 38.56 | 1 | 0 | 0 | 0 | 0
|  |  |  | 11.24 | 22.48 | 0 | 0 | 0 | 0 | 0 | 7.48 | 0.10336 | 0 | 22.48 | 22.48 | 1 | 0 | 0 | 0 | 0
|  |  |  | 13.48 | 26.96 | 0 | 0 | 0 | 0 | 0 | 7.48 | 0.10336 | 0 | 26.96 | 26.96 | 1 | 0 | 0 | 0 | 0
|  |  |  | 16.6 | 33.2 | 0 | 0 | 0 | 0 | 0 | 7.48 | 0.10336 | 0 | 33.2 | 33.2 | 1 | 0 | 0 | 0 | 0
|  |  |  | 17.16 | 34.32 | 0 | 0 | 0 | 0 | 0 | 7.48 | 0.10336 | 0 | 34.32 | 34.32 | 1 | 0 | 0 | 0 | 0
|  |  |  | 16.88 | 33.76 | 0 | 0 | 0 | 0 | 0 | 7.48 | 0.10336 | 0 | 33.76 | 33.76 | 1 | 0 | 0 | 0 | 0
|  |  |  | 14.16 | 28.32 | 0 | 0 | 0 | 0 | 0 | 7.48 | 0.10336 | 0 | 28.32 | 28.32 | 1 | 0 | 0 | 0 | 0
|  |  |  | 15.44 | 30.88 | 0 | 0 | 0 | 0 | 0 | 7.48 | 0.10336 | 0 | 30.88 | 30.88 | 1 | 0 | 0 | 0 | 0
|  |  |  | 22.52 | 45.04 | 0 | 0 | 0 | 0 | 0 | 7.48 | 0.10336 | 0 | 45.04 | 45.04 | 1 | 0 | 0 | 0 | 0
|  |  |  | 24.32 | 48.64 | 0 | 0 | 0 | 0 | 0 | 7.48 | 0.10336 | 0 | 48.64 | 48.64 | 1 | 0 | 0 | 0 | 0
|  |  |  | 31.16 | 62.32 | 0 | 0 | 0 | 0 | 0 | 7.48 | 0.10336 | 0 | 62.32 | 62.32 | 1 | 0 | 0 | 0 | 0
|  |  |  | 37.28 | 74.56 | 0 | 0 | 0 | 0 | 0 | 7.48 | 0.10336 | 0 | 74.56 | 74.56 | 1 | 0 | 0 | 0 | 0
|  |  |  | 42.44 | 84.88 | 0 | 0 | 0 | 0 | 0 | 11.23 | 0.12409 | 0 | 84.88 | 84.88 | 1 | 0 | 0 | 0 | 0
|  |  |  | 42.24 | 84.48 | 0 | 0 | 0 | 0 | 0 | 11.23 | 0.12409 | 0 | 84.48 | 84.48 | 1 | 0 | 0 | 0 | 0
|  |  |  | 40.28 | 80.56 | 0 | 0 | 0 | 0 | 0 | 11.23 | 0.12409 | 0 | 80.56 | 80.56 | 1 | 0 | 0 | 0 | 0
|  |  |  | 42.48 | 84.96 | 0 | 0 | 0 | 0 | 0 | 17.48 | 0.13136 | 0 | 84.96 | 84.96 | 1 | 0 | 0 | 0 | 0
|  |  |  | 42.6 | 85.2 | 0 | 0 | 0 | 0 | 0 | 17.48 | 0.13136 | 0 | 85.2 | 85.2 | 1 | 0 | 0 | 0 | 0
|  |  |  | 40.12 | 80.24 | 0 | 0 | 0 | 0 | 0 | 17.48 | 0.13136 | 0 | 80.24 | 80.24 | 1 | 0 | 0 | 0 | 0
|  |  |  | 40.52 | 81.04 | 0 | 0 | 0 | 0 | 0 | 17.48 | 0.13136 | 0 | 81.04 | 78.362 | 0.2 | 0 | 2.678 | 0 | 0
|  |  |  | 38.44 | 76.88 | 0 | 0 | 0 | 0 | 0 | 11.23 | 0.12409 | 0 | 76.88 | 76.88 | 0.2 | 0 | 0 | 0 | 0
|  |  |  | 39.56 | 79.12 | 0 | 0 | 0 | 0 | 0 | 11.23 | 0.12409 | 0 | 79.12 | 79.12 | 0.2 | 0 | 0 | 0 | 0
|  |  |  | 38.56 | 77.12 | 0 | 0 | 0 | 0 | 0 | 11.23 | 0.12409 | 0 | 77.12 | 77.12 | 0.2 | 0 | 0 | 0 | 0
|  |  |  | 38.28 | 76.56 | 0 | 0 | 0 | 0 | 0 | 7.48 | 0.10336 | 2.678 | 76.56 | 76.56 | 0.91885 | 0 | 0 | 0 | 0
|  |  |  | 37.52 | 75.04 | 0 | 0 | 0 | 0 | 0 | 7.48 | 0.10336 | 0.302 | 75.04 | 75.04 | 1 | 0 | 0 | 0 | 0
|  |  |  | 27.72 | 55.44 | 0 | 0 | 0 | 0 | 0 | 7.48 | 0.10336 | 0 | 55.44 | 55.44 | 1 | 0 | 0 | 0 | 0
|  |  |  | 12.76 | 25.52 | 0 | 0 | 0 | 0 | 0 | 7.48 | 0.10336 | 0 | 25.52 | 25.52 | 1 | 0 | 0 | 0 | 0
|  |  |  | 11.48 | 22.96 | 0 | 0 | 0 | 0 | 0 | 7.48 | 0.10336 | 0 | 22.96 | 22.96 | 1 | 0 | 0 | 0 | 0
|  |  |  | 13.84 | 27.68 | 0 | 0 | 0 | 0 | 0 | 7.48 | 0.10336 | 0 | 27.68 | 27.68 | 1 | 0 | 0 | 0 | 0
|  |  |  | 11.8 | 23.6 | 0 | 0 | 0 | 0 | 0 | 7.48 | 0.10336 | 0 | 23.6 | 23.6 | 1 | 0 | 0 | 0 | 0
|  |  |  | 16.28 | 32.56 | 0 | 0 | 0 | 0 | 0 | 7.48 | 0.10336 | 0 | 32.56 | 32.56 | 1 | 0 | 0 | 0 | 0
|  |  |  | 16.04 | 32.08 | 0 | 0 | 0 | 0 | 0 | 7.48 | 0.10336 | 0 | 32.08 | 32.08 | 1 | 0 | 0 | 0 | 0
|  |  |  | 15.96 | 31.92 | 0 | 0 | 0 | 0 | 0 | 7.48 | 0.10336 | 0 | 31.92 | 31.92 | 1 | 0 | 0 | 0 | 0
|  |  |  | 19.24 | 38.48 | 0 | 0 | 0 | 0 | 0 | 7.48 | 0.10336 | 0 | 38.48 | 38.48 | 1 | 0 | 0 | 0 | 0
|  |  |  | 24.68 | 49.36 | 0 | 0 | 0 | 0 | 0 | 7.48 | 0.10336 | 0 | 49.36 | 49.36 | 1 | 0 | 0 | 0 | 0
|  |  |  | 28.96 | 57.92 | 0 | 0 | 0 | 0 | 0 | 7.48 | 0.10336 | 0 | 57.92 | 57.92 | 1 | 0 | 0 | 0 | 0
|  |  |  | 31.4 | 62.8 | 0 | 0 | 0 | 0 | 0 | 7.48 | 0.10336 | 0 | 62.8 | 62.8 | 1 | 0 | 0 | 0 | 0
|  |  |  | 38.16 | 76.32 | 0 | 0 | 0 | 0 | 0 | 7.48 | 0.10336 | 0 | 76.32 | 76.32 | 1 | 0 | 0 | 0 | 0
|  |  |  | 45.76 | 91.52 | 0 | 0 | 0 | 0 | 0 | 7.48 | 0.10336 | 0 | 91.52 | 91.52 | 1 | 0 | 0 | 0 | 0
|  |  |  | 38 | 76 | 0 | 0 | 0 | 0 | 0 | 7.48 | 0.10336 | 0 | 76 | 76 | 1 | 0 | 0 | 0 | 0
|  |  |  | 37.52 | 75.04 | 0 | 0 | 0 | 0 | 0 | 7.48 | 0.10336 | 0 | 75.04 | 75.04 | 1 | 0 | 0 | 0 | 0
|  |  |  | 38.96 | 77.92 | 0 | 0 | 0 | 0 | 0 | 7.48 | 0.10336 | 0 | 77.92 | 77.92 | 1 | 0 | 0 | 0 | 0
|  |  |  | 38.56 | 77.12 | 0 | 0 | 0 | 0 | 0 | 7.48 | 0.10336 | 0 | 77.12 | 77.12 | 1 | 0 | 0 | 0 | 0
|  |  |  | 39.36 | 78.72 | 0 | 0 | 0 | 0 | 0 | 7.48 | 0.10336 | 0 | 78.72 | 78.72 | 1 | 0 | 0 | 0 | 0
|  |  |  | 39.12 | 78.24 | 0 | 0 | 0 | 0 | 0 | 7.48 | 0.10336 | 0 | 78.24 | 78.24 | 1 | 0 | 0 | 0 | 0
|  |  |  | 38.08 | 76.16 | 0 | 0 | 0 | 0 | 0 | 7.48 | 0.10336 | 0 | 76.16 | 76.16 | 1 | 0 | 0 | 0 | 0
|  |  |  | 37.48 | 74.96 | 0 | 0 | 0 | 0 | 0 | 7.48 | 0.10336 | 0 | 74.96 | 74.96 | 1 | 0 | 0 | 0 | 0
|  |  |  | 35.56 | 71.12 | 0 | 0 | 0 | 0 | 0 | 7.48 | 0.10336 | 0 | 71.12 | 71.12 | 1 | 0 | 0 | 0 | 0
|  |  |  | 26.52 | 53.04 | 0 | 0 | 0 | 0 | 0 | 7.48 | 0.10336 | 0 | 53.04 | 53.04 | 1 | 0 | 0 | 0 | 0
|  |  |  | 20.92 | 41.84 | 0 | 0 | 0 | 0 | 0 | 7.48 | 0.10336 | 0 | 41.84 | 41.84 | 1 | 0 | 0 | 0 | 0
|  |  |  | 11.28 | 22.56 | 0 | 0 | 0 | 0 | 0 | 7.48 | 0.10336 | 0 | 22.56 | 22.56 | 1 | 0 | 0 | 0 | 0
|  |  |  | 10.44 | 20.88 | 0 | 0 | 0 | 0 | 0 | 7.48 | 0.10336 | 0 | 20.88 | 20.88 | 1 | 0 | 0 | 0 | 0
|  |  |  | 9.68 | 19.36 | 0 | 0 | 0 | 0 | 0 | 7.48 | 0.10336 | 0 | 19.36 | 19.36 | 1 | 0 | 0 | 0 | 0
|  |  |  | 8.76 | 17.52 | 0 | 0 | 0 | 0 | 0 | 7.48 | 0.10336 | 0 | 17.52 | 17.52 | 1 | 0 | 0 | 0 | 0
|  |  |  | 11.96 | 23.92 | 0 | 0 | 0 | 0 | 0 | 7.48 | 0.10336 | 0 | 23.92 | 23.92 | 1 | 0 | 0 | 0 | 0
|  |  |  | 12.84 | 25.68 | 0 | 0 | 0 | 0 | 0 | 7.48 | 0.10336 | 0 | 25.68 | 25.68 | 1 | 0 | 0 | 0 | 0
|  |  |  | 14.4 | 28.8 | 0 | 0 | 0 | 0 | 0 | 7.48 | 0.10336 | 0 | 28.8 | 28.8 | 1 | 0 | 0 | 0 | 0
|  |  |  | 20.88 | 41.76 | 0 | 0 | 0 | 0 | 0 | 7.48 | 0.10336 | 0 | 41.76 | 41.76 | 1 | 0 | 0 | 0 | 0
|  |  |  | 23.24 | 46.48 | 0 | 0 | 0 | 0 | 0 | 7.48 | 0.10336 | 0 | 46.48 | 46.48 | 1 | 0 | 0 | 0 | 0
|  |  |  | 29.64 | 59.28 | 0 | 0 | 0 | 0 | 0 | 7.48 | 0.10336 | 0 | 59.28 | 59.28 | 1 | 0 | 0 | 0 | 0
|  |  |  | 33.28 | 66.56 | 0 | 0 | 0 | 0 | 0 | 7.48 | 0.10336 | 0 | 66.56 | 66.56 | 1 | 0 | 0 | 0 | 0
|  |  |  | 42.96 | 85.92 | 0 | 0 | 0 | 0 | 0 | 7.48 | 0.10336 | 0 | 85.92 | 85.92 | 1 | 0 | 0 | 0 | 0
|  |  |  | 40.2 | 80.4 | 0 | 0 | 0 | 0 | 0 | 7.48 | 0.10336 | 0 | 80.4 | 80.4 | 1 | 0 | 0 | 0 | 0
|  |  |  | 37.6 | 75.2 | 0 | 0 | 0 | 0 | 0 | 7.48 | 0.10336 | 0 | 75.2 | 75.2 | 1 | 0 | 0 | 0 | 0
|  |  |  | 37.6 | 75.2 | 0 | 0 | 0 | 0 | 0 | 7.48 | 0.10336 | 0 | 75.2 | 75.2 | 1 | 0 | 0 | 0 | 0
|  |  |  | 38.24 | 76.48 | 0 | 0 | 0 | 0 | 0 | 7.48 | 0.10336 | 0 | 76.48 | 76.48 | 1 | 0 | 0 | 0 | 0
|  |  |  | 36.4 | 72.8 | 0 | 0 | 0 | 0 | 0 | 7.48 | 0.10336 | 0 | 72.8 | 72.8 | 1 | 0 | 0 | 0 | 0
|  |  |  | 37.44 | 74.88 | 0 | 0 | 0 | 0 | 0 | 7.48 | 0.10336 | 0 | 74.88 | 74.88 | 1 | 0 | 0 | 0 | 0
|  |  |  | 36.96 | 73.92 | 0 | 0 | 0 | 0 | 0 | 7.48 | 0.10336 | 0 | 73.92 | 73.92 | 1 | 0 | 0 | 0 | 0
|  |  |  | 36 | 72 | 0 | 0 | 0 | 0 | 0 | 7.48 | 0.10336 | 0 | 72 | 72 | 1 | 0 | 0 | 0 | 0
|  |  |  | 35.72 | 71.44 | 0 | 0 | 0 | 0 | 0 | 7.48 | 0.10336 | 0 | 71.44 | 71.44 | 1 | 0 | 0 | 0 | 0
|  |  |  | 35.72 | 71.44 | 0 | 0 | 0 | 0 | 0 | 7.48 | 0.10336 | 0 | 71.44 | 71.44 | 1 | 0 | 0 | 0 | 0
|  |  |  | 32.68 | 65.36 | 0 | 0 | 0 | 0 | 0 | 7.48 | 0.10336 | 0 | 65.36 | 65.36 | 1 | 0 | 0 | 0 | 0
|  |  |  | 19.84 | 39.68 | 0 | 0 | 0 | 0 | 0 | 7.48 | 0.10336 | 0 | 39.68 | 39.68 | 1 | 0 | 0 | 0 | 0
|  |  |  | 11.52 | 23.04 | 0 | 0 | 0 | 0 | 0 | 7.48 | 0.10336 | 0 | 23.04 | 23.04 | 1 | 0 | 0 | 0 | 0
|  |  |  | 9.04 | 18.08 | 0 | 0 | 0 | 0 | 0 | 7.48 | 0.10336 | 0 | 18.08 | 18.08 | 1 | 0 | 0 | 0 | 0
|  |  |  | 9 | 18 | 0 | 0 | 0 | 0 | 0 | 7.48 | 0.10336 | 0 | 18 | 18 | 1 | 0 | 0 | 0 | 0
|  |  |  | 8.84 | 17.68 | 0 | 0 | 0 | 0 | 0 | 7.48 | 0.10336 | 0 | 17.68 | 17.68 | 1 | 0 | 0 | 0 | 0
|  |  |  | 12.64 | 25.28 | 0 | 0 | 0 | 0 | 0 | 7.48 | 0.10336 | 0 | 25.28 | 25.28 | 1 | 0 | 0 | 0 | 0
|  |  |  | 13.76 | 27.52 | 0 | 0 | 0 | 0 | 0 | 7.48 | 0.10336 | 0 | 27.52 | 27.52 | 1 | 0 | 0 | 0 | 0
|  |  |  | 15.32 | 30.64 | 0 | 0 | 0 | 0 | 0 | 7.48 | 0.10336 | 0 | 30.64 | 30.64 | 1 | 0 | 0 | 0 | 0
|  |  |  | 20.84 | 41.68 | 0 | 0 | 0 | 0 | 0 | 7.48 | 0.10336 | 0 | 41.68 | 41.68 | 1 | 0 | 0 | 0 | 0
|  |  |  | 22.4 | 44.8 | 0 | 0 | 0 | 0 | 0 | 7.48 | 0.10336 | 0 | 44.8 | 44.8 | 1 | 0 | 0 | 0 | 0
|  |  |  | 30.68 | 61.36 | 0 | 0 | 0 | 0 | 0 | 7.48 | 0.10336 | 0 | 61.36 | 61.36 | 1 | 0 | 0 | 0 | 0
|  |  |  | 36.56 | 73.12 | 0 | 0 | 0 | 0 | 0 | 7.48 | 0.10336 | 0 | 73.12 | 73.12 | 1 | 0 | 0 | 0 | 0
|  |  |  | 45.24 | 90.48 | 0 | 0 | 0 | 0 | 0 | 11.23 | 0.12409 | 0 | 90.48 | 90.48 | 1 | 0 | 0 | 0 | 0
|  |  |  | 47.2 | 94.4 | 0 | 0 | 0 | 0 | 0 | 11.23 | 0.12409 | 0 | 94.4 | 94.4 | 1 | 0 | 0 | 0 | 0
|  |  |  | 43.48 | 86.96 | 0 | 0 | 0 | 0 | 0 | 11.23 | 0.12409 | 0 | 86.96 | 86.96 | 1 | 0 | 0 | 0 | 0
|  |  |  | 44.4 | 88.8 | 0 | 0 | 0 | 0 | 0 | 17.48 | 0.13136 | 0 | 88.8 | 88.8 | 1 | 0 | 0 | 0 | 0
|  |  |  | 42.8 | 85.6 | 0 | 0 | 0 | 0 | 0 | 17.48 | 0.13136 | 0 | 85.6 | 85.6 | 1 | 0 | 0 | 0 | 0
|  |  |  | 51.24 | 102.48 | 0 | 0 | 0 | 0 | 0 | 17.48 | 0.13136 | 0 | 102.48 | 102.48 | 1 | 0 | 0 | 0 | 0
|  |  |  | 56.52 | 113.04 | 0 | 0 | 0 | 0 | 0 | 17.48 | 0.13136 | 0 | 113.04 | 110.362 | 0.2 | 0 | 2.678 | 0 | 0
|  |  |  | 55.12 | 110.24 | 0 | 0 | 0 | 0 | 0 | 11.23 | 0.12409 | 0 | 110.24 | 110.24 | 0.2 | 0 | 0 | 0 | 0
|  |  |  | 53.48 | 106.96 | 0 | 0 | 0 | 0 | 0 | 11.23 | 0.12409 | 0 | 106.96 | 106.96 | 0.2 | 0 | 0 | 0 | 0
|  |  |  | 49.68 | 99.36 | 0 | 0 | 0 | 0 | 0 | 11.23 | 0.12409 | 0 | 99.36 | 99.36 | 0.2 | 0 | 0 | 0 | 0
|  |  |  | 47.88 | 95.76 | 0 | 0 | 0 | 0 | 0 | 7.48 | 0.10336 | 2.678 | 95.76 | 95.76 | 0.91885 | 0 | 0 | 0 | 0
|  |  |  | 45.72 | 91.44 | 0 | 0 | 0 | 0 | 0 | 7.48 | 0.10336 | 0.302 | 91.44 | 91.44 | 1 | 0 | 0 | 0 | 0
|  |  |  | 34.96 | 69.92 | 0 | 0 | 0 | 0 | 0 | 7.48 | 0.10336 | 0 | 69.92 | 69.92 | 1 | 0 | 0 | 0 | 0
|  |  |  | 14.84 | 29.68 | 0 | 0 | 0 | 0 | 0 | 7.48 | 0.10336 | 0 | 29.68 | 29.68 | 1 | 0 | 0 | 0 | 0
|  |  |  | 9.72 | 19.44 | 0 | 0 | 0 | 0 | 0 | 7.48 | 0.10336 | 0 | 19.44 | 19.44 | 1 | 0 | 0 | 0 | 0
|  |  |  | 10.8 | 21.6 | 0 | 0 | 0 | 0 | 0 | 7.48 | 0.10336 | 0 | 21.6 | 21.6 | 1 | 0 | 0 | 0 | 0
|  |  |  | 10.88 | 21.76 | 0 | 0 | 0 | 0 | 0 | 7.48 | 0.10336 | 0 | 21.76 | 21.76 | 1 | 0 | 0 | 0 | 0
|  |  |  | 12.4 | 24.8 | 0 | 0 | 0 | 0 | 0 | 7.48 | 0.10336 | 0 | 24.8 | 24.8 | 1 | 0 | 0 | 0 | 0
|  |  |  | 14.08 | 28.16 | 0 | 0 | 0 | 0 | 0 | 7.48 | 0.10336 | 0 | 28.16 | 28.16 | 1 | 0 | 0 | 0 | 0
|  |  |  | 17.04 | 34.08 | 0 | 0 | 0 | 0 | 0 | 7.48 | 0.10336 | 0 | 34.08 | 34.08 | 1 | 0 | 0 | 0 | 0
|  |  |  | 22.64 | 45.28 | 0 | 0 | 0 | 0 | 0 | 7.48 | 0.10336 | 0 | 45.28 | 45.28 | 1 | 0 | 0 | 0 | 0
|  |  |  | 34.2 | 68.4 | 0 | 0 | 0 | 0 | 0 | 7.48 | 0.10336 | 0 | 68.4 | 68.4 | 1 | 0 | 0 | 0 | 0
|  |  |  | 41.12 | 82.24 | 0 | 0 | 0 | 0 | 0 | 7.48 | 0.10336 | 0 | 82.24 | 82.24 | 1 | 0 | 0 | 0 | 0
|  |  |  | 45.92 | 91.84 | 0 | 0 | 0 | 0 | 0 | 7.48 | 0.10336 | 0 | 91.84 | 91.84 | 1 | 0 | 0 | 0 | 0
|  |  |  | 52.24 | 104.48 | 0 | 0 | 0 | 0 | 0 | 11.23 | 0.12409 | 0 | 104.48 | 104.48 | 1 | 0 | 0 | 0 | 0
|  |  |  | 57.56 | 115.12 | 0 | 0 | 0 | 0 | 0 | 11.23 | 0.12409 | 0 | 115.12 | 115.12 | 1 | 0 | 0 | 0 | 0
|  |  |  | 55.16 | 110.32 | 0 | 0 | 0 | 0 | 0 | 11.23 | 0.12409 | 0 | 110.32 | 110.32 | 1 | 0 | 0 | 0 | 0
|  |  |  | 65.24 | 130.48 | 0 | 0 | 0 | 0 | 0 | 17.48 | 0.13136 | 0 | 130.48 | 130.48 | 1 | 0 | 0 | 0 | 0
|  |  |  | 68.64 | 137.28 | 0 | 0 | 0 | 0 | 0 | 17.48 | 0.13136 | 0 | 137.28 | 134.602 | 0.2 | 0 | 2.678 | 0 | 0
|  |  |  | 67.28 | 134.56 | 0 | 0 | 0 | 0 | 0 | 17.48 | 0.13136 | 0.042 | 134.56 | 134.56 | 0.21131 | 0 | 0 | 0 | 0
|  |  |  | 63.44 | 126.88 | 0 | 0 | 0 | 0 | 0 | 17.48 | 0.13136 | 0 | 126.88 | 126.842 | 0.2 | 0 | 0.038 | 0 | 0
|  |  |  | 62.2 | 124.4 | 0 | 0 | 0 | 0 | 0 | 11.23 | 0.12409 | 0 | 124.4 | 124.4 | 0.2 | 0 | 0 | 0 | 0
|  |  |  | 61 | 122 | 0 | 0 | 0 | 0 | 0 | 11.23 | 0.12409 | 0 | 122 | 122 | 0.2 | 0 | 0 | 0 | 0
|  |  |  | 60.64 | 121.28 | 0 | 0 | 0 | 0 | 0 | 11.23 | 0.12409 | 0 | 121.28 | 121.28 | 0.2 | 0 | 0 | 0 | 0
|  |  |  | 52.56 | 105.12 | 0 | 0 | 0 | 0 | 0 | 7.48 | 0.10336 | 2.678 | 105.12 | 105.12 | 0.91885 | 0 | 0 | 0 | 0
|  |  |  | 51 | 102 | 0 | 0 | 0 | 0 | 0 | 7.48 | 0.10336 | 0.302 | 102 | 102 | 1 | 0 | 0 | 0 | 0
|  |  |  | 35.88 | 71.76 | 0 | 0 | 0 | 0 | 0 | 7.48 | 0.10336 | 0 | 71.76 | 71.76 | 1 | 0 | 0 | 0 | 0
|  |  |  | 14.36 | 28.72 | 0 | 0 | 0 | 0 | 0 | 7.48 | 0.10336 | 0 | 28.72 | 28.72 | 1 | 0 | 0 | 0 | 0
|  |  |  | 12.88 | 25.76 | 0 | 0 | 0 | 0 | 0 | 7.48 | 0.10336 | 0 | 25.76 | 25.76 | 1 | 0 | 0 | 0 | 0
|  |  |  | 14.96 | 29.92 | 0 | 0 | 0 | 0 | 0 | 7.48 | 0.10336 | 0 | 29.92 | 29.92 | 1 | 0 | 0 | 0 | 0
|  |  |  | 12.8 | 25.6 | 0 | 0 | 0 | 0 | 0 | 7.48 | 0.10336 | 0 | 25.6 | 25.6 | 1 | 0 | 0 | 0 | 0
|  |  |  | 15.24 | 30.48 | 0 | 0 | 0 | 0 | 0 | 7.48 | 0.10336 | 0 | 30.48 | 30.48 | 1 | 0 | 0 | 0 | 0
|  |  |  | 15.92 | 31.84 | 0 | 0 | 0 | 0 | 0 | 7.48 | 0.10336 | 0 | 31.84 | 31.84 | 1 | 0 | 0 | 0 | 0
|  |  |  | 17 | 34 | 0 | 0 | 0 | 0 | 0 | 7.48 | 0.10336 | 0 | 34 | 34 | 1 | 0 | 0 | 0 | 0
|  |  |  | 19.84 | 39.68 | 0 | 0 | 0 | 0 | 0 | 7.48 | 0.10336 | 0 | 39.68 | 39.68 | 1 | 0 | 0 | 0 | 0
|  |  |  | 33.88 | 67.76 | 0 | 0 | 0 | 0 | 0 | 7.48 | 0.10336 | 0 | 67.76 | 67.76 | 1 | 0 | 0 | 0 | 0
|  |  |  | 38.48 | 76.96 | 0 | 0 | 0 | 0 | 0 | 7.48 | 0.10336 | 0 | 76.96 | 76.96 | 1 | 0 | 0 | 0 | 0
|  |  |  | 42.36 | 84.72 | 0 | 0 | 0 | 0 | 0 | 7.48 | 0.10336 | 0 | 84.72 | 84.72 | 1 | 0 | 0 | 0 | 0
|  |  |  | 48.16 | 96.32 | 0 | 0 | 0 | 0 | 0 | 11.23 | 0.12409 | 0 | 96.32 | 96.32 | 1 | 0 | 0 | 0 | 0
|  |  |  | 50.52 | 101.04 | 0 | 0 | 0 | 0 | 0 | 11.23 | 0.12409 | 0 | 101.04 | 101.04 | 1 | 0 | 0 | 0 | 0
|  |  |  | 55.52 | 111.04 | 0 | 0 | 0 | 0 | 0 | 11.23 | 0.12409 | 0 | 111.04 | 111.04 | 1 | 0 | 0 | 0 | 0
|  |  |  | 53.84 | 107.68 | 0 | 0 | 0 | 0 | 0 | 17.48 | 0.13136 | 0 | 107.68 | 107.68 | 1 | 0 | 0 | 0 | 0
|  |  |  | 55.8 | 111.6 | 0 | 0 | 0 | 0 | 0 | 17.48 | 0.13136 | 0 | 111.6 | 111.6 | 1 | 0 | 0 | 0 | 0
|  |  |  | 57.88 | 115.76 | 0 | 0 | 0 | 0 | 0 | 17.48 | 0.13136 | 0 | 115.76 | 115.76 | 1 | 0 | 0 | 0 | 0
|  |  |  | 58.6 | 117.2 | 0 | 0 | 0 | 0 | 0 | 17.48 | 0.13136 | 0 | 117.2 | 114.522 | 0.2 | 0 | 2.678 | 0 | 0
|  |  |  | 54.76 | 109.52 | 0 | 0 | 0 | 0 | 0 | 11.23 | 0.12409 | 0 | 109.52 | 109.52 | 0.2 | 0 | 0 | 0 | 0
|  |  |  | 48.68 | 97.36 | 0 | 0 | 0 | 0 | 0 | 11.23 | 0.12409 | 0 | 97.36 | 97.36 | 0.2 | 0 | 0 | 0 | 0
|  |  |  | 45.56 | 91.12 | 0 | 0 | 0 | 0 | 0 | 11.23 | 0.12409 | 0 | 91.12 | 91.12 | 0.2 | 0 | 0 | 0 | 0
|  |  |  | 46.96 | 93.92 | 0 | 0 | 0 | 0 | 0 | 7.48 | 0.10336 | 2.678 | 93.92 | 93.92 | 0.91885 | 0 | 0 | 0 | 0
|  |  |  | 44.68 | 89.36 | 0 | 0 | 0 | 0 | 0 | 7.48 | 0.10336 | 0.302 | 89.36 | 89.36 | 1 | 0 | 0 | 0 | 0
|  |  |  | 38.36 | 76.72 | 0 | 0 | 0 | 0 | 0 | 7.48 | 0.10336 | 0 | 76.72 | 76.72 | 1 | 0 | 0 | 0 | 0
|  |  |  | 14.84 | 29.68 | 0 | 0 | 0 | 0 | 0 | 7.48 | 0.10336 | 0 | 29.68 | 29.68 | 1 | 0 | 0 | 0 | 0
|  |  |  | 10.96 | 21.92 | 0 | 0 | 0 | 0 | 0 | 7.48 | 0.10336 | 0 | 21.92 | 21.92 | 1 | 0 | 0 | 0 | 0
|  |  |  | 21.56 | 43.12 | 0 | 0 | 0 | 0 | 0 | 7.48 | 0.10336 | 0 | 43.12 | 43.12 | 1 | 0 | 0 | 0 | 0
|  |  |  | 28.12 | 56.24 | 0 | 0 | 0 | 0 | 0 | 7.48 | 0.10336 | 0 | 56.24 | 56.24 | 1 | 0 | 0 | 0 | 0
|  |  |  | 30.12 | 60.24 | 0 | 0 | 0 | 0 | 0 | 7.48 | 0.10336 | 0 | 60.24 | 60.24 | 1 | 0 | 0 | 0 | 0
|  |  |  | 29.8 | 59.6 | 0 | 0 | 0 | 0 | 0 | 7.48 | 0.10336 | 0 | 59.6 | 59.6 | 1 | 0 | 0 | 0 | 0
|  |  |  | 27.2 | 54.4 | 0 | 0 | 0 | 0 | 0 | 7.48 | 0.10336 | 0 | 54.4 | 54.4 | 1 | 0 | 0 | 0 | 0
|  |  |  | 26.32 | 52.64 | 0 | 0 | 0 | 0 | 0 | 7.48 | 0.10336 | 0 | 52.64 | 52.64 | 1 | 0 | 0 | 0 | 0
|  |  |  | 35.04 | 70.08 | 0 | 0 | 0 | 0 | 0 | 7.48 | 0.10336 | 0 | 70.08 | 70.08 | 1 | 0 | 0 | 0 | 0
|  |  |  | 38.88 | 77.76 | 0 | 0 | 0 | 0 | 0 | 7.48 | 0.10336 | 0 | 77.76 | 77.76 | 1 | 0 | 0 | 0 | 0
|  |  |  | 40.36 | 80.72 | 0 | 0 | 0 | 0 | 0 | 7.48 | 0.10336 | 0 | 80.72 | 80.72 | 1 | 0 | 0 | 0 | 0
|  |  |  | 42.44 | 84.88 | 0 | 0 | 0 | 0 | 0 | 11.23 | 0.12409 | 0 | 84.88 | 84.88 | 1 | 0 | 0 | 0 | 0
|  |  |  | 47.08 | 94.16 | 0 | 0 | 0 | 0 | 0 | 11.23 | 0.12409 | 0 | 94.16 | 94.16 | 1 | 0 | 0 | 0 | 0
|  |  |  | 53.2 | 106.4 | 0 | 0 | 0 | 0 | 0 | 11.23 | 0.12409 | 0 | 106.4 | 106.4 | 1 | 0 | 0 | 0 | 0
|  |  |  | 50.44 | 100.88 | 0 | 0 | 0 | 0 | 0 | 17.48 | 0.13136 | 0 | 100.88 | 100.88 | 1 | 0 | 0 | 0 | 0
|  |  |  | 49.64 | 99.28 | 0 | 0 | 0 | 0 | 0 | 17.48 | 0.13136 | 0 | 99.28 | 99.28 | 1 | 0 | 0 | 0 | 0
|  |  |  | 51.4 | 102.8 | 0 | 0 | 0 | 0 | 0 | 17.48 | 0.13136 | 0 | 102.8 | 102.8 | 1 | 0 | 0 | 0 | 0
|  |  |  | 52.24 | 104.48 | 0 | 0 | 0 | 0 | 0 | 17.48 | 0.13136 | 0 | 104.48 | 101.802 | 0.2 | 0 | 2.678 | 0 | 0
|  |  |  | 50.4 | 100.8 | 0 | 0 | 0 | 0 | 0 | 11.23 | 0.12409 | 0 | 100.8 | 100.8 | 0.2 | 0 | 0 | 0 | 0
|  |  |  | 41.92 | 83.84 | 0 | 0 | 0 | 0 | 0 | 11.23 | 0.12409 | 0 | 83.84 | 83.84 | 0.2 | 0 | 0 | 0 | 0
|  |  |  | 35.08 | 70.16 | 0 | 0 | 0 | 0 | 0 | 11.23 | 0.12409 | 0 | 70.16 | 70.16 | 0.2 | 0 | 0 | 0 | 0
|  |  |  | 32.68 | 65.36 | 0 | 0 | 0 | 0 | 0 | 7.48 | 0.10336 | 2.678 | 65.36 | 65.36 | 0.91885 | 0 | 0 | 0 | 0
|  |  |  | 32.2 | 64.4 | 0 | 0 | 0 | 0 | 0 | 7.48 | 0.10336 | 0.302 | 64.4 | 64.4 | 1 | 0 | 0 | 0 | 0
|  |  |  | 28.96 | 57.92 | 0 | 0 | 0 | 0 | 0 | 7.48 | 0.10336 | 0 | 57.92 | 57.92 | 1 | 0 | 0 | 0 | 0
|  |  |  | 13.08 | 26.16 | 0 | 0 | 0 | 0 | 0 | 7.48 | 0.10336 | 0 | 26.16 | 26.16 | 1 | 0 | 0 | 0 | 0
|  |  |  | 9.28 | 18.56 | 0 | 0 | 0 | 0 | 0 | 7.48 | 0.10336 | 0 | 18.56 | 18.56 | 1 | 0 | 0 | 0 | 0
|  |  |  | 15.44 | 30.88 | 0 | 0 | 0 | 0 | 0 | 7.48 | 0.10336 | 0 | 30.88 | 30.88 | 1 | 0 | 0 | 0 | 0
|  |  |  | 18.68 | 37.36 | 0 | 0 | 0 | 0 | 0 | 7.48 | 0.10336 | 0 | 37.36 | 37.36 | 1 | 0 | 0 | 0 | 0
|  |  |  | 18.8 | 37.6 | 0 | 0 | 0 | 0 | 0 | 7.48 | 0.10336 | 0 | 37.6 | 37.6 | 1 | 0 | 0 | 0 | 0
|  |  |  | 19.6 | 39.2 | 0 | 0 | 0 | 0 | 0 | 7.48 | 0.10336 | 0 | 39.2 | 39.2 | 1 | 0 | 0 | 0 | 0
|  |  |  | 17.28 | 34.56 | 0 | 0 | 0 | 0 | 0 | 7.48 | 0.10336 | 0 | 34.56 | 34.56 | 1 | 0 | 0 | 0 | 0
|  |  |  | 23.24 | 46.48 | 0 | 0 | 0 | 0 | 0 | 7.48 | 0.10336 | 0 | 46.48 | 46.48 | 1 | 0 | 0 | 0 | 0
|  |  |  | 30.28 | 60.56 | 0 | 0 | 0 | 0 | 0 | 7.48 | 0.10336 | 0 | 60.56 | 60.56 | 1 | 0 | 0 | 0 | 0
|  |  |  | 35.44 | 70.88 | 0 | 0 | 0 | 0 | 0 | 7.48 | 0.10336 | 0 | 70.88 | 70.88 | 1 | 0 | 0 | 0 | 0
|  |  |  | 40.12 | 80.24 | 0 | 0 | 0 | 0 | 0 | 7.48 | 0.10336 | 0 | 80.24 | 80.24 | 1 | 0 | 0 | 0 | 0
|  |  |  | 40 | 80 | 0 | 0 | 0 | 0 | 0 | 11.23 | 0.12409 | 0 | 80 | 80 | 1 | 0 | 0 | 0 | 0
|  |  |  | 44.24 | 88.48 | 0 | 0 | 0 | 0 | 0 | 11.23 | 0.12409 | 0 | 88.48 | 88.48 | 1 | 0 | 0 | 0 | 0
|  |  |  | 40.56 | 81.12 | 0 | 0 | 0 | 0 | 0 | 11.23 | 0.12409 | 0 | 81.12 | 81.12 | 1 | 0 | 0 | 0 | 0
|  |  |  | 40.28 | 80.56 | 0 | 0 | 0 | 0 | 0 | 17.48 | 0.13136 | 0 | 80.56 | 80.56 | 1 | 0 | 0 | 0 | 0
|  |  |  | 43.52 | 87.04 | 0 | 0 | 0 | 0 | 0 | 17.48 | 0.13136 | 0 | 87.04 | 87.04 | 1 | 0 | 0 | 0 | 0
|  |  |  | 41.44 | 82.88 | 0 | 0 | 0 | 0 | 0 | 17.48 | 0.13136 | 0 | 82.88 | 82.88 | 1 | 0 | 0 | 0 | 0
|  |  |  | 41.52 | 83.04 | 0 | 0 | 0 | 0 | 0 | 17.48 | 0.13136 | 0 | 83.04 | 80.362 | 0.2 | 0 | 2.678 | 0 | 0
|  |  |  | 41.84 | 83.68 | 0 | 0 | 0 | 0 | 0 | 11.23 | 0.12409 | 0 | 83.68 | 83.68 | 0.2 | 0 | 0 | 0 | 0
|  |  |  | 38.08 | 76.16 | 0 | 0 | 0 | 0 | 0 | 11.23 | 0.12409 | 0 | 76.16 | 76.16 | 0.2 | 0 | 0 | 0 | 0
|  |  |  | 42.52 | 85.04 | 0 | 0 | 0 | 0 | 0 | 11.23 | 0.12409 | 0 | 85.04 | 85.04 | 0.2 | 0 | 0 | 0 | 0
|  |  |  | 40.92 | 81.84 | 0 | 0 | 0 | 0 | 0 | 7.48 | 0.10336 | 2.678 | 81.84 | 81.84 | 0.91885 | 0 | 0 | 0 | 0
|  |  |  | 36.08 | 72.16 | 0 | 0 | 0 | 0 | 0 | 7.48 | 0.10336 | 0.302 | 72.16 | 72.16 | 1 | 0 | 0 | 0 | 0
|  |  |  | 26.36 | 52.72 | 0 | 0 | 0 | 0 | 0 | 7.48 | 0.10336 | 0 | 52.72 | 52.72 | 1 | 0 | 0 | 0 | 0
|  |  |  | 11.76 | 23.52 | 0 | 0 | 0 | 0 | 0 | 7.48 | 0.10336 | 0 | 23.52 | 23.52 | 1 | 0 | 0 | 0 | 0
|  |  |  | 9.28 | 18.56 | 0 | 0 | 0 | 0 | 0 | 7.48 | 0.10336 | 0 | 18.56 | 18.56 | 1 | 0 | 0 | 0 | 0
|  |  |  | 9.76 | 19.52 | 0 | 0 | 0 | 0 | 0 | 7.48 | 0.10336 | 0 | 19.52 | 19.52 | 1 | 0 | 0 | 0 | 0
|  |  |  | 10.28 | 20.56 | 0 | 0 | 0 | 0 | 0 | 7.48 | 0.10336 | 0 | 20.56 | 20.56 | 1 | 0 | 0 | 0 | 0
|  |  |  | 11.92 | 23.84 | 0 | 0 | 0 | 0 | 0 | 7.48 | 0.10336 | 0 | 23.84 | 23.84 | 1 | 0 | 0 | 0 | 0
|  |  |  | 14.48 | 28.96 | 0 | 0 | 0 | 0 | 0 | 7.48 | 0.10336 | 0 | 28.96 | 28.96 | 1 | 0 | 0 | 0 | 0
|  |  |  | 17.88 | 35.76 | 0 | 0 | 0 | 0 | 0 | 7.48 | 0.10336 | 0 | 35.76 | 35.76 | 1 | 0 | 0 | 0 | 0
|  |  |  | 22.44 | 44.88 | 0 | 0 | 0 | 0 | 0 | 7.48 | 0.10336 | 0 | 44.88 | 44.88 | 1 | 0 | 0 | 0 | 0
|  |  |  | 23.84 | 47.68 | 0 | 0 | 0 | 0 | 0 | 7.48 | 0.10336 | 0 | 47.68 | 47.68 | 1 | 0 | 0 | 0 | 0
|  |  |  | 32 | 64 | 0 | 0 | 0 | 0 | 0 | 7.48 | 0.10336 | 0 | 64 | 64 | 1 | 0 | 0 | 0 | 0
|  |  |  | 34.44 | 68.88 | 0 | 0 | 0 | 0 | 0 | 7.48 | 0.10336 | 0 | 68.88 | 68.88 | 1 | 0 | 0 | 0 | 0
|  |  |  | 34.68 | 69.36 | 0 | 0 | 0 | 0 | 0 | 7.48 | 0.10336 | 0 | 69.36 | 69.36 | 1 | 0 | 0 | 0 | 0
|  |  |  | 39.24 | 78.48 | 0 | 0 | 0 | 0 | 0 | 7.48 | 0.10336 | 0 | 78.48 | 78.48 | 1 | 0 | 0 | 0 | 0
|  |  |  | 36.52 | 73.04 | 0 | 0 | 0 | 0 | 0 | 7.48 | 0.10336 | 0 | 73.04 | 73.04 | 1 | 0 | 0 | 0 | 0
|  |  |  | 37.68 | 75.36 | 0 | 0 | 0 | 0 | 0 | 7.48 | 0.10336 | 0 | 75.36 | 75.36 | 1 | 0 | 0 | 0 | 0
|  |  |  | 42.16 | 84.32 | 0 | 0 | 0 | 0 | 0 | 7.48 | 0.10336 | 0 | 84.32 | 84.32 | 1 | 0 | 0 | 0 | 0
|  |  |  | 49.44 | 98.88 | 0 | 0 | 0 | 0 | 0 | 7.48 | 0.10336 | 0 | 98.88 | 98.88 | 1 | 0 | 0 | 0 | 0
|  |  |  | 49.12 | 98.24 | 0 | 0 | 0 | 0 | 0 | 7.48 | 0.10336 | 0 | 98.24 | 98.24 | 1 | 0 | 0 | 0 | 0
|  |  |  | 51.04 | 102.08 | 0 | 0 | 0 | 0 | 0 | 7.48 | 0.10336 | 0 | 102.08 | 102.08 | 1 | 0 | 0 | 0 | 0
|  |  |  | 50.92 | 101.84 | 0 | 0 | 0 | 0 | 0 | 7.48 | 0.10336 | 0 | 101.84 | 101.84 | 1 | 0 | 0 | 0 | 0
|  |  |  | 48.88 | 97.76 | 0 | 0 | 0 | 0 | 0 | 7.48 | 0.10336 | 0 | 97.76 | 97.76 | 1 | 0 | 0 | 0 | 0
|  |  |  | 46.48 | 92.96 | 0 | 0 | 0 | 0 | 0 | 7.48 | 0.10336 | 0 | 92.96 | 92.96 | 1 | 0 | 0 | 0 | 0
|  |  |  | 34.44 | 68.88 | 0 | 0 | 0 | 0 | 0 | 7.48 | 0.10336 | 0 | 68.88 | 68.88 | 1 | 0 | 0 | 0 | 0
|  |  |  | 28.88 | 57.76 | 0 | 0 | 0 | 0 | 0 | 7.48 | 0.10336 | 0 | 57.76 | 57.76 | 1 | 0 | 0 | 0 | 0
|  |  |  | 11.92 | 23.84 | 0 | 0 | 0 | 0 | 0 | 7.48 | 0.10336 | 0 | 23.84 | 23.84 | 1 | 0 | 0 | 0 | 0
|  |  |  | 8.96 | 17.92 | 0 | 0 | 0 | 0 | 0 | 7.48 | 0.10336 | 0 | 17.92 | 17.92 | 1 | 0 | 0 | 0 | 0
|  |  |  | 9.36 | 18.72 | 0 | 0 | 0 | 0 | 0 | 7.48 | 0.10336 | 0 | 18.72 | 18.72 | 1 | 0 | 0 | 0 | 0
|  |  |  | 9.6 | 19.2 | 0 | 0 | 0 | 0 | 0 | 7.48 | 0.10336 | 0 | 19.2 | 19.2 | 1 | 0 | 0 | 0 | 0
|  |  |  | 11.72 | 23.44 | 0 | 0 | 0 | 0 | 0 | 7.48 | 0.10336 | 0 | 23.44 | 23.44 | 1 | 0 | 0 | 0 | 0
|  |  |  | 14.2 | 28.4 | 0 | 0 | 0 | 0 | 0 | 7.48 | 0.10336 | 0 | 28.4 | 28.4 | 1 | 0 | 0 | 0 | 0
|  |  |  | 16 | 32 | 0 | 0 | 0 | 0 | 0 | 7.48 | 0.10336 | 0 | 32 | 32 | 1 | 0 | 0 | 0 | 0
|  |  |  | 22.52 | 45.04 | 0 | 0 | 0 | 0 | 0 | 7.48 | 0.10336 | 0 | 45.04 | 45.04 | 1 | 0 | 0 | 0 | 0
|  |  |  | 24.08 | 48.16 | 0 | 0 | 0 | 0 | 0 | 7.48 | 0.10336 | 0 | 48.16 | 48.16 | 1 | 0 | 0 | 0 | 0
|  |  |  | 26.32 | 52.64 | 0 | 0 | 0 | 0 | 0 | 7.48 | 0.10336 | 0 | 52.64 | 52.64 | 1 | 0 | 0 | 0 | 0
|  |  |  | 33.72 | 67.44 | 0 | 0 | 0 | 0 | 0 | 7.48 | 0.10336 | 0 | 67.44 | 67.44 | 1 | 0 | 0 | 0 | 0
|  |  |  | 35.08 | 70.16 | 0 | 0 | 0 | 0 | 0 | 7.48 | 0.10336 | 0 | 70.16 | 70.16 | 1 | 0 | 0 | 0 | 0
|  |  |  | 43.2 | 86.4 | 0 | 0 | 0 | 0 | 0 | 7.48 | 0.10336 | 0 | 86.4 | 86.4 | 1 | 0 | 0 | 0 | 0
|  |  |  | 43.24 | 86.48 | 0 | 0 | 0 | 0 | 0 | 7.48 | 0.10336 | 0 | 86.48 | 86.48 | 1 | 0 | 0 | 0 | 0
|  |  |  | 46.44 | 92.88 | 0 | 0 | 0 | 0 | 0 | 7.48 | 0.10336 | 0 | 92.88 | 92.88 | 1 | 0 | 0 | 0 | 0
|  |  |  | 44.04 | 88.08 | 0 | 0 | 0 | 0 | 0 | 7.48 | 0.10336 | 0 | 88.08 | 88.08 | 1 | 0 | 0 | 0 | 0
|  |  |  | 42.36 | 84.72 | 0 | 0 | 0 | 0 | 0 | 7.48 | 0.10336 | 0 | 84.72 | 84.72 | 1 | 0 | 0 | 0 | 0
|  |  |  | 46.6 | 93.2 | 0 | 0 | 0 | 0 | 0 | 7.48 | 0.10336 | 0 | 93.2 | 93.2 | 1 | 0 | 0 | 0 | 0
|  |  |  | 47.8 | 95.6 | 0 | 0 | 0 | 0 | 0 | 7.48 | 0.10336 | 0 | 95.6 | 95.6 | 1 | 0 | 0 | 0 | 0
|  |  |  | 46.52 | 93.04 | 0 | 0 | 0 | 0 | 0 | 7.48 | 0.10336 | 0 | 93.04 | 93.04 | 1 | 0 | 0 | 0 | 0
|  |  |  | 41.76 | 83.52 | 0 | 0 | 0 | 0 | 0 | 7.48 | 0.10336 | 0 | 83.52 | 83.52 | 1 | 0 | 0 | 0 | 0
|  |  |  | 39.28 | 78.56 | 0 | 0 | 0 | 0 | 0 | 7.48 | 0.10336 | 0 | 78.56 | 78.56 | 1 | 0 | 0 | 0 | 0
|  |  |  | 34.88 | 69.76 | 0 | 0 | 0 | 0 | 0 | 7.48 | 0.10336 | 0 | 69.76 | 69.76 | 1 | 0 | 0 | 0 | 0
|  |  |  | 18.92 | 37.84 | 0 | 0 | 0 | 0 | 0 | 7.48 | 0.10336 | 0 | 37.84 | 37.84 | 1 | 0 | 0 | 0 | 0
|  |  |  | 10.88 | 21.76 | 0 | 0 | 0 | 0 | 0 | 7.48 | 0.10336 | 0 | 21.76 | 21.76 | 1 | 0 | 0 | 0 | 0
|  |  |  | 12 | 24 | 0 | 0 | 0 | 0 | 0 | 7.48 | 0.10336 | 0 | 24 | 24 | 1 | 0 | 0 | 0 | 0
|  |  |  | 13.88 | 27.76 | 0 | 0 | 0 | 0 | 0 | 7.48 | 0.10336 | 0 | 27.76 | 27.76 | 1 | 0 | 0 | 0 | 0
|  |  |  | 14.4 | 28.8 | 0 | 0 | 0 | 0 | 0 | 7.48 | 0.10336 | 0 | 28.8 | 28.8 | 1 | 0 | 0 | 0 | 0
|  |  |  | 16.04 | 32.08 | 0 | 0 | 0 | 0 | 0 | 7.48 | 0.10336 | 0 | 32.08 | 32.08 | 1 | 0 | 0 | 0 | 0
|  |  |  | 14.36 | 28.72 | 0 | 0 | 0 | 0 | 0 | 7.48 | 0.10336 | 0 | 28.72 | 28.72 | 1 | 0 | 0 | 0 | 0
|  |  |  | 16.12 | 32.24 | 0 | 0 | 0 | 0 | 0 | 7.48 | 0.10336 | 0 | 32.24 | 32.24 | 1 | 0 | 0 | 0 | 0
|  |  |  | 22.48 | 44.96 | 0 | 0 | 0 | 0 | 0 | 7.48 | 0.10336 | 0 | 44.96 | 44.96 | 1 | 0 | 0 | 0 | 0
|  |  |  | 24 | 48 | 0 | 0 | 0 | 0 | 0 | 7.48 | 0.10336 | 0 | 48 | 48 | 1 | 0 | 0 | 0 | 0
|  |  |  | 33.08 | 66.16 | 0 | 0 | 0 | 0 | 0 | 7.48 | 0.10336 | 0 | 66.16 | 66.16 | 1 | 0 | 0 | 0 | 0
|  |  |  | 38.68 | 77.36 | 0 | 0 | 0 | 0 | 0 | 7.48 | 0.10336 | 0 | 77.36 | 77.36 | 1 | 0 | 0 | 0 | 0
|  |  |  | 42.68 | 85.36 | 0 | 0 | 0 | 0 | 0 | 11.23 | 0.12409 | 0 | 85.36 | 85.36 | 1 | 0 | 0 | 0 | 0
|  |  |  | 49.16 | 98.32 | 0 | 0 | 0 | 0 | 0 | 11.23 | 0.12409 | 0 | 98.32 | 98.32 | 1 | 0 | 0 | 0 | 0
|  |  |  | 50.44 | 100.88 | 0 | 0 | 0 | 0 | 0 | 11.23 | 0.12409 | 0 | 100.88 | 100.88 | 1 | 0 | 0 | 0 | 0
|  |  |  | 51.72 | 103.44 | 0 | 0 | 0 | 0 | 0 | 17.48 | 0.13136 | 0 | 103.44 | 103.44 | 1 | 0 | 0 | 0 | 0
|  |  |  | 46.56 | 93.12 | 0 | 0 | 0 | 0 | 0 | 17.48 | 0.13136 | 0 | 93.12 | 93.12 | 1 | 0 | 0 | 0 | 0
|  |  |  | 48.36 | 96.72 | 0 | 0 | 0 | 0 | 0 | 17.48 | 0.13136 | 0 | 96.72 | 96.72 | 1 | 0 | 0 | 0 | 0
|  |  |  | 50.92 | 101.84 | 0 | 0 | 0 | 0 | 0 | 17.48 | 0.13136 | 0 | 101.84 | 99.162 | 0.2 | 0 | 2.678 | 0 | 0
|  |  |  | 52.16 | 104.32 | 0 | 0 | 0 | 0 | 0 | 11.23 | 0.12409 | 0 | 104.32 | 104.32 | 0.2 | 0 | 0 | 0 | 0
|  |  |  | 52.04 | 104.08 | 0 | 0 | 0 | 0 | 0 | 11.23 | 0.12409 | 0 | 104.08 | 104.08 | 0.2 | 0 | 0 | 0 | 0
|  |  |  | 49.08 | 98.16 | 0 | 0 | 0 | 0 | 0 | 11.23 | 0.12409 | 0 | 98.16 | 98.16 | 0.2 | 0 | 0 | 0 | 0
|  |  |  | 47.52 | 95.04 | 0 | 0 | 0 | 0 | 0 | 7.48 | 0.10336 | 2.678 | 95.04 | 95.04 | 0.91885 | 0 | 0 | 0 | 0
|  |  |  | 45.76 | 91.52 | 0 | 0 | 0 | 0 | 0 | 7.48 | 0.10336 | 0.302 | 91.52 | 91.52 | 1 | 0 | 0 | 0 | 0
|  |  |  | 36.12 | 72.24 | 0 | 0 | 0 | 0 | 0 | 7.48 | 0.10336 | 0 | 72.24 | 72.24 | 1 | 0 | 0 | 0 | 0
|  |  |  | 15.56 | 31.12 | 0 | 0 | 0 | 0 | 0 | 7.48 | 0.10336 | 0 | 31.12 | 31.12 | 1 | 0 | 0 | 0 | 0
|  |  |  | 9.48 | 18.96 | 0 | 0 | 0 | 0 | 0 | 7.48 | 0.10336 | 0 | 18.96 | 18.96 | 1 | 0 | 0 | 0 | 0
|  |  |  | 11.28 | 22.56 | 0 | 0 | 0 | 0 | 0 | 7.48 | 0.10336 | 0 | 22.56 | 22.56 | 1 | 0 | 0 | 0 | 0
|  |  |  | 11.72 | 23.44 | 0 | 0 | 0 | 0 | 0 | 7.48 | 0.10336 | 0 | 23.44 | 23.44 | 1 | 0 | 0 | 0 | 0
|  |  |  | 14.52 | 29.04 | 0 | 0 | 0 | 0 | 0 | 7.48 | 0.10336 | 0 | 29.04 | 29.04 | 1 | 0 | 0 | 0 | 0
|  |  |  | 14.76 | 29.52 | 0 | 0 | 0 | 0 | 0 | 7.48 | 0.10336 | 0 | 29.52 | 29.52 | 1 | 0 | 0 | 0 | 0
|  |  |  | 17.08 | 34.16 | 0 | 0 | 0 | 0 | 0 | 7.48 | 0.10336 | 0 | 34.16 | 34.16 | 1 | 0 | 0 | 0 | 0
|  |  |  | 23.4 | 46.8 | 0 | 0 | 0 | 0 | 0 | 7.48 | 0.10336 | 0 | 46.8 | 46.8 | 1 | 0 | 0 | 0 | 0
|  |  |  | 31 | 62 | 0 | 0 | 0 | 0 | 0 | 7.48 | 0.10336 | 0 | 62 | 62 | 1 | 0 | 0 | 0 | 0
|  |  |  | 40.08 | 80.16 | 0 | 0 | 0 | 0 | 0 | 7.48 | 0.10336 | 0 | 80.16 | 80.16 | 1 | 0 | 0 | 0 | 0
|  |  |  | 49.04 | 98.08 | 0 | 0 | 0 | 0 | 0 | 7.48 | 0.10336 | 0 | 98.08 | 98.08 | 1 | 0 | 0 | 0 | 0
|  |  |  | 52.76 | 105.52 | 0 | 0 | 0 | 0 | 0 | 11.23 | 0.12409 | 0 | 105.52 | 105.52 | 1 | 0 | 0 | 0 | 0
|  |  |  | 61.2 | 122.4 | 0 | 0 | 0 | 0 | 0 | 11.23 | 0.12409 | 0 | 122.4 | 122.4 | 1 | 0 | 0 | 0 | 0
|  |  |  | 59.32 | 118.64 | 0 | 0 | 0 | 0 | 0 | 11.23 | 0.12409 | 0 | 118.64 | 118.64 | 1 | 0 | 0 | 0 | 0
|  |  |  | 62.12 | 124.24 | 0 | 0 | 0 | 0 | 0 | 17.48 | 0.13136 | 0 | 124.24 | 124.24 | 1 | 0 | 0 | 0 | 0
|  |  |  | 65.88 | 131.76 | 0 | 0 | 0 | 0 | 0 | 17.48 | 0.13136 | 0 | 131.76 | 131.76 | 1 | 0 | 0 | 0 | 0
|  |  |  | 64.68 | 129.36 | 0 | 0 | 0 | 0 | 0 | 17.48 | 0.13136 | 0 | 129.36 | 129.36 | 1 | 0 | 0 | 0 | 0
|  |  |  | 64.76 | 129.52 | 0 | 0 | 0 | 0 | 0 | 17.48 | 0.13136 | 0 | 129.52 | 126.842 | 0.2 | 0 | 2.678 | 0 | 0
|  |  |  | 61.32 | 122.64 | 0 | 0 | 0 | 0 | 0 | 11.23 | 0.12409 | 0 | 122.64 | 122.64 | 0.2 | 0 | 0 | 0 | 0
|  |  |  | 59.64 | 119.28 | 0 | 0 | 0 | 0 | 0 | 11.23 | 0.12409 | 0 | 119.28 | 119.28 | 0.2 | 0 | 0 | 0 | 0
|  |  |  | 57.24 | 114.48 | 0 | 0 | 0 | 0 | 0 | 11.23 | 0.12409 | 0 | 114.48 | 114.48 | 0.2 | 0 | 0 | 0 | 0
|  |  |  | 50.16 | 100.32 | 0 | 0 | 0 | 0 | 0 | 7.48 | 0.10336 | 2.678 | 100.32 | 100.32 | 0.91885 | 0 | 0 | 0 | 0
|  |  |  | 42.76 | 85.52 | 0 | 0 | 0 | 0 | 0 | 7.48 | 0.10336 | 0.302 | 85.52 | 85.52 | 1 | 0 | 0 | 0 | 0
|  |  |  | 38.72 | 77.44 | 0 | 0 | 0 | 0 | 0 | 7.48 | 0.10336 | 0 | 77.44 | 77.44 | 1 | 0 | 0 | 0 | 0
|  |  |  | 18.56 | 37.12 | 0 | 0 | 0 | 0 | 0 | 7.48 | 0.10336 | 0 | 37.12 | 37.12 | 1 | 0 | 0 | 0 | 0
|  |  |  | 14.24 | 28.48 | 0 | 0 | 0 | 0 | 0 | 7.48 | 0.10336 | 0 | 28.48 | 28.48 | 1 | 0 | 0 | 0 | 0
|  |  |  | 14.76 | 29.52 | 0 | 0 | 0 | 0 | 0 | 7.48 | 0.10336 | 0 | 29.52 | 29.52 | 1 | 0 | 0 | 0 | 0
|  |  |  | 14.48 | 28.96 | 0 | 0 | 0 | 0 | 0 | 7.48 | 0.10336 | 0 | 28.96 | 28.96 | 1 | 0 | 0 | 0 | 0
|  |  |  | 16.88 | 33.76 | 0 | 0 | 0 | 0 | 0 | 7.48 | 0.10336 | 0 | 33.76 | 33.76 | 1 | 0 | 0 | 0 | 0
|  |  |  | 19.24 | 38.48 | 0 | 0 | 0 | 0 | 0 | 7.48 | 0.10336 | 0 | 38.48 | 38.48 | 1 | 0 | 0 | 0 | 0
|  |  |  | 16.44 | 32.88 | 0 | 0 | 0 | 0 | 0 | 7.48 | 0.10336 | 0 | 32.88 | 32.88 | 1 | 0 | 0 | 0 | 0
|  |  |  | 16.76 | 33.52 | 0 | 0 | 0 | 0 | 0 | 7.48 | 0.10336 | 0 | 33.52 | 33.52 | 1 | 0 | 0 | 0 | 0
|  |  |  | 21.76 | 43.52 | 0 | 0 | 0 | 0 | 0 | 7.48 | 0.10336 | 0 | 43.52 | 43.52 | 1 | 0 | 0 | 0 | 0
|  |  |  | 21.2 | 42.4 | 0 | 0 | 0 | 0 | 0 | 7.48 | 0.10336 | 0 | 42.4 | 42.4 | 1 | 0 | 0 | 0 | 0
|  |  |  | 23.52 | 47.04 | 0 | 0 | 0 | 0 | 0 | 7.48 | 0.10336 | 0 | 47.04 | 47.04 | 1 | 0 | 0 | 0 | 0
|  |  |  | 29 | 58 | 0 | 0 | 0 | 0 | 0 | 11.23 | 0.12409 | 0 | 58 | 58 | 1 | 0 | 0 | 0 | 0
|  |  |  | 35.48 | 70.96 | 0 | 0 | 0 | 0 | 0 | 11.23 | 0.12409 | 0 | 70.96 | 70.96 | 1 | 0 | 0 | 0 | 0
|  |  |  | 33.64 | 67.28 | 0 | 0 | 0 | 0 | 0 | 11.23 | 0.12409 | 0 | 67.28 | 67.28 | 1 | 0 | 0 | 0 | 0
|  |  |  | 36.76 | 73.52 | 0 | 0 | 0 | 0 | 0 | 17.48 | 0.13136 | 0 | 73.52 | 73.52 | 1 | 0 | 0 | 0 | 0
|  |  |  | 43.68 | 87.36 | 0 | 0 | 0 | 0 | 0 | 17.48 | 0.13136 | 0 | 87.36 | 87.36 | 1 | 0 | 0 | 0 | 0
|  |  |  | 43.32 | 86.64 | 0 | 0 | 0 | 0 | 0 | 17.48 | 0.13136 | 0 | 86.64 | 86.64 | 1 | 0 | 0 | 0 | 0
|  |  |  | 43.88 | 87.76 | 0 | 0 | 0 | 0 | 0 | 17.48 | 0.13136 | 0 | 87.76 | 85.082 | 0.2 | 0 | 2.678 | 0 | 0
|  |  |  | 45.32 | 90.64 | 0 | 0 | 0 | 0 | 0 | 11.23 | 0.12409 | 0 | 90.64 | 90.64 | 0.2 | 0 | 0 | 0 | 0
|  |  |  | 37.32 | 74.64 | 0 | 0 | 0 | 0 | 0 | 11.23 | 0.12409 | 0 | 74.64 | 74.64 | 0.2 | 0 | 0 | 0 | 0
|  |  |  | 35.88 | 71.76 | 0 | 0 | 0 | 0 | 0 | 11.23 | 0.12409 | 0 | 71.76 | 71.76 | 0.2 | 0 | 0 | 0 | 0
|  |  |  | 34.92 | 69.84 | 0 | 0 | 0 | 0 | 0 | 7.48 | 0.10336 | 2.678 | 69.84 | 69.84 | 0.91885 | 0 | 0 | 0 | 0
|  |  |  | 31.28 | 62.56 | 0 | 0 | 0 | 0 | 0 | 7.48 | 0.10336 | 0.302 | 62.56 | 62.56 | 1 | 0 | 0 | 0 | 0
|  |  |  | 27.36 | 54.72 | 0 | 0 | 0 | 0 | 0 | 7.48 | 0.10336 | 0 | 54.72 | 54.72 | 1 | 0 | 0 | 0 | 0
|  |  |  | 15.52 | 31.04 | 0 | 0 | 0 | 0 | 0 | 7.48 | 0.10336 | 0 | 31.04 | 31.04 | 1 | 0 | 0 | 0 | 0
|  |  |  | 13.68 | 27.36 | 0 | 0 | 0 | 0 | 0 | 7.48 | 0.10336 | 0 | 27.36 | 27.36 | 1 | 0 | 0 | 0 | 0
|  |  |  | 14.24 | 28.48 | 0 | 0 | 0 | 0 | 0 | 7.48 | 0.10336 | 0 | 28.48 | 28.48 | 1 | 0 | 0 | 0 | 0
|  |  |  | 13.72 | 27.44 | 0 | 0 | 0 | 0 | 0 | 7.48 | 0.10336 | 0 | 27.44 | 27.44 | 1 | 0 | 0 | 0 | 0
|  |  |  | 14.28 | 28.56 | 0 | 0 | 0 | 0 | 0 | 7.48 | 0.10336 | 0 | 28.56 | 28.56 | 1 | 0 | 0 | 0 | 0
|  |  |  | 14.2 | 28.4 | 0 | 0 | 0 | 0 | 0 | 7.48 | 0.10336 | 0 | 28.4 | 28.4 | 1 | 0 | 0 | 0 | 0
|  |  |  | 15.96 | 31.92 | 0 | 0 | 0 | 0 | 0 | 7.48 | 0.10336 | 0 | 31.92 | 31.92 | 1 | 0 | 0 | 0 | 0
|  |  |  | 16.24 | 32.48 | 0 | 0 | 0 | 0 | 0 | 7.48 | 0.10336 | 0 | 32.48 | 32.48 | 1 | 0 | 0 | 0 | 0
|  |  |  | 16.92 | 33.84 | 0 | 0 | 0 | 0 | 0 | 7.48 | 0.10336 | 0 | 33.84 | 33.84 | 1 | 0 | 0 | 0 | 0
|  |  |  | 21.32 | 42.64 | 0 | 0 | 0 | 0 | 0 | 7.48 | 0.10336 | 0 | 42.64 | 42.64 | 1 | 0 | 0 | 0 | 0
|  |  |  | 29.68 | 59.36 | 0 | 0 | 0 | 0 | 0 | 7.48 | 0.10336 | 0 | 59.36 | 59.36 | 1 | 0 | 0 | 0 | 0
|  |  |  | 33.68 | 67.36 | 0 | 0 | 0 | 0 | 0 | 11.23 | 0.12409 | 0 | 67.36 | 67.36 | 1 | 0 | 0 | 0 | 0
|  |  |  | 35.8 | 71.6 | 0 | 0 | 0 | 0 | 0 | 11.23 | 0.12409 | 0 | 71.6 | 71.6 | 1 | 0 | 0 | 0 | 0
|  |  |  | 45.4 | 90.8 | 0 | 0 | 0 | 0 | 0 | 11.23 | 0.12409 | 0 | 90.8 | 90.8 | 1 | 0 | 0 | 0 | 0
|  |  |  | 45.12 | 90.24 | 0 | 0 | 0 | 0 | 0 | 17.48 | 0.13136 | 0 | 90.24 | 90.24 | 1 | 0 | 0 | 0 | 0
|  |  |  | 46.76 | 93.52 | 0 | 0 | 0 | 0 | 0 | 17.48 | 0.13136 | 0 | 93.52 | 93.52 | 1 | 0 | 0 | 0 | 0
|  |  |  | 46.28 | 92.56 | 0 | 0 | 0 | 0 | 0 | 17.48 | 0.13136 | 0 | 92.56 | 92.56 | 1 | 0 | 0 | 0 | 0
|  |  |  | 46.8 | 93.6 | 0 | 0 | 0 | 0 | 0 | 17.48 | 0.13136 | 0 | 93.6 | 90.922 | 0.2 | 0 | 2.678 | 0 | 0
|  |  |  | 47.64 | 95.28 | 0 | 0 | 0 | 0 | 0 | 11.23 | 0.12409 | 0 | 95.28 | 95.28 | 0.2 | 0 | 0 | 0 | 0
|  |  |  | 46.84 | 93.68 | 0 | 0 | 0 | 0 | 0 | 11.23 | 0.12409 | 0 | 93.68 | 93.68 | 0.2 | 0 | 0 | 0 | 0
|  |  |  | 39.6 | 79.2 | 0 | 0 | 0 | 0 | 0 | 11.23 | 0.12409 | 0 | 79.2 | 79.2 | 0.2 | 0 | 0 | 0 | 0
|  |  |  | 35.96 | 71.92 | 0 | 0 | 0 | 0 | 0 | 7.48 | 0.10336 | 2.678 | 71.92 | 71.92 | 0.91885 | 0 | 0 | 0 | 0
|  |  |  | 33.48 | 66.96 | 0 | 0 | 0 | 0 | 0 | 7.48 | 0.10336 | 0.302 | 66.96 | 66.96 | 1 | 0 | 0 | 0 | 0
|  |  |  | 31.44 | 62.88 | 0 | 0 | 0 | 0 | 0 | 7.48 | 0.10336 | 0 | 62.88 | 62.88 | 1 | 0 | 0 | 0 | 0
|  |  |  | 11.92 | 23.84 | 0 | 0 | 0 | 0 | 0 | 7.48 | 0.10336 | 0 | 23.84 | 23.84 | 1 | 0 | 0 | 0 | 0
|  |  |  | 9.44 | 18.88 | 0 | 0 | 0 | 0 | 0 | 7.48 | 0.10336 | 0 | 18.88 | 18.88 | 1 | 0 | 0 | 0 | 0
|  |  |  | 9.56 | 19.12 | 0 | 0 | 0 | 0 | 0 | 7.48 | 0.10336 | 0 | 19.12 | 19.12 | 1 | 0 | 0 | 0 | 0
|  |  |  | 10.72 | 21.44 | 0 | 0 | 0 | 0 | 0 | 7.48 | 0.10336 | 0 | 21.44 | 21.44 | 1 | 0 | 0 | 0 | 0
|  |  |  | 11.72 | 23.44 | 0 | 0 | 0 | 0 | 0 | 7.48 | 0.10336 | 0 | 23.44 | 23.44 | 1 | 0 | 0 | 0 | 0
|  |  |  | 14.88 | 29.76 | 0 | 0 | 0 | 0 | 0 | 7.48 | 0.10336 | 0 | 29.76 | 29.76 | 1 | 0 | 0 | 0 | 0
|  |  |  | 16.68 | 33.36 | 0 | 0 | 0 | 0 | 0 | 7.48 | 0.10336 | 0 | 33.36 | 33.36 | 1 | 0 | 0 | 0 | 0
|  |  |  | 22.56 | 45.12 | 0 | 0 | 0 | 0 | 0 | 7.48 | 0.10336 | 0 | 45.12 | 45.12 | 1 | 0 | 0 | 0 | 0
|  |  |  | 24.36 | 48.72 | 0 | 0 | 0 | 0 | 0 | 7.48 | 0.10336 | 0 | 48.72 | 48.72 | 1 | 0 | 0 | 0 | 0
|  |  |  | 27.24 | 54.48 | 0 | 0 | 0 | 0 | 0 | 7.48 | 0.10336 | 0 | 54.48 | 54.48 | 1 | 0 | 0 | 0 | 0
|  |  |  | 32.36 | 64.72 | 0 | 0 | 0 | 0 | 0 | 7.48 | 0.10336 | 0 | 64.72 | 64.72 | 1 | 0 | 0 | 0 | 0
|  |  |  | 35.16 | 70.32 | 0 | 0 | 0 | 0 | 0 | 11.23 | 0.12409 | 0 | 70.32 | 70.32 | 1 | 0 | 0 | 0 | 0
|  |  |  | 36.56 | 73.12 | 0 | 0 | 0 | 0 | 0 | 11.23 | 0.12409 | 0 | 73.12 | 73.12 | 1 | 0 | 0 | 0 | 0
|  |  |  | 42 | 84 | 0 | 0 | 0 | 0 | 0 | 11.23 | 0.12409 | 0 | 84 | 84 | 1 | 0 | 0 | 0 | 0
|  |  |  | 47.84 | 95.68 | 0 | 0 | 0 | 0 | 0 | 17.48 | 0.13136 | 0 | 95.68 | 95.68 | 1 | 0 | 0 | 0 | 0
|  |  |  | 49.32 | 98.64 | 0 | 0 | 0 | 0 | 0 | 17.48 | 0.13136 | 0 | 98.64 | 98.64 | 1 | 0 | 0 | 0 | 0
|  |  |  | 51.44 | 102.88 | 0 | 0 | 0 | 0 | 0 | 17.48 | 0.13136 | 0 | 102.88 | 102.88 | 1 | 0 | 0 | 0 | 0
|  |  |  | 50.52 | 101.04 | 0 | 0 | 0 | 0 | 0 | 17.48 | 0.13136 | 0 | 101.04 | 98.362 | 0.2 | 0 | 2.678 | 0 | 0
|  |  |  | 50.24 | 100.48 | 0 | 0 | 0 | 0 | 0 | 11.23 | 0.12409 | 0 | 100.48 | 100.48 | 0.2 | 0 | 0 | 0 | 0
|  |  |  | 50.72 | 101.44 | 0 | 0 | 0 | 0 | 0 | 11.23 | 0.12409 | 0 | 101.44 | 101.44 | 0.2 | 0 | 0 | 0 | 0
|  |  |  | 47.12 | 94.24 | 0 | 0 | 0 | 0 | 0 | 11.23 | 0.12409 | 0 | 94.24 | 94.24 | 0.2 | 0 | 0 | 0 | 0
|  |  |  | 45.28 | 90.56 | 0 | 0 | 0 | 0 | 0 | 7.48 | 0.10336 | 2.678 | 90.56 | 90.56 | 0.91885 | 0 | 0 | 0 | 0
|  |  |  | 39.76 | 79.52 | 0 | 0 | 0 | 0 | 0 | 7.48 | 0.10336 | 0.302 | 79.52 | 79.52 | 1 | 0 | 0 | 0 | 0
|  |  |  | 28.48 | 56.96 | 0 | 0 | 0 | 0 | 0 | 7.48 | 0.10336 | 0 | 56.96 | 56.96 | 1 | 0 | 0 | 0 | 0
|  |  |  | 10.96 | 21.92 | 0 | 0 | 0 | 0 | 0 | 7.48 | 0.10336 | 0 | 21.92 | 21.92 | 1 | 0 | 0 | 0 | 0
|  |  |  | 9.2 | 18.4 | 0 | 0 | 0 | 0 | 0 | 7.48 | 0.10336 | 0 | 18.4 | 18.4 | 1 | 0 | 0 | 0 | 0
|  |  |  | 9.68 | 19.36 | 0 | 0 | 0 | 0 | 0 | 7.48 | 0.10336 | 0 | 19.36 | 19.36 | 1 | 0 | 0 | 0 | 0
|  |  |  | 9.28 | 18.56 | 0 | 0 | 0 | 0 | 0 | 7.48 | 0.10336 | 0 | 18.56 | 18.56 | 1 | 0 | 0 | 0 | 0
|  |  |  | 11.8 | 23.6 | 0 | 0 | 0 | 0 | 0 | 7.48 | 0.10336 | 0 | 23.6 | 23.6 | 1 | 0 | 0 | 0 | 0
|  |  |  | 14.16 | 28.32 | 0 | 0 | 0 | 0 | 0 | 7.48 | 0.10336 | 0 | 28.32 | 28.32 | 1 | 0 | 0 | 0 | 0
|  |  |  | 16.04 | 32.08 | 0 | 0 | 0 | 0 | 0 | 7.48 | 0.10336 | 0 | 32.08 | 32.08 | 1 | 0 | 0 | 0 | 0
|  |  |  | 17 | 34 | 0 | 0 | 0 | 0 | 0 | 7.48 | 0.10336 | 0 | 34 | 34 | 1 | 0 | 0 | 0 | 0
|  |  |  | 22.24 | 44.48 | 0 | 0 | 0 | 0 | 0 | 7.48 | 0.10336 | 0 | 44.48 | 44.48 | 1 | 0 | 0 | 0 | 0
|  |  |  | 29.32 | 58.64 | 0 | 0 | 0 | 0 | 0 | 7.48 | 0.10336 | 0 | 58.64 | 58.64 | 1 | 0 | 0 | 0 | 0
|  |  |  | 34.64 | 69.28 | 0 | 0 | 0 | 0 | 0 | 7.48 | 0.10336 | 0 | 69.28 | 69.28 | 1 | 0 | 0 | 0 | 0
|  |  |  | 37.96 | 75.92 | 0 | 0 | 0 | 0 | 0 | 7.48 | 0.10336 | 0 | 75.92 | 75.92 | 1 | 0 | 0 | 0 | 0
|  |  |  | 41.68 | 83.36 | 0 | 0 | 0 | 0 | 0 | 7.48 | 0.10336 | 0 | 83.36 | 83.36 | 1 | 0 | 0 | 0 | 0
|  |  |  | 43.88 | 87.76 | 0 | 0 | 0 | 0 | 0 | 7.48 | 0.10336 | 0 | 87.76 | 87.76 | 1 | 0 | 0 | 0 | 0
|  |  |  | 43.84 | 87.68 | 0 | 0 | 0 | 0 | 0 | 7.48 | 0.10336 | 0 | 87.68 | 87.68 | 1 | 0 | 0 | 0 | 0
|  |  |  | 43.64 | 87.28 | 0 | 0 | 0 | 0 | 0 | 7.48 | 0.10336 | 0 | 87.28 | 87.28 | 1 | 0 | 0 | 0 | 0
|  |  |  | 45.76 | 91.52 | 0 | 0 | 0 | 0 | 0 | 7.48 | 0.10336 | 0 | 91.52 | 91.52 | 1 | 0 | 0 | 0 | 0
|  |  |  | 44.2 | 88.4 | 0 | 0 | 0 | 0 | 0 | 7.48 | 0.10336 | 0 | 88.4 | 88.4 | 1 | 0 | 0 | 0 | 0
|  |  |  | 43.8 | 87.6 | 0 | 0 | 0 | 0 | 0 | 7.48 | 0.10336 | 0 | 87.6 | 87.6 | 1 | 0 | 0 | 0 | 0
|  |  |  | 43.12 | 86.24 | 0 | 0 | 0 | 0 | 0 | 7.48 | 0.10336 | 0 | 86.24 | 86.24 | 1 | 0 | 0 | 0 | 0
|  |  |  | 41.04 | 82.08 | 0 | 0 | 0 | 0 | 0 | 7.48 | 0.10336 | 0 | 82.08 | 82.08 | 1 | 0 | 0 | 0 | 0
|  |  |  | 40.32 | 80.64 | 0 | 0 | 0 | 0 | 0 | 7.48 | 0.10336 | 0 | 80.64 | 80.64 | 1 | 0 | 0 | 0 | 0
|  |  |  | 35.96 | 71.92 | 0 | 0 | 0 | 0 | 0 | 7.48 | 0.10336 | 0 | 71.92 | 71.92 | 1 | 0 | 0 | 0 | 0
|  |  |  | 30 | 60 | 0 | 0 | 0 | 0 | 0 | 7.48 | 0.10336 | 0 | 60 | 60 | 1 | 0 | 0 | 0 | 0
|  |  |  | 12.96 | 25.92 | 0 | 0 | 0 | 0 | 0 | 7.48 | 0.10336 | 0 | 25.92 | 25.92 | 1 | 0 | 0 | 0 | 0
|  |  |  | 8.56 | 17.12 | 0 | 0 | 0 | 0 | 0 | 7.48 | 0.10336 | 0 | 17.12 | 17.12 | 1 | 0 | 0 | 0 | 0
|  |  |  | 9.48 | 18.96 | 0 | 0 | 0 | 0 | 0 | 7.48 | 0.10336 | 0 | 18.96 | 18.96 | 1 | 0 | 0 | 0 | 0
|  |  |  | 10.28 | 20.56 | 0 | 0 | 0 | 0 | 0 | 7.48 | 0.10336 | 0 | 20.56 | 20.56 | 1 | 0 | 0 | 0 | 0
|  |  |  | 11.28 | 22.56 | 0 | 0 | 0 | 0 | 0 | 7.48 | 0.10336 | 0 | 22.56 | 22.56 | 1 | 0 | 0 | 0 | 0
|  |  |  | 13.28 | 26.56 | 0 | 0 | 0 | 0 | 0 | 7.48 | 0.10336 | 0 | 26.56 | 26.56 | 1 | 0 | 0 | 0 | 0
|  |  |  | 17.04 | 34.08 | 0 | 0 | 0 | 0 | 0 | 7.48 | 0.10336 | 0 | 34.08 | 34.08 | 1 | 0 | 0 | 0 | 0
|  |  |  | 22.56 | 45.12 | 0 | 0 | 0 | 0 | 0 | 7.48 | 0.10336 | 0 | 45.12 | 45.12 | 1 | 0 | 0 | 0 | 0
|  |  |  | 32.64 | 65.28 | 0 | 0 | 0 | 0 | 0 | 7.48 | 0.10336 | 0 | 65.28 | 65.28 | 1 | 0 | 0 | 0 | 0
|  |  |  | 39.72 | 79.44 | 0 | 0 | 0 | 0 | 0 | 7.48 | 0.10336 | 0 | 79.44 | 79.44 | 1 | 0 | 0 | 0 | 0
|  |  |  | 46.76 | 93.52 | 0 | 0 | 0 | 0 | 0 | 7.48 | 0.10336 | 0 | 93.52 | 93.52 | 1 | 0 | 0 | 0 | 0
|  |  |  | 53.16 | 106.32 | 0 | 0 | 0 | 0 | 0 | 7.48 | 0.10336 | 0 | 106.32 | 106.32 | 1 | 0 | 0 | 0 | 0
|  |  |  | 57.6 | 115.2 | 0 | 0 | 0 | 0 | 0 | 7.48 | 0.10336 | 0 | 115.2 | 115.2 | 1 | 0 | 0 | 0 | 0
|  |  |  | 55.88 | 111.76 | 0 | 0 | 0 | 0 | 0 | 7.48 | 0.10336 | 0 | 111.76 | 111.76 | 1 | 0 | 0 | 0 | 0
|  |  |  | 64.48 | 128.96 | 0 | 0 | 0 | 0 | 0 | 7.48 | 0.10336 | 0 | 128.96 | 126.282 | 0.2 | 0 | 2.678 | 0 | 0
|  |  |  | 60.48 | 120.96 | 0 | 0 | 0 | 0 | 0 | 7.48 | 0.10336 | 2.678 | 120.96 | 120.96 | 0.91885 | 0 | 0 | 0 | 0
|  |  |  | 57 | 114 | 0 | 0 | 0 | 0 | 0 | 7.48 | 0.10336 | 0.302 | 114 | 114 | 1 | 0 | 0 | 0 | 0
|  |  |  | 58.08 | 116.16 | 0 | 0 | 0 | 0 | 0 | 7.48 | 0.10336 | 0 | 116.16 | 116.16 | 1 | 0 | 0 | 0 | 0
|  |  |  | 61 | 122 | 0 | 0 | 0 | 0 | 0 | 7.48 | 0.10336 | 0 | 122 | 122 | 1 | 0 | 0 | 0 | 0
|  |  |  | 62.08 | 124.16 | 0 | 0 | 0 | 0 | 0 | 7.48 | 0.10336 | 0 | 124.16 | 124.16 | 1 | 0 | 0 | 0 | 0
|  |  |  | 59.56 | 119.12 | 0 | 0 | 0 | 0 | 0 | 7.48 | 0.10336 | 0 | 119.12 | 119.12 | 1 | 0 | 0 | 0 | 0
|  |  |  | 54.2 | 108.4 | 0 | 0 | 0 | 0 | 0 | 7.48 | 0.10336 | 0 | 108.4 | 108.4 | 1 | 0 | 0 | 0 | 0
|  |  |  | 46.2 | 92.4 | 0 | 0 | 0 | 0 | 0 | 7.48 | 0.10336 | 0 | 92.4 | 92.4 | 1 | 0 | 0 | 0 | 0
|  |  |  | 38.64 | 77.28 | 0 | 0 | 0 | 0 | 0 | 7.48 | 0.10336 | 0 | 77.28 | 77.28 | 1 | 0 | 0 | 0 | 0
|  |  |  | 15.28 | 30.56 | 0 | 0 | 0 | 0 | 0 | 7.48 | 0.10336 | 0 | 30.56 | 30.56 | 1 | 0 | 0 | 0 | 0
|  |  |  | 9.36 | 18.72 | 0 | 0 | 0 | 0 | 0 | 7.48 | 0.10336 | 0 | 18.72 | 18.72 | 1 | 0 | 0 | 0 | 0
|  |  |  | 10.92 | 21.84 | 0 | 0 | 0 | 0 | 0 | 7.48 | 0.10336 | 0 | 21.84 | 21.84 | 1 | 0 | 0 | 0 | 0
|  |  |  | 11.12 | 22.24 | 0 | 0 | 0 | 0 | 0 | 7.48 | 0.10336 | 0 | 22.24 | 22.24 | 1 | 0 | 0 | 0 | 0
|  |  |  | 11.88 | 23.76 | 0 | 0 | 0 | 0 | 0 | 7.48 | 0.10336 | 0 | 23.76 | 23.76 | 1 | 0 | 0 | 0 | 0
|  |  |  | 14.12 | 28.24 | 0 | 0 | 0 | 0 | 0 | 7.48 | 0.10336 | 0 | 28.24 | 28.24 | 1 | 0 | 0 | 0 | 0
|  |  |  | 16.52 | 33.04 | 0 | 0 | 0 | 0 | 0 | 7.48 | 0.10336 | 0 | 33.04 | 33.04 | 1 | 0 | 0 | 0 | 0
|  |  |  | 22.88 | 45.76 | 0 | 0 | 0 | 0 | 0 | 7.48 | 0.10336 | 0 | 45.76 | 45.76 | 1 | 0 | 0 | 0 | 0
|  |  |  | 31.4 | 62.8 | 0 | 0 | 0 | 0 | 0 | 7.48 | 0.10336 | 0 | 62.8 | 62.8 | 1 | 0 | 0 | 0 | 0
|  |  |  | 38.52 | 77.04 | 0 | 0 | 0 | 0 | 0 | 7.48 | 0.10336 | 0 | 77.04 | 77.04 | 1 | 0 | 0 | 0 | 0
|  |  |  | 43.04 | 86.08 | 0 | 0 | 0 | 0 | 0 | 7.48 | 0.10336 | 0 | 86.08 | 86.08 | 1 | 0 | 0 | 0 | 0
|  |  |  | 49.16 | 98.32 | 0 | 0 | 0 | 0 | 0 | 11.23 | 0.12409 | 0 | 98.32 | 98.32 | 1 | 0 | 0 | 0 | 0
|  |  |  | 54.28 | 108.56 | 0 | 0 | 0 | 0 | 0 | 11.23 | 0.12409 | 0 | 108.56 | 108.56 | 1 | 0 | 0 | 0 | 0
|  |  |  | 54.4 | 108.8 | 0 | 0 | 0 | 0 | 0 | 11.23 | 0.12409 | 0 | 108.8 | 108.8 | 1 | 0 | 0 | 0 | 0
|  |  |  | 57.6 | 115.2 | 0 | 0 | 0 | 0 | 0 | 17.48 | 0.13136 | 0 | 115.2 | 115.2 | 1 | 0 | 0 | 0 | 0
|  |  |  | 59.44 | 118.88 | 0 | 0 | 0 | 0 | 0 | 17.48 | 0.13136 | 0 | 118.88 | 118.381 | 0.85095 | 0 | 0.499 | 0 | 0
|  |  |  | 60.28 | 120.56 | 0 | 0 | 0 | 0 | 0 | 17.48 | 0.13136 | 0 | 120.56 | 118.381 | 0.2 | 0 | 2.179 | 0 | 0
|  |  |  | 60.96 | 121.92 | 0 | 0 | 0 | 0 | 0 | 17.48 | 0.13136 | 0 | 121.92 | 121.92 | 0.2 | 0 | 0 | 0 | 0
|  |  |  | 57.04 | 114.08 | 0 | 0 | 0 | 0 | 0 | 11.23 | 0.12409 | 0.979 | 114.08 | 114.08 | 0.4629 | 0 | 0 | 0 | 0
|  |  |  | 61.4 | 122.8 | 0 | 0 | 0 | 0 | 0 | 11.23 | 0.12409 | 0 | 122.8 | 121.92 | 0.2 | 0 | 0.88 | 0 | 0
|  |  |  | 56.88 | 113.76 | 0 | 0 | 0 | 0 | 0 | 11.23 | 0.12409 | 0 | 113.76 | 113.76 | 0.2 | 0 | 0 | 0 | 0
|  |  |  | 55.64 | 111.28 | 0 | 0 | 0 | 0 | 0 | 7.48 | 0.10336 | 2.678 | 111.28 | 111.28 | 0.91885 | 0 | 0 | 0 | 0
|  |  |  | 51.84 | 103.68 | 0 | 0 | 0 | 0 | 0 | 7.48 | 0.10336 | 0.302 | 103.68 | 103.68 | 1 | 0 | 0 | 0 | 0
|  |  |  | 39.84 | 79.68 | 0 | 0 | 0 | 0 | 0 | 7.48 | 0.10336 | 0 | 79.68 | 79.68 | 1 | 0 | 0 | 0 | 0
|  |  |  | 15.68 | 31.36 | 0 | 0 | 0 | 0 | 0 | 7.48 | 0.10336 | 0 | 31.36 | 31.36 | 1 | 0 | 0 | 0 | 0
|  |  |  | 9.48 | 18.96 | 0 | 0 | 0 | 0 | 0 | 7.48 | 0.10336 | 0 | 18.96 | 18.96 | 1 | 0 | 0 | 0 | 0
|  |  |  | 11.88 | 23.76 | 0 | 0 | 0 | 0 | 0 | 7.48 | 0.10336 | 0 | 23.76 | 23.76 | 1 | 0 | 0 | 0 | 0
|  |  |  | 11.56 | 23.12 | 0 | 0 | 0 | 0 | 0 | 7.48 | 0.10336 | 0 | 23.12 | 23.12 | 1 | 0 | 0 | 0 | 0
|  |  |  | 12.24 | 24.48 | 0 | 0 | 0 | 0 | 0 | 7.48 | 0.10336 | 0 | 24.48 | 24.48 | 1 | 0 | 0 | 0 | 0
|  |  |  | 14.2 | 28.4 | 0 | 0 | 0 | 0 | 0 | 7.48 | 0.10336 | 0 | 28.4 | 28.4 | 1 | 0 | 0 | 0 | 0
|  |  |  | 16.32 | 32.64 | 0 | 0 | 0 | 0 | 0 | 7.48 | 0.10336 | 0 | 32.64 | 32.64 | 1 | 0 | 0 | 0 | 0
|  |  |  | 22.6 | 45.2 | 0 | 0 | 0 | 0 | 0 | 7.48 | 0.10336 | 0 | 45.2 | 45.2 | 1 | 0 | 0 | 0 | 0
|  |  |  | 24.32 | 48.64 | 0 | 0 | 0 | 0 | 0 | 7.48 | 0.10336 | 0 | 48.64 | 48.64 | 1 | 0 | 0 | 0 | 0
|  |  |  | 26.2 | 52.4 | 0 | 0 | 0 | 0 | 0 | 7.48 | 0.10336 | 0 | 52.4 | 52.4 | 1 | 0 | 0 | 0 | 0
|  |  |  | 30.72 | 61.44 | 0 | 0 | 0 | 0 | 0 | 7.48 | 0.10336 | 0 | 61.44 | 61.44 | 1 | 0 | 0 | 0 | 0
|  |  |  | 35.56 | 71.12 | 0 | 0 | 0 | 0 | 0 | 11.23 | 0.12409 | 0 | 71.12 | 71.12 | 1 | 0 | 0 | 0 | 0
|  |  |  | 37.24 | 74.48 | 0 | 0 | 0 | 0 | 0 | 11.23 | 0.12409 | 0 | 74.48 | 74.48 | 1 | 0 | 0 | 0 | 0
|  |  |  | 37.6 | 75.2 | 0 | 0 | 0 | 0 | 0 | 11.23 | 0.12409 | 0 | 75.2 | 75.2 | 1 | 0 | 0 | 0 | 0
|  |  |  | 41.08 | 82.16 | 0 | 0 | 0 | 0 | 0 | 17.48 | 0.13136 | 0 | 82.16 | 82.16 | 1 | 0 | 0 | 0 | 0
|  |  |  | 43.48 | 86.96 | 0 | 0 | 0 | 0 | 0 | 17.48 | 0.13136 | 0 | 86.96 | 86.96 | 1 | 0 | 0 | 0 | 0
|  |  |  | 43.48 | 86.96 | 0 | 0 | 0 | 0 | 0 | 17.48 | 0.13136 | 0 | 86.96 | 86.96 | 1 | 0 | 0 | 0 | 0
|  |  |  | 47.72 | 95.44 | 0 | 0 | 0 | 0 | 0 | 17.48 | 0.13136 | 0 | 95.44 | 92.762 | 0.2 | 0 | 2.678 | 0 | 0
|  |  |  | 48.12 | 96.24 | 0 | 0 | 0 | 0 | 0 | 11.23 | 0.12409 | 0 | 96.24 | 96.24 | 0.2 | 0 | 0 | 0 | 0
|  |  |  | 48.56 | 97.12 | 0 | 0 | 0 | 0 | 0 | 11.23 | 0.12409 | 0 | 97.12 | 97.12 | 0.2 | 0 | 0 | 0 | 0
|  |  |  | 47.64 | 95.28 | 0 | 0 | 0 | 0 | 0 | 11.23 | 0.12409 | 0 | 95.28 | 95.28 | 0.2 | 0 | 0 | 0 | 0
|  |  |  | 44.08 | 88.16 | 0 | 0 | 0 | 0 | 0 | 7.48 | 0.10336 | 2.678 | 88.16 | 88.16 | 0.91885 | 0 | 0 | 0 | 0
|  |  |  | 33.16 | 66.32 | 0 | 0 | 0 | 0 | 0 | 7.48 | 0.10336 | 0.302 | 66.32 | 66.32 | 1 | 0 | 0 | 0 | 0
|  |  |  | 25.4 | 50.8 | 0 | 0 | 0 | 0 | 0 | 7.48 | 0.10336 | 0 | 50.8 | 50.8 | 1 | 0 | 0 | 0 | 0
|  |  |  | 18.68 | 37.36 | 0 | 0 | 0 | 0 | 0 | 7.48 | 0.10336 | 0 | 37.36 | 37.36 | 1 | 0 | 0 | 0 | 0
|  |  |  | 15.76 | 31.52 | 0 | 0 | 0 | 0 | 0 | 7.48 | 0.10336 | 0 | 31.52 | 31.52 | 1 | 0 | 0 | 0 | 0
|  |  |  | 15.04 | 30.08 | 0 | 0 | 0 | 0 | 0 | 7.48 | 0.10336 | 0 | 30.08 | 30.08 | 1 | 0 | 0 | 0 | 0
|  |  |  | 14.8 | 29.6 | 0 | 0 | 0 | 0 | 0 | 7.48 | 0.10336 | 0 | 29.6 | 29.6 | 1 | 0 | 0 | 0 | 0
|  |  |  | 16.8 | 33.6 | 0 | 0 | 0 | 0 | 0 | 7.48 | 0.10336 | 0 | 33.6 | 33.6 | 1 | 0 | 0 | 0 | 0
|  |  |  | 14.8 | 29.6 | 0 | 0 | 0 | 0 | 0 | 7.48 | 0.10336 | 0 | 29.6 | 29.6 | 1 | 0 | 0 | 0 | 0
|  |  |  | 16.36 | 32.72 | 0 | 0 | 0 | 0 | 0 | 7.48 | 0.10336 | 0 | 32.72 | 32.72 | 1 | 0 | 0 | 0 | 0
|  |  |  | 16.52 | 33.04 | 0 | 0 | 0 | 0 | 0 | 7.48 | 0.10336 | 0 | 33.04 | 33.04 | 1 | 0 | 0 | 0 | 0
|  |  |  | 21.76 | 43.52 | 0 | 0 | 0 | 0 | 0 | 7.48 | 0.10336 | 0 | 43.52 | 43.52 | 1 | 0 | 0 | 0 | 0
|  |  |  | 26.36 | 52.72 | 0 | 0 | 0 | 0 | 0 | 7.48 | 0.10336 | 0 | 52.72 | 52.72 | 1 | 0 | 0 | 0 | 0
|  |  |  | 34.88 | 69.76 | 0 | 0 | 0 | 0 | 0 | 7.48 | 0.10336 | 0 | 69.76 | 69.76 | 1 | 0 | 0 | 0 | 0
|  |  |  | 39.12 | 78.24 | 0 | 0 | 0 | 0 | 0 | 11.23 | 0.12409 | 0 | 78.24 | 78.24 | 1 | 0 | 0 | 0 | 0
|  |  |  | 42.72 | 85.44 | 0 | 0 | 0 | 0 | 0 | 11.23 | 0.12409 | 0 | 85.44 | 85.44 | 1 | 0 | 0 | 0 | 0
|  |  |  | 46 | 92 | 0 | 0 | 0 | 0 | 0 | 11.23 | 0.12409 | 0 | 92 | 92 | 1 | 0 | 0 | 0 | 0
|  |  |  | 48 | 96 | 0 | 0 | 0 | 0 | 0 | 17.48 | 0.13136 | 0 | 96 | 96 | 1 | 0 | 0 | 0 | 0
|  |  |  | 47.32 | 94.64 | 0 | 0 | 0 | 0 | 0 | 17.48 | 0.13136 | 0 | 94.64 | 94.64 | 1 | 0 | 0 | 0 | 0
|  |  |  | 46.6 | 93.2 | 0 | 0 | 0 | 0 | 0 | 17.48 | 0.13136 | 0 | 93.2 | 93.2 | 1 | 0 | 0 | 0 | 0
|  |  |  | 48.76 | 97.52 | 0 | 0 | 0 | 0 | 0 | 17.48 | 0.13136 | 0 | 97.52 | 94.842 | 0.2 | 0 | 2.678 | 0 | 0
|  |  |  | 51.72 | 103.44 | 0 | 0 | 0 | 0 | 0 | 11.23 | 0.12409 | 0 | 103.44 | 103.44 | 0.2 | 0 | 0 | 0 | 0
|  |  |  | 48 | 96 | 0 | 0 | 0 | 0 | 0 | 11.23 | 0.12409 | 0 | 96 | 96 | 0.2 | 0 | 0 | 0 | 0
|  |  |  | 44.48 | 88.96 | 0 | 0 | 0 | 0 | 0 | 11.23 | 0.12409 | 0 | 88.96 | 88.96 | 0.2 | 0 | 0 | 0 | 0
|  |  |  | 43.24 | 86.48 | 0 | 0 | 0 | 0 | 0 | 7.48 | 0.10336 | 2.678 | 86.48 | 86.48 | 0.91885 | 0 | 0 | 0 | 0
|  |  |  | 41.44 | 82.88 | 0 | 0 | 0 | 0 | 0 | 7.48 | 0.10336 | 0.302 | 82.88 | 82.88 | 1 | 0 | 0 | 0 | 0
|  |  |  | 38.04 | 76.08 | 0 | 0 | 0 | 0 | 0 | 7.48 | 0.10336 | 0 | 76.08 | 76.08 | 1 | 0 | 0 | 0 | 0
|  |  |  | 15.48 | 30.96 | 0 | 0 | 0 | 0 | 0 | 7.48 | 0.10336 | 0 | 30.96 | 30.96 | 1 | 0 | 0 | 0 | 0
|  |  |  | 8.96 | 17.92 | 0 | 0 | 0 | 0 | 0 | 7.48 | 0.10336 | 0 | 17.92 | 17.92 | 1 | 0 | 0 | 0 | 0
|  |  |  | 10.16 | 20.32 | 0 | 0 | 0 | 0 | 0 | 7.48 | 0.10336 | 0 | 20.32 | 20.32 | 1 | 0 | 0 | 0 | 0
|  |  |  | 11.16 | 22.32 | 0 | 0 | 0 | 0 | 0 | 7.48 | 0.10336 | 0 | 22.32 | 22.32 | 1 | 0 | 0 | 0 | 0
|  |  |  | 12.04 | 24.08 | 0 | 0 | 0 | 0 | 0 | 7.48 | 0.10336 | 0 | 24.08 | 24.08 | 1 | 0 | 0 | 0 | 0
|  |  |  | 14 | 28 | 0 | 0 | 0 | 0 | 0 | 7.48 | 0.10336 | 0 | 28 | 28 | 1 | 0 | 0 | 0 | 0
|  |  |  | 15.72 | 31.44 | 0 | 0 | 0 | 0 | 0 | 7.48 | 0.10336 | 0 | 31.44 | 31.44 | 1 | 0 | 0 | 0 | 0
|  |  |  | 16 | 32 | 0 | 0 | 0 | 0 | 0 | 7.48 | 0.10336 | 0 | 32 | 32 | 1 | 0 | 0 | 0 | 0
|  |  |  | 24.24 | 48.48 | 0 | 0 | 0 | 0 | 0 | 7.48 | 0.10336 | 0 | 48.48 | 48.48 | 1 | 0 | 0 | 0 | 0
|  |  |  | 29.68 | 59.36 | 0 | 0 | 0 | 0 | 0 | 7.48 | 0.10336 | 0 | 59.36 | 59.36 | 1 | 0 | 0 | 0 | 0
|  |  |  | 32.28 | 64.56 | 0 | 0 | 0 | 0 | 0 | 7.48 | 0.10336 | 0 | 64.56 | 64.56 | 1 | 0 | 0 | 0 | 0
|  |  |  | 37.68 | 75.36 | 0 | 0 | 0 | 0 | 0 | 11.23 | 0.12409 | 0 | 75.36 | 75.36 | 1 | 0 | 0 | 0 | 0
|  |  |  | 46.8 | 93.6 | 0 | 0 | 0 | 0 | 0 | 11.23 | 0.12409 | 0 | 93.6 | 93.6 | 1 | 0 | 0 | 0 | 0
|  |  |  | 48.84 | 97.68 | 0 | 0 | 0 | 0 | 0 | 11.23 | 0.12409 | 0 | 97.68 | 97.68 | 1 | 0 | 0 | 0 | 0
|  |  |  | 48.16 | 96.32 | 0 | 0 | 0 | 0 | 0 | 17.48 | 0.13136 | 0 | 96.32 | 96.32 | 1 | 0 | 0 | 0 | 0
|  |  |  | 48.68 | 97.36 | 0 | 0 | 0 | 0 | 0 | 17.48 | 0.13136 | 0 | 97.36 | 97.36 | 1 | 0 | 0 | 0 | 0
|  |  |  | 49.2 | 98.4 | 0 | 0 | 0 | 0 | 0 | 17.48 | 0.13136 | 0 | 98.4 | 98.4 | 1 | 0 | 0 | 0 | 0
|  |  |  | 51.96 | 103.92 | 0 | 0 | 0 | 0 | 0 | 17.48 | 0.13136 | 0 | 103.92 | 101.242 | 0.2 | 0 | 2.678 | 0 | 0
|  |  |  | 52.52 | 105.04 | 0 | 0 | 0 | 0 | 0 | 11.23 | 0.12409 | 0 | 105.04 | 105.04 | 0.2 | 0 | 0 | 0 | 0
|  |  |  | 50.24 | 100.48 | 0 | 0 | 0 | 0 | 0 | 11.23 | 0.12409 | 0 | 100.48 | 100.48 | 0.2 | 0 | 0 | 0 | 0
|  |  |  | 41.2 | 82.4 | 0 | 0 | 0 | 0 | 0 | 11.23 | 0.12409 | 0 | 82.4 | 82.4 | 0.2 | 0 | 0 | 0 | 0
|  |  |  | 38.04 | 76.08 | 0 | 0 | 0 | 0 | 0 | 7.48 | 0.10336 | 2.678 | 76.08 | 76.08 | 0.91885 | 0 | 0 | 0 | 0
|  |  |  | 39.76 | 79.52 | 0 | 0 | 0 | 0 | 0 | 7.48 | 0.10336 | 0.302 | 79.52 | 79.52 | 1 | 0 | 0 | 0 | 0
|  |  |  | 38.68 | 77.36 | 0 | 0 | 0 | 0 | 0 | 7.48 | 0.10336 | 0 | 77.36 | 77.36 | 1 | 0 | 0 | 0 | 0
|  |  |  | 19.52 | 39.04 | 0 | 0 | 0 | 0 | 0 | 7.48 | 0.10336 | 0 | 39.04 | 39.04 | 1 | 0 | 0 | 0 | 0
|  |  |  | 13.96 | 27.92 | 0 | 0 | 0 | 0 | 0 | 7.48 | 0.10336 | 0 | 27.92 | 27.92 | 1 | 0 | 0 | 0 | 0
|  |  |  | 15.64 | 31.28 | 0 | 0 | 0 | 0 | 0 | 7.48 | 0.10336 | 0 | 31.28 | 31.28 | 1 | 0 | 0 | 0 | 0
|  |  |  | 16.2 | 32.4 | 0 | 0 | 0 | 0 | 0 | 7.48 | 0.10336 | 0 | 32.4 | 32.4 | 1 | 0 | 0 | 0 | 0
|  |  |  | 19.08 | 38.16 | 0 | 0 | 0 | 0 | 0 | 7.48 | 0.10336 | 0 | 38.16 | 38.16 | 1 | 0 | 0 | 0 | 0
|  |  |  | 14.92 | 29.84 | 0 | 0 | 0 | 0 | 0 | 7.48 | 0.10336 | 0 | 29.84 | 29.84 | 1 | 0 | 0 | 0 | 0
|  |  |  | 16.84 | 33.68 | 0 | 0 | 0 | 0 | 0 | 7.48 | 0.10336 | 0 | 33.68 | 33.68 | 1 | 0 | 0 | 0 | 0
|  |  |  | 22.28 | 44.56 | 0 | 0 | 0 | 0 | 0 | 7.48 | 0.10336 | 0 | 44.56 | 44.56 | 1 | 0 | 0 | 0 | 0
|  |  |  | 26.56 | 53.12 | 0 | 0 | 0 | 0 | 0 | 7.48 | 0.10336 | 0 | 53.12 | 53.12 | 1 | 0 | 0 | 0 | 0
|  |  |  | 32.04 | 64.08 | 0 | 0 | 0 | 0 | 0 | 7.48 | 0.10336 | 0 | 64.08 | 64.08 | 1 | 0 | 0 | 0 | 0
|  |  |  | 37.36 | 74.72 | 0 | 0 | 0 | 0 | 0 | 7.48 | 0.10336 | 0 | 74.72 | 74.72 | 1 | 0 | 0 | 0 | 0
|  |  |  | 44.68 | 89.36 | 0 | 0 | 0 | 0 | 0 | 11.23 | 0.12409 | 0 | 89.36 | 89.36 | 1 | 0 | 0 | 0 | 0
|  |  |  | 52.6 | 105.2 | 0 | 0 | 0 | 0 | 0 | 11.23 | 0.12409 | 0 | 105.2 | 105.2 | 1 | 0 | 0 | 0 | 0
|  |  |  | 53.28 | 106.56 | 0 | 0 | 0 | 0 | 0 | 11.23 | 0.12409 | 0 | 106.56 | 106.56 | 1 | 0 | 0 | 0 | 0
|  |  |  | 51.52 | 103.04 | 0 | 0 | 0 | 0 | 0 | 17.48 | 0.13136 | 0 | 103.04 | 103.04 | 1 | 0 | 0 | 0 | 0
|  |  |  | 50.88 | 101.76 | 0 | 0 | 0 | 0 | 0 | 17.48 | 0.13136 | 0 | 101.76 | 101.76 | 1 | 0 | 0 | 0 | 0
|  |  |  | 49.12 | 98.24 | 0 | 0 | 0 | 0 | 0 | 17.48 | 0.13136 | 0 | 98.24 | 98.24 | 1 | 0 | 0 | 0 | 0
|  |  |  | 49 | 98 | 0 | 0 | 0 | 0 | 0 | 17.48 | 0.13136 | 0 | 98 | 95.322 | 0.2 | 0 | 2.678 | 0 | 0
|  |  |  | 49.16 | 98.32 | 0 | 0 | 0 | 0 | 0 | 11.23 | 0.12409 | 0 | 98.32 | 98.32 | 0.2 | 0 | 0 | 0 | 0
|  |  |  | 50.32 | 100.64 | 0 | 0 | 0 | 0 | 0 | 11.23 | 0.12409 | 0 | 100.64 | 100.64 | 0.2 | 0 | 0 | 0 | 0
|  |  |  | 44.96 | 89.92 | 0 | 0 | 0 | 0 | 0 | 11.23 | 0.12409 | 0 | 89.92 | 89.92 | 0.2 | 0 | 0 | 0 | 0
|  |  |  | 43.96 | 87.92 | 0 | 0 | 0 | 0 | 0 | 7.48 | 0.10336 | 2.678 | 87.92 | 87.92 | 0.91885 | 0 | 0 | 0 | 0
|  |  |  | 39.76 | 79.52 | 0 | 0 | 0 | 0 | 0 | 7.48 | 0.10336 | 0.302 | 79.52 | 79.52 | 1 | 0 | 0 | 0 | 0
|  |  |  | 29.88 | 59.76 | 0 | 0 | 0 | 0 | 0 | 7.48 | 0.10336 | 0 | 59.76 | 59.76 | 1 | 0 | 0 | 0 | 0
|  |  |  | 16.24 | 32.48 | 0 | 0 | 0 | 0 | 0 | 7.48 | 0.10336 | 0 | 32.48 | 32.48 | 1 | 0 | 0 | 0 | 0
|  |  |  | 14.2 | 28.4 | 0 | 0 | 0 | 0 | 0 | 7.48 | 0.10336 | 0 | 28.4 | 28.4 | 1 | 0 | 0 | 0 | 0
|  |  |  | 14.72 | 29.44 | 0 | 0 | 0 | 0 | 0 | 7.48 | 0.10336 | 0 | 29.44 | 29.44 | 1 | 0 | 0 | 0 | 0
|  |  |  | 14.36 | 28.72 | 0 | 0 | 0 | 0 | 0 | 7.48 | 0.10336 | 0 | 28.72 | 28.72 | 1 | 0 | 0 | 0 | 0
|  |  |  | 17.16 | 34.32 | 0 | 0 | 0 | 0 | 0 | 7.48 | 0.10336 | 0 | 34.32 | 34.32 | 1 | 0 | 0 | 0 | 0
|  |  |  | 16.68 | 33.36 | 0 | 0 | 0 | 0 | 0 | 7.48 | 0.10336 | 0 | 33.36 | 33.36 | 1 | 0 | 0 | 0 | 0
|  |  |  | 16.52 | 33.04 | 0 | 0 | 0 | 0 | 0 | 7.48 | 0.10336 | 0 | 33.04 | 33.04 | 1 | 0 | 0 | 0 | 0
|  |  |  | 22.28 | 44.56 | 0 | 0 | 0 | 0 | 0 | 7.48 | 0.10336 | 0 | 44.56 | 44.56 | 1 | 0 | 0 | 0 | 0
|  |  |  | 24.2 | 48.4 | 0 | 0 | 0 | 0 | 0 | 7.48 | 0.10336 | 0 | 48.4 | 48.4 | 1 | 0 | 0 | 0 | 0
|  |  |  | 31.08 | 62.16 | 0 | 0 | 0 | 0 | 0 | 7.48 | 0.10336 | 0 | 62.16 | 62.16 | 1 | 0 | 0 | 0 | 0
|  |  |  | 33.32 | 66.64 | 0 | 0 | 0 | 0 | 0 | 7.48 | 0.10336 | 0 | 66.64 | 66.64 | 1 | 0 | 0 | 0 | 0
|  |  |  | 35.6 | 71.2 | 0 | 0 | 0 | 0 | 0 | 7.48 | 0.10336 | 0 | 71.2 | 71.2 | 1 | 0 | 0 | 0 | 0
|  |  |  | 40.6 | 81.2 | 0 | 0 | 0 | 0 | 0 | 7.48 | 0.10336 | 0 | 81.2 | 81.2 | 1 | 0 | 0 | 0 | 0
|  |  |  | 47.4 | 94.8 | 0 | 0 | 0 | 0 | 0 | 7.48 | 0.10336 | 0 | 94.8 | 94.8 | 1 | 0 | 0 | 0 | 0
|  |  |  | 51.36 | 102.72 | 0 | 0 | 0 | 0 | 0 | 7.48 | 0.10336 | 0 | 102.72 | 102.72 | 1 | 0 | 0 | 0 | 0
|  |  |  | 51.72 | 103.44 | 0 | 0 | 0 | 0 | 0 | 7.48 | 0.10336 | 0 | 103.44 | 103.44 | 1 | 0 | 0 | 0 | 0
|  |  |  | 49.4 | 98.8 | 0 | 0 | 0 | 0 | 0 | 7.48 | 0.10336 | 0 | 98.8 | 98.8 | 1 | 0 | 0 | 0 | 0
|  |  |  | 50.28 | 100.56 | 0 | 0 | 0 | 0 | 0 | 7.48 | 0.10336 | 0 | 100.56 | 100.56 | 1 | 0 | 0 | 0 | 0
|  |  |  | 53.4 | 106.8 | 0 | 0 | 0 | 0 | 0 | 7.48 | 0.10336 | 0 | 106.8 | 106.8 | 1 | 0 | 0 | 0 | 0
|  |  |  | 52.4 | 104.8 | 0 | 0 | 0 | 0 | 0 | 7.48 | 0.10336 | 0 | 104.8 | 104.8 | 1 | 0 | 0 | 0 | 0
|  |  |  | 48.92 | 97.84 | 0 | 0 | 0 | 0 | 0 | 7.48 | 0.10336 | 0 | 97.84 | 97.84 | 1 | 0 | 0 | 0 | 0
|  |  |  | 46.28 | 92.56 | 0 | 0 | 0 | 0 | 0 | 7.48 | 0.10336 | 0 | 92.56 | 92.56 | 1 | 0 | 0 | 0 | 0
|  |  |  | 43.48 | 86.96 | 0 | 0 | 0 | 0 | 0 | 7.48 | 0.10336 | 0 | 86.96 | 86.96 | 1 | 0 | 0 | 0 | 0
|  |  |  | 31.52 | 63.04 | 0 | 0 | 0 | 0 | 0 | 7.48 | 0.10336 | 0 | 63.04 | 63.04 | 1 | 0 | 0 | 0 | 0
|  |  |  | 12.64 | 25.28 | 0 | 0 | 0 | 0 | 0 | 7.48 | 0.10336 | 0 | 25.28 | 25.28 | 1 | 0 | 0 | 0 | 0
|  |  |  | 9.72 | 19.44 | 0 | 0 | 0 | 0 | 0 | 7.48 | 0.10336 | 0 | 19.44 | 19.44 | 1 | 0 | 0 | 0 | 0
|  |  |  | 10.52 | 21.04 | 0 | 0 | 0 | 0 | 0 | 7.48 | 0.10336 | 0 | 21.04 | 21.04 | 1 | 0 | 0 | 0 | 0
|  |  |  | 11.48 | 22.96 | 0 | 0 | 0 | 0 | 0 | 7.48 | 0.10336 | 0 | 22.96 | 22.96 | 1 | 0 | 0 | 0 | 0
|  |  |  | 12.04 | 24.08 | 0 | 0 | 0 | 0 | 0 | 7.48 | 0.10336 | 0 | 24.08 | 24.08 | 1 | 0 | 0 | 0 | 0
|  |  |  | 14.16 | 28.32 | 0 | 0 | 0 | 0 | 0 | 7.48 | 0.10336 | 0 | 28.32 | 28.32 | 1 | 0 | 0 | 0 | 0
|  |  |  | 16.08 | 32.16 | 0 | 0 | 0 | 0 | 0 | 7.48 | 0.10336 | 0 | 32.16 | 32.16 | 1 | 0 | 0 | 0 | 0
|  |  |  | 22.08 | 44.16 | 0 | 0 | 0 | 0 | 0 | 7.48 | 0.10336 | 0 | 44.16 | 44.16 | 1 | 0 | 0 | 0 | 0
|  |  |  | 27.52 | 55.04 | 0 | 0 | 0 | 0 | 0 | 7.48 | 0.10336 | 0 | 55.04 | 55.04 | 1 | 0 | 0 | 0 | 0
|  |  |  | 34.44 | 68.88 | 0 | 0 | 0 | 0 | 0 | 7.48 | 0.10336 | 0 | 68.88 | 68.88 | 1 | 0 | 0 | 0 | 0
|  |  |  | 43.76 | 87.52 | 0 | 0 | 0 | 0 | 0 | 7.48 | 0.10336 | 0 | 87.52 | 87.52 | 1 | 0 | 0 | 0 | 0
|  |  |  | 47.6 | 95.2 | 0 | 0 | 0 | 0 | 0 | 7.48 | 0.10336 | 0 | 95.2 | 95.2 | 1 | 0 | 0 | 0 | 0
|  |  |  | 53.64 | 107.28 | 0 | 0 | 0 | 0 | 0 | 7.48 | 0.10336 | 0 | 107.28 | 107.28 | 1 | 0 | 0 | 0 | 0
|  |  |  | 51.52 | 103.04 | 0 | 0 | 0 | 0 | 0 | 7.48 | 0.10336 | 0 | 103.04 | 103.04 | 1 | 0 | 0 | 0 | 0
|  |  |  | 51.4 | 102.8 | 0 | 0 | 0 | 0 | 0 | 7.48 | 0.10336 | 0 | 102.8 | 102.8 | 1 | 0 | 0 | 0 | 0
|  |  |  | 55.12 | 110.24 | 0 | 0 | 0 | 0 | 0 | 7.48 | 0.10336 | 0 | 110.24 | 110.24 | 1 | 0 | 0 | 0 | 0
|  |  |  | 57.08 | 114.16 | 0 | 0 | 0 | 0 | 0 | 7.48 | 0.10336 | 0 | 114.16 | 114.16 | 1 | 0 | 0 | 0 | 0
|  |  |  | 55.2 | 110.4 | 0 | 0 | 0 | 0 | 0 | 7.48 | 0.10336 | 0 | 110.4 | 110.4 | 1 | 0 | 0 | 0 | 0
|  |  |  | 55.76 | 111.52 | 0 | 0 | 0 | 0 | 0 | 7.48 | 0.10336 | 0 | 111.52 | 111.52 | 1 | 0 | 0 | 0 | 0
|  |  |  | 55.68 | 111.36 | 0 | 0 | 0 | 0 | 0 | 7.48 | 0.10336 | 0 | 111.36 | 111.36 | 1 | 0 | 0 | 0 | 0
|  |  |  | 51.28 | 102.56 | 0 | 0 | 0 | 0 | 0 | 7.48 | 0.10336 | 0 | 102.56 | 102.56 | 1 | 0 | 0 | 0 | 0
|  |  |  | 50.28 | 100.56 | 0 | 0 | 0 | 0 | 0 | 7.48 | 0.10336 | 0 | 100.56 | 100.56 | 1 | 0 | 0 | 0 | 0
|  |  |  | 43.68 | 87.36 | 0 | 0 | 0 | 0 | 0 | 7.48 | 0.10336 | 0 | 87.36 | 87.36 | 1 | 0 | 0 | 0 | 0
|  |  |  | 33.84 | 67.68 | 0 | 0 | 0 | 0 | 0 | 7.48 | 0.10336 | 0 | 67.68 | 67.68 | 1 | 0 | 0 | 0 | 0
|  |  |  | 14.08 | 28.16 | 0 | 0 | 0 | 0 | 0 | 7.48 | 0.10336 | 0 | 28.16 | 28.16 | 1 | 0 | 0 | 0 | 0
|  |  |  | 9.52 | 19.04 | 0 | 0 | 0 | 0 | 0 | 7.48 | 0.10336 | 0 | 19.04 | 19.04 | 1 | 0 | 0 | 0 | 0
|  |  |  | 10.24 | 20.48 | 0 | 0 | 0 | 0 | 0 | 7.48 | 0.10336 | 0 | 20.48 | 20.48 | 1 | 0 | 0 | 0 | 0
|  |  |  | 11.12 | 22.24 | 0 | 0 | 0 | 0 | 0 | 7.48 | 0.10336 | 0 | 22.24 | 22.24 | 1 | 0 | 0 | 0 | 0
|  |  |  | 11.8 | 23.6 | 0 | 0 | 0 | 0 | 0 | 7.48 | 0.10336 | 0 | 23.6 | 23.6 | 1 | 0 | 0 | 0 | 0
|  |  |  | 14.2 | 28.4 | 0 | 0 | 0 | 0 | 0 | 7.48 | 0.10336 | 0 | 28.4 | 28.4 | 1 | 0 | 0 | 0 | 0
|  |  |  | 16.08 | 32.16 | 0 | 0 | 0 | 0 | 0 | 7.48 | 0.10336 | 0 | 32.16 | 32.16 | 1 | 0 | 0 | 0 | 0
|  |  |  | 22.36 | 44.72 | 0 | 0 | 0 | 0 | 0 | 7.48 | 0.10336 | 0 | 44.72 | 44.72 | 1 | 0 | 0 | 0 | 0
|  |  |  | 23.28 | 46.56 | 0 | 0 | 0 | 0 | 0 | 7.48 | 0.10336 | 0 | 46.56 | 46.56 | 1 | 0 | 0 | 0 | 0
|  |  |  | 26.32 | 52.64 | 0 | 0 | 0 | 0 | 0 | 7.48 | 0.10336 | 0 | 52.64 | 52.64 | 1 | 0 | 0 | 0 | 0
|  |  |  | 33.68 | 67.36 | 0 | 0 | 0 | 0 | 0 | 7.48 | 0.10336 | 0 | 67.36 | 67.36 | 1 | 0 | 0 | 0 | 0
|  |  |  | 38.08 | 76.16 | 0 | 0 | 0 | 0 | 0 | 11.23 | 0.12409 | 0 | 76.16 | 76.16 | 1 | 0 | 0 | 0 | 0
|  |  |  | 49.04 | 98.08 | 0 | 0 | 0 | 0 | 0 | 11.23 | 0.12409 | 0 | 98.08 | 98.08 | 1 | 0 | 0 | 0 | 0
|  |  |  | 44.52 | 89.04 | 0 | 0 | 0 | 0 | 0 | 11.23 | 0.12409 | 0 | 89.04 | 89.04 | 1 | 0 | 0 | 0 | 0
|  |  |  | 44.2 | 88.4 | 0 | 0 | 0 | 0 | 0 | 17.48 | 0.13136 | 0 | 88.4 | 88.4 | 1 | 0 | 0 | 0 | 0
|  |  |  | 47.44 | 94.88 | 0 | 0 | 0 | 0 | 0 | 17.48 | 0.13136 | 0 | 94.88 | 94.88 | 1 | 0 | 0 | 0 | 0
|  |  |  | 49.52 | 99.04 | 0 | 0 | 0 | 0 | 0 | 17.48 | 0.13136 | 0 | 99.04 | 99.04 | 1 | 0 | 0 | 0 | 0
|  |  |  | 50.12 | 100.24 | 0 | 0 | 0 | 0 | 0 | 17.48 | 0.13136 | 0 | 100.24 | 97.562 | 0.2 | 0 | 2.678 | 0 | 0
|  |  |  | 49.32 | 98.64 | 0 | 0 | 0 | 0 | 0 | 11.23 | 0.12409 | 0 | 98.64 | 98.64 | 0.2 | 0 | 0 | 0 | 0
|  |  |  | 49.12 | 98.24 | 0 | 0 | 0 | 0 | 0 | 11.23 | 0.12409 | 0 | 98.24 | 98.24 | 0.2 | 0 | 0 | 0 | 0
|  |  |  | 44.6 | 89.2 | 0 | 0 | 0 | 0 | 0 | 11.23 | 0.12409 | 0 | 89.2 | 89.2 | 0.2 | 0 | 0 | 0 | 0
|  |  |  | 43.44 | 86.88 | 0 | 0 | 0 | 0 | 0 | 7.48 | 0.10336 | 2.678 | 86.88 | 86.88 | 0.91885 | 0 | 0 | 0 | 0
|  |  |  | 41.32 | 82.64 | 0 | 0 | 0 | 0 | 0 | 7.48 | 0.10336 | 0.302 | 82.64 | 82.64 | 1 | 0 | 0 | 0 | 0
|  |  |  | 29.6 | 59.2 | 0 | 0 | 0 | 0 | 0 | 7.48 | 0.10336 | 0 | 59.2 | 59.2 | 1 | 0 | 0 | 0 | 0
|  |  |  | 12.6 | 25.2 | 0 | 0 | 0 | 0 | 0 | 7.48 | 0.10336 | 0 | 25.2 | 25.2 | 1 | 0 | 0 | 0 | 0
|  |  |  | 11.2 | 22.4 | 0 | 0 | 0 | 0 | 0 | 7.48 | 0.10336 | 0 | 22.4 | 22.4 | 1 | 0 | 0 | 0 | 0
|  |  |  | 10.32 | 20.64 | 0 | 0 | 0 | 0 | 0 | 7.48 | 0.10336 | 0 | 20.64 | 20.64 | 1 | 0 | 0 | 0 | 0
|  |  |  | 11.4 | 22.8 | 0 | 0 | 0 | 0 | 0 | 7.48 | 0.10336 | 0 | 22.8 | 22.8 | 1 | 0 | 0 | 0 | 0
|  |  |  | 11.64 | 23.28 | 0 | 0 | 0 | 0 | 0 | 7.48 | 0.10336 | 0 | 23.28 | 23.28 | 1 | 0 | 0 | 0 | 0
|  |  |  | 14.16 | 28.32 | 0 | 0 | 0 | 0 | 0 | 7.48 | 0.10336 | 0 | 28.32 | 28.32 | 1 | 0 | 0 | 0 | 0
|  |  |  | 15.96 | 31.92 | 0 | 0 | 0 | 0 | 0 | 7.48 | 0.10336 | 0 | 31.92 | 31.92 | 1 | 0 | 0 | 0 | 0
|  |  |  | 22.08 | 44.16 | 0 | 0 | 0 | 0 | 0 | 7.48 | 0.10336 | 0 | 44.16 | 44.16 | 1 | 0 | 0 | 0 | 0
|  |  |  | 28.28 | 56.56 | 0 | 0 | 0 | 0 | 0 | 7.48 | 0.10336 | 0 | 56.56 | 56.56 | 1 | 0 | 0 | 0 | 0
|  |  |  | 34.28 | 68.56 | 0 | 0 | 0 | 0 | 0 | 7.48 | 0.10336 | 0 | 68.56 | 68.56 | 1 | 0 | 0 | 0 | 0
|  |  |  | 40.2 | 80.4 | 0 | 0 | 0 | 0 | 0 | 7.48 | 0.10336 | 0 | 80.4 | 80.4 | 1 | 0 | 0 | 0 | 0
|  |  |  | 48.08 | 96.16 | 0 | 0 | 0 | 0 | 0 | 11.23 | 0.12409 | 0 | 96.16 | 96.16 | 1 | 0 | 0 | 0 | 0
|  |  |  | 54.56 | 109.12 | 0 | 0 | 0 | 0 | 0 | 11.23 | 0.12409 | 0 | 109.12 | 109.12 | 1 | 0 | 0 | 0 | 0
|  |  |  | 56.12 | 112.24 | 0 | 0 | 0 | 0 | 0 | 11.23 | 0.12409 | 0 | 112.24 | 112.24 | 1 | 0 | 0 | 0 | 0
|  |  |  | 58.24 | 116.48 | 0 | 0 | 0 | 0 | 0 | 17.48 | 0.13136 | 0 | 116.48 | 116.48 | 1 | 0 | 0 | 0 | 0
|  |  |  | 60.32 | 120.64 | 0 | 0 | 0 | 0 | 0 | 17.48 | 0.13136 | 0 | 120.64 | 118.381 | 0.32515 | 0 | 2.259 | 0 | 0
|  |  |  | 56.92 | 113.84 | 0 | 0 | 0 | 0 | 0 | 17.48 | 0.13136 | 0 | 113.84 | 113.84 | 0.32515 | 0 | 0 | 0 | 0
|  |  |  | 57.08 | 114.16 | 0 | 0 | 0 | 0 | 0 | 17.48 | 0.13136 | 0 | 114.16 | 113.741 | 0.2 | 0 | 0.419 | 0 | 0
|  |  |  | 58.68 | 117.36 | 0 | 0 | 0 | 0 | 0 | 11.23 | 0.12409 | 0 | 117.36 | 117.36 | 0.2 | 0 | 0 | 0 | 0
|  |  |  | 55.48 | 110.96 | 0 | 0 | 0 | 0 | 0 | 11.23 | 0.12409 | 0 | 110.96 | 110.96 | 0.2 | 0 | 0 | 0 | 0
|  |  |  | 55.32 | 110.64 | 0 | 0 | 0 | 0 | 0 | 11.23 | 0.12409 | 0 | 110.64 | 110.64 | 0.2 | 0 | 0 | 0 | 0
|  |  |  | 51.4 | 102.8 | 0 | 0 | 0 | 0 | 0 | 7.48 | 0.10336 | 2.678 | 102.8 | 102.8 | 0.91885 | 0 | 0 | 0 | 0
|  |  |  | 43.28 | 86.56 | 0 | 0 | 0 | 0 | 0 | 7.48 | 0.10336 | 0.302 | 86.56 | 86.56 | 1 | 0 | 0 | 0 | 0
|  |  |  | 35.56 | 71.12 | 0 | 0 | 0 | 0 | 0 | 7.48 | 0.10336 | 0 | 71.12 | 71.12 | 1 | 0 | 0 | 0 | 0
|  |  |  | 20.24 | 40.48 | 0 | 0 | 0 | 0 | 0 | 7.48 | 0.10336 | 0 | 40.48 | 40.48 | 1 | 0 | 0 | 0 | 0
|  |  |  | 15.56 | 31.12 | 0 | 0 | 0 | 0 | 0 | 7.48 | 0.10336 | 0 | 31.12 | 31.12 | 1 | 0 | 0 | 0 | 0
|  |  |  | 16.08 | 32.16 | 0 | 0 | 0 | 0 | 0 | 7.48 | 0.10336 | 0 | 32.16 | 32.16 | 1 | 0 | 0 | 0 | 0
|  |  |  | 15.08 | 30.16 | 0 | 0 | 0 | 0 | 0 | 7.48 | 0.10336 | 0 | 30.16 | 30.16 | 1 | 0 | 0 | 0 | 0
|  |  |  | 17 | 34 | 0 | 0 | 0 | 0 | 0 | 7.48 | 0.10336 | 0 | 34 | 34 | 1 | 0 | 0 | 0 | 0
|  |  |  | 19.2 | 38.4 | 0 | 0 | 0 | 0 | 0 | 7.48 | 0.10336 | 0 | 38.4 | 38.4 | 1 | 0 | 0 | 0 | 0
|  |  |  | 18.24 | 36.48 | 0 | 0 | 0 | 0 | 0 | 7.48 | 0.10336 | 0 | 36.48 | 36.48 | 1 | 0 | 0 | 0 | 0
|  |  |  | 16.48 | 32.96 | 0 | 0 | 0 | 0 | 0 | 7.48 | 0.10336 | 0 | 32.96 | 32.96 | 1 | 0 | 0 | 0 | 0
|  |  |  | 24.12 | 48.24 | 0 | 0 | 0 | 0 | 0 | 7.48 | 0.10336 | 0 | 48.24 | 48.24 | 1 | 0 | 0 | 0 | 0
|  |  |  | 33.24 | 66.48 | 0 | 0 | 0 | 0 | 0 | 7.48 | 0.10336 | 0 | 66.48 | 66.48 | 1 | 0 | 0 | 0 | 0
|  |  |  | 37.92 | 75.84 | 0 | 0 | 0 | 0 | 0 | 7.48 | 0.10336 | 0 | 75.84 | 75.84 | 1 | 0 | 0 | 0 | 0
|  |  |  | 39.64 | 79.28 | 0 | 0 | 0 | 0 | 0 | 11.23 | 0.12409 | 0 | 79.28 | 79.28 | 1 | 0 | 0 | 0 | 0
|  |  |  | 44.24 | 88.48 | 0 | 0 | 0 | 0 | 0 | 11.23 | 0.12409 | 0 | 88.48 | 88.48 | 1 | 0 | 0 | 0 | 0
|  |  |  | 47.24 | 94.48 | 0 | 0 | 0 | 0 | 0 | 11.23 | 0.12409 | 0 | 94.48 | 94.48 | 1 | 0 | 0 | 0 | 0
|  |  |  | 46.28 | 92.56 | 0 | 0 | 0 | 0 | 0 | 17.48 | 0.13136 | 0 | 92.56 | 92.56 | 1 | 0 | 0 | 0 | 0
|  |  |  | 46.12 | 92.24 | 0 | 0 | 0 | 0 | 0 | 17.48 | 0.13136 | 0 | 92.24 | 92.24 | 1 | 0 | 0 | 0 | 0
|  |  |  | 46.56 | 93.12 | 0 | 0 | 0 | 0 | 0 | 17.48 | 0.13136 | 0 | 93.12 | 93.12 | 1 | 0 | 0 | 0 | 0
|  |  |  | 48.88 | 97.76 | 0 | 0 | 0 | 0 | 0 | 17.48 | 0.13136 | 0 | 97.76 | 95.082 | 0.2 | 0 | 2.678 | 0 | 0
|  |  |  | 49.4 | 98.8 | 0 | 0 | 0 | 0 | 0 | 11.23 | 0.12409 | 0 | 98.8 | 98.8 | 0.2 | 0 | 0 | 0 | 0
|  |  |  | 40.16 | 80.32 | 0 | 0 | 0 | 0 | 0 | 11.23 | 0.12409 | 0 | 80.32 | 80.32 | 0.2 | 0 | 0 | 0 | 0
|  |  |  | 35.04 | 70.08 | 0 | 0 | 0 | 0 | 0 | 11.23 | 0.12409 | 0 | 70.08 | 70.08 | 0.2 | 0 | 0 | 0 | 0
|  |  |  | 32.44 | 64.88 | 0 | 0 | 0 | 0 | 0 | 7.48 | 0.10336 | 2.678 | 64.88 | 64.88 | 0.91885 | 0 | 0 | 0 | 0
|  |  |  | 29.84 | 59.68 | 0 | 0 | 0 | 0 | 0 | 7.48 | 0.10336 | 0.302 | 59.68 | 59.68 | 1 | 0 | 0 | 0 | 0
|  |  |  | 26.32 | 52.64 | 0 | 0 | 0 | 0 | 0 | 7.48 | 0.10336 | 0 | 52.64 | 52.64 | 1 | 0 | 0 | 0 | 0
|  |  |  | 17.72 | 35.44 | 0 | 0 | 0 | 0 | 0 | 7.48 | 0.10336 | 0 | 35.44 | 35.44 | 1 | 0 | 0 | 0 | 0
|  |  |  | 14.92 | 29.84 | 0 | 0 | 0 | 0 | 0 | 7.48 | 0.10336 | 0 | 29.84 | 29.84 | 1 | 0 | 0 | 0 | 0
|  |  |  | 15.16 | 30.32 | 0 | 0 | 0 | 0 | 0 | 7.48 | 0.10336 | 0 | 30.32 | 30.32 | 1 | 0 | 0 | 0 | 0
|  |  |  | 15 | 30 | 0 | 0 | 0 | 0 | 0 | 7.48 | 0.10336 | 0 | 30 | 30 | 1 | 0 | 0 | 0 | 0
|  |  |  | 16.72 | 33.44 | 0 | 0 | 0 | 0 | 0 | 7.48 | 0.10336 | 0 | 33.44 | 33.44 | 1 | 0 | 0 | 0 | 0
|  |  |  | 19.68 | 39.36 | 0 | 0 | 0 | 0 | 0 | 7.48 | 0.10336 | 0 | 39.36 | 39.36 | 1 | 0 | 0 | 0 | 0
|  |  |  | 20.48 | 40.96 | 0 | 0 | 0 | 0 | 0 | 7.48 | 0.10336 | 0 | 40.96 | 40.96 | 1 | 0 | 0 | 0 | 0
|  |  |  | 16.8 | 33.6 | 0 | 0 | 0 | 0 | 0 | 7.48 | 0.10336 | 0 | 33.6 | 33.6 | 1 | 0 | 0 | 0 | 0
|  |  |  | 24 | 48 | 0 | 0 | 0 | 0 | 0 | 7.48 | 0.10336 | 0 | 48 | 48 | 1 | 0 | 0 | 0 | 0
|  |  |  | 30.44 | 60.88 | 0 | 0 | 0 | 0 | 0 | 7.48 | 0.10336 | 0 | 60.88 | 60.88 | 1 | 0 | 0 | 0 | 0
|  |  |  | 34.44 | 68.88 | 0 | 0 | 0 | 0 | 0 | 7.48 | 0.10336 | 0 | 68.88 | 68.88 | 1 | 0 | 0 | 0 | 0
|  |  |  | 35.68 | 71.36 | 0 | 0 | 0 | 0 | 0 | 11.23 | 0.12409 | 0 | 71.36 | 71.36 | 1 | 0 | 0 | 0 | 0
|  |  |  | 38 | 76 | 0 | 0 | 0 | 0 | 0 | 11.23 | 0.12409 | 0 | 76 | 76 | 1 | 0 | 0 | 0 | 0
|  |  |  | 40.04 | 80.08 | 0 | 0 | 0 | 0 | 0 | 11.23 | 0.12409 | 0 | 80.08 | 80.08 | 1 | 0 | 0 | 0 | 0
|  |  |  | 43.88 | 87.76 | 0 | 0 | 0 | 0 | 0 | 17.48 | 0.13136 | 0 | 87.76 | 87.76 | 1 | 0 | 0 | 0 | 0
|  |  |  | 44.72 | 89.44 | 0 | 0 | 0 | 0 | 0 | 17.48 | 0.13136 | 0 | 89.44 | 89.44 | 1 | 0 | 0 | 0 | 0
|  |  |  | 45.8 | 91.6 | 0 | 0 | 0 | 0 | 0 | 17.48 | 0.13136 | 0 | 91.6 | 91.6 | 1 | 0 | 0 | 0 | 0
|  |  |  | 45.12 | 90.24 | 0 | 0 | 0 | 0 | 0 | 17.48 | 0.13136 | 0 | 90.24 | 87.562 | 0.2 | 0 | 2.678 | 0 | 0
|  |  |  | 43.08 | 86.16 | 0 | 0 | 0 | 0 | 0 | 11.23 | 0.12409 | 0 | 86.16 | 86.16 | 0.2 | 0 | 0 | 0 | 0
|  |  |  | 37.64 | 75.28 | 0 | 0 | 0 | 0 | 0 | 11.23 | 0.12409 | 0 | 75.28 | 75.28 | 0.2 | 0 | 0 | 0 | 0
|  |  |  | 31.72 | 63.44 | 0 | 0 | 0 | 0 | 0 | 11.23 | 0.12409 | 0 | 63.44 | 63.44 | 0.2 | 0 | 0 | 0 | 0
|  |  |  | 30.88 | 61.76 | 0 | 0 | 0 | 0 | 0 | 7.48 | 0.10336 | 2.678 | 61.76 | 61.76 | 0.91885 | 0 | 0 | 0 | 0
|  |  |  | 29.32 | 58.64 | 0 | 0 | 0 | 0 | 0 | 7.48 | 0.10336 | 0.302 | 58.64 | 58.64 | 1 | 0 | 0 | 0 | 0
|  |  |  | 19.44 | 38.88 | 0 | 0 | 0 | 0 | 0 | 7.48 | 0.10336 | 0 | 38.88 | 38.88 | 1 | 0 | 0 | 0 | 0
|  |  |  | 11.2 | 22.4 | 0 | 0 | 0 | 0 | 0 | 7.48 | 0.10336 | 0 | 22.4 | 22.4 | 1 | 0 | 0 | 0 | 0
|  |  |  | 9.08 | 18.16 | 0 | 0 | 0 | 0 | 0 | 7.48 | 0.10336 | 0 | 18.16 | 18.16 | 1 | 0 | 0 | 0 | 0
|  |  |  | 9.64 | 19.28 | 0 | 0 | 0 | 0 | 0 | 7.48 | 0.10336 | 0 | 19.28 | 19.28 | 1 | 0 | 0 | 0 | 0
|  |  |  | 9.92 | 19.84 | 0 | 0 | 0 | 0 | 0 | 7.48 | 0.10336 | 0 | 19.84 | 19.84 | 1 | 0 | 0 | 0 | 0
|  |  |  | 12.28 | 24.56 | 0 | 0 | 0 | 0 | 0 | 7.48 | 0.10336 | 0 | 24.56 | 24.56 | 1 | 0 | 0 | 0 | 0
|  |  |  | 14.48 | 28.96 | 0 | 0 | 0 | 0 | 0 | 7.48 | 0.10336 | 0 | 28.96 | 28.96 | 1 | 0 | 0 | 0 | 0
|  |  |  | 16 | 32 | 0 | 0 | 0 | 0 | 0 | 7.48 | 0.10336 | 0 | 32 | 32 | 1 | 0 | 0 | 0 | 0
|  |  |  | 22.48 | 44.96 | 0 | 0 | 0 | 0 | 0 | 7.48 | 0.10336 | 0 | 44.96 | 44.96 | 1 | 0 | 0 | 0 | 0
|  |  |  | 24.48 | 48.96 | 0 | 0 | 0 | 0 | 0 | 7.48 | 0.10336 | 0 | 48.96 | 48.96 | 1 | 0 | 0 | 0 | 0
|  |  |  | 32.72 | 65.44 | 0 | 0 | 0 | 0 | 0 | 7.48 | 0.10336 | 0 | 65.44 | 65.44 | 1 | 0 | 0 | 0 | 0
|  |  |  | 36.12 | 72.24 | 0 | 0 | 0 | 0 | 0 | 7.48 | 0.10336 | 0 | 72.24 | 72.24 | 1 | 0 | 0 | 0 | 0
|  |  |  | 44.96 | 89.92 | 0 | 0 | 0 | 0 | 0 | 11.23 | 0.12409 | 0 | 89.92 | 89.92 | 1 | 0 | 0 | 0 | 0
|  |  |  | 50.92 | 101.84 | 0 | 0 | 0 | 0 | 0 | 11.23 | 0.12409 | 0 | 101.84 | 101.84 | 1 | 0 | 0 | 0 | 0
|  |  |  | 52.56 | 105.12 | 0 | 0 | 0 | 0 | 0 | 11.23 | 0.12409 | 0 | 105.12 | 105.12 | 1 | 0 | 0 | 0 | 0
|  |  |  | 51.96 | 103.92 | 0 | 0 | 0 | 0 | 0 | 17.48 | 0.13136 | 0 | 103.92 | 103.92 | 1 | 0 | 0 | 0 | 0
|  |  |  | 51.4 | 102.8 | 0 | 0 | 0 | 0 | 0 | 17.48 | 0.13136 | 0 | 102.8 | 102.8 | 1 | 0 | 0 | 0 | 0
|  |  |  | 48 | 96 | 0 | 0 | 0 | 0 | 0 | 17.48 | 0.13136 | 0 | 96 | 96 | 1 | 0 | 0 | 0 | 0
|  |  |  | 49.16 | 98.32 | 0 | 0 | 0 | 0 | 0 | 17.48 | 0.13136 | 0 | 98.32 | 95.642 | 0.2 | 0 | 2.678 | 0 | 0
|  |  |  | 48.92 | 97.84 | 0 | 0 | 0 | 0 | 0 | 11.23 | 0.12409 | 0 | 97.84 | 97.84 | 0.2 | 0 | 0 | 0 | 0
|  |  |  | 50.88 | 101.76 | 0 | 0 | 0 | 0 | 0 | 11.23 | 0.12409 | 0 | 101.76 | 101.76 | 0.2 | 0 | 0 | 0 | 0
|  |  |  | 46.92 | 93.84 | 0 | 0 | 0 | 0 | 0 | 11.23 | 0.12409 | 0 | 93.84 | 93.84 | 0.2 | 0 | 0 | 0 | 0
|  |  |  | 44.56 | 89.12 | 0 | 0 | 0 | 0 | 0 | 7.48 | 0.10336 | 2.678 | 89.12 | 89.12 | 0.91885 | 0 | 0 | 0 | 0
|  |  |  | 42 | 84 | 0 | 0 | 0 | 0 | 0 | 7.48 | 0.10336 | 0.302 | 84 | 84 | 1 | 0 | 0 | 0 | 0
|  |  |  | 37.8 | 75.6 | 0 | 0 | 0 | 0 | 0 | 7.48 | 0.10336 | 0 | 75.6 | 75.6 | 1 | 0 | 0 | 0 | 0
|  |  |  | 18.88 | 37.76 | 0 | 0 | 0 | 0 | 0 | 7.48 | 0.10336 | 0 | 37.76 | 37.76 | 1 | 0 | 0 | 0 | 0
|  |  |  | 14.24 | 28.48 | 0 | 0 | 0 | 0 | 0 | 7.48 | 0.10336 | 0 | 28.48 | 28.48 | 1 | 0 | 0 | 0 | 0
|  |  |  | 15.08 | 30.16 | 0 | 0 | 0 | 0 | 0 | 7.48 | 0.10336 | 0 | 30.16 | 30.16 | 1 | 0 | 0 | 0 | 0
|  |  |  | 16.04 | 32.08 | 0 | 0 | 0 | 0 | 0 | 7.48 | 0.10336 | 0 | 32.08 | 32.08 | 1 | 0 | 0 | 0 | 0
|  |  |  | 17.32 | 34.64 | 0 | 0 | 0 | 0 | 0 | 7.48 | 0.10336 | 0 | 34.64 | 34.64 | 1 | 0 | 0 | 0 | 0
|  |  |  | 19.64 | 39.28 | 0 | 0 | 0 | 0 | 0 | 7.48 | 0.10336 | 0 | 39.28 | 39.28 | 1 | 0 | 0 | 0 | 0
|  |  |  | 17.12 | 34.24 | 0 | 0 | 0 | 0 | 0 | 7.48 | 0.10336 | 0 | 34.24 | 34.24 | 1 | 0 | 0 | 0 | 0
|  |  |  | 22 | 44 | 0 | 0 | 0 | 0 | 0 | 7.48 | 0.10336 | 0 | 44 | 44 | 1 | 0 | 0 | 0 | 0
|  |  |  | 27.16 | 54.32 | 0 | 0 | 0 | 0 | 0 | 7.48 | 0.10336 | 0 | 54.32 | 54.32 | 1 | 0 | 0 | 0 | 0
|  |  |  | 39.92 | 79.84 | 0 | 0 | 0 | 0 | 0 | 7.48 | 0.10336 | 0 | 79.84 | 79.84 | 1 | 0 | 0 | 0 | 0
|  |  |  | 44.04 | 88.08 | 0 | 0 | 0 | 0 | 0 | 7.48 | 0.10336 | 0 | 88.08 | 88.08 | 1 | 0 | 0 | 0 | 0
|  |  |  | 47.04 | 94.08 | 0 | 0 | 0 | 0 | 0 | 7.48 | 0.10336 | 0 | 94.08 | 94.08 | 1 | 0 | 0 | 0 | 0
|  |  |  | 53.4 | 106.8 | 0 | 0 | 0 | 0 | 0 | 7.48 | 0.10336 | 0 | 106.8 | 106.8 | 1 | 0 | 0 | 0 | 0
|  |  |  | 55.48 | 110.96 | 0 | 0 | 0 | 0 | 0 | 7.48 | 0.10336 | 0 | 110.96 | 110.96 | 1 | 0 | 0 | 0 | 0
|  |  |  | 54.56 | 109.12 | 0 | 0 | 0 | 0 | 0 | 7.48 | 0.10336 | 0 | 109.12 | 109.12 | 1 | 0 | 0 | 0 | 0
|  |  |  | 55.28 | 110.56 | 0 | 0 | 0 | 0 | 0 | 7.48 | 0.10336 | 0 | 110.56 | 110.56 | 1 | 0 | 0 | 0 | 0
|  |  |  | 54.96 | 109.92 | 0 | 0 | 0 | 0 | 0 | 7.48 | 0.10336 | 0 | 109.92 | 109.92 | 1 | 0 | 0 | 0 | 0
|  |  |  | 55.92 | 111.84 | 0 | 0 | 0 | 0 | 0 | 7.48 | 0.10336 | 0 | 111.84 | 111.84 | 1 | 0 | 0 | 0 | 0
|  |  |  | 58.76 | 117.52 | 0 | 0 | 0 | 0 | 0 | 7.48 | 0.10336 | 0 | 117.52 | 117.52 | 1 | 0 | 0 | 0 | 0
|  |  |  | 54.92 | 109.84 | 0 | 0 | 0 | 0 | 0 | 7.48 | 0.10336 | 0 | 109.84 | 109.84 | 1 | 0 | 0 | 0 | 0
|  |  |  | 50.48 | 100.96 | 0 | 0 | 0 | 0 | 0 | 7.48 | 0.10336 | 0 | 100.96 | 100.96 | 1 | 0 | 0 | 0 | 0
|  |  |  | 46.84 | 93.68 | 0 | 0 | 0 | 0 | 0 | 7.48 | 0.10336 | 0 | 93.68 | 93.68 | 1 | 0 | 0 | 0 | 0
|  |  |  | 39.68 | 79.36 | 0 | 0 | 0 | 0 | 0 | 7.48 | 0.10336 | 0 | 79.36 | 79.36 | 1 | 0 | 0 | 0 | 0
|  |  |  | 32.32 | 64.64 | 0 | 0 | 0 | 0 | 0 | 7.48 | 0.10336 | 0 | 64.64 | 64.64 | 1 | 0 | 0 | 0 | 0
|  |  |  | 13.04 | 26.08 | 0 | 0 | 0 | 0 | 0 | 7.48 | 0.10336 | 0 | 26.08 | 26.08 | 1 | 0 | 0 | 0 | 0
|  |  |  | 9 | 18 | 0 | 0 | 0 | 0 | 0 | 7.48 | 0.10336 | 0 | 18 | 18 | 1 | 0 | 0 | 0 | 0
|  |  |  | 9.44 | 18.88 | 0 | 0 | 0 | 0 | 0 | 7.48 | 0.10336 | 0 | 18.88 | 18.88 | 1 | 0 | 0 | 0 | 0
|  |  |  | 9.68 | 19.36 | 0 | 0 | 0 | 0 | 0 | 7.48 | 0.10336 | 0 | 19.36 | 19.36 | 1 | 0 | 0 | 0 | 0
|  |  |  | 12.08 | 24.16 | 0 | 0 | 0 | 0 | 0 | 7.48 | 0.10336 | 0 | 24.16 | 24.16 | 1 | 0 | 0 | 0 | 0
|  |  |  | 14.6 | 29.2 | 0 | 0 | 0 | 0 | 0 | 7.48 | 0.10336 | 0 | 29.2 | 29.2 | 1 | 0 | 0 | 0 | 0
|  |  |  | 16.12 | 32.24 | 0 | 0 | 0 | 0 | 0 | 7.48 | 0.10336 | 0 | 32.24 | 32.24 | 1 | 0 | 0 | 0 | 0
|  |  |  | 22.2 | 44.4 | 0 | 0 | 0 | 0 | 0 | 7.48 | 0.10336 | 0 | 44.4 | 44.4 | 1 | 0 | 0 | 0 | 0
|  |  |  | 29.76 | 59.52 | 0 | 0 | 0 | 0 | 0 | 7.48 | 0.10336 | 0 | 59.52 | 59.52 | 1 | 0 | 0 | 0 | 0
|  |  |  | 38.6 | 77.2 | 0 | 0 | 0 | 0 | 0 | 7.48 | 0.10336 | 0 | 77.2 | 77.2 | 1 | 0 | 0 | 0 | 0
|  |  |  | 41 | 82 | 0 | 0 | 0 | 0 | 0 | 7.48 | 0.10336 | 0 | 82 | 82 | 1 | 0 | 0 | 0 | 0
|  |  |  | 42.92 | 85.84 | 0 | 0 | 0 | 0 | 0 | 7.48 | 0.10336 | 0 | 85.84 | 85.84 | 1 | 0 | 0 | 0 | 0
|  |  |  | 51.64 | 103.28 | 0 | 0 | 0 | 0 | 0 | 7.48 | 0.10336 | 0 | 103.28 | 103.28 | 1 | 0 | 0 | 0 | 0
|  |  |  | 50.24 | 100.48 | 0 | 0 | 0 | 0 | 0 | 7.48 | 0.10336 | 0 | 100.48 | 100.48 | 1 | 0 | 0 | 0 | 0
|  |  |  | 50.44 | 100.88 | 0 | 0 | 0 | 0 | 0 | 7.48 | 0.10336 | 0 | 100.88 | 100.88 | 1 | 0 | 0 | 0 | 0
|  |  |  | 51.36 | 102.72 | 0 | 0 | 0 | 0 | 0 | 7.48 | 0.10336 | 0 | 102.72 | 102.72 | 1 | 0 | 0 | 0 | 0
|  |  |  | 52 | 104 | 0 | 0 | 0 | 0 | 0 | 7.48 | 0.10336 | 0 | 104 | 104 | 1 | 0 | 0 | 0 | 0
|  |  |  | 52.16 | 104.32 | 0 | 0 | 0 | 0 | 0 | 7.48 | 0.10336 | 0 | 104.32 | 104.32 | 1 | 0 | 0 | 0 | 0
|  |  |  | 49.92 | 99.84 | 0 | 0 | 0 | 0 | 0 | 7.48 | 0.10336 | 0 | 99.84 | 99.84 | 1 | 0 | 0 | 0 | 0
|  |  |  | 49.88 | 99.76 | 0 | 0 | 0 | 0 | 0 | 7.48 | 0.10336 | 0 | 99.76 | 99.76 | 1 | 0 | 0 | 0 | 0
|  |  |  | 50.48 | 100.96 | 0 | 0 | 0 | 0 | 0 | 7.48 | 0.10336 | 0 | 100.96 | 100.96 | 1 | 0 | 0 | 0 | 0
|  |  |  | 48.12 | 96.24 | 0 | 0 | 0 | 0 | 0 | 7.48 | 0.10336 | 0 | 96.24 | 96.24 | 1 | 0 | 0 | 0 | 0
|  |  |  | 43.68 | 87.36 | 0 | 0 | 0 | 0 | 0 | 7.48 | 0.10336 | 0 | 87.36 | 87.36 | 1 | 0 | 0 | 0 | 0
|  |  |  | 33.12 | 66.24 | 0 | 0 | 0 | 0 | 0 | 7.48 | 0.10336 | 0 | 66.24 | 66.24 | 1 | 0 | 0 | 0 | 0
|  |  |  | 13.72 | 27.44 | 0 | 0 | 0 | 0 | 0 | 7.48 | 0.10336 | 0 | 27.44 | 27.44 | 1 | 0 | 0 | 0 | 0
|  |  |  | 8.96 | 17.92 | 0 | 0 | 0 | 0 | 0 | 7.48 | 0.10336 | 0 | 17.92 | 17.92 | 1 | 0 | 0 | 0 | 0
|  |  |  | 9.76 | 19.52 | 0 | 0 | 0 | 0 | 0 | 7.48 | 0.10336 | 0 | 19.52 | 19.52 | 1 | 0 | 0 | 0 | 0
|  |  |  | 11.64 | 23.28 | 0 | 0 | 0 | 0 | 0 | 7.48 | 0.10336 | 0 | 23.28 | 23.28 | 1 | 0 | 0 | 0 | 0
|  |  |  | 12.6 | 25.2 | 0 | 0 | 0 | 0 | 0 | 7.48 | 0.10336 | 0 | 25.2 | 25.2 | 1 | 0 | 0 | 0 | 0
|  |  |  | 14.4 | 28.8 | 0 | 0 | 0 | 0 | 0 | 7.48 | 0.10336 | 0 | 28.8 | 28.8 | 1 | 0 | 0 | 0 | 0
|  |  |  | 16 | 32 | 0 | 0 | 0 | 0 | 0 | 7.48 | 0.10336 | 0 | 32 | 32 | 1 | 0 | 0 | 0 | 0
|  |  |  | 22.56 | 45.12 | 0 | 0 | 0 | 0 | 0 | 7.48 | 0.10336 | 0 | 45.12 | 45.12 | 1 | 0 | 0 | 0 | 0
|  |  |  | 23.4 | 46.8 | 0 | 0 | 0 | 0 | 0 | 7.48 | 0.10336 | 0 | 46.8 | 46.8 | 1 | 0 | 0 | 0 | 0
|  |  |  | 31.72 | 63.44 | 0 | 0 | 0 | 0 | 0 | 7.48 | 0.10336 | 0 | 63.44 | 63.44 | 1 | 0 | 0 | 0 | 0
|  |  |  | 36.52 | 73.04 | 0 | 0 | 0 | 0 | 0 | 7.48 | 0.10336 | 0 | 73.04 | 73.04 | 1 | 0 | 0 | 0 | 0
|  |  |  | 41.92 | 83.84 | 0 | 0 | 0 | 0 | 0 | 11.23 | 0.12409 | 0 | 83.84 | 83.84 | 1 | 0 | 0 | 0 | 0
|  |  |  | 47.08 | 94.16 | 0 | 0 | 0 | 0 | 0 | 11.23 | 0.12409 | 0 | 94.16 | 94.16 | 1 | 0 | 0 | 0 | 0
|  |  |  | 50.56 | 101.12 | 0 | 0 | 0 | 0 | 0 | 11.23 | 0.12409 | 0 | 101.12 | 101.12 | 1 | 0 | 0 | 0 | 0
|  |  |  | 48.76 | 97.52 | 0 | 0 | 0 | 0 | 0 | 17.48 | 0.13136 | 0 | 97.52 | 97.52 | 1 | 0 | 0 | 0 | 0
|  |  |  | 48 | 96 | 0 | 0 | 0 | 0 | 0 | 17.48 | 0.13136 | 0 | 96 | 96 | 1 | 0 | 0 | 0 | 0
|  |  |  | 49.32 | 98.64 | 0 | 0 | 0 | 0 | 0 | 17.48 | 0.13136 | 0 | 98.64 | 98.64 | 1 | 0 | 0 | 0 | 0
|  |  |  | 47.68 | 95.36 | 0 | 0 | 0 | 0 | 0 | 17.48 | 0.13136 | 0 | 95.36 | 92.682 | 0.2 | 0 | 2.678 | 0 | 0
|  |  |  | 49.36 | 98.72 | 0 | 0 | 0 | 0 | 0 | 11.23 | 0.12409 | 0 | 98.72 | 98.72 | 0.2 | 0 | 0 | 0 | 0
|  |  |  | 45.88 | 91.76 | 0 | 0 | 0 | 0 | 0 | 11.23 | 0.12409 | 0 | 91.76 | 91.76 | 0.2 | 0 | 0 | 0 | 0
|  |  |  | 40.84 | 81.68 | 0 | 0 | 0 | 0 | 0 | 11.23 | 0.12409 | 0 | 81.68 | 81.68 | 0.2 | 0 | 0 | 0 | 0
|  |  |  | 41.64 | 83.28 | 0 | 0 | 0 | 0 | 0 | 7.48 | 0.10336 | 2.678 | 83.28 | 83.28 | 0.91885 | 0 | 0 | 0 | 0
|  |  |  | 39.64 | 79.28 | 0 | 0 | 0 | 0 | 0 | 7.48 | 0.10336 | 0.302 | 79.28 | 79.28 | 1 | 0 | 0 | 0 | 0
|  |  |  | 25.68 | 51.36 | 0 | 0 | 0 | 0 | 0 | 7.48 | 0.10336 | 0 | 51.36 | 51.36 | 1 | 0 | 0 | 0 | 0
|  |  |  | 12.16 | 24.32 | 0 | 0 | 0 | 0 | 0 | 7.48 | 0.10336 | 0 | 24.32 | 24.32 | 1 | 0 | 0 | 0 | 0
|  |  |  | 9.72 | 19.44 | 0 | 0 | 0 | 0 | 0 | 7.48 | 0.10336 | 0 | 19.44 | 19.44 | 1 | 0 | 0 | 0 | 0
|  |  |  | 10.44 | 20.88 | 0 | 0 | 0 | 0 | 0 | 7.48 | 0.10336 | 0 | 20.88 | 20.88 | 1 | 0 | 0 | 0 | 0
|  |  |  | 11.56 | 23.12 | 0 | 0 | 0 | 0 | 0 | 7.48 | 0.10336 | 0 | 23.12 | 23.12 | 1 | 0 | 0 | 0 | 0
|  |  |  | 12.4 | 24.8 | 0 | 0 | 0 | 0 | 0 | 7.48 | 0.10336 | 0 | 24.8 | 24.8 | 1 | 0 | 0 | 0 | 0
|  |  |  | 14.4 | 28.8 | 0 | 0 | 0 | 0 | 0 | 7.48 | 0.10336 | 0 | 28.8 | 28.8 | 1 | 0 | 0 | 0 | 0
|  |  |  | 16.36 | 32.72 | 0 | 0 | 0 | 0 | 0 | 7.48 | 0.10336 | 0 | 32.72 | 32.72 | 1 | 0 | 0 | 0 | 0
|  |  |  | 22.52 | 45.04 | 0 | 0 | 0 | 0 | 0 | 7.48 | 0.10336 | 0 | 45.04 | 45.04 | 1 | 0 | 0 | 0 | 0
|  |  |  | 26.52 | 53.04 | 0 | 0 | 0 | 0 | 0 | 7.48 | 0.10336 | 0 | 53.04 | 53.04 | 1 | 0 | 0 | 0 | 0
|  |  |  | 38.08 | 76.16 | 0 | 0 | 0 | 0 | 0 | 7.48 | 0.10336 | 0 | 76.16 | 76.16 | 1 | 0 | 0 | 0 | 0
|  |  |  | 39.84 | 79.68 | 0 | 0 | 0 | 0 | 0 | 7.48 | 0.10336 | 0 | 79.68 | 79.68 | 1 | 0 | 0 | 0 | 0
|  |  |  | 45.36 | 90.72 | 0 | 0 | 0 | 0 | 0 | 11.23 | 0.12409 | 0 | 90.72 | 90.72 | 1 | 0 | 0 | 0 | 0
|  |  |  | 53.8 | 107.6 | 0 | 0 | 0 | 0 | 0 | 11.23 | 0.12409 | 0 | 107.6 | 107.6 | 1 | 0 | 0 | 0 | 0
|  |  |  | 51.44 | 102.88 | 0 | 0 | 0 | 0 | 0 | 11.23 | 0.12409 | 0 | 102.88 | 102.88 | 1 | 0 | 0 | 0 | 0
|  |  |  | 55 | 110 | 0 | 0 | 0 | 0 | 0 | 17.48 | 0.13136 | 0 | 110 | 110 | 1 | 0 | 0 | 0 | 0
|  |  |  | 58.8 | 117.6 | 0 | 0 | 0 | 0 | 0 | 17.48 | 0.13136 | 0 | 117.6 | 117.6 | 1 | 0 | 0 | 0 | 0
|  |  |  | 55.56 | 111.12 | 0 | 0 | 0 | 0 | 0 | 17.48 | 0.13136 | 0 | 111.12 | 111.12 | 1 | 0 | 0 | 0 | 0
|  |  |  | 55.92 | 111.84 | 0 | 0 | 0 | 0 | 0 | 17.48 | 0.13136 | 0 | 111.84 | 109.162 | 0.2 | 0 | 2.678 | 0 | 0
|  |  |  | 52.32 | 104.64 | 0 | 0 | 0 | 0 | 0 | 11.23 | 0.12409 | 0 | 104.64 | 104.64 | 0.2 | 0 | 0 | 0 | 0
|  |  |  | 52.84 | 105.68 | 0 | 0 | 0 | 0 | 0 | 11.23 | 0.12409 | 0 | 105.68 | 105.68 | 0.2 | 0 | 0 | 0 | 0
|  |  |  | 53.4 | 106.8 | 0 | 0 | 0 | 0 | 0 | 11.23 | 0.12409 | 0 | 106.8 | 106.8 | 0.2 | 0 | 0 | 0 | 0
|  |  |  | 48.2 | 96.4 | 0 | 0 | 0 | 0 | 0 | 7.48 | 0.10336 | 2.678 | 96.4 | 96.4 | 0.91885 | 0 | 0 | 0 | 0
|  |  |  | 43.96 | 87.92 | 0 | 0 | 0 | 0 | 0 | 7.48 | 0.10336 | 0.302 | 87.92 | 87.92 | 1 | 0 | 0 | 0 | 0
|  |  |  | 40.36 | 80.72 | 0 | 0 | 0 | 0 | 0 | 7.48 | 0.10336 | 0 | 80.72 | 80.72 | 1 | 0 | 0 | 0 | 0
|  |  |  | 24.08 | 48.16 | 0 | 0 | 0 | 0 | 0 | 7.48 | 0.10336 | 0 | 48.16 | 48.16 | 1 | 0 | 0 | 0 | 0
|  |  |  | 18.68 | 37.36 | 0 | 0 | 0 | 0 | 0 | 7.48 | 0.10336 | 0 | 37.36 | 37.36 | 1 | 0 | 0 | 0 | 0
|  |  |  | 21.12 | 42.24 | 0 | 0 | 0 | 0 | 0 | 7.48 | 0.10336 | 0 | 42.24 | 42.24 | 1 | 0 | 0 | 0 | 0
|  |  |  | 20.88 | 41.76 | 0 | 0 | 0 | 0 | 0 | 7.48 | 0.10336 | 0 | 41.76 | 41.76 | 1 | 0 | 0 | 0 | 0
|  |  |  | 26.12 | 52.24 | 0 | 0 | 0 | 0 | 0 | 7.48 | 0.10336 | 0 | 52.24 | 52.24 | 1 | 0 | 0 | 0 | 0
|  |  |  | 24.16 | 48.32 | 0 | 0 | 0 | 0 | 0 | 7.48 | 0.10336 | 0 | 48.32 | 48.32 | 1 | 0 | 0 | 0 | 0
|  |  |  | 20.96 | 41.92 | 0 | 0 | 0 | 0 | 0 | 7.48 | 0.10336 | 0 | 41.92 | 41.92 | 1 | 0 | 0 | 0 | 0
|  |  |  | 17.52 | 35.04 | 0 | 0 | 0 | 0 | 0 | 7.48 | 0.10336 | 0 | 35.04 | 35.04 | 1 | 0 | 0 | 0 | 0
|  |  |  | 33.76 | 67.52 | 0 | 0 | 0 | 0 | 0 | 7.48 | 0.10336 | 0 | 67.52 | 67.52 | 1 | 0 | 0 | 0 | 0
|  |  |  | 36.52 | 73.04 | 0 | 0 | 0 | 0 | 0 | 7.48 | 0.10336 | 0 | 73.04 | 73.04 | 1 | 0 | 0 | 0 | 0
|  |  |  | 38.96 | 77.92 | 0 | 0 | 0 | 0 | 0 | 7.48 | 0.10336 | 0 | 77.92 | 77.92 | 1 | 0 | 0 | 0 | 0
|  |  |  | 45.76 | 91.52 | 0 | 0 | 0 | 0 | 0 | 11.23 | 0.12409 | 0 | 91.52 | 91.52 | 1 | 0 | 0 | 0 | 0
|  |  |  | 48.32 | 96.64 | 0 | 0 | 0 | 0 | 0 | 11.23 | 0.12409 | 0 | 96.64 | 96.64 | 1 | 0 | 0 | 0 | 0
|  |  |  | 48.76 | 97.52 | 0 | 0 | 0 | 0 | 0 | 11.23 | 0.12409 | 0 | 97.52 | 97.52 | 1 | 0 | 0 | 0 | 0
|  |  |  | 53.4 | 106.8 | 0 | 0 | 0 | 0 | 0 | 17.48 | 0.13136 | 0 | 106.8 | 106.8 | 1 | 0 | 0 | 0 | 0
|  |  |  | 59 | 118 | 0 | 0 | 0 | 0 | 0 | 17.48 | 0.13136 | 0 | 118 | 118 | 1 | 0 | 0 | 0 | 0
|  |  |  | 58.48 | 116.96 | 0 | 0 | 0 | 0 | 0 | 17.48 | 0.13136 | 0 | 116.96 | 116.96 | 1 | 0 | 0 | 0 | 0
|  |  |  | 52.16 | 104.32 | 0 | 0 | 0 | 0 | 0 | 17.48 | 0.13136 | 0 | 104.32 | 101.642 | 0.2 | 0 | 2.678 | 0 | 0
|  |  |  | 52.52 | 105.04 | 0 | 0 | 0 | 0 | 0 | 11.23 | 0.12409 | 0 | 105.04 | 105.04 | 0.2 | 0 | 0 | 0 | 0
|  |  |  | 42.24 | 84.48 | 0 | 0 | 0 | 0 | 0 | 11.23 | 0.12409 | 0 | 84.48 | 84.48 | 0.2 | 0 | 0 | 0 | 0
|  |  |  | 39.44 | 78.88 | 0 | 0 | 0 | 0 | 0 | 11.23 | 0.12409 | 0 | 78.88 | 78.88 | 0.2 | 0 | 0 | 0 | 0
|  |  |  | 38.76 | 77.52 | 0 | 0 | 0 | 0 | 0 | 7.48 | 0.10336 | 2.678 | 77.52 | 77.52 | 0.91885 | 0 | 0 | 0 | 0
|  |  |  | 37.4 | 74.8 | 0 | 0 | 0 | 0 | 0 | 7.48 | 0.10336 | 0.302 | 74.8 | 74.8 | 1 | 0 | 0 | 0 | 0
|  |  |  | 33.48 | 66.96 | 0 | 0 | 0 | 0 | 0 | 7.48 | 0.10336 | 0 | 66.96 | 66.96 | 1 | 0 | 0 | 0 | 0
|  |  |  | 15.48 | 30.96 | 0 | 0 | 0 | 0 | 0 | 7.48 | 0.10336 | 0 | 30.96 | 30.96 | 1 | 0 | 0 | 0 | 0
|  |  |  | 13.88 | 27.76 | 0 | 0 | 0 | 0 | 0 | 7.48 | 0.10336 | 0 | 27.76 | 27.76 | 1 | 0 | 0 | 0 | 0
|  |  |  | 17.48 | 34.96 | 0 | 0 | 0 | 0 | 0 | 7.48 | 0.10336 | 0 | 34.96 | 34.96 | 1 | 0 | 0 | 0 | 0
|  |  |  | 24.6 | 49.2 | 0 | 0 | 0 | 0 | 0 | 7.48 | 0.10336 | 0 | 49.2 | 49.2 | 1 | 0 | 0 | 0 | 0
|  |  |  | 27.48 | 54.96 | 0 | 0 | 0 | 0 | 0 | 7.48 | 0.10336 | 0 | 54.96 | 54.96 | 1 | 0 | 0 | 0 | 0
|  |  |  | 22.84 | 45.68 | 0 | 0 | 0 | 0 | 0 | 7.48 | 0.10336 | 0 | 45.68 | 45.68 | 1 | 0 | 0 | 0 | 0
|  |  |  | 22.16 | 44.32 | 0 | 0 | 0 | 0 | 0 | 7.48 | 0.10336 | 0 | 44.32 | 44.32 | 1 | 0 | 0 | 0 | 0
|  |  |  | 25.6 | 51.2 | 0 | 0 | 0 | 0 | 0 | 7.48 | 0.10336 | 0 | 51.2 | 51.2 | 1 | 0 | 0 | 0 | 0
|  |  |  | 25.56 | 51.12 | 0 | 0 | 0 | 0 | 0 | 7.48 | 0.10336 | 0 | 51.12 | 51.12 | 1 | 0 | 0 | 0 | 0
|  |  |  | 26.56 | 53.12 | 0 | 0 | 0 | 0 | 0 | 7.48 | 0.10336 | 0 | 53.12 | 53.12 | 1 | 0 | 0 | 0 | 0
|  |  |  | 31.2 | 62.4 | 0 | 0 | 0 | 0 | 0 | 7.48 | 0.10336 | 0 | 62.4 | 62.4 | 1 | 0 | 0 | 0 | 0
|  |  |  | 31.2 | 62.4 | 0 | 0 | 0 | 0 | 0 | 11.23 | 0.12409 | 0 | 62.4 | 62.4 | 1 | 0 | 0 | 0 | 0
|  |  |  | 38.72 | 77.44 | 0 | 0 | 0 | 0 | 0 | 11.23 | 0.12409 | 0 | 77.44 | 77.44 | 1 | 0 | 0 | 0 | 0
|  |  |  | 42 | 84 | 0 | 0 | 0 | 0 | 0 | 11.23 | 0.12409 | 0 | 84 | 84 | 1 | 0 | 0 | 0 | 0
|  |  |  | 45.72 | 91.44 | 0 | 0 | 0 | 0 | 0 | 17.48 | 0.13136 | 0 | 91.44 | 91.44 | 1 | 0 | 0 | 0 | 0
|  |  |  | 45.84 | 91.68 | 0 | 0 | 0 | 0 | 0 | 17.48 | 0.13136 | 0 | 91.68 | 91.68 | 1 | 0 | 0 | 0 | 0
|  |  |  | 45.44 | 90.88 | 0 | 0 | 0 | 0 | 0 | 17.48 | 0.13136 | 0 | 90.88 | 90.88 | 1 | 0 | 0 | 0 | 0
|  |  |  | 46.72 | 93.44 | 0 | 0 | 0 | 0 | 0 | 17.48 | 0.13136 | 0 | 93.44 | 90.762 | 0.2 | 0 | 2.678 | 0 | 0
|  |  |  | 45.48 | 90.96 | 0 | 0 | 0 | 0 | 0 | 11.23 | 0.12409 | 0 | 90.96 | 90.96 | 0.2 | 0 | 0 | 0 | 0
|  |  |  | 42.88 | 85.76 | 0 | 0 | 0 | 0 | 0 | 11.23 | 0.12409 | 0 | 85.76 | 85.76 | 0.2 | 0 | 0 | 0 | 0
|  |  |  | 40.52 | 81.04 | 0 | 0 | 0 | 0 | 0 | 11.23 | 0.12409 | 0 | 81.04 | 81.04 | 0.2 | 0 | 0 | 0 | 0
|  |  |  | 37.88 | 75.76 | 0 | 0 | 0 | 0 | 0 | 7.48 | 0.10336 | 2.678 | 75.76 | 75.76 | 0.91885 | 0 | 0 | 0 | 0
|  |  |  | 38.84 | 77.68 | 0 | 0 | 0 | 0 | 0 | 7.48 | 0.10336 | 0.302 | 77.68 | 77.68 | 1 | 0 | 0 | 0 | 0
|  |  |  | 36.16 | 72.32 | 0 | 0 | 0 | 0 | 0 | 7.48 | 0.10336 | 0 | 72.32 | 72.32 | 1 | 0 | 0 | 0 | 0
|  |  |  | 18.52 | 37.04 | 0 | 0 | 0 | 0 | 0 | 7.48 | 0.10336 | 0 | 37.04 | 37.04 | 1 | 0 | 0 | 0 | 0
|  |  |  | 14.6 | 29.2 | 0 | 0 | 0 | 0 | 0 | 7.48 | 0.10336 | 0 | 29.2 | 29.2 | 1 | 0 | 0 | 0 | 0
|  |  |  | 15.04 | 30.08 | 0 | 0 | 0 | 0 | 0 | 7.48 | 0.10336 | 0 | 30.08 | 30.08 | 1 | 0 | 0 | 0 | 0
|  |  |  | 13.4 | 26.8 | 0 | 0 | 0 | 0 | 0 | 7.48 | 0.10336 | 0 | 26.8 | 26.8 | 1 | 0 | 0 | 0 | 0
|  |  |  | 12.4 | 24.8 | 0 | 0 | 0 | 0 | 0 | 7.48 | 0.10336 | 0 | 24.8 | 24.8 | 1 | 0 | 0 | 0 | 0
|  |  |  | 14.56 | 29.12 | 0 | 0 | 0 | 0 | 0 | 7.48 | 0.10336 | 0 | 29.12 | 29.12 | 1 | 0 | 0 | 0 | 0
|  |  |  | 16.48 | 32.96 | 0 | 0 | 0 | 0 | 0 | 7.48 | 0.10336 | 0 | 32.96 | 32.96 | 1 | 0 | 0 | 0 | 0
|  |  |  | 22.12 | 44.24 | 0 | 0 | 0 | 0 | 0 | 7.48 | 0.10336 | 0 | 44.24 | 44.24 | 1 | 0 | 0 | 0 | 0
|  |  |  | 25.88 | 51.76 | 0 | 0 | 0 | 0 | 0 | 7.48 | 0.10336 | 0 | 51.76 | 51.76 | 1 | 0 | 0 | 0 | 0
|  |  |  | 35.92 | 71.84 | 0 | 0 | 0 | 0 | 0 | 7.48 | 0.10336 | 0 | 71.84 | 71.84 | 1 | 0 | 0 | 0 | 0
|  |  |  | 43.6 | 87.2 | 0 | 0 | 0 | 0 | 0 | 7.48 | 0.10336 | 0 | 87.2 | 87.2 | 1 | 0 | 0 | 0 | 0
|  |  |  | 46.52 | 93.04 | 0 | 0 | 0 | 0 | 0 | 11.23 | 0.12409 | 0 | 93.04 | 93.04 | 1 | 0 | 0 | 0 | 0
|  |  |  | 52.68 | 105.36 | 0 | 0 | 0 | 0 | 0 | 11.23 | 0.12409 | 0 | 105.36 | 105.36 | 1 | 0 | 0 | 0 | 0
|  |  |  | 48.92 | 97.84 | 0 | 0 | 0 | 0 | 0 | 11.23 | 0.12409 | 0 | 97.84 | 97.84 | 1 | 0 | 0 | 0 | 0
|  |  |  | 50.76 | 101.52 | 0 | 0 | 0 | 0 | 0 | 17.48 | 0.13136 | 0 | 101.52 | 101.52 | 1 | 0 | 0 | 0 | 0
|  |  |  | 51.64 | 103.28 | 0 | 0 | 0 | 0 | 0 | 17.48 | 0.13136 | 0 | 103.28 | 103.28 | 1 | 0 | 0 | 0 | 0
|  |  |  | 51.92 | 103.84 | 0 | 0 | 0 | 0 | 0 | 17.48 | 0.13136 | 0 | 103.84 | 103.84 | 1 | 0 | 0 | 0 | 0
|  |  |  | 51.76 | 103.52 | 0 | 0 | 0 | 0 | 0 | 17.48 | 0.13136 | 0 | 103.52 | 100.842 | 0.2 | 0 | 2.678 | 0 | 0
|  |  |  | 52.08 | 104.16 | 0 | 0 | 0 | 0 | 0 | 11.23 | 0.12409 | 0 | 104.16 | 104.16 | 0.2 | 0 | 0 | 0 | 0
|  |  |  | 51.88 | 103.76 | 0 | 0 | 0 | 0 | 0 | 11.23 | 0.12409 | 0 | 103.76 | 103.76 | 0.2 | 0 | 0 | 0 | 0
|  |  |  | 49.24 | 98.48 | 0 | 0 | 0 | 0 | 0 | 11.23 | 0.12409 | 0 | 98.48 | 98.48 | 0.2 | 0 | 0 | 0 | 0
|  |  |  | 47.6 | 95.2 | 0 | 0 | 0 | 0 | 0 | 7.48 | 0.10336 | 2.678 | 95.2 | 95.2 | 0.91885 | 0 | 0 | 0 | 0
|  |  |  | 46.84 | 93.68 | 0 | 0 | 0 | 0 | 0 | 7.48 | 0.10336 | 0.302 | 93.68 | 93.68 | 1 | 0 | 0 | 0 | 0
|  |  |  | 39.2 | 78.4 | 0 | 0 | 0 | 0 | 0 | 7.48 | 0.10336 | 0 | 78.4 | 78.4 | 1 | 0 | 0 | 0 | 0
|  |  |  | 20.72 | 41.44 | 0 | 0 | 0 | 0 | 0 | 7.48 | 0.10336 | 0 | 41.44 | 41.44 | 1 | 0 | 0 | 0 | 0
|  |  |  | 16.28 | 32.56 | 0 | 0 | 0 | 0 | 0 | 7.48 | 0.10336 | 0 | 32.56 | 32.56 | 1 | 0 | 0 | 0 | 0
|  |  |  | 18.56 | 37.12 | 0 | 0 | 0 | 0 | 0 | 7.48 | 0.10336 | 0 | 37.12 | 37.12 | 1 | 0 | 0 | 0 | 0
|  |  |  | 20.08 | 40.16 | 0 | 0 | 0 | 0 | 0 | 7.48 | 0.10336 | 0 | 40.16 | 40.16 | 1 | 0 | 0 | 0 | 0
|  |  |  | 20.92 | 41.84 | 0 | 0 | 0 | 0 | 0 | 7.48 | 0.10336 | 0 | 41.84 | 41.84 | 1 | 0 | 0 | 0 | 0
|  |  |  | 20.8 | 41.6 | 0 | 0 | 0 | 0 | 0 | 7.48 | 0.10336 | 0 | 41.6 | 41.6 | 1 | 0 | 0 | 0 | 0
|  |  |  | 21.52 | 43.04 | 0 | 0 | 0 | 0 | 0 | 7.48 | 0.10336 | 0 | 43.04 | 43.04 | 1 | 0 | 0 | 0 | 0
|  |  |  | 22.44 | 44.88 | 0 | 0 | 0 | 0 | 0 | 7.48 | 0.10336 | 0 | 44.88 | 44.88 | 1 | 0 | 0 | 0 | 0
|  |  |  | 30.6 | 61.2 | 0 | 0 | 0 | 0 | 0 | 7.48 | 0.10336 | 0 | 61.2 | 61.2 | 1 | 0 | 0 | 0 | 0
|  |  |  | 43 | 86 | 0 | 0 | 0 | 0 | 0 | 7.48 | 0.10336 | 0 | 86 | 86 | 1 | 0 | 0 | 0 | 0
|  |  |  | 45.68 | 91.36 | 0 | 0 | 0 | 0 | 0 | 7.48 | 0.10336 | 0 | 91.36 | 91.36 | 1 | 0 | 0 | 0 | 0
|  |  |  | 47.36 | 94.72 | 0 | 0 | 0 | 0 | 0 | 7.48 | 0.10336 | 0 | 94.72 | 94.72 | 1 | 0 | 0 | 0 | 0
|  |  |  | 52.76 | 105.52 | 0 | 0 | 0 | 0 | 0 | 7.48 | 0.10336 | 0 | 105.52 | 105.52 | 1 | 0 | 0 | 0 | 0
|  |  |  | 51 | 102 | 0 | 0 | 0 | 0 | 0 | 7.48 | 0.10336 | 0 | 102 | 102 | 1 | 0 | 0 | 0 | 0
|  |  |  | 51.68 | 103.36 | 0 | 0 | 0 | 0 | 0 | 7.48 | 0.10336 | 0 | 103.36 | 103.36 | 1 | 0 | 0 | 0 | 0
|  |  |  | 52.4 | 104.8 | 0 | 0 | 0 | 0 | 0 | 7.48 | 0.10336 | 0 | 104.8 | 104.8 | 1 | 0 | 0 | 0 | 0
|  |  |  | 54.92 | 109.84 | 0 | 0 | 0 | 0 | 0 | 7.48 | 0.10336 | 0 | 109.84 | 109.84 | 1 | 0 | 0 | 0 | 0
|  |  |  | 52.8 | 105.6 | 0 | 0 | 0 | 0 | 0 | 7.48 | 0.10336 | 0 | 105.6 | 105.6 | 1 | 0 | 0 | 0 | 0
|  |  |  | 52.6 | 105.2 | 0 | 0 | 0 | 0 | 0 | 7.48 | 0.10336 | 0 | 105.2 | 105.2 | 1 | 0 | 0 | 0 | 0
|  |  |  | 51.48 | 102.96 | 0 | 0 | 0 | 0 | 0 | 7.48 | 0.10336 | 0 | 102.96 | 102.96 | 1 | 0 | 0 | 0 | 0
|  |  |  | 50.04 | 100.08 | 0 | 0 | 0 | 0 | 0 | 7.48 | 0.10336 | 0 | 100.08 | 100.08 | 1 | 0 | 0 | 0 | 0
|  |  |  | 47.52 | 95.04 | 0 | 0 | 0 | 0 | 0 | 7.48 | 0.10336 | 0 | 95.04 | 95.04 | 1 | 0 | 0 | 0 | 0
|  |  |  | 43.28 | 86.56 | 0 | 0 | 0 | 0 | 0 | 7.48 | 0.10336 | 0 | 86.56 | 86.56 | 1 | 0 | 0 | 0 | 0
|  |  |  | 36.24 | 72.48 | 0 | 0 | 0 | 0 | 0 | 7.48 | 0.10336 | 0 | 72.48 | 72.48 | 1 | 0 | 0 | 0 | 0
|  |  |  | 16 | 32 | 0 | 0 | 0 | 0 | 0 | 7.48 | 0.10336 | 0 | 32 | 32 | 1 | 0 | 0 | 0 | 0
|  |  |  | 9.52 | 19.04 | 0 | 0 | 0 | 0 | 0 | 7.48 | 0.10336 | 0 | 19.04 | 19.04 | 1 | 0 | 0 | 0 | 0
|  |  |  | 13.04 | 26.08 | 0 | 0 | 0 | 0 | 0 | 7.48 | 0.10336 | 0 | 26.08 | 26.08 | 1 | 0 | 0 | 0 | 0
|  |  |  | 13.88 | 27.76 | 0 | 0 | 0 | 0 | 0 | 7.48 | 0.10336 | 0 | 27.76 | 27.76 | 1 | 0 | 0 | 0 | 0
|  |  |  | 15.96 | 31.92 | 0 | 0 | 0 | 0 | 0 | 7.48 | 0.10336 | 0 | 31.92 | 31.92 | 1 | 0 | 0 | 0 | 0
|  |  |  | 16.28 | 32.56 | 0 | 0 | 0 | 0 | 0 | 7.48 | 0.10336 | 0 | 32.56 | 32.56 | 1 | 0 | 0 | 0 | 0
|  |  |  | 18.24 | 36.48 | 0 | 0 | 0 | 0 | 0 | 7.48 | 0.10336 | 0 | 36.48 | 36.48 | 1 | 0 | 0 | 0 | 0
|  |  |  | 21.84 | 43.68 | 0 | 0 | 0 | 0 | 0 | 7.48 | 0.10336 | 0 | 43.68 | 43.68 | 1 | 0 | 0 | 0 | 0
|  |  |  | 27.04 | 54.08 | 0 | 0 | 0 | 0 | 0 | 7.48 | 0.10336 | 0 | 54.08 | 54.08 | 1 | 0 | 0 | 0 | 0
|  |  |  | 37.04 | 74.08 | 0 | 0 | 0 | 0 | 0 | 7.48 | 0.10336 | 0 | 74.08 | 74.08 | 1 | 0 | 0 | 0 | 0
|  |  |  | 44.08 | 88.16 | 0 | 0 | 0 | 0 | 0 | 7.48 | 0.10336 | 0 | 88.16 | 88.16 | 1 | 0 | 0 | 0 | 0
|  |  |  | 44.72 | 89.44 | 0 | 0 | 0 | 0 | 0 | 7.48 | 0.10336 | 0 | 89.44 | 89.44 | 1 | 0 | 0 | 0 | 0
|  |  |  | 44.68 | 89.36 | 0 | 0 | 0 | 0 | 0 | 7.48 | 0.10336 | 0 | 89.36 | 89.36 | 1 | 0 | 0 | 0 | 0
|  |  |  | 45.48 | 90.96 | 0 | 0 | 0 | 0 | 0 | 7.48 | 0.10336 | 0 | 90.96 | 90.96 | 1 | 0 | 0 | 0 | 0
|  |  |  | 52.4 | 104.8 | 0 | 0 | 0 | 0 | 0 | 7.48 | 0.10336 | 0 | 104.8 | 104.8 | 1 | 0 | 0 | 0 | 0
|  |  |  | 55.36 | 110.72 | 0 | 0 | 0 | 0 | 0 | 7.48 | 0.10336 | 0 | 110.72 | 110.72 | 1 | 0 | 0 | 0 | 0
|  |  |  | 53.96 | 107.92 | 0 | 0 | 0 | 0 | 0 | 7.48 | 0.10336 | 0 | 107.92 | 107.92 | 1 | 0 | 0 | 0 | 0
|  |  |  | 52.32 | 104.64 | 0 | 0 | 0 | 0 | 0 | 7.48 | 0.10336 | 0 | 104.64 | 104.64 | 1 | 0 | 0 | 0 | 0
|  |  |  | 51.96 | 103.92 | 0 | 0 | 0 | 0 | 0 | 7.48 | 0.10336 | 0 | 103.92 | 103.92 | 1 | 0 | 0 | 0 | 0
|  |  |  | 53.16 | 106.32 | 0 | 0 | 0 | 0 | 0 | 7.48 | 0.10336 | 0 | 106.32 | 106.32 | 1 | 0 | 0 | 0 | 0
|  |  |  | 50.56 | 101.12 | 0 | 0 | 0 | 0 | 0 | 7.48 | 0.10336 | 0 | 101.12 | 101.12 | 1 | 0 | 0 | 0 | 0
|  |  |  | 46.48 | 92.96 | 0 | 0 | 0 | 0 | 0 | 7.48 | 0.10336 | 0 | 92.96 | 92.96 | 1 | 0 | 0 | 0 | 0
|  |  |  | 41.12 | 82.24 | 0 | 0 | 0 | 0 | 0 | 7.48 | 0.10336 | 0 | 82.24 | 82.24 | 1 | 0 | 0 | 0 | 0
|  |  |  | 34.48 | 68.96 | 0 | 0 | 0 | 0 | 0 | 7.48 | 0.10336 | 0 | 68.96 | 68.96 | 1 | 0 | 0 | 0 | 0
|  |  |  | 16.04 | 32.08 | 0 | 0 | 0 | 0 | 0 | 7.48 | 0.10336 | 0 | 32.08 | 32.08 | 1 | 0 | 0 | 0 | 0
|  |  |  | 11.32 | 22.64 | 0 | 0 | 0 | 0 | 0 | 7.48 | 0.10336 | 0 | 22.64 | 22.64 | 1 | 0 | 0 | 0 | 0
|  |  |  | 13.28 | 26.56 | 0 | 0 | 0 | 0 | 0 | 7.48 | 0.10336 | 0 | 26.56 | 26.56 | 1 | 0 | 0 | 0 | 0
|  |  |  | 15.84 | 31.68 | 0 | 0 | 0 | 0 | 0 | 7.48 | 0.10336 | 0 | 31.68 | 31.68 | 1 | 0 | 0 | 0 | 0
|  |  |  | 16.32 | 32.64 | 0 | 0 | 0 | 0 | 0 | 7.48 | 0.10336 | 0 | 32.64 | 32.64 | 1 | 0 | 0 | 0 | 0
|  |  |  | 16.72 | 33.44 | 0 | 0 | 0 | 0 | 0 | 7.48 | 0.10336 | 0 | 33.44 | 33.44 | 1 | 0 | 0 | 0 | 0
|  |  |  | 17.56 | 35.12 | 0 | 0 | 0 | 0 | 0 | 7.48 | 0.10336 | 0 | 35.12 | 35.12 | 1 | 0 | 0 | 0 | 0
|  |  |  | 21.92 | 43.84 | 0 | 0 | 0 | 0 | 0 | 7.48 | 0.10336 | 0 | 43.84 | 43.84 | 1 | 0 | 0 | 0 | 0
|  |  |  | 23.28 | 46.56 | 0 | 0 | 0 | 0 | 0 | 7.48 | 0.10336 | 0 | 46.56 | 46.56 | 1 | 0 | 0 | 0 | 0
|  |  |  | 26.32 | 52.64 | 0 | 0 | 0 | 0 | 0 | 7.48 | 0.10336 | 0 | 52.64 | 52.64 | 1 | 0 | 0 | 0 | 0
|  |  |  | 31.2 | 62.4 | 0 | 0 | 0 | 0 | 0 | 7.48 | 0.10336 | 0 | 62.4 | 62.4 | 1 | 0 | 0 | 0 | 0
|  |  |  | 37.44 | 74.88 | 0 | 0 | 0 | 0 | 0 | 11.23 | 0.12409 | 0 | 74.88 | 74.88 | 1 | 0 | 0 | 0 | 0
|  |  |  | 44 | 88 | 0 | 0 | 0 | 0 | 0 | 11.23 | 0.12409 | 0 | 88 | 88 | 1 | 0 | 0 | 0 | 0
|  |  |  | 41.2 | 82.4 | 0 | 0 | 0 | 0 | 0 | 11.23 | 0.12409 | 0 | 82.4 | 82.4 | 1 | 0 | 0 | 0 | 0
|  |  |  | 42.68 | 85.36 | 0 | 0 | 0 | 0 | 0 | 17.48 | 0.13136 | 0 | 85.36 | 85.36 | 1 | 0 | 0 | 0 | 0
|  |  |  | 41.76 | 83.52 | 0 | 0 | 0 | 0 | 0 | 17.48 | 0.13136 | 0 | 83.52 | 83.52 | 1 | 0 | 0 | 0 | 0
|  |  |  | 44.56 | 89.12 | 0 | 0 | 0 | 0 | 0 | 17.48 | 0.13136 | 0 | 89.12 | 89.12 | 1 | 0 | 0 | 0 | 0
|  |  |  | 46.96 | 93.92 | 0 | 0 | 0 | 0 | 0 | 17.48 | 0.13136 | 0 | 93.92 | 91.242 | 0.2 | 0 | 2.678 | 0 | 0
|  |  |  | 46.04 | 92.08 | 0 | 0 | 0 | 0 | 0 | 11.23 | 0.12409 | 0 | 92.08 | 92.08 | 0.2 | 0 | 0 | 0 | 0
|  |  |  | 45.92 | 91.84 | 0 | 0 | 0 | 0 | 0 | 11.23 | 0.12409 | 0 | 91.84 | 91.84 | 0.2 | 0 | 0 | 0 | 0
|  |  |  | 45.12 | 90.24 | 0 | 0 | 0 | 0 | 0 | 11.23 | 0.12409 | 0 | 90.24 | 90.24 | 0.2 | 0 | 0 | 0 | 0
|  |  |  | 43.52 | 87.04 | 0 | 0 | 0 | 0 | 0 | 7.48 | 0.10336 | 2.678 | 87.04 | 87.04 | 0.91885 | 0 | 0 | 0 | 0
|  |  |  | 41.56 | 83.12 | 0 | 0 | 0 | 0 | 0 | 7.48 | 0.10336 | 0.302 | 83.12 | 83.12 | 1 | 0 | 0 | 0 | 0
|  |  |  | 32.16 | 64.32 | 0 | 0 | 0 | 0 | 0 | 7.48 | 0.10336 | 0 | 64.32 | 64.32 | 1 | 0 | 0 | 0 | 0
|  |  |  | 14.16 | 28.32 | 0 | 0 | 0 | 0 | 0 | 7.48 | 0.10336 | 0 | 28.32 | 28.32 | 1 | 0 | 0 | 0 | 0
|  |  |  | 10.16 | 20.32 | 0 | 0 | 0 | 0 | 0 | 7.48 | 0.10336 | 0 | 20.32 | 20.32 | 1 | 0 | 0 | 0 | 0
|  |  |  | 11.04 | 22.08 | 0 | 0 | 0 | 0 | 0 | 7.48 | 0.10336 | 0 | 22.08 | 22.08 | 1 | 0 | 0 | 0 | 0
|  |  |  | 10.92 | 21.84 | 0 | 0 | 0 | 0 | 0 | 7.48 | 0.10336 | 0 | 21.84 | 21.84 | 1 | 0 | 0 | 0 | 0
|  |  |  | 12.72 | 25.44 | 0 | 0 | 0 | 0 | 0 | 7.48 | 0.10336 | 0 | 25.44 | 25.44 | 1 | 0 | 0 | 0 | 0
|  |  |  | 14.56 | 29.12 | 0 | 0 | 0 | 0 | 0 | 7.48 | 0.10336 | 0 | 29.12 | 29.12 | 1 | 0 | 0 | 0 | 0
|  |  |  | 16.6 | 33.2 | 0 | 0 | 0 | 0 | 0 | 7.48 | 0.10336 | 0 | 33.2 | 33.2 | 1 | 0 | 0 | 0 | 0
|  |  |  | 22.52 | 45.04 | 0 | 0 | 0 | 0 | 0 | 7.48 | 0.10336 | 0 | 45.04 | 45.04 | 1 | 0 | 0 | 0 | 0
|  |  |  | 25.36 | 50.72 | 0 | 0 | 0 | 0 | 0 | 7.48 | 0.10336 | 0 | 50.72 | 50.72 | 1 | 0 | 0 | 0 | 0
|  |  |  | 26.16 | 52.32 | 0 | 0 | 0 | 0 | 0 | 7.48 | 0.10336 | 0 | 52.32 | 52.32 | 1 | 0 | 0 | 0 | 0
|  |  |  | 30.84 | 61.68 | 0 | 0 | 0 | 0 | 0 | 7.48 | 0.10336 | 0 | 61.68 | 61.68 | 1 | 0 | 0 | 0 | 0
|  |  |  | 37.52 | 75.04 | 0 | 0 | 0 | 0 | 0 | 11.23 | 0.12409 | 0 | 75.04 | 75.04 | 1 | 0 | 0 | 0 | 0
|  |  |  | 48.64 | 97.28 | 0 | 0 | 0 | 0 | 0 | 11.23 | 0.12409 | 0 | 97.28 | 97.28 | 1 | 0 | 0 | 0 | 0
|  |  |  | 44.84 | 89.68 | 0 | 0 | 0 | 0 | 0 | 11.23 | 0.12409 | 0 | 89.68 | 89.68 | 1 | 0 | 0 | 0 | 0
|  |  |  | 45.08 | 90.16 | 0 | 0 | 0 | 0 | 0 | 17.48 | 0.13136 | 0 | 90.16 | 90.16 | 1 | 0 | 0 | 0 | 0
|  |  |  | 50.84 | 101.68 | 0 | 0 | 0 | 0 | 0 | 17.48 | 0.13136 | 0 | 101.68 | 101.68 | 1 | 0 | 0 | 0 | 0
|  |  |  | 50.96 | 101.92 | 0 | 0 | 0 | 0 | 0 | 17.48 | 0.13136 | 0 | 101.92 | 101.92 | 1 | 0 | 0 | 0 | 0
|  |  |  | 48.32 | 96.64 | 0 | 0 | 0 | 0 | 0 | 17.48 | 0.13136 | 0 | 96.64 | 93.962 | 0.2 | 0 | 2.678 | 0 | 0
|  |  |  | 49.56 | 99.12 | 0 | 0 | 0 | 0 | 0 | 11.23 | 0.12409 | 0 | 99.12 | 99.12 | 0.2 | 0 | 0 | 0 | 0
|  |  |  | 48.24 | 96.48 | 0 | 0 | 0 | 0 | 0 | 11.23 | 0.12409 | 0 | 96.48 | 96.48 | 0.2 | 0 | 0 | 0 | 0
|  |  |  | 46.4 | 92.8 | 0 | 0 | 0 | 0 | 0 | 11.23 | 0.12409 | 0 | 92.8 | 92.8 | 0.2 | 0 | 0 | 0 | 0
|  |  |  | 44.32 | 88.64 | 0 | 0 | 0 | 0 | 0 | 7.48 | 0.10336 | 2.678 | 88.64 | 88.64 | 0.91885 | 0 | 0 | 0 | 0
|  |  |  | 40.92 | 81.84 | 0 | 0 | 0 | 0 | 0 | 7.48 | 0.10336 | 0.302 | 81.84 | 81.84 | 1 | 0 | 0 | 0 | 0
|  |  |  | 37.92 | 75.84 | 0 | 0 | 0 | 0 | 0 | 7.48 | 0.10336 | 0 | 75.84 | 75.84 | 1 | 0 | 0 | 0 | 0
|  |  |  | 22.84 | 45.68 | 0 | 0 | 0 | 0 | 0 | 7.48 | 0.10336 | 0 | 45.68 | 45.68 | 1 | 0 | 0 | 0 | 0
|  |  |  | 18.28 | 36.56 | 0 | 0 | 0 | 0 | 0 | 7.48 | 0.10336 | 0 | 36.56 | 36.56 | 1 | 0 | 0 | 0 | 0
|  |  |  | 18.64 | 37.28 | 0 | 0 | 0 | 0 | 0 | 7.48 | 0.10336 | 0 | 37.28 | 37.28 | 1 | 0 | 0 | 0 | 0
|  |  |  | 19.52 | 39.04 | 0 | 0 | 0 | 0 | 0 | 7.48 | 0.10336 | 0 | 39.04 | 39.04 | 1 | 0 | 0 | 0 | 0
|  |  |  | 18.76 | 37.52 | 0 | 0 | 0 | 0 | 0 | 7.48 | 0.10336 | 0 | 37.52 | 37.52 | 1 | 0 | 0 | 0 | 0
|  |  |  | 19.6 | 39.2 | 0 | 0 | 0 | 0 | 0 | 7.48 | 0.10336 | 0 | 39.2 | 39.2 | 1 | 0 | 0 | 0 | 0
|  |  |  | 20.84 | 41.68 | 0 | 0 | 0 | 0 | 0 | 7.48 | 0.10336 | 0 | 41.68 | 41.68 | 1 | 0 | 0 | 0 | 0
|  |  |  | 20.96 | 41.92 | 0 | 0 | 0 | 0 | 0 | 7.48 | 0.10336 | 0 | 41.92 | 41.92 | 1 | 0 | 0 | 0 | 0
|  |  |  | 23.88 | 47.76 | 0 | 0 | 0 | 0 | 0 | 7.48 | 0.10336 | 0 | 47.76 | 47.76 | 1 | 0 | 0 | 0 | 0
|  |  |  | 28.12 | 56.24 | 0 | 0 | 0 | 0 | 0 | 7.48 | 0.10336 | 0 | 56.24 | 56.24 | 1 | 0 | 0 | 0 | 0
|  |  |  | 32.08 | 64.16 | 0 | 0 | 0 | 0 | 0 | 7.48 | 0.10336 | 0 | 64.16 | 64.16 | 1 | 0 | 0 | 0 | 0
|  |  |  | 35.68 | 71.36 | 0 | 0 | 0 | 0 | 0 | 11.23 | 0.12409 | 0 | 71.36 | 71.36 | 1 | 0 | 0 | 0 | 0
|  |  |  | 38.88 | 77.76 | 0 | 0 | 0 | 0 | 0 | 11.23 | 0.12409 | 0 | 77.76 | 77.76 | 1 | 0 | 0 | 0 | 0
|  |  |  | 39.04 | 78.08 | 0 | 0 | 0 | 0 | 0 | 11.23 | 0.12409 | 0 | 78.08 | 78.08 | 1 | 0 | 0 | 0 | 0
|  |  |  | 40.12 | 80.24 | 0 | 0 | 0 | 0 | 0 | 17.48 | 0.13136 | 0 | 80.24 | 80.24 | 1 | 0 | 0 | 0 | 0
|  |  |  | 40.48 | 80.96 | 0 | 0 | 0 | 0 | 0 | 17.48 | 0.13136 | 0 | 80.96 | 80.96 | 1 | 0 | 0 | 0 | 0
|  |  |  | 40.96 | 81.92 | 0 | 0 | 0 | 0 | 0 | 17.48 | 0.13136 | 0 | 81.92 | 81.92 | 1 | 0 | 0 | 0 | 0
|  |  |  | 44.24 | 88.48 | 0 | 0 | 0 | 0 | 0 | 17.48 | 0.13136 | 0 | 88.48 | 85.802 | 0.2 | 0 | 2.678 | 0 | 0
|  |  |  | 44.52 | 89.04 | 0 | 0 | 0 | 0 | 0 | 11.23 | 0.12409 | 0 | 89.04 | 89.04 | 0.2 | 0 | 0 | 0 | 0
|  |  |  | 41.88 | 83.76 | 0 | 0 | 0 | 0 | 0 | 11.23 | 0.12409 | 0 | 83.76 | 83.76 | 0.2 | 0 | 0 | 0 | 0
|  |  |  | 39.44 | 78.88 | 0 | 0 | 0 | 0 | 0 | 11.23 | 0.12409 | 0 | 78.88 | 78.88 | 0.2 | 0 | 0 | 0 | 0
|  |  |  | 38.72 | 77.44 | 0 | 0 | 0 | 0 | 0 | 7.48 | 0.10336 | 2.678 | 77.44 | 77.44 | 0.91885 | 0 | 0 | 0 | 0
|  |  |  | 39.56 | 79.12 | 0 | 0 | 0 | 0 | 0 | 7.48 | 0.10336 | 0.302 | 79.12 | 79.12 | 1 | 0 | 0 | 0 | 0
|  |  |  | 39.12 | 78.24 | 0 | 0 | 0 | 0 | 0 | 7.48 | 0.10336 | 0 | 78.24 | 78.24 | 1 | 0 | 0 | 0 | 0
|  |  |  | 20.16 | 40.32 | 0 | 0 | 0 | 0 | 0 | 7.48 | 0.10336 | 0 | 40.32 | 40.32 | 1 | 0 | 0 | 0 | 0
|  |  |  | 14.92 | 29.84 | 0 | 0 | 0 | 0 | 0 | 7.48 | 0.10336 | 0 | 29.84 | 29.84 | 1 | 0 | 0 | 0 | 0
|  |  |  | 15.88 | 31.76 | 0 | 0 | 0 | 0 | 0 | 7.48 | 0.10336 | 0 | 31.76 | 31.76 | 1 | 0 | 0 | 0 | 0
|  |  |  | 17.88 | 35.76 | 0 | 0 | 0 | 0 | 0 | 7.48 | 0.10336 | 0 | 35.76 | 35.76 | 1 | 0 | 0 | 0 | 0
|  |  |  | 19.48 | 38.96 | 0 | 0 | 0 | 0 | 0 | 7.48 | 0.10336 | 0 | 38.96 | 38.96 | 1 | 0 | 0 | 0 | 0
|  |  |  | 20.52 | 41.04 | 0 | 0 | 0 | 0 | 0 | 7.48 | 0.10336 | 0 | 41.04 | 41.04 | 1 | 0 | 0 | 0 | 0
|  |  |  | 20 | 40 | 0 | 0 | 0 | 0 | 0 | 7.48 | 0.10336 | 0 | 40 | 40 | 1 | 0 | 0 | 0 | 0
|  |  |  | 17.44 | 34.88 | 0 | 0 | 0 | 0 | 0 | 7.48 | 0.10336 | 0 | 34.88 | 34.88 | 1 | 0 | 0 | 0 | 0
|  |  |  | 16.84 | 33.68 | 0 | 0 | 0 | 0 | 0 | 7.48 | 0.10336 | 0 | 33.68 | 33.68 | 1 | 0 | 0 | 0 | 0
|  |  |  | 23.84 | 47.68 | 0 | 0 | 0 | 0 | 0 | 7.48 | 0.10336 | 0 | 47.68 | 47.68 | 1 | 0 | 0 | 0 | 0
|  |  |  | 30.76 | 61.52 | 0 | 0 | 0 | 0 | 0 | 7.48 | 0.10336 | 0 | 61.52 | 61.52 | 1 | 0 | 0 | 0 | 0
|  |  |  | 37 | 74 | 0 | 0 | 0 | 0 | 0 | 11.23 | 0.12409 | 0 | 74 | 74 | 1 | 0 | 0 | 0 | 0
|  |  |  | 39.64 | 79.28 | 0 | 0 | 0 | 0 | 0 | 11.23 | 0.12409 | 0 | 79.28 | 79.28 | 1 | 0 | 0 | 0 | 0
|  |  |  | 41.64 | 83.28 | 0 | 0 | 0 | 0 | 0 | 11.23 | 0.12409 | 0 | 83.28 | 83.28 | 1 | 0 | 0 | 0 | 0
|  |  |  | 47.84 | 95.68 | 0 | 0 | 0 | 0 | 0 | 17.48 | 0.13136 | 0 | 95.68 | 95.68 | 1 | 0 | 0 | 0 | 0
|  |  |  | 47.44 | 94.88 | 0 | 0 | 0 | 0 | 0 | 17.48 | 0.13136 | 0 | 94.88 | 94.88 | 1 | 0 | 0 | 0 | 0
|  |  |  | 48.92 | 97.84 | 0 | 0 | 0 | 0 | 0 | 17.48 | 0.13136 | 0 | 97.84 | 97.84 | 1 | 0 | 0 | 0 | 0
|  |  |  | 46 | 92 | 0 | 0 | 0 | 0 | 0 | 17.48 | 0.13136 | 0 | 92 | 89.322 | 0.2 | 0 | 2.678 | 0 | 0
|  |  |  | 44.4 | 88.8 | 0 | 0 | 0 | 0 | 0 | 11.23 | 0.12409 | 0 | 88.8 | 88.8 | 0.2 | 0 | 0 | 0 | 0
|  |  |  | 41.36 | 82.72 | 0 | 0 | 0 | 0 | 0 | 11.23 | 0.12409 | 0 | 82.72 | 82.72 | 0.2 | 0 | 0 | 0 | 0
|  |  |  | 36 | 72 | 0 | 0 | 0 | 0 | 0 | 11.23 | 0.12409 | 0 | 72 | 72 | 0.2 | 0 | 0 | 0 | 0
|  |  |  | 35.6 | 71.2 | 0 | 0 | 0 | 0 | 0 | 7.48 | 0.10336 | 2.678 | 71.2 | 71.2 | 0.91885 | 0 | 0 | 0 | 0
|  |  |  | 35.44 | 70.88 | 0 | 0 | 0 | 0 | 0 | 7.48 | 0.10336 | 0.302 | 70.88 | 70.88 | 1 | 0 | 0 | 0 | 0
|  |  |  | 31.2 | 62.4 | 0 | 0 | 0 | 0 | 0 | 7.48 | 0.10336 | 0 | 62.4 | 62.4 | 1 | 0 | 0 | 0 | 0
|  |  |  | 14.08 | 28.16 | 0 | 0 | 0 | 0 | 0 | 7.48 | 0.10336 | 0 | 28.16 | 28.16 | 1 | 0 | 0 | 0 | 0
|  |  |  | 8.92 | 17.84 | 0 | 0 | 0 | 0 | 0 | 7.48 | 0.10336 | 0 | 17.84 | 17.84 | 1 | 0 | 0 | 0 | 0
|  |  |  | 10.24 | 20.48 | 0 | 0 | 0 | 0 | 0 | 7.48 | 0.10336 | 0 | 20.48 | 20.48 | 1 | 0 | 0 | 0 | 0
|  |  |  | 12.8 | 25.6 | 0 | 0 | 0 | 0 | 0 | 7.48 | 0.10336 | 0 | 25.6 | 25.6 | 1 | 0 | 0 | 0 | 0
|  |  |  | 13.56 | 27.12 | 0 | 0 | 0 | 0 | 0 | 7.48 | 0.10336 | 0 | 27.12 | 27.12 | 1 | 0 | 0 | 0 | 0
|  |  |  | 14.48 | 28.96 | 0 | 0 | 0 | 0 | 0 | 7.48 | 0.10336 | 0 | 28.96 | 28.96 | 1 | 0 | 0 | 0 | 0
|  |  |  | 16.48 | 32.96 | 0 | 0 | 0 | 0 | 0 | 7.48 | 0.10336 | 0 | 32.96 | 32.96 | 1 | 0 | 0 | 0 | 0
|  |  |  | 22.92 | 45.84 | 0 | 0 | 0 | 0 | 0 | 7.48 | 0.10336 | 0 | 45.84 | 45.84 | 1 | 0 | 0 | 0 | 0
|  |  |  | 28.6 | 57.2 | 0 | 0 | 0 | 0 | 0 | 7.48 | 0.10336 | 0 | 57.2 | 57.2 | 1 | 0 | 0 | 0 | 0
|  |  |  | 40.76 | 81.52 | 0 | 0 | 0 | 0 | 0 | 7.48 | 0.10336 | 0 | 81.52 | 81.52 | 1 | 0 | 0 | 0 | 0
|  |  |  | 44.84 | 89.68 | 0 | 0 | 0 | 0 | 0 | 7.48 | 0.10336 | 0 | 89.68 | 89.68 | 1 | 0 | 0 | 0 | 0
|  |  |  | 45.4 | 90.8 | 0 | 0 | 0 | 0 | 0 | 11.23 | 0.12409 | 0 | 90.8 | 90.8 | 1 | 0 | 0 | 0 | 0
|  |  |  | 49.04 | 98.08 | 0 | 0 | 0 | 0 | 0 | 11.23 | 0.12409 | 0 | 98.08 | 98.08 | 1 | 0 | 0 | 0 | 0
|  |  |  | 50.04 | 100.08 | 0 | 0 | 0 | 0 | 0 | 11.23 | 0.12409 | 0 | 100.08 | 100.08 | 1 | 0 | 0 | 0 | 0
|  |  |  | 56 | 112 | 0 | 0 | 0 | 0 | 0 | 17.48 | 0.13136 | 0 | 112 | 112 | 1 | 0 | 0 | 0 | 0
|  |  |  | 55.68 | 111.36 | 0 | 0 | 0 | 0 | 0 | 17.48 | 0.13136 | 0 | 111.36 | 111.36 | 1 | 0 | 0 | 0 | 0
|  |  |  | 52 | 104 | 0 | 0 | 0 | 0 | 0 | 17.48 | 0.13136 | 0 | 104 | 104 | 1 | 0 | 0 | 0 | 0
|  |  |  | 50.36 | 100.72 | 0 | 0 | 0 | 0 | 0 | 17.48 | 0.13136 | 0 | 100.72 | 98.042 | 0.2 | 0 | 2.678 | 0 | 0
|  |  |  | 50.84 | 101.68 | 0 | 0 | 0 | 0 | 0 | 11.23 | 0.12409 | 0 | 101.68 | 101.68 | 0.2 | 0 | 0 | 0 | 0
|  |  |  | 52.08 | 104.16 | 0 | 0 | 0 | 0 | 0 | 11.23 | 0.12409 | 0 | 104.16 | 104.16 | 0.2 | 0 | 0 | 0 | 0
|  |  |  | 51.76 | 103.52 | 0 | 0 | 0 | 0 | 0 | 11.23 | 0.12409 | 0 | 103.52 | 103.52 | 0.2 | 0 | 0 | 0 | 0
|  |  |  | 48.84 | 97.68 | 0 | 0 | 0 | 0 | 0 | 7.48 | 0.10336 | 2.678 | 97.68 | 97.68 | 0.91885 | 0 | 0 | 0 | 0
|  |  |  | 46.72 | 93.44 | 0 | 0 | 0 | 0 | 0 | 7.48 | 0.10336 | 0.302 | 93.44 | 93.44 | 1 | 0 | 0 | 0 | 0
|  |  |  | 33.4 | 66.8 | 0 | 0 | 0 | 0 | 0 | 7.48 | 0.10336 | 0 | 66.8 | 66.8 | 1 | 0 | 0 | 0 | 0
|  |  |  | 14.08 | 28.16 | 0 | 0 | 0 | 0 | 0 | 7.48 | 0.10336 | 0 | 28.16 | 28.16 | 1 | 0 | 0 | 0 | 0
|  |  |  | 9.16 | 18.32 | 0 | 0 | 0 | 0 | 0 | 7.48 | 0.10336 | 0 | 18.32 | 18.32 | 1 | 0 | 0 | 0 | 0
|  |  |  | 9.92 | 19.84 | 0 | 0 | 0 | 0 | 0 | 7.48 | 0.10336 | 0 | 19.84 | 19.84 | 1 | 0 | 0 | 0 | 0
|  |  |  | 13.6 | 27.2 | 0 | 0 | 0 | 0 | 0 | 7.48 | 0.10336 | 0 | 27.2 | 27.2 | 1 | 0 | 0 | 0 | 0
|  |  |  | 13.4 | 26.8 | 0 | 0 | 0 | 0 | 0 | 7.48 | 0.10336 | 0 | 26.8 | 26.8 | 1 | 0 | 0 | 0 | 0
|  |  |  | 15 | 30 | 0 | 0 | 0 | 0 | 0 | 7.48 | 0.10336 | 0 | 30 | 30 | 1 | 0 | 0 | 0 | 0
|  |  |  | 17.28 | 34.56 | 0 | 0 | 0 | 0 | 0 | 7.48 | 0.10336 | 0 | 34.56 | 34.56 | 1 | 0 | 0 | 0 | 0
|  |  |  | 22.32 | 44.64 | 0 | 0 | 0 | 0 | 0 | 7.48 | 0.10336 | 0 | 44.64 | 44.64 | 1 | 0 | 0 | 0 | 0
|  |  |  | 30.52 | 61.04 | 0 | 0 | 0 | 0 | 0 | 7.48 | 0.10336 | 0 | 61.04 | 61.04 | 1 | 0 | 0 | 0 | 0
|  |  |  | 41.68 | 83.36 | 0 | 0 | 0 | 0 | 0 | 7.48 | 0.10336 | 0 | 83.36 | 83.36 | 1 | 0 | 0 | 0 | 0
|  |  |  | 46.28 | 92.56 | 0 | 0 | 0 | 0 | 0 | 7.48 | 0.10336 | 0 | 92.56 | 92.56 | 1 | 0 | 0 | 0 | 0
|  |  |  | 51.6 | 103.2 | 0 | 0 | 0 | 0 | 0 | 7.48 | 0.10336 | 0 | 103.2 | 103.2 | 1 | 0 | 0 | 0 | 0
|  |  |  | 52.6 | 105.2 | 0 | 0 | 0 | 0 | 0 | 7.48 | 0.10336 | 0 | 105.2 | 105.2 | 1 | 0 | 0 | 0 | 0
|  |  |  | 59.72 | 119.44 | 0 | 0 | 0 | 0 | 0 | 7.48 | 0.10336 | 0 | 119.44 | 119.44 | 1 | 0 | 0 | 0 | 0
|  |  |  | 65 | 130 | 0 | 0 | 0 | 0 | 0 | 7.48 | 0.10336 | 0 | 130 | 128.621 | 0.58805 | 0 | 1.379 | 0 | 0
|  |  |  | 64.96 | 129.92 | 0 | 0 | 0 | 0 | 0 | 7.48 | 0.10336 | 0 | 129.92 | 128.621 | 0.2 | 0 | 1.299 | 0 | 0
|  |  |  | 60.28 | 120.56 | 0 | 0 | 0 | 0 | 0 | 7.48 | 0.10336 | 2.678 | 120.56 | 120.56 | 0.91885 | 0 | 0 | 0 | 0
|  |  |  | 54.28 | 108.56 | 0 | 0 | 0 | 0 | 0 | 7.48 | 0.10336 | 0.302 | 108.56 | 108.56 | 1 | 0 | 0 | 0 | 0
|  |  |  | 55.32 | 110.64 | 0 | 0 | 0 | 0 | 0 | 7.48 | 0.10336 | 0 | 110.64 | 110.64 | 1 | 0 | 0 | 0 | 0
|  |  |  | 54.96 | 109.92 | 0 | 0 | 0 | 0 | 0 | 7.48 | 0.10336 | 0 | 109.92 | 109.92 | 1 | 0 | 0 | 0 | 0
|  |  |  | 53.16 | 106.32 | 0 | 0 | 0 | 0 | 0 | 7.48 | 0.10336 | 0 | 106.32 | 106.32 | 1 | 0 | 0 | 0 | 0
|  |  |  | 49.6 | 99.2 | 0 | 0 | 0 | 0 | 0 | 7.48 | 0.10336 | 0 | 99.2 | 99.2 | 1 | 0 | 0 | 0 | 0
|  |  |  | 41.92 | 83.84 | 0 | 0 | 0 | 0 | 0 | 7.48 | 0.10336 | 0 | 83.84 | 83.84 | 1 | 0 | 0 | 0 | 0
|  |  |  | 34.68 | 69.36 | 0 | 0 | 0 | 0 | 0 | 7.48 | 0.10336 | 0 | 69.36 | 69.36 | 1 | 0 | 0 | 0 | 0
|  |  |  | 15.28 | 30.56 | 0 | 0 | 0 | 0 | 0 | 7.48 | 0.10336 | 0 | 30.56 | 30.56 | 1 | 0 | 0 | 0 | 0
|  |  |  | 9.52 | 19.04 | 0 | 0 | 0 | 0 | 0 | 7.48 | 0.10336 | 0 | 19.04 | 19.04 | 1 | 0 | 0 | 0 | 0
|  |  |  | 16.88 | 33.76 | 0 | 0 | 0 | 0 | 0 | 7.48 | 0.10336 | 0 | 33.76 | 33.76 | 1 | 0 | 0 | 0 | 0
|  |  |  | 24.52 | 49.04 | 0 | 0 | 0 | 0 | 0 | 7.48 | 0.10336 | 0 | 49.04 | 49.04 | 1 | 0 | 0 | 0 | 0
|  |  |  | 23.96 | 47.92 | 0 | 0 | 0 | 0 | 0 | 7.48 | 0.10336 | 0 | 47.92 | 47.92 | 1 | 0 | 0 | 0 | 0
|  |  |  | 22.52 | 45.04 | 0 | 0 | 0 | 0 | 0 | 7.48 | 0.10336 | 0 | 45.04 | 45.04 | 1 | 0 | 0 | 0 | 0
|  |  |  | 22.48 | 44.96 | 0 | 0 | 0 | 0 | 0 | 7.48 | 0.10336 | 0 | 44.96 | 44.96 | 1 | 0 | 0 | 0 | 0
|  |  |  | 29.36 | 58.72 | 0 | 0 | 0 | 0 | 0 | 7.48 | 0.10336 | 0 | 58.72 | 58.72 | 1 | 0 | 0 | 0 | 0
|  |  |  | 35.56 | 71.12 | 0 | 0 | 0 | 0 | 0 | 7.48 | 0.10336 | 0 | 71.12 | 71.12 | 1 | 0 | 0 | 0 | 0
|  |  |  | 41.48 | 82.96 | 0 | 0 | 0 | 0 | 0 | 7.48 | 0.10336 | 0 | 82.96 | 82.96 | 1 | 0 | 0 | 0 | 0
|  |  |  | 45.28 | 90.56 | 0 | 0 | 0 | 0 | 0 | 7.48 | 0.10336 | 0 | 90.56 | 90.56 | 1 | 0 | 0 | 0 | 0
|  |  |  | 47.72 | 95.44 | 0 | 0 | 0 | 0 | 0 | 7.48 | 0.10336 | 0 | 95.44 | 95.44 | 1 | 0 | 0 | 0 | 0
|  |  |  | 55.04 | 110.08 | 0 | 0 | 0 | 0 | 0 | 7.48 | 0.10336 | 0 | 110.08 | 110.08 | 1 | 0 | 0 | 0 | 0
|  |  |  | 60.6 | 121.2 | 0 | 0 | 0 | 0 | 0 | 7.48 | 0.10336 | 0 | 121.2 | 121.2 | 1 | 0 | 0 | 0 | 0
|  |  |  | 54.8 | 109.6 | 0 | 0 | 0 | 0 | 0 | 7.48 | 0.10336 | 0 | 109.6 | 109.6 | 1 | 0 | 0 | 0 | 0
|  |  |  | 49.72 | 99.44 | 0 | 0 | 0 | 0 | 0 | 7.48 | 0.10336 | 0 | 99.44 | 99.44 | 1 | 0 | 0 | 0 | 0
|  |  |  | 50.2 | 100.4 | 0 | 0 | 0 | 0 | 0 | 7.48 | 0.10336 | 0 | 100.4 | 100.4 | 1 | 0 | 0 | 0 | 0
|  |  |  | 53.08 | 106.16 | 0 | 0 | 0 | 0 | 0 | 7.48 | 0.10336 | 0 | 106.16 | 106.16 | 1 | 0 | 0 | 0 | 0
|  |  |  | 52.48 | 104.96 | 0 | 0 | 0 | 0 | 0 | 7.48 | 0.10336 | 0 | 104.96 | 104.96 | 1 | 0 | 0 | 0 | 0
|  |  |  | 50.88 | 101.76 | 0 | 0 | 0 | 0 | 0 | 7.48 | 0.10336 | 0 | 101.76 | 101.76 | 1 | 0 | 0 | 0 | 0
|  |  |  | 49.84 | 99.68 | 0 | 0 | 0 | 0 | 0 | 7.48 | 0.10336 | 0 | 99.68 | 99.68 | 1 | 0 | 0 | 0 | 0
|  |  |  | 45.36 | 90.72 | 0 | 0 | 0 | 0 | 0 | 7.48 | 0.10336 | 0 | 90.72 | 90.72 | 1 | 0 | 0 | 0 | 0
|  |  |  | 40.72 | 81.44 | 0 | 0 | 0 | 0 | 0 | 7.48 | 0.10336 | 0 | 81.44 | 81.44 | 1 | 0 | 0 | 0 | 0
|  |  |  | 32.04 | 64.08 | 0 | 0 | 0 | 0 | 0 | 7.48 | 0.10336 | 0 | 64.08 | 64.08 | 1 | 0 | 0 | 0 | 0
|  |  |  | 16.24 | 32.48 | 0 | 0 | 0 | 0 | 0 | 7.48 | 0.10336 | 0 | 32.48 | 32.48 | 1 | 0 | 0 | 0 | 0
|  |  |  | 11.52 | 23.04 | 0 | 0 | 0 | 0 | 0 | 7.48 | 0.10336 | 0 | 23.04 | 23.04 | 1 | 0 | 0 | 0 | 0
|  |  |  | 17.4 | 34.8 | 0 | 0 | 0 | 0 | 0 | 7.48 | 0.10336 | 0 | 34.8 | 34.8 | 1 | 0 | 0 | 0 | 0
|  |  |  | 21.92 | 43.84 | 0 | 0 | 0 | 0 | 0 | 7.48 | 0.10336 | 0 | 43.84 | 43.84 | 1 | 0 | 0 | 0 | 0
|  |  |  | 24.48 | 48.96 | 0 | 0 | 0 | 0 | 0 | 7.48 | 0.10336 | 0 | 48.96 | 48.96 | 1 | 0 | 0 | 0 | 0
|  |  |  | 26.72 | 53.44 | 0 | 0 | 0 | 0 | 0 | 7.48 | 0.10336 | 0 | 53.44 | 53.44 | 1 | 0 | 0 | 0 | 0
|  |  |  | 26.4 | 52.8 | 0 | 0 | 0 | 0 | 0 | 7.48 | 0.10336 | 0 | 52.8 | 52.8 | 1 | 0 | 0 | 0 | 0
|  |  |  | 29.28 | 58.56 | 0 | 0 | 0 | 0 | 0 | 7.48 | 0.10336 | 0 | 58.56 | 58.56 | 1 | 0 | 0 | 0 | 0
|  |  |  | 31.04 | 62.08 | 0 | 0 | 0 | 0 | 0 | 7.48 | 0.10336 | 0 | 62.08 | 62.08 | 1 | 0 | 0 | 0 | 0
|  |  |  | 51.56 | 103.12 | 0 | 0 | 0 | 0 | 0 | 7.48 | 0.10336 | 0 | 103.12 | 103.12 | 1 | 0 | 0 | 0 | 0
|  |  |  | 49.52 | 99.04 | 0 | 0 | 0 | 0 | 0 | 7.48 | 0.10336 | 0 | 99.04 | 99.04 | 1 | 0 | 0 | 0 | 0
|  |  |  | 56.68 | 113.36 | 0 | 0 | 0 | 0 | 0 | 11.23 | 0.12409 | 0 | 113.36 | 113.36 | 1 | 0 | 0 | 0 | 0
|  |  |  | 59.8 | 119.6 | 0 | 0 | 0 | 0 | 0 | 11.23 | 0.12409 | 0 | 119.6 | 119.6 | 1 | 0 | 0 | 0 | 0
|  |  |  | 62.92 | 125.84 | 0 | 0 | 0 | 0 | 0 | 11.23 | 0.12409 | 0 | 125.84 | 125.275 | 0.83113 | 0 | 0.565 | 0 | 0
|  |  |  | 63.56 | 127.12 | 0 | 0 | 0 | 0 | 0 | 17.48 | 0.13136 | 0 | 127.12 | 125.275 | 0.27987 | 0 | 1.845 | 0 | 0
|  |  |  | 62.16 | 124.32 | 0 | 0 | 0 | 0 | 0 | 17.48 | 0.13136 | 0.955 | 124.32 | 124.32 | 0.53616 | 0 | 0 | 0 | 0
|  |  |  | 63.2 | 126.4 | 0 | 0 | 0 | 0 | 0 | 17.48 | 0.13136 | 0 | 126.4 | 125.275 | 0.2 | 0 | 1.125 | 0 | 0
|  |  |  | 61.64 | 123.28 | 0 | 0 | 0 | 0 | 0 | 17.48 | 0.13136 | 0 | 123.28 | 123.28 | 0.2 | 0 | 0 | 0 | 0
|  |  |  | 60.76 | 121.52 | 0 | 0 | 0 | 0 | 0 | 11.23 | 0.12409 | 0 | 121.52 | 121.52 | 0.2 | 0 | 0 | 0 | 0
|  |  |  | 60.52 | 121.04 | 0 | 0 | 0 | 0 | 0 | 11.23 | 0.12409 | 0 | 121.04 | 121.04 | 0.2 | 0 | 0 | 0 | 0
|  |  |  | 54.96 | 109.92 | 0 | 0 | 0 | 0 | 0 | 11.23 | 0.12409 | 0 | 109.92 | 109.92 | 0.2 | 0 | 0 | 0 | 0
|  |  |  | 54.64 | 109.28 | 0 | 0 | 0 | 0 | 0 | 7.48 | 0.10336 | 2.678 | 109.28 | 109.28 | 0.91885 | 0 | 0 | 0 | 0
|  |  |  | 53.32 | 106.64 | 0 | 0 | 0 | 0 | 0 | 7.48 | 0.10336 | 0.302 | 106.64 | 106.64 | 1 | 0 | 0 | 0 | 0
|  |  |  | 45.88 | 91.76 | 0 | 0 | 0 | 0 | 0 | 7.48 | 0.10336 | 0 | 91.76 | 91.76 | 1 | 0 | 0 | 0 | 0
|  |  |  | 20.92 | 41.84 | 0 | 0 | 0 | 0 | 0 | 7.48 | 0.10336 | 0 | 41.84 | 41.84 | 1 | 0 | 0 | 0 | 0
|  |  |  | 14.72 | 29.44 | 0 | 0 | 0 | 0 | 0 | 7.48 | 0.10336 | 0 | 29.44 | 29.44 | 1 | 0 | 0 | 0 | 0
|  |  |  | 26.16 | 52.32 | 0 | 0 | 0 | 0 | 0 | 7.48 | 0.10336 | 0 | 52.32 | 52.32 | 1 | 0 | 0 | 0 | 0
|  |  |  | 32.4 | 64.8 | 0 | 0 | 0 | 0 | 0 | 7.48 | 0.10336 | 0 | 64.8 | 64.8 | 1 | 0 | 0 | 0 | 0
|  |  |  | 33.68 | 67.36 | 0 | 0 | 0 | 0 | 0 | 7.48 | 0.10336 | 0 | 67.36 | 67.36 | 1 | 0 | 0 | 0 | 0
|  |  |  | 33.64 | 67.28 | 0 | 0 | 0 | 0 | 0 | 7.48 | 0.10336 | 0 | 67.28 | 67.28 | 1 | 0 | 0 | 0 | 0
|  |  |  | 30.32 | 60.64 | 0 | 0 | 0 | 0 | 0 | 7.48 | 0.10336 | 0 | 60.64 | 60.64 | 1 | 0 | 0 | 0 | 0
|  |  |  | 33.2 | 66.4 | 0 | 0 | 0 | 0 | 0 | 7.48 | 0.10336 | 0 | 66.4 | 66.4 | 1 | 0 | 0 | 0 | 0
|  |  |  | 38.12 | 76.24 | 0 | 0 | 0 | 0 | 0 | 7.48 | 0.10336 | 0 | 76.24 | 76.24 | 1 | 0 | 0 | 0 | 0
|  |  |  | 42.72 | 85.44 | 0 | 0 | 0 | 0 | 0 | 7.48 | 0.10336 | 0 | 85.44 | 85.44 | 1 | 0 | 0 | 0 | 0
|  |  |  | 45.6 | 91.2 | 0 | 0 | 0 | 0 | 0 | 7.48 | 0.10336 | 0 | 91.2 | 91.2 | 1 | 0 | 0 | 0 | 0
|  |  |  | 49.36 | 98.72 | 0 | 0 | 0 | 0 | 0 | 11.23 | 0.12409 | 0 | 98.72 | 98.72 | 1 | 0 | 0 | 0 | 0
|  |  |  | 61.04 | 122.08 | 0 | 0 | 0 | 0 | 0 | 11.23 | 0.12409 | 0 | 122.08 | 122.08 | 1 | 0 | 0 | 0 | 0
|  |  |  | 61.52 | 123.04 | 0 | 0 | 0 | 0 | 0 | 11.23 | 0.12409 | 0 | 123.04 | 123.04 | 1 | 0 | 0 | 0 | 0
|  |  |  | 61.08 | 122.16 | 0 | 0 | 0 | 0 | 0 | 17.48 | 0.13136 | 0 | 122.16 | 122.16 | 1 | 0 | 0 | 0 | 0
|  |  |  | 61.48 | 122.96 | 0 | 0 | 0 | 0 | 0 | 17.48 | 0.13136 | 0 | 122.96 | 122.96 | 1 | 0 | 0 | 0 | 0
|  |  |  | 59.96 | 119.92 | 0 | 0 | 0 | 0 | 0 | 17.48 | 0.13136 | 0 | 119.92 | 119.92 | 1 | 0 | 0 | 0 | 0
|  |  |  | 58.8 | 117.6 | 0 | 0 | 0 | 0 | 0 | 17.48 | 0.13136 | 0 | 117.6 | 114.922 | 0.2 | 0 | 2.678 | 0 | 0
|  |  |  | 58.4 | 116.8 | 0 | 0 | 0 | 0 | 0 | 11.23 | 0.12409 | 0 | 116.8 | 116.8 | 0.2 | 0 | 0 | 0 | 0
|  |  |  | 57.72 | 115.44 | 0 | 0 | 0 | 0 | 0 | 11.23 | 0.12409 | 0 | 115.44 | 115.44 | 0.2 | 0 | 0 | 0 | 0
|  |  |  | 58.64 | 117.28 | 0 | 0 | 0 | 0 | 0 | 11.23 | 0.12409 | 0 | 117.28 | 117.28 | 0.2 | 0 | 0 | 0 | 0
|  |  |  | 53.92 | 107.84 | 0 | 0 | 0 | 0 | 0 | 7.48 | 0.10336 | 2.678 | 107.84 | 107.84 | 0.91885 | 0 | 0 | 0 | 0
|  |  |  | 48.92 | 97.84 | 0 | 0 | 0 | 0 | 0 | 7.48 | 0.10336 | 0.302 | 97.84 | 97.84 | 1 | 0 | 0 | 0 | 0
|  |  |  | 34.84 | 69.68 | 0 | 0 | 0 | 0 | 0 | 7.48 | 0.10336 | 0 | 69.68 | 69.68 | 1 | 0 | 0 | 0 | 0
|  |  |  | 18.64 | 37.28 | 0 | 0 | 0 | 0 | 0 | 7.48 | 0.10336 | 0 | 37.28 | 37.28 | 1 | 0 | 0 | 0 | 0
|  |  |  | 14.28 | 28.56 | 0 | 0 | 0 | 0 | 0 | 7.48 | 0.10336 | 0 | 28.56 | 28.56 | 1 | 0 | 0 | 0 | 0
|  |  |  | 17 | 34 | 0 | 0 | 0 | 0 | 0 | 7.48 | 0.10336 | 0 | 34 | 34 | 1 | 0 | 0 | 0 | 0
|  |  |  | 18.84 | 37.68 | 0 | 0 | 0 | 0 | 0 | 7.48 | 0.10336 | 0 | 37.68 | 37.68 | 1 | 0 | 0 | 0 | 0
|  |  |  | 17.48 | 34.96 | 0 | 0 | 0 | 0 | 0 | 7.48 | 0.10336 | 0 | 34.96 | 34.96 | 1 | 0 | 0 | 0 | 0
|  |  |  | 14.8 | 29.6 | 0 | 0 | 0 | 0 | 0 | 7.48 | 0.10336 | 0 | 29.6 | 29.6 | 1 | 0 | 0 | 0 | 0
|  |  |  | 16.88 | 33.76 | 0 | 0 | 0 | 0 | 0 | 7.48 | 0.10336 | 0 | 33.76 | 33.76 | 1 | 0 | 0 | 0 | 0
|  |  |  | 16.76 | 33.52 | 0 | 0 | 0 | 0 | 0 | 7.48 | 0.10336 | 0 | 33.52 | 33.52 | 1 | 0 | 0 | 0 | 0
|  |  |  | 23.32 | 46.64 | 0 | 0 | 0 | 0 | 0 | 7.48 | 0.10336 | 0 | 46.64 | 46.64 | 1 | 0 | 0 | 0 | 0
|  |  |  | 30.64 | 61.28 | 0 | 0 | 0 | 0 | 0 | 7.48 | 0.10336 | 0 | 61.28 | 61.28 | 1 | 0 | 0 | 0 | 0
|  |  |  | 37.92 | 75.84 | 0 | 0 | 0 | 0 | 0 | 7.48 | 0.10336 | 0 | 75.84 | 75.84 | 1 | 0 | 0 | 0 | 0
|  |  |  | 41.12 | 82.24 | 0 | 0 | 0 | 0 | 0 | 11.23 | 0.12409 | 0 | 82.24 | 82.24 | 1 | 0 | 0 | 0 | 0
|  |  |  | 45.08 | 90.16 | 0 | 0 | 0 | 0 | 0 | 11.23 | 0.12409 | 0 | 90.16 | 90.16 | 1 | 0 | 0 | 0 | 0
|  |  |  | 47.28 | 94.56 | 0 | 0 | 0 | 0 | 0 | 11.23 | 0.12409 | 0 | 94.56 | 94.56 | 1 | 0 | 0 | 0 | 0
|  |  |  | 51.04 | 102.08 | 0 | 0 | 0 | 0 | 0 | 17.48 | 0.13136 | 0 | 102.08 | 102.08 | 1 | 0 | 0 | 0 | 0
|  |  |  | 50.4 | 100.8 | 0 | 0 | 0 | 0 | 0 | 17.48 | 0.13136 | 0 | 100.8 | 100.8 | 1 | 0 | 0 | 0 | 0
|  |  |  | 49.76 | 99.52 | 0 | 0 | 0 | 0 | 0 | 17.48 | 0.13136 | 0 | 99.52 | 99.52 | 1 | 0 | 0 | 0 | 0
|  |  |  | 47.52 | 95.04 | 0 | 0 | 0 | 0 | 0 | 17.48 | 0.13136 | 0 | 95.04 | 92.362 | 0.2 | 0 | 2.678 | 0 | 0
|  |  |  | 48.68 | 97.36 | 0 | 0 | 0 | 0 | 0 | 11.23 | 0.12409 | 0 | 97.36 | 97.36 | 0.2 | 0 | 0 | 0 | 0
|  |  |  | 40.28 | 80.56 | 0 | 0 | 0 | 0 | 0 | 11.23 | 0.12409 | 0 | 80.56 | 80.56 | 0.2 | 0 | 0 | 0 | 0
|  |  |  | 37.12 | 74.24 | 0 | 0 | 0 | 0 | 0 | 11.23 | 0.12409 | 0 | 74.24 | 74.24 | 0.2 | 0 | 0 | 0 | 0
|  |  |  | 35.64 | 71.28 | 0 | 0 | 0 | 0 | 0 | 7.48 | 0.10336 | 2.678 | 71.28 | 71.28 | 0.91885 | 0 | 0 | 0 | 0
|  |  |  | 32.72 | 65.44 | 0 | 0 | 0 | 0 | 0 | 7.48 | 0.10336 | 0.302 | 65.44 | 65.44 | 1 | 0 | 0 | 0 | 0
|  |  |  | 35.28 | 70.56 | 0 | 0 | 0 | 0 | 0 | 7.48 | 0.10336 | 0 | 70.56 | 70.56 | 1 | 0 | 0 | 0 | 0
|  |  |  | 18.56 | 37.12 | 0 | 0 | 0 | 0 | 0 | 7.48 | 0.10336 | 0 | 37.12 | 37.12 | 1 | 0 | 0 | 0 | 0
|  |  |  | 10.68 | 21.36 | 0 | 0 | 0 | 0 | 0 | 7.48 | 0.10336 | 0 | 21.36 | 21.36 | 1 | 0 | 0 | 0 | 0
|  |  |  | 11.28 | 22.56 | 0 | 0 | 0 | 0 | 0 | 7.48 | 0.10336 | 0 | 22.56 | 22.56 | 1 | 0 | 0 | 0 | 0
|  |  |  | 14.76 | 29.52 | 0 | 0 | 0 | 0 | 0 | 7.48 | 0.10336 | 0 | 29.52 | 29.52 | 1 | 0 | 0 | 0 | 0
|  |  |  | 18 | 36 | 0 | 0 | 0 | 0 | 0 | 7.48 | 0.10336 | 0 | 36 | 36 | 1 | 0 | 0 | 0 | 0
|  |  |  | 19.6 | 39.2 | 0 | 0 | 0 | 0 | 0 | 7.48 | 0.10336 | 0 | 39.2 | 39.2 | 1 | 0 | 0 | 0 | 0
|  |  |  | 17.6 | 35.2 | 0 | 0 | 0 | 0 | 0 | 7.48 | 0.10336 | 0 | 35.2 | 35.2 | 1 | 0 | 0 | 0 | 0
|  |  |  | 20.68 | 41.36 | 0 | 0 | 0 | 0 | 0 | 7.48 | 0.10336 | 0 | 41.36 | 41.36 | 1 | 0 | 0 | 0 | 0
|  |  |  | 22.88 | 45.76 | 0 | 0 | 0 | 0 | 0 | 7.48 | 0.10336 | 0 | 45.76 | 45.76 | 1 | 0 | 0 | 0 | 0
|  |  |  | 29.36 | 58.72 | 0 | 0 | 0 | 0 | 0 | 7.48 | 0.10336 | 0 | 58.72 | 58.72 | 1 | 0 | 0 | 0 | 0
|  |  |  | 29.04 | 58.08 | 0 | 0 | 0 | 0 | 0 | 7.48 | 0.10336 | 0 | 58.08 | 58.08 | 1 | 0 | 0 | 0 | 0
|  |  |  | 30.04 | 60.08 | 0 | 0 | 0 | 0 | 0 | 11.23 | 0.12409 | 0 | 60.08 | 60.08 | 1 | 0 | 0 | 0 | 0
|  |  |  | 38.68 | 77.36 | 0 | 0 | 0 | 0 | 0 | 11.23 | 0.12409 | 0 | 77.36 | 77.36 | 1 | 0 | 0 | 0 | 0
|  |  |  | 39.52 | 79.04 | 0 | 0 | 0 | 0 | 0 | 11.23 | 0.12409 | 0 | 79.04 | 79.04 | 1 | 0 | 0 | 0 | 0
|  |  |  | 39.44 | 78.88 | 0 | 0 | 0 | 0 | 0 | 17.48 | 0.13136 | 0 | 78.88 | 78.88 | 1 | 0 | 0 | 0 | 0
|  |  |  | 44.8 | 89.6 | 0 | 0 | 0 | 0 | 0 | 17.48 | 0.13136 | 0 | 89.6 | 89.6 | 1 | 0 | 0 | 0 | 0
|  |  |  | 52.56 | 105.12 | 0 | 0 | 0 | 0 | 0 | 17.48 | 0.13136 | 0 | 105.12 | 105.12 | 1 | 0 | 0 | 0 | 0
|  |  |  | 49.28 | 98.56 | 0 | 0 | 0 | 0 | 0 | 17.48 | 0.13136 | 0 | 98.56 | 95.882 | 0.2 | 0 | 2.678 | 0 | 0
|  |  |  | 48.2 | 96.4 | 0 | 0 | 0 | 0 | 0 | 11.23 | 0.12409 | 0 | 96.4 | 96.4 | 0.2 | 0 | 0 | 0 | 0
|  |  |  | 43.2 | 86.4 | 0 | 0 | 0 | 0 | 0 | 11.23 | 0.12409 | 0 | 86.4 | 86.4 | 0.2 | 0 | 0 | 0 | 0
|  |  |  | 42.4 | 84.8 | 0 | 0 | 0 | 0 | 0 | 11.23 | 0.12409 | 0 | 84.8 | 84.8 | 0.2 | 0 | 0 | 0 | 0
|  |  |  | 41.12 | 82.24 | 0 | 0 | 0 | 0 | 0 | 7.48 | 0.10336 | 2.678 | 82.24 | 82.24 | 0.91885 | 0 | 0 | 0 | 0
|  |  |  | 41.08 | 82.16 | 0 | 0 | 0 | 0 | 0 | 7.48 | 0.10336 | 0.302 | 82.16 | 82.16 | 1 | 0 | 0 | 0 | 0
|  |  |  | 38.2 | 76.4 | 0 | 0 | 0 | 0 | 0 | 7.48 | 0.10336 | 0 | 76.4 | 76.4 | 1 | 0 | 0 | 0 | 0
|  |  |  | 18.84 | 37.68 | 0 | 0 | 0 | 0 | 0 | 7.48 | 0.10336 | 0 | 37.68 | 37.68 | 1 | 0 | 0 | 0 | 0
|  |  |  | 14.36 | 28.72 | 0 | 0 | 0 | 0 | 0 | 7.48 | 0.10336 | 0 | 28.72 | 28.72 | 1 | 0 | 0 | 0 | 0
|  |  |  | 18.08 | 36.16 | 0 | 0 | 0 | 0 | 0 | 7.48 | 0.10336 | 0 | 36.16 | 36.16 | 1 | 0 | 0 | 0 | 0
|  |  |  | 28.12 | 56.24 | 0 | 0 | 0 | 0 | 0 | 7.48 | 0.10336 | 0 | 56.24 | 56.24 | 1 | 0 | 0 | 0 | 0
|  |  |  | 27.96 | 55.92 | 0 | 0 | 0 | 0 | 0 | 7.48 | 0.10336 | 0 | 55.92 | 55.92 | 1 | 0 | 0 | 0 | 0
|  |  |  | 25.72 | 51.44 | 0 | 0 | 0 | 0 | 0 | 7.48 | 0.10336 | 0 | 51.44 | 51.44 | 1 | 0 | 0 | 0 | 0
|  |  |  | 27.28 | 54.56 | 0 | 0 | 0 | 0 | 0 | 7.48 | 0.10336 | 0 | 54.56 | 54.56 | 1 | 0 | 0 | 0 | 0
|  |  |  | 30.96 | 61.92 | 0 | 0 | 0 | 0 | 0 | 7.48 | 0.10336 | 0 | 61.92 | 61.92 | 1 | 0 | 0 | 0 | 0
|  |  |  | 34.16 | 68.32 | 0 | 0 | 0 | 0 | 0 | 7.48 | 0.10336 | 0 | 68.32 | 68.32 | 1 | 0 | 0 | 0 | 0
|  |  |  | 40.12 | 80.24 | 0 | 0 | 0 | 0 | 0 | 7.48 | 0.10336 | 0 | 80.24 | 80.24 | 1 | 0 | 0 | 0 | 0
|  |  |  | 39.48 | 78.96 | 0 | 0 | 0 | 0 | 0 | 7.48 | 0.10336 | 0 | 78.96 | 78.96 | 1 | 0 | 0 | 0 | 0
|  |  |  | 45.8 | 91.6 | 0 | 0 | 0 | 0 | 0 | 11.23 | 0.12409 | 0 | 91.6 | 91.6 | 1 | 0 | 0 | 0 | 0
|  |  |  | 55.44 | 110.88 | 0 | 0 | 0 | 0 | 0 | 11.23 | 0.12409 | 0 | 110.88 | 110.88 | 1 | 0 | 0 | 0 | 0
|  |  |  | 57.04 | 114.08 | 0 | 0 | 0 | 0 | 0 | 11.23 | 0.12409 | 0 | 114.08 | 114.08 | 1 | 0 | 0 | 0 | 0
|  |  |  | 52.64 | 105.28 | 0 | 0 | 0 | 0 | 0 | 17.48 | 0.13136 | 0 | 105.28 | 105.28 | 1 | 0 | 0 | 0 | 0
|  |  |  | 54.44 | 108.88 | 0 | 0 | 0 | 0 | 0 | 17.48 | 0.13136 | 0 | 108.88 | 108.88 | 1 | 0 | 0 | 0 | 0
|  |  |  | 56.24 | 112.48 | 0 | 0 | 0 | 0 | 0 | 17.48 | 0.13136 | 0 | 112.48 | 112.48 | 1 | 0 | 0 | 0 | 0
|  |  |  | 53.76 | 107.52 | 0 | 0 | 0 | 0 | 0 | 17.48 | 0.13136 | 0 | 107.52 | 104.842 | 0.2 | 0 | 2.678 | 0 | 0
|  |  |  | 54.44 | 108.88 | 0 | 0 | 0 | 0 | 0 | 11.23 | 0.12409 | 0 | 108.88 | 108.88 | 0.2 | 0 | 0 | 0 | 0
|  |  |  | 55.64 | 111.28 | 0 | 0 | 0 | 0 | 0 | 11.23 | 0.12409 | 0 | 111.28 | 111.28 | 0.2 | 0 | 0 | 0 | 0
|  |  |  | 52.4 | 104.8 | 0 | 0 | 0 | 0 | 0 | 11.23 | 0.12409 | 0 | 104.8 | 104.8 | 0.2 | 0 | 0 | 0 | 0
|  |  |  | 50.2 | 100.4 | 0 | 0 | 0 | 0 | 0 | 7.48 | 0.10336 | 2.678 | 100.4 | 100.4 | 0.91885 | 0 | 0 | 0 | 0
|  |  |  | 45.76 | 91.52 | 0 | 0 | 0 | 0 | 0 | 7.48 | 0.10336 | 0.302 | 91.52 | 91.52 | 1 | 0 | 0 | 0 | 0
|  |  |  | 35.84 | 71.68 | 0 | 0 | 0 | 0 | 0 | 7.48 | 0.10336 | 0 | 71.68 | 71.68 | 1 | 0 | 0 | 0 | 0
|  |  |  | 15.24 | 30.48 | 0 | 0 | 0 | 0 | 0 | 7.48 | 0.10336 | 0 | 30.48 | 30.48 | 1 | 0 | 0 | 0 | 0
|  |  |  | 9.4 | 18.8 | 0 | 0 | 0 | 0 | 0 | 7.48 | 0.10336 | 0 | 18.8 | 18.8 | 1 | 0 | 0 | 0 | 0
|  |  |  | 12.88 | 25.76 | 0 | 0 | 0 | 0 | 0 | 7.48 | 0.10336 | 0 | 25.76 | 25.76 | 1 | 0 | 0 | 0 | 0
|  |  |  | 14.88 | 29.76 | 0 | 0 | 0 | 0 | 0 | 7.48 | 0.10336 | 0 | 29.76 | 29.76 | 1 | 0 | 0 | 0 | 0
|  |  |  | 18.44 | 36.88 | 0 | 0 | 0 | 0 | 0 | 7.48 | 0.10336 | 0 | 36.88 | 36.88 | 1 | 0 | 0 | 0 | 0
|  |  |  | 20.76 | 41.52 | 0 | 0 | 0 | 0 | 0 | 7.48 | 0.10336 | 0 | 41.52 | 41.52 | 1 | 0 | 0 | 0 | 0
|  |  |  | 18.44 | 36.88 | 0 | 0 | 0 | 0 | 0 | 7.48 | 0.10336 | 0 | 36.88 | 36.88 | 1 | 0 | 0 | 0 | 0
|  |  |  | 24.32 | 48.64 | 0 | 0 | 0 | 0 | 0 | 7.48 | 0.10336 | 0 | 48.64 | 48.64 | 1 | 0 | 0 | 0 | 0
|  |  |  | 30.16 | 60.32 | 0 | 0 | 0 | 0 | 0 | 7.48 | 0.10336 | 0 | 60.32 | 60.32 | 1 | 0 | 0 | 0 | 0
|  |  |  | 36.96 | 73.92 | 0 | 0 | 0 | 0 | 0 | 7.48 | 0.10336 | 0 | 73.92 | 73.92 | 1 | 0 | 0 | 0 | 0
|  |  |  | 41.04 | 82.08 | 0 | 0 | 0 | 0 | 0 | 7.48 | 0.10336 | 0 | 82.08 | 82.08 | 1 | 0 | 0 | 0 | 0
|  |  |  | 46.64 | 93.28 | 0 | 0 | 0 | 0 | 0 | 7.48 | 0.10336 | 0 | 93.28 | 93.28 | 1 | 0 | 0 | 0 | 0
|  |  |  | 48.2 | 96.4 | 0 | 0 | 0 | 0 | 0 | 7.48 | 0.10336 | 0 | 96.4 | 96.4 | 1 | 0 | 0 | 0 | 0
|  |  |  | 53.68 | 107.36 | 0 | 0 | 0 | 0 | 0 | 7.48 | 0.10336 | 0 | 107.36 | 107.36 | 1 | 0 | 0 | 0 | 0
|  |  |  | 59.52 | 119.04 | 0 | 0 | 0 | 0 | 0 | 7.48 | 0.10336 | 0 | 119.04 | 119.04 | 1 | 0 | 0 | 0 | 0
|  |  |  | 58.12 | 116.24 | 0 | 0 | 0 | 0 | 0 | 7.48 | 0.10336 | 0 | 116.24 | 116.24 | 1 | 0 | 0 | 0 | 0
|  |  |  | 57.72 | 115.44 | 0 | 0 | 0 | 0 | 0 | 7.48 | 0.10336 | 0 | 115.44 | 115.44 | 1 | 0 | 0 | 0 | 0
|  |  |  | 56.6 | 113.2 | 0 | 0 | 0 | 0 | 0 | 7.48 | 0.10336 | 0 | 113.2 | 113.2 | 1 | 0 | 0 | 0 | 0
|  |  |  | 57.16 | 114.32 | 0 | 0 | 0 | 0 | 0 | 7.48 | 0.10336 | 0 | 114.32 | 114.32 | 1 | 0 | 0 | 0 | 0
|  |  |  | 56.28 | 112.56 | 0 | 0 | 0 | 0 | 0 | 7.48 | 0.10336 | 0 | 112.56 | 112.56 | 1 | 0 | 0 | 0 | 0
|  |  |  | 55.84 | 111.68 | 0 | 0 | 0 | 0 | 0 | 7.48 | 0.10336 | 0 | 111.68 | 111.68 | 1 | 0 | 0 | 0 | 0
|  |  |  | 50.72 | 101.44 | 0 | 0 | 0 | 0 | 0 | 7.48 | 0.10336 | 0 | 101.44 | 101.44 | 1 | 0 | 0 | 0 | 0
|  |  |  | 42.12 | 84.24 | 0 | 0 | 0 | 0 | 0 | 7.48 | 0.10336 | 0 | 84.24 | 84.24 | 1 | 0 | 0 | 0 | 0
|  |  |  | 36.28 | 72.56 | 0 | 0 | 0 | 0 | 0 | 7.48 | 0.10336 | 0 | 72.56 | 72.56 | 1 | 0 | 0 | 0 | 0
|  |  |  | 15.2 | 30.4 | 0 | 0 | 0 | 0 | 0 | 7.48 | 0.10336 | 0 | 30.4 | 30.4 | 1 | 0 | 0 | 0 | 0
|  |  |  | 9.88 | 19.76 | 0 | 0 | 0 | 0 | 0 | 7.48 | 0.10336 | 0 | 19.76 | 19.76 | 1 | 0 | 0 | 0 | 0
|  |  |  | 13.28 | 26.56 | 0 | 0 | 0 | 0 | 0 | 7.48 | 0.10336 | 0 | 26.56 | 26.56 | 1 | 0 | 0 | 0 | 0
|  |  |  | 23.2 | 46.4 | 0 | 0 | 0 | 0 | 0 | 7.48 | 0.10336 | 0 | 46.4 | 46.4 | 1 | 0 | 0 | 0 | 0
|  |  |  | 25.04 | 50.08 | 0 | 0 | 0 | 0 | 0 | 7.48 | 0.10336 | 0 | 50.08 | 50.08 | 1 | 0 | 0 | 0 | 0
|  |  |  | 22.8 | 45.6 | 0 | 0 | 0 | 0 | 0 | 7.48 | 0.10336 | 0 | 45.6 | 45.6 | 1 | 0 | 0 | 0 | 0
|  |  |  | 27.8 | 55.6 | 0 | 0 | 0 | 0 | 0 | 7.48 | 0.10336 | 0 | 55.6 | 55.6 | 1 | 0 | 0 | 0 | 0
|  |  |  | 31.44 | 62.88 | 0 | 0 | 0 | 0 | 0 | 7.48 | 0.10336 | 0 | 62.88 | 62.88 | 1 | 0 | 0 | 0 | 0
|  |  |  | 34.56 | 69.12 | 0 | 0 | 0 | 0 | 0 | 7.48 | 0.10336 | 0 | 69.12 | 69.12 | 1 | 0 | 0 | 0 | 0
|  |  |  | 40.56 | 81.12 | 0 | 0 | 0 | 0 | 0 | 7.48 | 0.10336 | 0 | 81.12 | 81.12 | 1 | 0 | 0 | 0 | 0
|  |  |  | 50.28 | 100.56 | 0 | 0 | 0 | 0 | 0 | 7.48 | 0.10336 | 0 | 100.56 | 100.56 | 1 | 0 | 0 | 0 | 0
|  |  |  | 53.76 | 107.52 | 0 | 0 | 0 | 0 | 0 | 7.48 | 0.10336 | 0 | 107.52 | 107.52 | 1 | 0 | 0 | 0 | 0
|  |  |  | 59.76 | 119.52 | 0 | 0 | 0 | 0 | 0 | 7.48 | 0.10336 | 0 | 119.52 | 119.52 | 1 | 0 | 0 | 0 | 0
|  |  |  | 60.2 | 120.4 | 0 | 0 | 0 | 0 | 0 | 7.48 | 0.10336 | 0 | 120.4 | 120.4 | 1 | 0 | 0 | 0 | 0
|  |  |  | 60.84 | 121.68 | 0 | 0 | 0 | 0 | 0 | 7.48 | 0.10336 | 0 | 121.68 | 121.68 | 1 | 0 | 0 | 0 | 0
|  |  |  | 59.36 | 118.72 | 0 | 0 | 0 | 0 | 0 | 7.48 | 0.10336 | 0 | 118.72 | 118.72 | 1 | 0 | 0 | 0 | 0
|  |  |  | 58.24 | 116.48 | 0 | 0 | 0 | 0 | 0 | 7.48 | 0.10336 | 0 | 116.48 | 116.48 | 1 | 0 | 0 | 0 | 0
|  |  |  | 59.48 | 118.96 | 0 | 0 | 0 | 0 | 0 | 7.48 | 0.10336 | 0 | 118.96 | 118.96 | 1 | 0 | 0 | 0 | 0
|  |  |  | 62.2 | 124.4 | 0 | 0 | 0 | 0 | 0 | 7.48 | 0.10336 | 0 | 124.4 | 124.4 | 1 | 0 | 0 | 0 | 0
|  |  |  | 61.64 | 123.28 | 0 | 0 | 0 | 0 | 0 | 7.48 | 0.10336 | 0 | 123.28 | 123.28 | 1 | 0 | 0 | 0 | 0
|  |  |  | 57.8 | 115.6 | 0 | 0 | 0 | 0 | 0 | 7.48 | 0.10336 | 0 | 115.6 | 115.6 | 1 | 0 | 0 | 0 | 0
|  |  |  | 56.04 | 112.08 | 0 | 0 | 0 | 0 | 0 | 7.48 | 0.10336 | 0 | 112.08 | 112.08 | 1 | 0 | 0 | 0 | 0
|  |  |  | 44.72 | 89.44 | 0 | 0 | 0 | 0 | 0 | 7.48 | 0.10336 | 0 | 89.44 | 89.44 | 1 | 0 | 0 | 0 | 0
|  |  |  | 37.16 | 74.32 | 0 | 0 | 0 | 0 | 0 | 7.48 | 0.10336 | 0 | 74.32 | 74.32 | 1 | 0 | 0 | 0 | 0
|  |  |  | 15.24 | 30.48 | 0 | 0 | 0 | 0 | 0 | 7.48 | 0.10336 | 0 | 30.48 | 30.48 | 1 | 0 | 0 | 0 | 0
|  |  |  | 9.48 | 18.96 | 0 | 0 | 0 | 0 | 0 | 7.48 | 0.10336 | 0 | 18.96 | 18.96 | 1 | 0 | 0 | 0 | 0
|  |  |  | 13.24 | 26.48 | 0 | 0 | 0 | 0 | 0 | 7.48 | 0.10336 | 0 | 26.48 | 26.48 | 1 | 0 | 0 | 0 | 0
|  |  |  | 15.88 | 31.76 | 0 | 0 | 0 | 0 | 0 | 7.48 | 0.10336 | 0 | 31.76 | 31.76 | 1 | 0 | 0 | 0 | 0
|  |  |  | 20.48 | 40.96 | 0 | 0 | 0 | 0 | 0 | 7.48 | 0.10336 | 0 | 40.96 | 40.96 | 1 | 0 | 0 | 0 | 0
|  |  |  | 29.2 | 58.4 | 0 | 0 | 0 | 0 | 0 | 7.48 | 0.10336 | 0 | 58.4 | 58.4 | 1 | 0 | 0 | 0 | 0
|  |  |  | 26.84 | 53.68 | 0 | 0 | 0 | 0 | 0 | 7.48 | 0.10336 | 0 | 53.68 | 53.68 | 1 | 0 | 0 | 0 | 0
|  |  |  | 28.92 | 57.84 | 0 | 0 | 0 | 0 | 0 | 7.48 | 0.10336 | 0 | 57.84 | 57.84 | 1 | 0 | 0 | 0 | 0
|  |  |  | 30.2 | 60.4 | 0 | 0 | 0 | 0 | 0 | 7.48 | 0.10336 | 0 | 60.4 | 60.4 | 1 | 0 | 0 | 0 | 0
|  |  |  | 42.96 | 85.92 | 0 | 0 | 0 | 0 | 0 | 7.48 | 0.10336 | 0 | 85.92 | 85.92 | 1 | 0 | 0 | 0 | 0
|  |  |  | 47.84 | 95.68 | 0 | 0 | 0 | 0 | 0 | 7.48 | 0.10336 | 0 | 95.68 | 95.68 | 1 | 0 | 0 | 0 | 0
|  |  |  | 48 | 96 | 0 | 0 | 0 | 0 | 0 | 11.23 | 0.12409 | 0 | 96 | 96 | 1 | 0 | 0 | 0 | 0
|  |  |  | 51.52 | 103.04 | 0 | 0 | 0 | 0 | 0 | 11.23 | 0.12409 | 0 | 103.04 | 103.04 | 1 | 0 | 0 | 0 | 0
|  |  |  | 57.24 | 114.48 | 0 | 0 | 0 | 0 | 0 | 11.23 | 0.12409 | 0 | 114.48 | 114.48 | 1 | 0 | 0 | 0 | 0
|  |  |  | 53.48 | 106.96 | 0 | 0 | 0 | 0 | 0 | 17.48 | 0.13136 | 0 | 106.96 | 106.96 | 1 | 0 | 0 | 0 | 0
|  |  |  | 57.24 | 114.48 | 0 | 0 | 0 | 0 | 0 | 17.48 | 0.13136 | 0 | 114.48 | 114.48 | 1 | 0 | 0 | 0 | 0
|  |  |  | 58.76 | 117.52 | 0 | 0 | 0 | 0 | 0 | 17.48 | 0.13136 | 0 | 117.52 | 117.52 | 1 | 0 | 0 | 0 | 0
|  |  |  | 58.64 | 117.28 | 0 | 0 | 0 | 0 | 0 | 17.48 | 0.13136 | 0 | 117.28 | 114.602 | 0.2 | 0 | 2.678 | 0 | 0
|  |  |  | 59.24 | 118.48 | 0 | 0 | 0 | 0 | 0 | 11.23 | 0.12409 | 0 | 118.48 | 118.48 | 0.2 | 0 | 0 | 0 | 0
|  |  |  | 54.76 | 109.52 | 0 | 0 | 0 | 0 | 0 | 11.23 | 0.12409 | 0 | 109.52 | 109.52 | 0.2 | 0 | 0 | 0 | 0
|  |  |  | 51.48 | 102.96 | 0 | 0 | 0 | 0 | 0 | 11.23 | 0.12409 | 0 | 102.96 | 102.96 | 0.2 | 0 | 0 | 0 | 0
|  |  |  | 49.6 | 99.2 | 0 | 0 | 0 | 0 | 0 | 7.48 | 0.10336 | 2.678 | 99.2 | 99.2 | 0.91885 | 0 | 0 | 0 | 0
|  |  |  | 48.84 | 97.68 | 0 | 0 | 0 | 0 | 0 | 7.48 | 0.10336 | 0.302 | 97.68 | 97.68 | 1 | 0 | 0 | 0 | 0
|  |  |  | 37.24 | 74.48 | 0 | 0 | 0 | 0 | 0 | 7.48 | 0.10336 | 0 | 74.48 | 74.48 | 1 | 0 | 0 | 0 | 0
|  |  |  | 14.36 | 28.72 | 0 | 0 | 0 | 0 | 0 | 7.48 | 0.10336 | 0 | 28.72 | 28.72 | 1 | 0 | 0 | 0 | 0
|  |  |  | 8.88 | 17.76 | 0 | 0 | 0 | 0 | 0 | 7.48 | 0.10336 | 0 | 17.76 | 17.76 | 1 | 0 | 0 | 0 | 0
|  |  |  | 12.64 | 25.28 | 0 | 0 | 0 | 0 | 0 | 7.48 | 0.10336 | 0 | 25.28 | 25.28 | 1 | 0 | 0 | 0 | 0
|  |  |  | 14.68 | 29.36 | 0 | 0 | 0 | 0 | 0 | 7.48 | 0.10336 | 0 | 29.36 | 29.36 | 1 | 0 | 0 | 0 | 0
|  |  |  | 18.8 | 37.6 | 0 | 0 | 0 | 0 | 0 | 7.48 | 0.10336 | 0 | 37.6 | 37.6 | 1 | 0 | 0 | 0 | 0
|  |  |  | 23.6 | 47.2 | 0 | 0 | 0 | 0 | 0 | 7.48 | 0.10336 | 0 | 47.2 | 47.2 | 1 | 0 | 0 | 0 | 0
|  |  |  | 23.44 | 46.88 | 0 | 0 | 0 | 0 | 0 | 7.48 | 0.10336 | 0 | 46.88 | 46.88 | 1 | 0 | 0 | 0 | 0
|  |  |  | 29.44 | 58.88 | 0 | 0 | 0 | 0 | 0 | 7.48 | 0.10336 | 0 | 58.88 | 58.88 | 1 | 0 | 0 | 0 | 0
|  |  |  | 29.64 | 59.28 | 0 | 0 | 0 | 0 | 0 | 7.48 | 0.10336 | 0 | 59.28 | 59.28 | 1 | 0 | 0 | 0 | 0
|  |  |  | 38.28 | 76.56 | 0 | 0 | 0 | 0 | 0 | 7.48 | 0.10336 | 0 | 76.56 | 76.56 | 1 | 0 | 0 | 0 | 0
|  |  |  | 44.56 | 89.12 | 0 | 0 | 0 | 0 | 0 | 7.48 | 0.10336 | 0 | 89.12 | 89.12 | 1 | 0 | 0 | 0 | 0
|  |  |  | 48.44 | 96.88 | 0 | 0 | 0 | 0 | 0 | 11.23 | 0.12409 | 0 | 96.88 | 96.88 | 1 | 0 | 0 | 0 | 0
|  |  |  | 50.8 | 101.6 | 0 | 0 | 0 | 0 | 0 | 11.23 | 0.12409 | 0 | 101.6 | 101.6 | 1 | 0 | 0 | 0 | 0
|  |  |  | 50.04 | 100.08 | 0 | 0 | 0 | 0 | 0 | 11.23 | 0.12409 | 0 | 100.08 | 100.08 | 1 | 0 | 0 | 0 | 0
|  |  |  | 59.16 | 118.32 | 0 | 0 | 0 | 0 | 0 | 17.48 | 0.13136 | 0 | 118.32 | 118.32 | 1 | 0 | 0 | 0 | 0
|  |  |  | 57.36 | 114.72 | 0 | 0 | 0 | 0 | 0 | 17.48 | 0.13136 | 0 | 114.72 | 114.72 | 1 | 0 | 0 | 0 | 0
|  |  |  | 63.12 | 126.24 | 0 | 0 | 0 | 0 | 0 | 17.48 | 0.13136 | 0 | 126.24 | 125.275 | 0.71163 | 0 | 0.965 | 0 | 0
|  |  |  | 62.24 | 124.48 | 0 | 0 | 0 | 0 | 0 | 17.48 | 0.13136 | 0 | 124.48 | 122.767 | 0.2 | 0 | 1.713 | 0 | 0
|  |  |  | 58.88 | 117.76 | 0 | 0 | 0 | 0 | 0 | 11.23 | 0.12409 | 0 | 117.76 | 117.76 | 0.2 | 0 | 0 | 0 | 0
|  |  |  | 55.92 | 111.84 | 0 | 0 | 0 | 0 | 0 | 11.23 | 0.12409 | 0 | 111.84 | 111.84 | 0.2 | 0 | 0 | 0 | 0
|  |  |  | 54.28 | 108.56 | 0 | 0 | 0 | 0 | 0 | 11.23 | 0.12409 | 0 | 108.56 | 108.56 | 0.2 | 0 | 0 | 0 | 0
|  |  |  | 43.16 | 86.32 | 0 | 0 | 0 | 0 | 0 | 7.48 | 0.10336 | 2.678 | 86.32 | 86.32 | 0.91885 | 0 | 0 | 0 | 0
|  |  |  | 39.32 | 78.64 | 0 | 0 | 0 | 0 | 0 | 7.48 | 0.10336 | 0.302 | 78.64 | 78.64 | 1 | 0 | 0 | 0 | 0
|  |  |  | 33.8 | 67.6 | 0 | 0 | 0 | 0 | 0 | 7.48 | 0.10336 | 0 | 67.6 | 67.6 | 1 | 0 | 0 | 0 | 0
|  |  |  | 14.64 | 29.28 | 0 | 0 | 0 | 0 | 0 | 7.48 | 0.10336 | 0 | 29.28 | 29.28 | 1 | 0 | 0 | 0 | 0
|  |  |  | 9.48 | 18.96 | 0 | 0 | 0 | 0 | 0 | 7.48 | 0.10336 | 0 | 18.96 | 18.96 | 1 | 0 | 0 | 0 | 0
|  |  |  | 16.52 | 33.04 | 0 | 0 | 0 | 0 | 0 | 7.48 | 0.10336 | 0 | 33.04 | 33.04 | 1 | 0 | 0 | 0 | 0
|  |  |  | 16.84 | 33.68 | 0 | 0 | 0 | 0 | 0 | 7.48 | 0.10336 | 0 | 33.68 | 33.68 | 1 | 0 | 0 | 0 | 0
|  |  |  | 18.24 | 36.48 | 0 | 0 | 0 | 0 | 0 | 7.48 | 0.10336 | 0 | 36.48 | 36.48 | 1 | 0 | 0 | 0 | 0
|  |  |  | 15.52 | 31.04 | 0 | 0 | 0 | 0 | 0 | 7.48 | 0.10336 | 0 | 31.04 | 31.04 | 1 | 0 | 0 | 0 | 0
|  |  |  | 16.68 | 33.36 | 0 | 0 | 0 | 0 | 0 | 7.48 | 0.10336 | 0 | 33.36 | 33.36 | 1 | 0 | 0 | 0 | 0
|  |  |  | 16.4 | 32.8 | 0 | 0 | 0 | 0 | 0 | 7.48 | 0.10336 | 0 | 32.8 | 32.8 | 1 | 0 | 0 | 0 | 0
|  |  |  | 19.4 | 38.8 | 0 | 0 | 0 | 0 | 0 | 7.48 | 0.10336 | 0 | 38.8 | 38.8 | 1 | 0 | 0 | 0 | 0
|  |  |  | 21.8 | 43.6 | 0 | 0 | 0 | 0 | 0 | 7.48 | 0.10336 | 0 | 43.6 | 43.6 | 1 | 0 | 0 | 0 | 0
|  |  |  | 26.32 | 52.64 | 0 | 0 | 0 | 0 | 0 | 7.48 | 0.10336 | 0 | 52.64 | 52.64 | 1 | 0 | 0 | 0 | 0
|  |  |  | 32.16 | 64.32 | 0 | 0 | 0 | 0 | 0 | 11.23 | 0.12409 | 0 | 64.32 | 64.32 | 1 | 0 | 0 | 0 | 0
|  |  |  | 36.32 | 72.64 | 0 | 0 | 0 | 0 | 0 | 11.23 | 0.12409 | 0 | 72.64 | 72.64 | 1 | 0 | 0 | 0 | 0
|  |  |  | 36.96 | 73.92 | 0 | 0 | 0 | 0 | 0 | 11.23 | 0.12409 | 0 | 73.92 | 73.92 | 1 | 0 | 0 | 0 | 0
|  |  |  | 40.64 | 81.28 | 0 | 0 | 0 | 0 | 0 | 17.48 | 0.13136 | 0 | 81.28 | 81.28 | 1 | 0 | 0 | 0 | 0
|  |  |  | 40.88 | 81.76 | 0 | 0 | 0 | 0 | 0 | 17.48 | 0.13136 | 0 | 81.76 | 81.76 | 1 | 0 | 0 | 0 | 0
|  |  |  | 40.32 | 80.64 | 0 | 0 | 0 | 0 | 0 | 17.48 | 0.13136 | 0 | 80.64 | 80.64 | 1 | 0 | 0 | 0 | 0
|  |  |  | 42.2 | 84.4 | 0 | 0 | 0 | 0 | 0 | 17.48 | 0.13136 | 0 | 84.4 | 81.722 | 0.2 | 0 | 2.678 | 0 | 0
|  |  |  | 42.72 | 85.44 | 0 | 0 | 0 | 0 | 0 | 11.23 | 0.12409 | 0 | 85.44 | 85.44 | 0.2 | 0 | 0 | 0 | 0
|  |  |  | 41.56 | 83.12 | 0 | 0 | 0 | 0 | 0 | 11.23 | 0.12409 | 0 | 83.12 | 83.12 | 0.2 | 0 | 0 | 0 | 0
|  |  |  | 39.28 | 78.56 | 0 | 0 | 0 | 0 | 0 | 11.23 | 0.12409 | 0 | 78.56 | 78.56 | 0.2 | 0 | 0 | 0 | 0
|  |  |  | 37.76 | 75.52 | 0 | 0 | 0 | 0 | 0 | 7.48 | 0.10336 | 2.678 | 75.52 | 75.52 | 0.91885 | 0 | 0 | 0 | 0
|  |  |  | 34.72 | 69.44 | 0 | 0 | 0 | 0 | 0 | 7.48 | 0.10336 | 0.302 | 69.44 | 69.44 | 1 | 0 | 0 | 0 | 0
|  |  |  | 29.6 | 59.2 | 0 | 0 | 0 | 0 | 0 | 7.48 | 0.10336 | 0 | 59.2 | 59.2 | 1 | 0 | 0 | 0 | 0
|  |  |  | 17.16 | 34.32 | 0 | 0 | 0 | 0 | 0 | 7.48 | 0.10336 | 0 | 34.32 | 34.32 | 1 | 0 | 0 | 0 | 0
|  |  |  | 10.76 | 21.52 | 0 | 0 | 0 | 0 | 0 | 7.48 | 0.10336 | 0 | 21.52 | 21.52 | 1 | 0 | 0 | 0 | 0
|  |  |  | 10.08 | 20.16 | 0 | 0 | 0 | 0 | 0 | 7.48 | 0.10336 | 0 | 20.16 | 20.16 | 1 | 0 | 0 | 0 | 0
|  |  |  | 12.2 | 24.4 | 0 | 0 | 0 | 0 | 0 | 7.48 | 0.10336 | 0 | 24.4 | 24.4 | 1 | 0 | 0 | 0 | 0
|  |  |  | 14.48 | 28.96 | 0 | 0 | 0 | 0 | 0 | 7.48 | 0.10336 | 0 | 28.96 | 28.96 | 1 | 0 | 0 | 0 | 0
|  |  |  | 15.72 | 31.44 | 0 | 0 | 0 | 0 | 0 | 7.48 | 0.10336 | 0 | 31.44 | 31.44 | 1 | 0 | 0 | 0 | 0
|  |  |  | 17.28 | 34.56 | 0 | 0 | 0 | 0 | 0 | 7.48 | 0.10336 | 0 | 34.56 | 34.56 | 1 | 0 | 0 | 0 | 0
|  |  |  | 16.64 | 33.28 | 0 | 0 | 0 | 0 | 0 | 7.48 | 0.10336 | 0 | 33.28 | 33.28 | 1 | 0 | 0 | 0 | 0
|  |  |  | 16.68 | 33.36 | 0 | 0 | 0 | 0 | 0 | 7.48 | 0.10336 | 0 | 33.36 | 33.36 | 1 | 0 | 0 | 0 | 0
|  |  |  | 20.96 | 41.92 | 0 | 0 | 0 | 0 | 0 | 7.48 | 0.10336 | 0 | 41.92 | 41.92 | 1 | 0 | 0 | 0 | 0
|  |  |  | 23.76 | 47.52 | 0 | 0 | 0 | 0 | 0 | 7.48 | 0.10336 | 0 | 47.52 | 47.52 | 1 | 0 | 0 | 0 | 0
|  |  |  | 26.4 | 52.8 | 0 | 0 | 0 | 0 | 0 | 11.23 | 0.12409 | 0 | 52.8 | 52.8 | 1 | 0 | 0 | 0 | 0
|  |  |  | 30.76 | 61.52 | 0 | 0 | 0 | 0 | 0 | 11.23 | 0.12409 | 0 | 61.52 | 61.52 | 1 | 0 | 0 | 0 | 0
|  |  |  | 37.08 | 74.16 | 0 | 0 | 0 | 0 | 0 | 11.23 | 0.12409 | 0 | 74.16 | 74.16 | 1 | 0 | 0 | 0 | 0
|  |  |  | 37.28 | 74.56 | 0 | 0 | 0 | 0 | 0 | 17.48 | 0.13136 | 0 | 74.56 | 74.56 | 1 | 0 | 0 | 0 | 0
|  |  |  | 39.4 | 78.8 | 0 | 0 | 0 | 0 | 0 | 17.48 | 0.13136 | 0 | 78.8 | 78.8 | 1 | 0 | 0 | 0 | 0
|  |  |  | 41.2 | 82.4 | 0 | 0 | 0 | 0 | 0 | 17.48 | 0.13136 | 0 | 82.4 | 82.4 | 1 | 0 | 0 | 0 | 0
|  |  |  | 44.08 | 88.16 | 0 | 0 | 0 | 0 | 0 | 17.48 | 0.13136 | 0 | 88.16 | 85.482 | 0.2 | 0 | 2.678 | 0 | 0
|  |  |  | 46.2 | 92.4 | 0 | 0 | 0 | 0 | 0 | 11.23 | 0.12409 | 0 | 92.4 | 92.4 | 0.2 | 0 | 0 | 0 | 0
|  |  |  | 37.68 | 75.36 | 0 | 0 | 0 | 0 | 0 | 11.23 | 0.12409 | 0 | 75.36 | 75.36 | 0.2 | 0 | 0 | 0 | 0
|  |  |  | 35.96 | 71.92 | 0 | 0 | 0 | 0 | 0 | 11.23 | 0.12409 | 0 | 71.92 | 71.92 | 0.2 | 0 | 0 | 0 | 0
|  |  |  | 32.2 | 64.4 | 0 | 0 | 0 | 0 | 0 | 7.48 | 0.10336 | 2.678 | 64.4 | 64.4 | 0.91885 | 0 | 0 | 0 | 0
|  |  |  | 24.68 | 49.36 | 0 | 0 | 0 | 0 | 0 | 7.48 | 0.10336 | 0.302 | 49.36 | 49.36 | 1 | 0 | 0 | 0 | 0
|  |  |  | 24.12 | 48.24 | 0 | 0 | 0 | 0 | 0 | 7.48 | 0.10336 | 0 | 48.24 | 48.24 | 1 | 0 | 0 | 0 | 0
|  |  |  | 16.44 | 32.88 | 0 | 0 | 0 | 0 | 0 | 7.48 | 0.10336 | 0 | 32.88 | 32.88 | 1 | 0 | 0 | 0 | 0
|  |  |  | 14.04 | 28.08 | 0 | 0 | 0 | 0 | 0 | 7.48 | 0.10336 | 0 | 28.08 | 28.08 | 1 | 0 | 0 | 0 | 0
|  |  |  | 14.48 | 28.96 | 0 | 0 | 0 | 0 | 0 | 7.48 | 0.10336 | 0 | 28.96 | 28.96 | 1 | 0 | 0 | 0 | 0
|  |  |  | 12.76 | 25.52 | 0 | 0 | 0 | 0 | 0 | 7.48 | 0.10336 | 0 | 25.52 | 25.52 | 1 | 0 | 0 | 0 | 0
|  |  |  | 12.36 | 24.72 | 0 | 0 | 0 | 0 | 0 | 7.48 | 0.10336 | 0 | 24.72 | 24.72 | 1 | 0 | 0 | 0 | 0
|  |  |  | 14.56 | 29.12 | 0 | 0 | 0 | 0 | 0 | 7.48 | 0.10336 | 0 | 29.12 | 29.12 | 1 | 0 | 0 | 0 | 0
|  |  |  | 16.44 | 32.88 | 0 | 0 | 0 | 0 | 0 | 7.48 | 0.10336 | 0 | 32.88 | 32.88 | 1 | 0 | 0 | 0 | 0
|  |  |  | 22.84 | 45.68 | 0 | 0 | 0 | 0 | 0 | 7.48 | 0.10336 | 0 | 45.68 | 45.68 | 1 | 0 | 0 | 0 | 0
|  |  |  | 23.92 | 47.84 | 0 | 0 | 0 | 0 | 0 | 7.48 | 0.10336 | 0 | 47.84 | 47.84 | 1 | 0 | 0 | 0 | 0
|  |  |  | 28.24 | 56.48 | 0 | 0 | 0 | 0 | 0 | 7.48 | 0.10336 | 0 | 56.48 | 56.48 | 1 | 0 | 0 | 0 | 0
|  |  |  | 33.8 | 67.6 | 0 | 0 | 0 | 0 | 0 | 7.48 | 0.10336 | 0 | 67.6 | 67.6 | 1 | 0 | 0 | 0 | 0
|  |  |  | 38.32 | 76.64 | 0 | 0 | 0 | 0 | 0 | 11.23 | 0.12409 | 0 | 76.64 | 76.64 | 1 | 0 | 0 | 0 | 0
|  |  |  | 39.8 | 79.6 | 0 | 0 | 0 | 0 | 0 | 11.23 | 0.12409 | 0 | 79.6 | 79.6 | 1 | 0 | 0 | 0 | 0
|  |  |  | 35.84 | 71.68 | 0 | 0 | 0 | 0 | 0 | 11.23 | 0.12409 | 0 | 71.68 | 71.68 | 1 | 0 | 0 | 0 | 0
|  |  |  | 42.92 | 85.84 | 0 | 0 | 0 | 0 | 0 | 17.48 | 0.13136 | 0 | 85.84 | 85.84 | 1 | 0 | 0 | 0 | 0
|  |  |  | 46.4 | 92.8 | 0 | 0 | 0 | 0 | 0 | 17.48 | 0.13136 | 0 | 92.8 | 92.8 | 1 | 0 | 0 | 0 | 0
|  |  |  | 43.84 | 87.68 | 0 | 0 | 0 | 0 | 0 | 17.48 | 0.13136 | 0 | 87.68 | 87.68 | 1 | 0 | 0 | 0 | 0
|  |  |  | 41.6 | 83.2 | 0 | 0 | 0 | 0 | 0 | 17.48 | 0.13136 | 0 | 83.2 | 80.522 | 0.2 | 0 | 2.678 | 0 | 0
|  |  |  | 39.6 | 79.2 | 0 | 0 | 0 | 0 | 0 | 11.23 | 0.12409 | 0 | 79.2 | 79.2 | 0.2 | 0 | 0 | 0 | 0
|  |  |  | 44 | 88 | 0 | 0 | 0 | 0 | 0 | 11.23 | 0.12409 | 0 | 88 | 88 | 0.2 | 0 | 0 | 0 | 0
|  |  |  | 40.52 | 81.04 | 0 | 0 | 0 | 0 | 0 | 11.23 | 0.12409 | 0 | 81.04 | 81.04 | 0.2 | 0 | 0 | 0 | 0
|  |  |  | 39.64 | 79.28 | 0 | 0 | 0 | 0 | 0 | 7.48 | 0.10336 | 2.678 | 79.28 | 79.28 | 0.91885 | 0 | 0 | 0 | 0
|  |  |  | 38.92 | 77.84 | 0 | 0 | 0 | 0 | 0 | 7.48 | 0.10336 | 0.302 | 77.84 | 77.84 | 1 | 0 | 0 | 0 | 0
|  |  |  | 23.08 | 46.16 | 0 | 0 | 0 | 0 | 0 | 7.48 | 0.10336 | 0 | 46.16 | 46.16 | 1 | 0 | 0 | 0 | 0
|  |  |  | 11 | 22 | 0 | 0 | 0 | 0 | 0 | 7.48 | 0.10336 | 0 | 22 | 22 | 1 | 0 | 0 | 0 | 0
|  |  |  | 9.44 | 18.88 | 0 | 0 | 0 | 0 | 0 | 7.48 | 0.10336 | 0 | 18.88 | 18.88 | 1 | 0 | 0 | 0 | 0
|  |  |  | 10.28 | 20.56 | 0 | 0 | 0 | 0 | 0 | 7.48 | 0.10336 | 0 | 20.56 | 20.56 | 1 | 0 | 0 | 0 | 0
|  |  |  | 11.2 | 22.4 | 0 | 0 | 0 | 0 | 0 | 7.48 | 0.10336 | 0 | 22.4 | 22.4 | 1 | 0 | 0 | 0 | 0
|  |  |  | 12.16 | 24.32 | 0 | 0 | 0 | 0 | 0 | 7.48 | 0.10336 | 0 | 24.32 | 24.32 | 1 | 0 | 0 | 0 | 0
|  |  |  | 14.16 | 28.32 | 0 | 0 | 0 | 0 | 0 | 7.48 | 0.10336 | 0 | 28.32 | 28.32 | 1 | 0 | 0 | 0 | 0
|  |  |  | 16.36 | 32.72 | 0 | 0 | 0 | 0 | 0 | 7.48 | 0.10336 | 0 | 32.72 | 32.72 | 1 | 0 | 0 | 0 | 0
|  |  |  | 22.16 | 44.32 | 0 | 0 | 0 | 0 | 0 | 7.48 | 0.10336 | 0 | 44.32 | 44.32 | 1 | 0 | 0 | 0 | 0
|  |  |  | 23.12 | 46.24 | 0 | 0 | 0 | 0 | 0 | 7.48 | 0.10336 | 0 | 46.24 | 46.24 | 1 | 0 | 0 | 0 | 0
|  |  |  | 29.08 | 58.16 | 0 | 0 | 0 | 0 | 0 | 7.48 | 0.10336 | 0 | 58.16 | 58.16 | 1 | 0 | 0 | 0 | 0
|  |  |  | 34.88 | 69.76 | 0 | 0 | 0 | 0 | 0 | 7.48 | 0.10336 | 0 | 69.76 | 69.76 | 1 | 0 | 0 | 0 | 0
|  |  |  | 43.12 | 86.24 | 0 | 0 | 0 | 0 | 0 | 7.48 | 0.10336 | 0 | 86.24 | 86.24 | 1 | 0 | 0 | 0 | 0
|  |  |  | 51.56 | 103.12 | 0 | 0 | 0 | 0 | 0 | 7.48 | 0.10336 | 0 | 103.12 | 103.12 | 1 | 0 | 0 | 0 | 0
|  |  |  | 54.24 | 108.48 | 0 | 0 | 0 | 0 | 0 | 7.48 | 0.10336 | 0 | 108.48 | 108.48 | 1 | 0 | 0 | 0 | 0
|  |  |  | 47.92 | 95.84 | 0 | 0 | 0 | 0 | 0 | 7.48 | 0.10336 | 0 | 95.84 | 95.84 | 1 | 0 | 0 | 0 | 0
|  |  |  | 47.16 | 94.32 | 0 | 0 | 0 | 0 | 0 | 7.48 | 0.10336 | 0 | 94.32 | 94.32 | 1 | 0 | 0 | 0 | 0
|  |  |  | 47.08 | 94.16 | 0 | 0 | 0 | 0 | 0 | 7.48 | 0.10336 | 0 | 94.16 | 94.16 | 1 | 0 | 0 | 0 | 0
|  |  |  | 49 | 98 | 0 | 0 | 0 | 0 | 0 | 7.48 | 0.10336 | 0 | 98 | 98 | 1 | 0 | 0 | 0 | 0
|  |  |  | 49.2 | 98.4 | 0 | 0 | 0 | 0 | 0 | 7.48 | 0.10336 | 0 | 98.4 | 98.4 | 1 | 0 | 0 | 0 | 0
|  |  |  | 47.04 | 94.08 | 0 | 0 | 0 | 0 | 0 | 7.48 | 0.10336 | 0 | 94.08 | 94.08 | 1 | 0 | 0 | 0 | 0
|  |  |  | 44.36 | 88.72 | 0 | 0 | 0 | 0 | 0 | 7.48 | 0.10336 | 0 | 88.72 | 88.72 | 1 | 0 | 0 | 0 | 0
|  |  |  | 45.32 | 90.64 | 0 | 0 | 0 | 0 | 0 | 7.48 | 0.10336 | 0 | 90.64 | 90.64 | 1 | 0 | 0 | 0 | 0
|  |  |  | 41.04 | 82.08 | 0 | 0 | 0 | 0 | 0 | 7.48 | 0.10336 | 0 | 82.08 | 82.08 | 1 | 0 | 0 | 0 | 0
|  |  |  | 31.36 | 62.72 | 0 | 0 | 0 | 0 | 0 | 7.48 | 0.10336 | 0 | 62.72 | 62.72 | 1 | 0 | 0 | 0 | 0
|  |  |  | 14.52 | 29.04 | 0 | 0 | 0 | 0 | 0 | 7.48 | 0.10336 | 0 | 29.04 | 29.04 | 1 | 0 | 0 | 0 | 0
|  |  |  | 9.64 | 19.28 | 0 | 0 | 0 | 0 | 0 | 7.48 | 0.10336 | 0 | 19.28 | 19.28 | 1 | 0 | 0 | 0 | 0
|  |  |  | 11 | 22 | 0 | 0 | 0 | 0 | 0 | 7.48 | 0.10336 | 0 | 22 | 22 | 1 | 0 | 0 | 0 | 0
|  |  |  | 11.32 | 22.64 | 0 | 0 | 0 | 0 | 0 | 7.48 | 0.10336 | 0 | 22.64 | 22.64 | 1 | 0 | 0 | 0 | 0
|  |  |  | 12 | 24 | 0 | 0 | 0 | 0 | 0 | 7.48 | 0.10336 | 0 | 24 | 24 | 1 | 0 | 0 | 0 | 0
|  |  |  | 14.32 | 28.64 | 0 | 0 | 0 | 0 | 0 | 7.48 | 0.10336 | 0 | 28.64 | 28.64 | 1 | 0 | 0 | 0 | 0
|  |  |  | 15.92 | 31.84 | 0 | 0 | 0 | 0 | 0 | 7.48 | 0.10336 | 0 | 31.84 | 31.84 | 1 | 0 | 0 | 0 | 0
|  |  |  | 22.2 | 44.4 | 0 | 0 | 0 | 0 | 0 | 7.48 | 0.10336 | 0 | 44.4 | 44.4 | 1 | 0 | 0 | 0 | 0
|  |  |  | 24.16 | 48.32 | 0 | 0 | 0 | 0 | 0 | 7.48 | 0.10336 | 0 | 48.32 | 48.32 | 1 | 0 | 0 | 0 | 0
|  |  |  | 32.08 | 64.16 | 0 | 0 | 0 | 0 | 0 | 7.48 | 0.10336 | 0 | 64.16 | 64.16 | 1 | 0 | 0 | 0 | 0
|  |  |  | 38.2 | 76.4 | 0 | 0 | 0 | 0 | 0 | 7.48 | 0.10336 | 0 | 76.4 | 76.4 | 1 | 0 | 0 | 0 | 0
|  |  |  | 46.84 | 93.68 | 0 | 0 | 0 | 0 | 0 | 7.48 | 0.10336 | 0 | 93.68 | 93.68 | 1 | 0 | 0 | 0 | 0
|  |  |  | 51.32 | 102.64 | 0 | 0 | 0 | 0 | 0 | 7.48 | 0.10336 | 0 | 102.64 | 102.64 | 1 | 0 | 0 | 0 | 0
|  |  |  | 52 | 104 | 0 | 0 | 0 | 0 | 0 | 7.48 | 0.10336 | 0 | 104 | 104 | 1 | 0 | 0 | 0 | 0
|  |  |  | 52.6 | 105.2 | 0 | 0 | 0 | 0 | 0 | 7.48 | 0.10336 | 0 | 105.2 | 105.2 | 1 | 0 | 0 | 0 | 0
|  |  |  | 50.24 | 100.48 | 0 | 0 | 0 | 0 | 0 | 7.48 | 0.10336 | 0 | 100.48 | 100.48 | 1 | 0 | 0 | 0 | 0
|  |  |  | 47.72 | 95.44 | 0 | 0 | 0 | 0 | 0 | 7.48 | 0.10336 | 0 | 95.44 | 95.44 | 1 | 0 | 0 | 0 | 0
|  |  |  | 49.28 | 98.56 | 0 | 0 | 0 | 0 | 0 | 7.48 | 0.10336 | 0 | 98.56 | 98.56 | 1 | 0 | 0 | 0 | 0
|  |  |  | 53.4 | 106.8 | 0 | 0 | 0 | 0 | 0 | 7.48 | 0.10336 | 0 | 106.8 | 106.8 | 1 | 0 | 0 | 0 | 0
|  |  |  | 51.84 | 103.68 | 0 | 0 | 0 | 0 | 0 | 7.48 | 0.10336 | 0 | 103.68 | 103.68 | 1 | 0 | 0 | 0 | 0
|  |  |  | 47.8 | 95.6 | 0 | 0 | 0 | 0 | 0 | 7.48 | 0.10336 | 0 | 95.6 | 95.6 | 1 | 0 | 0 | 0 | 0
|  |  |  | 45.28 | 90.56 | 0 | 0 | 0 | 0 | 0 | 7.48 | 0.10336 | 0 | 90.56 | 90.56 | 1 | 0 | 0 | 0 | 0
|  |  |  | 40.72 | 81.44 | 0 | 0 | 0 | 0 | 0 | 7.48 | 0.10336 | 0 | 81.44 | 81.44 | 1 | 0 | 0 | 0 | 0
|  |  |  | 32.4 | 64.8 | 0 | 0 | 0 | 0 | 0 | 7.48 | 0.10336 | 0 | 64.8 | 64.8 | 1 | 0 | 0 | 0 | 0
|  |  |  | 14.4 | 28.8 | 0 | 0 | 0 | 0 | 0 | 7.48 | 0.10336 | 0 | 28.8 | 28.8 | 1 | 0 | 0 | 0 | 0
|  |  |  | 9.32 | 18.64 | 0 | 0 | 0 | 0 | 0 | 7.48 | 0.10336 | 0 | 18.64 | 18.64 | 1 | 0 | 0 | 0 | 0
|  |  |  | 11.52 | 23.04 | 0 | 0 | 0 | 0 | 0 | 7.48 | 0.10336 | 0 | 23.04 | 23.04 | 1 | 0 | 0 | 0 | 0
|  |  |  | 12.32 | 24.64 | 0 | 0 | 0 | 0 | 0 | 7.48 | 0.10336 | 0 | 24.64 | 24.64 | 1 | 0 | 0 | 0 | 0
|  |  |  | 13.28 | 26.56 | 0 | 0 | 0 | 0 | 0 | 7.48 | 0.10336 | 0 | 26.56 | 26.56 | 1 | 0 | 0 | 0 | 0
|  |  |  | 15.68 | 31.36 | 0 | 0 | 0 | 0 | 0 | 7.48 | 0.10336 | 0 | 31.36 | 31.36 | 1 | 0 | 0 | 0 | 0
|  |  |  | 18.64 | 37.28 | 0 | 0 | 0 | 0 | 0 | 7.48 | 0.10336 | 0 | 37.28 | 37.28 | 1 | 0 | 0 | 0 | 0
|  |  |  | 28.92 | 57.84 | 0 | 0 | 0 | 0 | 0 | 7.48 | 0.10336 | 0 | 57.84 | 57.84 | 1 | 0 | 0 | 0 | 0
|  |  |  | 29.52 | 59.04 | 0 | 0 | 0 | 0 | 0 | 7.48 | 0.10336 | 0 | 59.04 | 59.04 | 1 | 0 | 0 | 0 | 0
|  |  |  | 27.64 | 55.28 | 0 | 0 | 0 | 0 | 0 | 7.48 | 0.10336 | 0 | 55.28 | 55.28 | 1 | 0 | 0 | 0 | 0
|  |  |  | 39.44 | 78.88 | 0 | 0 | 0 | 0 | 0 | 7.48 | 0.10336 | 0 | 78.88 | 78.88 | 1 | 0 | 0 | 0 | 0
|  |  |  | 42.56 | 85.12 | 0 | 0 | 0 | 0 | 0 | 11.23 | 0.12409 | 0 | 85.12 | 85.12 | 1 | 0 | 0 | 0 | 0
|  |  |  | 50 | 100 | 0 | 0 | 0 | 0 | 0 | 11.23 | 0.12409 | 0 | 100 | 100 | 1 | 0 | 0 | 0 | 0
|  |  |  | 48.36 | 96.72 | 0 | 0 | 0 | 0 | 0 | 11.23 | 0.12409 | 0 | 96.72 | 96.72 | 1 | 0 | 0 | 0 | 0
|  |  |  | 49.04 | 98.08 | 0 | 0 | 0 | 0 | 0 | 17.48 | 0.13136 | 0 | 98.08 | 98.08 | 1 | 0 | 0 | 0 | 0
|  |  |  | 51.6 | 103.2 | 0 | 0 | 0 | 0 | 0 | 17.48 | 0.13136 | 0 | 103.2 | 103.2 | 1 | 0 | 0 | 0 | 0
|  |  |  | 49.04 | 98.08 | 0 | 0 | 0 | 0 | 0 | 17.48 | 0.13136 | 0 | 98.08 | 98.08 | 1 | 0 | 0 | 0 | 0
|  |  |  | 49.04 | 98.08 | 0 | 0 | 0 | 0 | 0 | 17.48 | 0.13136 | 0 | 98.08 | 95.402 | 0.2 | 0 | 2.678 | 0 | 0
|  |  |  | 48.52 | 97.04 | 0 | 0 | 0 | 0 | 0 | 11.23 | 0.12409 | 0 | 97.04 | 97.04 | 0.2 | 0 | 0 | 0 | 0
|  |  |  | 50 | 100 | 0 | 0 | 0 | 0 | 0 | 11.23 | 0.12409 | 0 | 100 | 100 | 0.2 | 0 | 0 | 0 | 0
|  |  |  | 45.64 | 91.28 | 0 | 0 | 0 | 0 | 0 | 11.23 | 0.12409 | 0 | 91.28 | 91.28 | 0.2 | 0 | 0 | 0 | 0
|  |  |  | 44.2 | 88.4 | 0 | 0 | 0 | 0 | 0 | 7.48 | 0.10336 | 2.678 | 88.4 | 88.4 | 0.91885 | 0 | 0 | 0 | 0
|  |  |  | 41.64 | 83.28 | 0 | 0 | 0 | 0 | 0 | 7.48 | 0.10336 | 0.302 | 83.28 | 83.28 | 1 | 0 | 0 | 0 | 0
|  |  |  | 30.44 | 60.88 | 0 | 0 | 0 | 0 | 0 | 7.48 | 0.10336 | 0 | 60.88 | 60.88 | 1 | 0 | 0 | 0 | 0
|  |  |  | 14.88 | 29.76 | 0 | 0 | 0 | 0 | 0 | 7.48 | 0.10336 | 0 | 29.76 | 29.76 | 1 | 0 | 0 | 0 | 0
|  |  |  | 9.12 | 18.24 | 0 | 0 | 0 | 0 | 0 | 7.48 | 0.10336 | 0 | 18.24 | 18.24 | 1 | 0 | 0 | 0 | 0
|  |  |  | 10.6 | 21.2 | 0 | 0 | 0 | 0 | 0 | 7.48 | 0.10336 | 0 | 21.2 | 21.2 | 1 | 0 | 0 | 0 | 0
|  |  |  | 11.68 | 23.36 | 0 | 0 | 0 | 0 | 0 | 7.48 | 0.10336 | 0 | 23.36 | 23.36 | 1 | 0 | 0 | 0 | 0
|  |  |  | 12.4 | 24.8 | 0 | 0 | 0 | 0 | 0 | 7.48 | 0.10336 | 0 | 24.8 | 24.8 | 1 | 0 | 0 | 0 | 0
|  |  |  | 14.84 | 29.68 | 0 | 0 | 0 | 0 | 0 | 7.48 | 0.10336 | 0 | 29.68 | 29.68 | 1 | 0 | 0 | 0 | 0
|  |  |  | 17 | 34 | 0 | 0 | 0 | 0 | 0 | 7.48 | 0.10336 | 0 | 34 | 34 | 1 | 0 | 0 | 0 | 0
|  |  |  | 23.04 | 46.08 | 0 | 0 | 0 | 0 | 0 | 7.48 | 0.10336 | 0 | 46.08 | 46.08 | 1 | 0 | 0 | 0 | 0
|  |  |  | 24 | 48 | 0 | 0 | 0 | 0 | 0 | 7.48 | 0.10336 | 0 | 48 | 48 | 1 | 0 | 0 | 0 | 0
|  |  |  | 34.8533 | 69.7067 | 0 | 0 | 0 | 0 | 0 | 7.48 | 0.10336 | 0 | 69.707 | 69.707 | 1 | 0 | 0 | 0 | 0
|  |  |  | 40.3333 | 80.6667 | 0 | 0 | 0 | 0 | 0 | 7.48 | 0.10336 | 0 | 80.667 | 80.667 | 1 | 0 | 0 | 0 | 0
|  |  |  | 45.1067 | 90.2133 | 0 | 0 | 0 | 0 | 0 | 11.23 | 0.12409 | 0 | 90.213 | 90.213 | 1 | 0 | 0 | 0 | 0
|  |  |  | 53.4933 | 106.9867 | 0 | 0 | 0 | 0 | 0 | 11.23 | 0.12409 | 0 | 106.987 | 106.987 | 1 | 0 | 0 | 0 | 0
|  |  |  | 52.1333 | 104.2667 | 0 | 0 | 0 | 0 | 0 | 11.23 | 0.12409 | 0 | 104.267 | 104.267 | 1 | 0 | 0 | 0 | 0
|  |  |  | 55.1067 | 110.2133 | 0 | 0 | 0 | 0 | 0 | 17.48 | 0.13136 | 0 | 110.213 | 110.213 | 1 | 0 | 0 | 0 | 0
|  |  |  | 56.56 | 113.12 | 0 | 0 | 0 | 0 | 0 | 17.48 | 0.13136 | 0 | 113.12 | 113.12 | 1 | 0 | 0 | 0 | 0
|  |  |  | 58.0133 | 116.0267 | 0 | 0 | 0 | 0 | 0 | 17.48 | 0.13136 | 0 | 116.027 | 116.027 | 1 | 0 | 0 | 0 | 0
|  |  |  | 56.4533 | 112.9067 | 0 | 0 | 0 | 0 | 0 | 17.48 | 0.13136 | 0 | 112.907 | 110.229 | 0.2 | 0 | 2.678 | 0 | 0
|  |  |  | 55.6133 | 111.2267 | 0 | 0 | 0 | 0 | 0 | 11.23 | 0.12409 | 0 | 111.227 | 111.227 | 0.2 | 0 | 0 | 0 | 0
|  |  |  | 52.9867 | 105.9733 | 0 | 0 | 0 | 0 | 0 | 11.23 | 0.12409 | 0 | 105.973 | 105.973 | 0.2 | 0 | 0 | 0 | 0
|  |  |  | 49.24 | 98.48 | 0 | 0 | 0 | 0 | 0 | 11.23 | 0.12409 | 0 | 98.48 | 98.48 | 0.2 | 0 | 0 | 0 | 0
|  |  |  | 45.04 | 90.08 | 0 | 0 | 0 | 0 | 0 | 7.48 | 0.10336 | 2.678 | 90.08 | 90.08 | 0.91885 | 0 | 0 | 0 | 0
|  |  |  | 40.56 | 81.12 | 0 | 0 | 0 | 0 | 0 | 7.48 | 0.10336 | 0.302 | 81.12 | 81.12 | 1 | 0 | 0 | 0 | 0
|  |  |  | 29.76 | 59.52 | 0 | 0 | 0 | 0 | 0 | 7.48 | 0.10336 | 0 | 59.52 | 59.52 | 1 | 0 | 0 | 0 | 0
|  |  |  | 13.32 | 26.64 | 0 | 0 | 0 | 0 | 0 | 7.48 | 0.10336 | 0 | 26.64 | 26.64 | 1 | 0 | 0 | 0 | 0
|  |  |  | 12.04 | 24.08 | 0 | 0 | 0 | 0 | 0 | 7.48 | 0.10336 | 0 | 24.08 | 24.08 | 1 | 0 | 0 | 0 | 0
|  |  |  | 11.76 | 23.52 | 0 | 0 | 0 | 0 | 0 | 7.48 | 0.10336 | 0 | 23.52 | 23.52 | 1 | 0 | 0 | 0 | 0
|  |  |  | 10.96 | 21.92 | 0 | 0 | 0 | 0 | 0 | 7.48 | 0.10336 | 0 | 21.92 | 21.92 | 1 | 0 | 0 | 0 | 0
|  |  |  | 14.64 | 29.28 | 0 | 0 | 0 | 0 | 0 | 7.48 | 0.10336 | 0 | 29.28 | 29.28 | 1 | 0 | 0 | 0 | 0
|  |  |  | 15.56 | 31.12 | 0 | 0 | 0 | 0 | 0 | 7.48 | 0.10336 | 0 | 31.12 | 31.12 | 1 | 0 | 0 | 0 | 0
|  |  |  | 16.96 | 33.92 | 0 | 0 | 0 | 0 | 0 | 7.48 | 0.10336 | 0 | 33.92 | 33.92 | 1 | 0 | 0 | 0 | 0
|  |  |  | 18.16 | 36.32 | 0 | 0 | 0 | 0 | 0 | 7.48 | 0.10336 | 0 | 36.32 | 36.32 | 1 | 0 | 0 | 0 | 0
|  |  |  | 20.8 | 41.6 | 0 | 0 | 0 | 0 | 0 | 7.48 | 0.10336 | 0 | 41.6 | 41.6 | 1 | 0 | 0 | 0 | 0
|  |  |  | 25.32 | 50.64 | 0 | 0 | 0 | 0 | 0 | 7.48 | 0.10336 | 0 | 50.64 | 50.64 | 1 | 0 | 0 | 0 | 0
|  |  |  | 29.44 | 58.88 | 0 | 0 | 0 | 0 | 0 | 7.48 | 0.10336 | 0 | 58.88 | 58.88 | 1 | 0 | 0 | 0 | 0
|  |  |  | 32.48 | 64.96 | 0 | 0 | 0 | 0 | 0 | 11.23 | 0.12409 | 0 | 64.96 | 64.96 | 1 | 0 | 0 | 0 | 0
|  |  |  | 40.88 | 81.76 | 0 | 0 | 0 | 0 | 0 | 11.23 | 0.12409 | 0 | 81.76 | 81.76 | 1 | 0 | 0 | 0 | 0
|  |  |  | 46.52 | 93.04 | 0 | 0 | 0 | 0 | 0 | 11.23 | 0.12409 | 0 | 93.04 | 93.04 | 1 | 0 | 0 | 0 | 0
|  |  |  | 49.28 | 98.56 | 0 | 0 | 0 | 0 | 0 | 17.48 | 0.13136 | 0 | 98.56 | 98.56 | 1 | 0 | 0 | 0 | 0
|  |  |  | 41.76 | 83.52 | 0 | 0 | 0 | 0 | 0 | 17.48 | 0.13136 | 0 | 83.52 | 83.52 | 1 | 0 | 0 | 0 | 0
|  |  |  | 43.48 | 86.96 | 0 | 0 | 0 | 0 | 0 | 17.48 | 0.13136 | 0 | 86.96 | 86.96 | 1 | 0 | 0 | 0 | 0
|  |  |  | 42.32 | 84.64 | 0 | 0 | 0 | 0 | 0 | 17.48 | 0.13136 | 0 | 84.64 | 81.962 | 0.2 | 0 | 2.678 | 0 | 0
|  |  |  | 42.76 | 85.52 | 0 | 0 | 0 | 0 | 0 | 11.23 | 0.12409 | 0 | 85.52 | 85.52 | 0.2 | 0 | 0 | 0 | 0
|  |  |  | 36.68 | 73.36 | 0 | 0 | 0 | 0 | 0 | 11.23 | 0.12409 | 0 | 73.36 | 73.36 | 0.2 | 0 | 0 | 0 | 0
|  |  |  | 33 | 66 | 0 | 0 | 0 | 0 | 0 | 11.23 | 0.12409 | 0 | 66 | 66 | 0.2 | 0 | 0 | 0 | 0
|  |  |  | 29.92 | 59.84 | 0 | 0 | 0 | 0 | 0 | 7.48 | 0.10336 | 2.678 | 59.84 | 59.84 | 0.91885 | 0 | 0 | 0 | 0
|  |  |  | 27.64 | 55.28 | 0 | 0 | 0 | 0 | 0 | 7.48 | 0.10336 | 0.302 | 55.28 | 55.28 | 1 | 0 | 0 | 0 | 0
|  |  |  | 27.44 | 54.88 | 0 | 0 | 0 | 0 | 0 | 7.48 | 0.10336 | 0 | 54.88 | 54.88 | 1 | 0 | 0 | 0 | 0
|  |  |  | 15.76 | 31.52 | 0 | 0 | 0 | 0 | 0 | 7.48 | 0.10336 | 0 | 31.52 | 31.52 | 1 | 0 | 0 | 0 | 0
|  |  |  | 13.44 | 26.88 | 0 | 0 | 0 | 0 | 0 | 7.48 | 0.10336 | 0 | 26.88 | 26.88 | 1 | 0 | 0 | 0 | 0
|  |  |  | 14.92 | 29.84 | 0 | 0 | 0 | 0 | 0 | 7.48 | 0.10336 | 0 | 29.84 | 29.84 | 1 | 0 | 0 | 0 | 0
|  |  |  | 12.04 | 24.08 | 0 | 0 | 0 | 0 | 0 | 7.48 | 0.10336 | 0 | 24.08 | 24.08 | 1 | 0 | 0 | 0 | 0
|  |  |  | 11.64 | 23.28 | 0 | 0 | 0 | 0 | 0 | 7.48 | 0.10336 | 0 | 23.28 | 23.28 | 1 | 0 | 0 | 0 | 0
|  |  |  | 14.08 | 28.16 | 0 | 0 | 0 | 0 | 0 | 7.48 | 0.10336 | 0 | 28.16 | 28.16 | 1 | 0 | 0 | 0 | 0
|  |  |  | 16.16 | 32.32 | 0 | 0 | 0 | 0 | 0 | 7.48 | 0.10336 | 0 | 32.32 | 32.32 | 1 | 0 | 0 | 0 | 0
|  |  |  | 16.16 | 32.32 | 0 | 0 | 0 | 0 | 0 | 7.48 | 0.10336 | 0 | 32.32 | 32.32 | 1 | 0 | 0 | 0 | 0
|  |  |  | 15.56 | 31.12 | 0 | 0 | 0 | 0 | 0 | 7.48 | 0.10336 | 0 | 31.12 | 31.12 | 1 | 0 | 0 | 0 | 0
|  |  |  | 20.32 | 40.64 | 0 | 0 | 0 | 0 | 0 | 7.48 | 0.10336 | 0 | 40.64 | 40.64 | 1 | 0 | 0 | 0 | 0
|  |  |  | 27.08 | 54.16 | 0 | 0 | 0 | 0 | 0 | 7.48 | 0.10336 | 0 | 54.16 | 54.16 | 1 | 0 | 0 | 0 | 0
|  |  |  | 27.16 | 54.32 | 0 | 0 | 0 | 0 | 0 | 11.23 | 0.12409 | 0 | 54.32 | 54.32 | 1 | 0 | 0 | 0 | 0
|  |  |  | 34.12 | 68.24 | 0 | 0 | 0 | 0 | 0 | 11.23 | 0.12409 | 0 | 68.24 | 68.24 | 1 | 0 | 0 | 0 | 0
|  |  |  | 39.88 | 79.76 | 0 | 0 | 0 | 0 | 0 | 11.23 | 0.12409 | 0 | 79.76 | 79.76 | 1 | 0 | 0 | 0 | 0
|  |  |  | 46.72 | 93.44 | 0 | 0 | 0 | 0 | 0 | 17.48 | 0.13136 | 0 | 93.44 | 93.44 | 1 | 0 | 0 | 0 | 0
|  |  |  | 39.76 | 79.52 | 0 | 0 | 0 | 0 | 0 | 17.48 | 0.13136 | 0 | 79.52 | 79.52 | 1 | 0 | 0 | 0 | 0
|  |  |  | 40.44 | 80.88 | 0 | 0 | 0 | 0 | 0 | 17.48 | 0.13136 | 0 | 80.88 | 80.88 | 1 | 0 | 0 | 0 | 0
|  |  |  | 39.64 | 79.28 | 0 | 0 | 0 | 0 | 0 | 17.48 | 0.13136 | 0 | 79.28 | 76.602 | 0.2 | 0 | 2.678 | 0 | 0
|  |  |  | 40.96 | 81.92 | 0 | 0 | 0 | 0 | 0 | 11.23 | 0.12409 | 0 | 81.92 | 81.92 | 0.2 | 0 | 0 | 0 | 0
|  |  |  | 38.84 | 77.68 | 0 | 0 | 0 | 0 | 0 | 11.23 | 0.12409 | 0 | 77.68 | 77.68 | 0.2 | 0 | 0 | 0 | 0
|  |  |  | 32.08 | 64.16 | 0 | 0 | 0 | 0 | 0 | 11.23 | 0.12409 | 0 | 64.16 | 64.16 | 0.2 | 0 | 0 | 0 | 0
|  |  |  | 31.28 | 62.56 | 0 | 0 | 0 | 0 | 0 | 7.48 | 0.10336 | 2.678 | 62.56 | 62.56 | 0.91885 | 0 | 0 | 0 | 0
|  |  |  | 32.32 | 64.64 | 0 | 0 | 0 | 0 | 0 | 7.48 | 0.10336 | 0.302 | 64.64 | 64.64 | 1 | 0 | 0 | 0 | 0
|  |  |  | 28.36 | 56.72 | 0 | 0 | 0 | 0 | 0 | 7.48 | 0.10336 | 0 | 56.72 | 56.72 | 1 | 0 | 0 | 0 | 0
|  |  |  | 13.28 | 26.56 | 0 | 0 | 0 | 0 | 0 | 7.48 | 0.10336 | 0 | 26.56 | 26.56 | 1 | 0 | 0 | 0 | 0
|  |  |  | 8.96 | 17.92 | 0 | 0 | 0 | 0 | 0 | 7.48 | 0.10336 | 0 | 17.92 | 17.92 | 1 | 0 | 0 | 0 | 0
|  |  |  | 10.84 | 21.68 | 0 | 0 | 0 | 0 | 0 | 7.48 | 0.10336 | 0 | 21.68 | 21.68 | 1 | 0 | 0 | 0 | 0
|  |  |  | 11.24 | 22.48 | 0 | 0 | 0 | 0 | 0 | 7.48 | 0.10336 | 0 | 22.48 | 22.48 | 1 | 0 | 0 | 0 | 0
|  |  |  | 11.36 | 22.72 | 0 | 0 | 0 | 0 | 0 | 7.48 | 0.10336 | 0 | 22.72 | 22.72 | 1 | 0 | 0 | 0 | 0
|  |  |  | 14.2 | 28.4 | 0 | 0 | 0 | 0 | 0 | 7.48 | 0.10336 | 0 | 28.4 | 28.4 | 1 | 0 | 0 | 0 | 0
|  |  |  | 16.04 | 32.08 | 0 | 0 | 0 | 0 | 0 | 7.48 | 0.10336 | 0 | 32.08 | 32.08 | 1 | 0 | 0 | 0 | 0
|  |  |  | 22.36 | 44.72 | 0 | 0 | 0 | 0 | 0 | 7.48 | 0.10336 | 0 | 44.72 | 44.72 | 1 | 0 | 0 | 0 | 0
|  |  |  | 21.28 | 42.56 | 0 | 0 | 0 | 0 | 0 | 7.48 | 0.10336 | 0 | 42.56 | 42.56 | 1 | 0 | 0 | 0 | 0
|  |  |  | 27.64 | 55.28 | 0 | 0 | 0 | 0 | 0 | 7.48 | 0.10336 | 0 | 55.28 | 55.28 | 1 | 0 | 0 | 0 | 0
|  |  |  | 36.4 | 72.8 | 0 | 0 | 0 | 0 | 0 | 7.48 | 0.10336 | 0 | 72.8 | 72.8 | 1 | 0 | 0 | 0 | 0
|  |  |  | 32.4 | 64.8 | 0 | 0 | 0 | 0 | 0 | 11.23 | 0.12409 | 0 | 64.8 | 64.8 | 1 | 0 | 0 | 0 | 0
|  |  |  | 34.48 | 68.96 | 0 | 0 | 0 | 0 | 0 | 11.23 | 0.12409 | 0 | 68.96 | 68.96 | 1 | 0 | 0 | 0 | 0
|  |  |  | 46.92 | 93.84 | 0 | 0 | 0 | 0 | 0 | 11.23 | 0.12409 | 0 | 93.84 | 93.84 | 1 | 0 | 0 | 0 | 0
|  |  |  | 46.76 | 93.52 | 0 | 0 | 0 | 0 | 0 | 17.48 | 0.13136 | 0 | 93.52 | 93.52 | 1 | 0 | 0 | 0 | 0
|  |  |  | 45.08 | 90.16 | 0 | 0 | 0 | 0 | 0 | 17.48 | 0.13136 | 0 | 90.16 | 90.16 | 1 | 0 | 0 | 0 | 0
|  |  |  | 47.56 | 95.12 | 0 | 0 | 0 | 0 | 0 | 17.48 | 0.13136 | 0 | 95.12 | 95.12 | 1 | 0 | 0 | 0 | 0
|  |  |  | 49.44 | 98.88 | 0 | 0 | 0 | 0 | 0 | 17.48 | 0.13136 | 0 | 98.88 | 96.202 | 0.2 | 0 | 2.678 | 0 | 0
|  |  |  | 52.04 | 104.08 | 0 | 0 | 0 | 0 | 0 | 11.23 | 0.12409 | 0 | 104.08 | 104.08 | 0.2 | 0 | 0 | 0 | 0
|  |  |  | 56.08 | 112.16 | 0 | 0 | 0 | 0 | 0 | 11.23 | 0.12409 | 0 | 112.16 | 112.16 | 0.2 | 0 | 0 | 0 | 0
|  |  |  | 50.96 | 101.92 | 0 | 0 | 0 | 0 | 0 | 11.23 | 0.12409 | 0 | 101.92 | 101.92 | 0.2 | 0 | 0 | 0 | 0
|  |  |  | 46.92 | 93.84 | 0 | 0 | 0 | 0 | 0 | 7.48 | 0.10336 | 2.678 | 93.84 | 93.84 | 0.91885 | 0 | 0 | 0 | 0
|  |  |  | 45.72 | 91.44 | 0 | 0 | 0 | 0 | 0 | 7.48 | 0.10336 | 0.302 | 91.44 | 91.44 | 1 | 0 | 0 | 0 | 0
|  |  |  | 35.72 | 71.44 | 0 | 0 | 0 | 0 | 0 | 7.48 | 0.10336 | 0 | 71.44 | 71.44 | 1 | 0 | 0 | 0 | 0
|  |  |  | 14.76 | 29.52 | 0 | 0 | 0 | 0 | 0 | 7.48 | 0.10336 | 0 | 29.52 | 29.52 | 1 | 0 | 0 | 0 | 0
|  |  |  | 9.44 | 18.88 | 0 | 0 | 0 | 0 | 0 | 7.48 | 0.10336 | 0 | 18.88 | 18.88 | 1 | 0 | 0 | 0 | 0
|  |  |  | 11.72 | 23.44 | 0 | 0 | 0 | 0 | 0 | 7.48 | 0.10336 | 0 | 23.44 | 23.44 | 1 | 0 | 0 | 0 | 0
|  |  |  | 12.36 | 24.72 | 0 | 0 | 0 | 0 | 0 | 7.48 | 0.10336 | 0 | 24.72 | 24.72 | 1 | 0 | 0 | 0 | 0
|  |  |  | 13.56 | 27.12 | 0 | 0 | 0 | 0 | 0 | 7.48 | 0.10336 | 0 | 27.12 | 27.12 | 1 | 0 | 0 | 0 | 0
|  |  |  | 14.84 | 29.68 | 0 | 0 | 0 | 0 | 0 | 7.48 | 0.10336 | 0 | 29.68 | 29.68 | 1 | 0 | 0 | 0 | 0
|  |  |  | 16.28 | 32.56 | 0 | 0 | 0 | 0 | 0 | 7.48 | 0.10336 | 0 | 32.56 | 32.56 | 1 | 0 | 0 | 0 | 0
|  |  |  | 21.68 | 43.36 | 0 | 0 | 0 | 0 | 0 | 7.48 | 0.10336 | 0 | 43.36 | 43.36 | 1 | 0 | 0 | 0 | 0
|  |  |  | 23.36 | 46.72 | 0 | 0 | 0 | 0 | 0 | 7.48 | 0.10336 | 0 | 46.72 | 46.72 | 1 | 0 | 0 | 0 | 0
|  |  |  | 35.64 | 71.28 | 0 | 0 | 0 | 0 | 0 | 7.48 | 0.10336 | 0 | 71.28 | 71.28 | 1 | 0 | 0 | 0 | 0
|  |  |  | 42.68 | 85.36 | 0 | 0 | 0 | 0 | 0 | 7.48 | 0.10336 | 0 | 85.36 | 85.36 | 1 | 0 | 0 | 0 | 0
|  |  |  | 47.88 | 95.76 | 0 | 0 | 0 | 0 | 0 | 7.48 | 0.10336 | 0 | 95.76 | 95.76 | 1 | 0 | 0 | 0 | 0
|  |  |  | 60.2 | 120.4 | 0 | 0 | 0 | 0 | 0 | 7.48 | 0.10336 | 0 | 120.4 | 120.4 | 1 | 0 | 0 | 0 | 0
|  |  |  | 58.32 | 116.64 | 0 | 0 | 0 | 0 | 0 | 7.48 | 0.10336 | 0 | 116.64 | 116.64 | 1 | 0 | 0 | 0 | 0
|  |  |  | 53.8 | 107.6 | 0 | 0 | 0 | 0 | 0 | 7.48 | 0.10336 | 0 | 107.6 | 107.6 | 1 | 0 | 0 | 0 | 0
|  |  |  | 54.76 | 109.52 | 0 | 0 | 0 | 0 | 0 | 7.48 | 0.10336 | 0 | 109.52 | 109.52 | 1 | 0 | 0 | 0 | 0
|  |  |  | 58.8 | 117.6 | 0 | 0 | 0 | 0 | 0 | 7.48 | 0.10336 | 0 | 117.6 | 117.6 | 1 | 0 | 0 | 0 | 0
|  |  |  | 59.2 | 118.4 | 0 | 0 | 0 | 0 | 0 | 7.48 | 0.10336 | 0 | 118.4 | 118.4 | 1 | 0 | 0 | 0 | 0
|  |  |  | 59.08 | 118.16 | 0 | 0 | 0 | 0 | 0 | 7.48 | 0.10336 | 0 | 118.16 | 118.16 | 1 | 0 | 0 | 0 | 0
|  |  |  | 58.4 | 116.8 | 0 | 0 | 0 | 0 | 0 | 7.48 | 0.10336 | 0 | 116.8 | 116.8 | 1 | 0 | 0 | 0 | 0
|  |  |  | 53.96 | 107.92 | 0 | 0 | 0 | 0 | 0 | 7.48 | 0.10336 | 0 | 107.92 | 107.92 | 1 | 0 | 0 | 0 | 0
|  |  |  | 49.2 | 98.4 | 0 | 0 | 0 | 0 | 0 | 7.48 | 0.10336 | 0 | 98.4 | 98.4 | 1 | 0 | 0 | 0 | 0
|  |  |  | 44.52 | 89.04 | 0 | 0 | 0 | 0 | 0 | 7.48 | 0.10336 | 0 | 89.04 | 89.04 | 1 | 0 | 0 | 0 | 0
|  |  |  | 32.88 | 65.76 | 0 | 0 | 0 | 0 | 0 | 7.48 | 0.10336 | 0 | 65.76 | 65.76 | 1 | 0 | 0 | 0 | 0
|  |  |  | 15.08 | 30.16 | 0 | 0 | 0 | 0 | 0 | 7.48 | 0.10336 | 0 | 30.16 | 30.16 | 1 | 0 | 0 | 0 | 0
|  |  |  | 9.48 | 18.96 | 0 | 0 | 0 | 0 | 0 | 7.48 | 0.10336 | 0 | 18.96 | 18.96 | 1 | 0 | 0 | 0 | 0
|  |  |  | 16.36 | 32.72 | 0 | 0 | 0 | 0 | 0 | 7.48 | 0.10336 | 0 | 32.72 | 32.72 | 1 | 0 | 0 | 0 | 0
|  |  |  | 14.24 | 28.48 | 0 | 0 | 0 | 0 | 0 | 7.48 | 0.10336 | 0 | 28.48 | 28.48 | 1 | 0 | 0 | 0 | 0
|  |  |  | 16.08 | 32.16 | 0 | 0 | 0 | 0 | 0 | 7.48 | 0.10336 | 0 | 32.16 | 32.16 | 1 | 0 | 0 | 0 | 0
|  |  |  | 17.2 | 34.4 | 0 | 0 | 0 | 0 | 0 | 7.48 | 0.10336 | 0 | 34.4 | 34.4 | 1 | 0 | 0 | 0 | 0
|  |  |  | 19.2 | 38.4 | 0 | 0 | 0 | 0 | 0 | 7.48 | 0.10336 | 0 | 38.4 | 38.4 | 1 | 0 | 0 | 0 | 0
|  |  |  | 25.6 | 51.2 | 0 | 0 | 0 | 0 | 0 | 7.48 | 0.10336 | 0 | 51.2 | 51.2 | 1 | 0 | 0 | 0 | 0
|  |  |  | 26.84 | 53.68 | 0 | 0 | 0 | 0 | 0 | 7.48 | 0.10336 | 0 | 53.68 | 53.68 | 1 | 0 | 0 | 0 | 0
|  |  |  | 29.44 | 58.88 | 0 | 0 | 0 | 0 | 0 | 7.48 | 0.10336 | 0 | 58.88 | 58.88 | 1 | 0 | 0 | 0 | 0
|  |  |  | 34.12 | 68.24 | 0 | 0 | 0 | 0 | 0 | 7.48 | 0.10336 | 0 | 68.24 | 68.24 | 1 | 0 | 0 | 0 | 0
|  |  |  | 42.88 | 85.76 | 0 | 0 | 0 | 0 | 0 | 7.48 | 0.10336 | 0 | 85.76 | 85.76 | 1 | 0 | 0 | 0 | 0
|  |  |  | 48.12 | 96.24 | 0 | 0 | 0 | 0 | 0 | 7.48 | 0.10336 | 0 | 96.24 | 96.24 | 1 | 0 | 0 | 0 | 0
|  |  |  | 48.84 | 97.68 | 0 | 0 | 0 | 0 | 0 | 7.48 | 0.10336 | 0 | 97.68 | 97.68 | 1 | 0 | 0 | 0 | 0
|  |  |  | 53.44 | 106.88 | 0 | 0 | 0 | 0 | 0 | 7.48 | 0.10336 | 0 | 106.88 | 106.88 | 1 | 0 | 0 | 0 | 0
|  |  |  | 48.76 | 97.52 | 0 | 0 | 0 | 0 | 0 | 7.48 | 0.10336 | 0 | 97.52 | 97.52 | 1 | 0 | 0 | 0 | 0
|  |  |  | 47.72 | 95.44 | 0 | 0 | 0 | 0 | 0 | 7.48 | 0.10336 | 0 | 95.44 | 95.44 | 1 | 0 | 0 | 0 | 0
|  |  |  | 45.92 | 91.84 | 0 | 0 | 0 | 0 | 0 | 7.48 | 0.10336 | 0 | 91.84 | 91.84 | 1 | 0 | 0 | 0 | 0
|  |  |  | 48.76 | 97.52 | 0 | 0 | 0 | 0 | 0 | 7.48 | 0.10336 | 0 | 97.52 | 97.52 | 1 | 0 | 0 | 0 | 0
|  |  |  | 48.8 | 97.6 | 0 | 0 | 0 | 0 | 0 | 7.48 | 0.10336 | 0 | 97.6 | 97.6 | 1 | 0 | 0 | 0 | 0
|  |  |  | 45.92 | 91.84 | 0 | 0 | 0 | 0 | 0 | 7.48 | 0.10336 | 0 | 91.84 | 91.84 | 1 | 0 | 0 | 0 | 0
|  |  |  | 43.08 | 86.16 | 0 | 0 | 0 | 0 | 0 | 7.48 | 0.10336 | 0 | 86.16 | 86.16 | 1 | 0 | 0 | 0 | 0
|  |  |  | 38.28 | 76.56 | 0 | 0 | 0 | 0 | 0 | 7.48 | 0.10336 | 0 | 76.56 | 76.56 | 1 | 0 | 0 | 0 | 0
|  |  |  | 30.6 | 61.2 | 0 | 0 | 0 | 0 | 0 | 7.48 | 0.10336 | 0 | 61.2 | 61.2 | 1 | 0 | 0 | 0 | 0
|  |  |  | 13.64 | 27.28 | 0 | 0 | 0 | 0 | 0 | 7.48 | 0.10336 | 0 | 27.28 | 27.28 | 1 | 0 | 0 | 0 | 0
|  |  |  | 9.96 | 19.92 | 0 | 0 | 0 | 0 | 0 | 7.48 | 0.10336 | 0 | 19.92 | 19.92 | 1 | 0 | 0 | 0 | 0
|  |  |  | 12.2 | 24.4 | 0 | 0 | 0 | 0 | 0 | 7.48 | 0.10336 | 0 | 24.4 | 24.4 | 1 | 0 | 0 | 0 | 0
|  |  |  | 13.56 | 27.12 | 0 | 0 | 0 | 0 | 0 | 7.48 | 0.10336 | 0 | 27.12 | 27.12 | 1 | 0 | 0 | 0 | 0
|  |  |  | 16.32 | 32.64 | 0 | 0 | 0 | 0 | 0 | 7.48 | 0.10336 | 0 | 32.64 | 32.64 | 1 | 0 | 0 | 0 | 0
|  |  |  | 16.72 | 33.44 | 0 | 0 | 0 | 0 | 0 | 7.48 | 0.10336 | 0 | 33.44 | 33.44 | 1 | 0 | 0 | 0 | 0
|  |  |  | 17.64 | 35.28 | 0 | 0 | 0 | 0 | 0 | 7.48 | 0.10336 | 0 | 35.28 | 35.28 | 1 | 0 | 0 | 0 | 0
|  |  |  | 23.44 | 46.88 | 0 | 0 | 0 | 0 | 0 | 7.48 | 0.10336 | 0 | 46.88 | 46.88 | 1 | 0 | 0 | 0 | 0
|  |  |  | 24.52 | 49.04 | 0 | 0 | 0 | 0 | 0 | 7.48 | 0.10336 | 0 | 49.04 | 49.04 | 1 | 0 | 0 | 0 | 0
|  |  |  | 26.96 | 53.92 | 0 | 0 | 0 | 0 | 0 | 7.48 | 0.10336 | 0 | 53.92 | 53.92 | 1 | 0 | 0 | 0 | 0
|  |  |  | 37.04 | 74.08 | 0 | 0 | 0 | 0 | 0 | 7.48 | 0.10336 | 0 | 74.08 | 74.08 | 1 | 0 | 0 | 0 | 0
|  |  |  | 39.04 | 78.08 | 0 | 0 | 0 | 0 | 0 | 11.23 | 0.12409 | 0 | 78.08 | 78.08 | 1 | 0 | 0 | 0 | 0
|  |  |  | 42.6 | 85.2 | 0 | 0 | 0 | 0 | 0 | 11.23 | 0.12409 | 0 | 85.2 | 85.2 | 1 | 0 | 0 | 0 | 0
|  |  |  | 47.52 | 95.04 | 0 | 0 | 0 | 0 | 0 | 11.23 | 0.12409 | 0 | 95.04 | 95.04 | 1 | 0 | 0 | 0 | 0
|  |  |  | 51.32 | 102.64 | 0 | 0 | 0 | 0 | 0 | 17.48 | 0.13136 | 0 | 102.64 | 102.64 | 1 | 0 | 0 | 0 | 0
|  |  |  | 48.28 | 96.56 | 0 | 0 | 0 | 0 | 0 | 17.48 | 0.13136 | 0 | 96.56 | 96.56 | 1 | 0 | 0 | 0 | 0
|  |  |  | 43.64 | 87.28 | 0 | 0 | 0 | 0 | 0 | 17.48 | 0.13136 | 0 | 87.28 | 87.28 | 1 | 0 | 0 | 0 | 0
|  |  |  | 44.6 | 89.2 | 0 | 0 | 0 | 0 | 0 | 17.48 | 0.13136 | 0 | 89.2 | 86.522 | 0.2 | 0 | 2.678 | 0 | 0
|  |  |  | 43.12 | 86.24 | 0 | 0 | 0 | 0 | 0 | 11.23 | 0.12409 | 0 | 86.24 | 86.24 | 0.2 | 0 | 0 | 0 | 0
|  |  |  | 42.68 | 85.36 | 0 | 0 | 0 | 0 | 0 | 11.23 | 0.12409 | 0 | 85.36 | 85.36 | 0.2 | 0 | 0 | 0 | 0
|  |  |  | 41.36 | 82.72 | 0 | 0 | 0 | 0 | 0 | 11.23 | 0.12409 | 0 | 82.72 | 82.72 | 0.2 | 0 | 0 | 0 | 0
|  |  |  | 38.36 | 76.72 | 0 | 0 | 0 | 0 | 0 | 7.48 | 0.10336 | 2.678 | 76.72 | 76.72 | 0.91885 | 0 | 0 | 0 | 0
|  |  |  | 34.28 | 68.56 | 0 | 0 | 0 | 0 | 0 | 7.48 | 0.10336 | 0.302 | 68.56 | 68.56 | 1 | 0 | 0 | 0 | 0
|  |  |  | 22.32 | 44.64 | 0 | 0 | 0 | 0 | 0 | 7.48 | 0.10336 | 0 | 44.64 | 44.64 | 1 | 0 | 0 | 0 | 0
|  |  |  | 10.96 | 21.92 | 0 | 0 | 0 | 0 | 0 | 7.48 | 0.10336 | 0 | 21.92 | 21.92 | 1 | 0 | 0 | 0 | 0
|  |  |  | 9.44 | 18.88 | 0 | 0 | 0 | 0 | 0 | 7.48 | 0.10336 | 0 | 18.88 | 18.88 | 1 | 0 | 0 | 0 | 0
|  |  |  | 10.08 | 20.16 | 0 | 0 | 0 | 0 | 0 | 7.48 | 0.10336 | 0 | 20.16 | 20.16 | 1 | 0 | 0 | 0 | 0
|  |  |  | 10.8 | 21.6 | 0 | 0 | 0 | 0 | 0 | 7.48 | 0.10336 | 0 | 21.6 | 21.6 | 1 | 0 | 0 | 0 | 0
|  |  |  | 12.04 | 24.08 | 0 | 0 | 0 | 0 | 0 | 7.48 | 0.10336 | 0 | 24.08 | 24.08 | 1 | 0 | 0 | 0 | 0
|  |  |  | 14.28 | 28.56 | 0 | 0 | 0 | 0 | 0 | 7.48 | 0.10336 | 0 | 28.56 | 28.56 | 1 | 0 | 0 | 0 | 0
|  |  |  | 17.48 | 34.96 | 0 | 0 | 0 | 0 | 0 | 7.48 | 0.10336 | 0 | 34.96 | 34.96 | 1 | 0 | 0 | 0 | 0
|  |  |  | 22.68 | 45.36 | 0 | 0 | 0 | 0 | 0 | 7.48 | 0.10336 | 0 | 45.36 | 45.36 | 1 | 0 | 0 | 0 | 0
|  |  |  | 24.12 | 48.24 | 0 | 0 | 0 | 0 | 0 | 7.48 | 0.10336 | 0 | 48.24 | 48.24 | 1 | 0 | 0 | 0 | 0
|  |  |  | 25.08 | 50.16 | 0 | 0 | 0 | 0 | 0 | 7.48 | 0.10336 | 0 | 50.16 | 50.16 | 1 | 0 | 0 | 0 | 0
|  |  |  | 30.16 | 60.32 | 0 | 0 | 0 | 0 | 0 | 7.48 | 0.10336 | 0 | 60.32 | 60.32 | 1 | 0 | 0 | 0 | 0
|  |  |  | 47.6 | 95.2 | 0 | 0 | 0 | 0 | 0 | 11.23 | 0.12409 | 0 | 95.2 | 95.2 | 1 | 0 | 0 | 0 | 0
|  |  |  | 55.28 | 110.56 | 0 | 0 | 0 | 0 | 0 | 11.23 | 0.12409 | 0 | 110.56 | 110.56 | 1 | 0 | 0 | 0 | 0
|  |  |  | 46.2 | 92.4 | 0 | 0 | 0 | 0 | 0 | 11.23 | 0.12409 | 0 | 92.4 | 92.4 | 1 | 0 | 0 | 0 | 0
|  |  |  | 47.88 | 95.76 | 0 | 0 | 0 | 0 | 0 | 17.48 | 0.13136 | 0 | 95.76 | 95.76 | 1 | 0 | 0 | 0 | 0
|  |  |  | 51.52 | 103.04 | 0 | 0 | 0 | 0 | 0 | 17.48 | 0.13136 | 0 | 103.04 | 103.04 | 1 | 0 | 0 | 0 | 0
|  |  |  | 51.68 | 103.36 | 0 | 0 | 0 | 0 | 0 | 17.48 | 0.13136 | 0 | 103.36 | 103.36 | 1 | 0 | 0 | 0 | 0
|  |  |  | 48.88 | 97.76 | 0 | 0 | 0 | 0 | 0 | 17.48 | 0.13136 | 0 | 97.76 | 95.082 | 0.2 | 0 | 2.678 | 0 | 0
|  |  |  | 49.92 | 99.84 | 0 | 0 | 0 | 0 | 0 | 11.23 | 0.12409 | 0 | 99.84 | 99.84 | 0.2 | 0 | 0 | 0 | 0
|  |  |  | 47.12 | 94.24 | 0 | 0 | 0 | 0 | 0 | 11.23 | 0.12409 | 0 | 94.24 | 94.24 | 0.2 | 0 | 0 | 0 | 0
|  |  |  | 44.64 | 89.28 | 0 | 0 | 0 | 0 | 0 | 11.23 | 0.12409 | 0 | 89.28 | 89.28 | 0.2 | 0 | 0 | 0 | 0
|  |  |  | 42.08 | 84.16 | 0 | 0 | 0 | 0 | 0 | 7.48 | 0.10336 | 2.678 | 84.16 | 84.16 | 0.91885 | 0 | 0 | 0 | 0
|  |  |  | 40.12 | 80.24 | 0 | 0 | 0 | 0 | 0 | 7.48 | 0.10336 | 0.302 | 80.24 | 80.24 | 1 | 0 | 0 | 0 | 0
|  |  |  | 36.04 | 72.08 | 0 | 0 | 0 | 0 | 0 | 7.48 | 0.10336 | 0 | 72.08 | 72.08 | 1 | 0 | 0 | 0 | 0
|  |  |  | 19.16 | 38.32 | 0 | 0 | 0 | 0 | 0 | 7.48 | 0.10336 | 0 | 38.32 | 38.32 | 1 | 0 | 0 | 0 | 0
|  |  |  | 14.04 | 28.08 | 0 | 0 | 0 | 0 | 0 | 7.48 | 0.10336 | 0 | 28.08 | 28.08 | 1 | 0 | 0 | 0 | 0
|  |  |  | 15.48 | 30.96 | 0 | 0 | 0 | 0 | 0 | 7.48 | 0.10336 | 0 | 30.96 | 30.96 | 1 | 0 | 0 | 0 | 0
|  |  |  | 15.4 | 30.8 | 0 | 0 | 0 | 0 | 0 | 7.48 | 0.10336 | 0 | 30.8 | 30.8 | 1 | 0 | 0 | 0 | 0
|  |  |  | 16.92 | 33.84 | 0 | 0 | 0 | 0 | 0 | 7.48 | 0.10336 | 0 | 33.84 | 33.84 | 1 | 0 | 0 | 0 | 0
|  |  |  | 19.4 | 38.8 | 0 | 0 | 0 | 0 | 0 | 7.48 | 0.10336 | 0 | 38.8 | 38.8 | 1 | 0 | 0 | 0 | 0
|  |  |  | 18.8 | 37.6 | 0 | 0 | 0 | 0 | 0 | 7.48 | 0.10336 | 0 | 37.6 | 37.6 | 1 | 0 | 0 | 0 | 0
|  |  |  | 17.28 | 34.56 | 0 | 0 | 0 | 0 | 0 | 7.48 | 0.10336 | 0 | 34.56 | 34.56 | 1 | 0 | 0 | 0 | 0
|  |  |  | 21.56 | 43.12 | 0 | 0 | 0 | 0 | 0 | 7.48 | 0.10336 | 0 | 43.12 | 43.12 | 1 | 0 | 0 | 0 | 0
|  |  |  | 22.56 | 45.12 | 0 | 0 | 0 | 0 | 0 | 7.48 | 0.10336 | 0 | 45.12 | 45.12 | 1 | 0 | 0 | 0 | 0
|  |  |  | 32.16 | 64.32 | 0 | 0 | 0 | 0 | 0 | 7.48 | 0.10336 | 0 | 64.32 | 64.32 | 1 | 0 | 0 | 0 | 0
|  |  |  | 46.48 | 92.96 | 0 | 0 | 0 | 0 | 0 | 11.23 | 0.12409 | 0 | 92.96 | 92.96 | 1 | 0 | 0 | 0 | 0
|  |  |  | 44.4 | 88.8 | 0 | 0 | 0 | 0 | 0 | 11.23 | 0.12409 | 0 | 88.8 | 88.8 | 1 | 0 | 0 | 0 | 0
|  |  |  | 47.08 | 94.16 | 0 | 0 | 0 | 0 | 0 | 11.23 | 0.12409 | 0 | 94.16 | 94.16 | 1 | 0 | 0 | 0 | 0
|  |  |  | 43.36 | 86.72 | 0 | 0 | 0 | 0 | 0 | 17.48 | 0.13136 | 0 | 86.72 | 86.72 | 1 | 0 | 0 | 0 | 0
|  |  |  | 42.64 | 85.28 | 0 | 0 | 0 | 0 | 0 | 17.48 | 0.13136 | 0 | 85.28 | 85.28 | 1 | 0 | 0 | 0 | 0
|  |  |  | 46.52 | 93.04 | 0 | 0 | 0 | 0 | 0 | 17.48 | 0.13136 | 0 | 93.04 | 93.04 | 1 | 0 | 0 | 0 | 0
|  |  |  | 49.2 | 98.4 | 0 | 0 | 0 | 0 | 0 | 17.48 | 0.13136 | 0 | 98.4 | 95.722 | 0.2 | 0 | 2.678 | 0 | 0
|  |  |  | 52.68 | 105.36 | 0 | 0 | 0 | 0 | 0 | 11.23 | 0.12409 | 0 | 105.36 | 105.36 | 0.2 | 0 | 0 | 0 | 0
|  |  |  | 40.72 | 81.44 | 0 | 0 | 0 | 0 | 0 | 11.23 | 0.12409 | 0 | 81.44 | 81.44 | 0.2 | 0 | 0 | 0 | 0
|  |  |  | 38.6 | 77.2 | 0 | 0 | 0 | 0 | 0 | 11.23 | 0.12409 | 0 | 77.2 | 77.2 | 0.2 | 0 | 0 | 0 | 0
|  |  |  | 35 | 70 | 0 | 0 | 0 | 0 | 0 | 7.48 | 0.10336 | 2.678 | 70 | 70 | 0.91885 | 0 | 0 | 0 | 0
|  |  |  | 34.96 | 69.92 | 0 | 0 | 0 | 0 | 0 | 7.48 | 0.10336 | 0.302 | 69.92 | 69.92 | 1 | 0 | 0 | 0 | 0
|  |  |  | 36.96 | 73.92 | 0 | 0 | 0 | 0 | 0 | 7.48 | 0.10336 | 0 | 73.92 | 73.92 | 1 | 0 | 0 | 0 | 0
|  |  |  | 19 | 38 | 0 | 0 | 0 | 0 | 0 | 7.48 | 0.10336 | 0 | 38 | 38 | 1 | 0 | 0 | 0 | 0
|  |  |  | 12.8 | 25.6 | 0 | 0 | 0 | 0 | 0 | 7.48 | 0.10336 | 0 | 25.6 | 25.6 | 1 | 0 | 0 | 0 | 0
|  |  |  | 10.92 | 21.84 | 0 | 0 | 0 | 0 | 0 | 7.48 | 0.10336 | 0 | 21.84 | 21.84 | 1 | 0 | 0 | 0 | 0
|  |  |  | 11.28 | 22.56 | 0 | 0 | 0 | 0 | 0 | 7.48 | 0.10336 | 0 | 22.56 | 22.56 | 1 | 0 | 0 | 0 | 0
|  |  |  | 12.64 | 25.28 | 0 | 0 | 0 | 0 | 0 | 7.48 | 0.10336 | 0 | 25.28 | 25.28 | 1 | 0 | 0 | 0 | 0
|  |  |  | 14.96 | 29.92 | 0 | 0 | 0 | 0 | 0 | 7.48 | 0.10336 | 0 | 29.92 | 29.92 | 1 | 0 | 0 | 0 | 0
|  |  |  | 16 | 32 | 0 | 0 | 0 | 0 | 0 | 7.48 | 0.10336 | 0 | 32 | 32 | 1 | 0 | 0 | 0 | 0
|  |  |  | 16.16 | 32.32 | 0 | 0 | 0 | 0 | 0 | 7.48 | 0.10336 | 0 | 32.32 | 32.32 | 1 | 0 | 0 | 0 | 0
|  |  |  | 16.92 | 33.84 | 0 | 0 | 0 | 0 | 0 | 7.48 | 0.10336 | 0 | 33.84 | 33.84 | 1 | 0 | 0 | 0 | 0
|  |  |  | 26.2 | 52.4 | 0 | 0 | 0 | 0 | 0 | 7.48 | 0.10336 | 0 | 52.4 | 52.4 | 1 | 0 | 0 | 0 | 0
|  |  |  | 33.8 | 67.6 | 0 | 0 | 0 | 0 | 0 | 7.48 | 0.10336 | 0 | 67.6 | 67.6 | 1 | 0 | 0 | 0 | 0
|  |  |  | 39 | 78 | 0 | 0 | 0 | 0 | 0 | 11.23 | 0.12409 | 0 | 78 | 78 | 1 | 0 | 0 | 0 | 0
|  |  |  | 51.36 | 102.72 | 0 | 0 | 0 | 0 | 0 | 11.23 | 0.12409 | 0 | 102.72 | 102.72 | 1 | 0 | 0 | 0 | 0
|  |  |  | 47.12 | 94.24 | 0 | 0 | 0 | 0 | 0 | 11.23 | 0.12409 | 0 | 94.24 | 94.24 | 1 | 0 | 0 | 0 | 0
|  |  |  | 43.48 | 86.96 | 0 | 0 | 0 | 0 | 0 | 17.48 | 0.13136 | 0 | 86.96 | 86.96 | 1 | 0 | 0 | 0 | 0
|  |  |  | 47.16 | 94.32 | 0 | 0 | 0 | 0 | 0 | 17.48 | 0.13136 | 0 | 94.32 | 94.32 | 1 | 0 | 0 | 0 | 0
|  |  |  | 50 | 100 | 0 | 0 | 0 | 0 | 0 | 17.48 | 0.13136 | 0 | 100 | 100 | 1 | 0 | 0 | 0 | 0
|  |  |  | 50.56 | 101.12 | 0 | 0 | 0 | 0 | 0 | 17.48 | 0.13136 | 0 | 101.12 | 98.442 | 0.2 | 0 | 2.678 | 0 | 0
|  |  |  | 48.44 | 96.88 | 0 | 0 | 0 | 0 | 0 | 11.23 | 0.12409 | 0 | 96.88 | 96.88 | 0.2 | 0 | 0 | 0 | 0
|  |  |  | 42.08 | 84.16 | 0 | 0 | 0 | 0 | 0 | 11.23 | 0.12409 | 0 | 84.16 | 84.16 | 0.2 | 0 | 0 | 0 | 0
|  |  |  | 35.32 | 70.64 | 0 | 0 | 0 | 0 | 0 | 11.23 | 0.12409 | 0 | 70.64 | 70.64 | 0.2 | 0 | 0 | 0 | 0
|  |  |  | 33.12 | 66.24 | 0 | 0 | 0 | 0 | 0 | 7.48 | 0.10336 | 2.678 | 66.24 | 66.24 | 0.91885 | 0 | 0 | 0 | 0
|  |  |  | 34.2 | 68.4 | 0 | 0 | 0 | 0 | 0 | 7.48 | 0.10336 | 0.302 | 68.4 | 68.4 | 1 | 0 | 0 | 0 | 0
|  |  |  | 32 | 64 | 0 | 0 | 0 | 0 | 0 | 7.48 | 0.10336 | 0 | 64 | 64 | 1 | 0 | 0 | 0 | 0
|  |  |  | 14.56 | 29.12 | 0 | 0 | 0 | 0 | 0 | 7.48 | 0.10336 | 0 | 29.12 | 29.12 | 1 | 0 | 0 | 0 | 0
|  |  |  | 9.48 | 18.96 | 0 | 0 | 0 | 0 | 0 | 7.48 | 0.10336 | 0 | 18.96 | 18.96 | 1 | 0 | 0 | 0 | 0
|  |  |  | 11.2 | 22.4 | 0 | 0 | 0 | 0 | 0 | 7.48 | 0.10336 | 0 | 22.4 | 22.4 | 1 | 0 | 0 | 0 | 0
|  |  |  | 11.6 | 23.2 | 0 | 0 | 0 | 0 | 0 | 7.48 | 0.10336 | 0 | 23.2 | 23.2 | 1 | 0 | 0 | 0 | 0
|  |  |  | 15.48 | 30.96 | 0 | 0 | 0 | 0 | 0 | 7.48 | 0.10336 | 0 | 30.96 | 30.96 | 1 | 0 | 0 | 0 | 0
|  |  |  | 15.68 | 31.36 | 0 | 0 | 0 | 0 | 0 | 7.48 | 0.10336 | 0 | 31.36 | 31.36 | 1 | 0 | 0 | 0 | 0
|  |  |  | 19.28 | 38.56 | 0 | 0 | 0 | 0 | 0 | 7.48 | 0.10336 | 0 | 38.56 | 38.56 | 1 | 0 | 0 | 0 | 0
|  |  |  | 22.76 | 45.52 | 0 | 0 | 0 | 0 | 0 | 7.48 | 0.10336 | 0 | 45.52 | 45.52 | 1 | 0 | 0 | 0 | 0
|  |  |  | 21.64 | 43.28 | 0 | 0 | 0 | 0 | 0 | 7.48 | 0.10336 | 0 | 43.28 | 43.28 | 1 | 0 | 0 | 0 | 0
|  |  |  | 30.4 | 60.8 | 0 | 0 | 0 | 0 | 0 | 7.48 | 0.10336 | 0 | 60.8 | 60.8 | 1 | 0 | 0 | 0 | 0
|  |  |  | 46.28 | 92.56 | 0 | 0 | 0 | 0 | 0 | 7.48 | 0.10336 | 0 | 92.56 | 92.56 | 1 | 0 | 0 | 0 | 0
|  |  |  | 55.84 | 111.68 | 0 | 0 | 0 | 0 | 0 | 11.23 | 0.12409 | 0 | 111.68 | 111.68 | 1 | 0 | 0 | 0 | 0
|  |  |  | 63.72 | 127.44 | 0 | 0 | 0 | 0 | 0 | 11.23 | 0.12409 | 0 | 127.44 | 124.762 | 0.2 | 0 | 2.678 | 0 | 0
|  |  |  | 58.28 | 116.56 | 0 | 0 | 0 | 0 | 0 | 11.23 | 0.12409 | 0 | 116.56 | 116.56 | 0.2 | 0 | 0 | 0 | 0
|  |  |  | 58.16 | 116.32 | 0 | 0 | 0 | 0 | 0 | 17.48 | 0.13136 | 0 | 116.32 | 116.32 | 0.2 | 0 | 0 | 0 | 0
|  |  |  | 58.32 | 116.64 | 0 | 0 | 0 | 0 | 0 | 17.48 | 0.13136 | 0 | 116.64 | 116.64 | 0.2 | 0 | 0 | 0 | 0
|  |  |  | 58.56 | 117.12 | 0 | 0 | 0 | 0 | 0 | 17.48 | 0.13136 | 0 | 117.12 | 117.12 | 0.2 | 0 | 0 | 0 | 0
|  |  |  | 51.5333 | 103.0667 | 0 | 0 | 0 | 0 | 0 | 17.48 | 0.13136 | 0 | 103.067 | 103.067 | 0.2 | 0 | 0 | 0 | 0
|  |  |  | 48.6933 | 97.3867 | 0 | 0 | 0 | 0 | 0 | 11.23 | 0.12409 | 0 | 97.387 | 97.387 | 0.2 | 0 | 0 | 0 | 0
|  |  |  | 51.9067 | 103.8133 | 0 | 0 | 0 | 0 | 0 | 11.23 | 0.12409 | 0 | 103.813 | 103.813 | 0.2 | 0 | 0 | 0 | 0
|  |  |  | 47.96 | 95.92 | 0 | 0 | 0 | 0 | 0 | 11.23 | 0.12409 | 0 | 95.92 | 95.92 | 0.2 | 0 | 0 | 0 | 0
|  |  |  | 49.3333 | 98.6667 | 0 | 0 | 0 | 0 | 0 | 7.48 | 0.10336 | 2.678 | 98.667 | 98.667 | 0.91885 | 0 | 0 | 0 | 0
|  |  |  | 47.16 | 94.32 | 0 | 0 | 0 | 0 | 0 | 7.48 | 0.10336 | 0.302 | 94.32 | 94.32 | 1 | 0 | 0 | 0 | 0
|  |  |  | 35.6 | 71.2 | 0 | 0 | 0 | 0 | 0 | 7.48 | 0.10336 | 0 | 71.2 | 71.2 | 1 | 0 | 0 | 0 | 0
|  |  |  | 14.6 | 29.2 | 0 | 0 | 0 | 0 | 0 | 7.48 | 0.10336 | 0 | 29.2 | 29.2 | 1 | 0 | 0 | 0 | 0
|  |  |  | 11.2 | 22.4 | 0 | 0 | 0 | 0 | 0 | 7.48 | 0.10336 | 0 | 22.4 | 22.4 | 1 | 0 | 0 | 0 | 0
|  |  |  | 17.64 | 35.28 | 0 | 0 | 0 | 0 | 0 | 7.48 | 0.10336 | 0 | 35.28 | 35.28 | 1 | 0 | 0 | 0 | 0
|  |  |  | 18.16 | 36.32 | 0 | 0 | 0 | 0 | 0 | 7.48 | 0.10336 | 0 | 36.32 | 36.32 | 1 | 0 | 0 | 0 | 0
|  |  |  | 19.6 | 39.2 | 0 | 0 | 0 | 0 | 0 | 7.48 | 0.10336 | 0 | 39.2 | 39.2 | 1 | 0 | 0 | 0 | 0
|  |  |  | 20.84 | 41.68 | 0 | 0 | 0 | 0 | 0 | 7.48 | 0.10336 | 0 | 41.68 | 41.68 | 1 | 0 | 0 | 0 | 0
|  |  |  | 23.2 | 46.4 | 0 | 0 | 0 | 0 | 0 | 7.48 | 0.10336 | 0 | 46.4 | 46.4 | 1 | 0 | 0 | 0 | 0
|  |  |  | 25.72 | 51.44 | 0 | 0 | 0 | 0 | 0 | 7.48 | 0.10336 | 0 | 51.44 | 51.44 | 1 | 0 | 0 | 0 | 0
|  |  |  | 25.76 | 51.52 | 0 | 0 | 0 | 0 | 0 | 7.48 | 0.10336 | 0 | 51.52 | 51.52 | 1 | 0 | 0 | 0 | 0
|  |  |  | 39.36 | 78.72 | 0 | 0 | 0 | 0 | 0 | 7.48 | 0.10336 | 0 | 78.72 | 78.72 | 1 | 0 | 0 | 0 | 0
|  |  |  | 44.96 | 89.92 | 0 | 0 | 0 | 0 | 0 | 7.48 | 0.10336 | 0 | 89.92 | 89.92 | 1 | 0 | 0 | 0 | 0
|  |  |  | 48.28 | 96.56 | 0 | 0 | 0 | 0 | 0 | 7.48 | 0.10336 | 0 | 96.56 | 96.56 | 1 | 0 | 0 | 0 | 0
|  |  |  | 54.6 | 109.2 | 0 | 0 | 0 | 0 | 0 | 7.48 | 0.10336 | 0 | 109.2 | 109.2 | 1 | 0 | 0 | 0 | 0
|  |  |  | 51.36 | 102.72 | 0 | 0 | 0 | 0 | 0 | 7.48 | 0.10336 | 0 | 102.72 | 102.72 | 1 | 0 | 0 | 0 | 0
|  |  |  | 56.72 | 113.44 | 0 | 0 | 0 | 0 | 0 | 7.48 | 0.10336 | 0 | 113.44 | 113.44 | 1 | 0 | 0 | 0 | 0
|  |  |  | 53.76 | 107.52 | 0 | 0 | 0 | 0 | 0 | 7.48 | 0.10336 | 0 | 107.52 | 107.52 | 1 | 0 | 0 | 0 | 0
|  |  |  | 49.44 | 98.88 | 0 | 0 | 0 | 0 | 0 | 7.48 | 0.10336 | 0 | 98.88 | 98.88 | 1 | 0 | 0 | 0 | 0
|  |  |  | 47.92 | 95.84 | 0 | 0 | 0 | 0 | 0 | 7.48 | 0.10336 | 0 | 95.84 | 95.84 | 1 | 0 | 0 | 0 | 0
|  |  |  | 51.24 | 102.48 | 0 | 0 | 0 | 0 | 0 | 7.48 | 0.10336 | 0 | 102.48 | 102.48 | 1 | 0 | 0 | 0 | 0
|  |  |  | 50.56 | 101.12 | 0 | 0 | 0 | 0 | 0 | 7.48 | 0.10336 | 0 | 101.12 | 101.12 | 1 | 0 | 0 | 0 | 0
|  |  |  | 47.4 | 94.8 | 0 | 0 | 0 | 0 | 0 | 7.48 | 0.10336 | 0 | 94.8 | 94.8 | 1 | 0 | 0 | 0 | 0
|  |  |  | 45.56 | 91.12 | 0 | 0 | 0 | 0 | 0 | 7.48 | 0.10336 | 0 | 91.12 | 91.12 | 1 | 0 | 0 | 0 | 0
|  |  |  | 41.4 | 82.8 | 0 | 0 | 0 | 0 | 0 | 7.48 | 0.10336 | 0 | 82.8 | 82.8 | 1 | 0 | 0 | 0 | 0
|  |  |  | 31.52 | 63.04 | 0 | 0 | 0 | 0 | 0 | 7.48 | 0.10336 | 0 | 63.04 | 63.04 | 1 | 0 | 0 | 0 | 0
|  |  |  | 13.44 | 26.88 | 0 | 0 | 0 | 0 | 0 | 7.48 | 0.10336 | 0 | 26.88 | 26.88 | 1 | 0 | 0 | 0 | 0
|  |  |  | 9.36 | 18.72 | 0 | 0 | 0 | 0 | 0 | 7.48 | 0.10336 | 0 | 18.72 | 18.72 | 1 | 0 | 0 | 0 | 0
|  |  |  | 10.68 | 21.36 | 0 | 0 | 0 | 0 | 0 | 7.48 | 0.10336 | 0 | 21.36 | 21.36 | 1 | 0 | 0 | 0 | 0
|  |  |  | 10.84 | 21.68 | 0 | 0 | 0 | 0 | 0 | 7.48 | 0.10336 | 0 | 21.68 | 21.68 | 1 | 0 | 0 | 0 | 0
|  |  |  | 12.16 | 24.32 | 0 | 0 | 0 | 0 | 0 | 7.48 | 0.10336 | 0 | 24.32 | 24.32 | 1 | 0 | 0 | 0 | 0
|  |  |  | 14.36 | 28.72 | 0 | 0 | 0 | 0 | 0 | 7.48 | 0.10336 | 0 | 28.72 | 28.72 | 1 | 0 | 0 | 0 | 0
|  |  |  | 16.72 | 33.44 | 0 | 0 | 0 | 0 | 0 | 7.48 | 0.10336 | 0 | 33.44 | 33.44 | 1 | 0 | 0 | 0 | 0
|  |  |  | 22.36 | 44.72 | 0 | 0 | 0 | 0 | 0 | 7.48 | 0.10336 | 0 | 44.72 | 44.72 | 1 | 0 | 0 | 0 | 0
|  |  |  | 28.2 | 56.4 | 0 | 0 | 0 | 0 | 0 | 7.48 | 0.10336 | 0 | 56.4 | 56.4 | 1 | 0 | 0 | 0 | 0
|  |  |  | 31.2 | 62.4 | 0 | 0 | 0 | 0 | 0 | 7.48 | 0.10336 | 0 | 62.4 | 62.4 | 1 | 0 | 0 | 0 | 0
|  |  |  | 33.64 | 67.28 | 0 | 0 | 0 | 0 | 0 | 7.48 | 0.10336 | 0 | 67.28 | 67.28 | 1 | 0 | 0 | 0 | 0
|  |  |  | 39.08 | 78.16 | 0 | 0 | 0 | 0 | 0 | 7.48 | 0.10336 | 0 | 78.16 | 78.16 | 1 | 0 | 0 | 0 | 0
|  |  |  | 45.08 | 90.16 | 0 | 0 | 0 | 0 | 0 | 7.48 | 0.10336 | 0 | 90.16 | 90.16 | 1 | 0 | 0 | 0 | 0
|  |  |  | 47.4 | 94.8 | 0 | 0 | 0 | 0 | 0 | 7.48 | 0.10336 | 0 | 94.8 | 94.8 | 1 | 0 | 0 | 0 | 0
|  |  |  | 50.92 | 101.84 | 0 | 0 | 0 | 0 | 0 | 7.48 | 0.10336 | 0 | 101.84 | 101.84 | 1 | 0 | 0 | 0 | 0
|  |  |  | 48.88 | 97.76 | 0 | 0 | 0 | 0 | 0 | 7.48 | 0.10336 | 0 | 97.76 | 97.76 | 1 | 0 | 0 | 0 | 0
|  |  |  | 48.72 | 97.44 | 0 | 0 | 0 | 0 | 0 | 7.48 | 0.10336 | 0 | 97.44 | 97.44 | 1 | 0 | 0 | 0 | 0
|  |  |  | 45.12 | 90.24 | 0 | 0 | 0 | 0 | 0 | 7.48 | 0.10336 | 0 | 90.24 | 90.24 | 1 | 0 | 0 | 0 | 0
|  |  |  | 46.64 | 93.28 | 0 | 0 | 0 | 0 | 0 | 7.48 | 0.10336 | 0 | 93.28 | 93.28 | 1 | 0 | 0 | 0 | 0
|  |  |  | 47.04 | 94.08 | 0 | 0 | 0 | 0 | 0 | 7.48 | 0.10336 | 0 | 94.08 | 94.08 | 1 | 0 | 0 | 0 | 0
|  |  |  | 42 | 84 | 0 | 0 | 0 | 0 | 0 | 7.48 | 0.10336 | 0 | 84 | 84 | 1 | 0 | 0 | 0 | 0
|  |  |  | 41.56 | 83.12 | 0 | 0 | 0 | 0 | 0 | 7.48 | 0.10336 | 0 | 83.12 | 83.12 | 1 | 0 | 0 | 0 | 0
|  |  |  | 35.12 | 70.24 | 0 | 0 | 0 | 0 | 0 | 7.48 | 0.10336 | 0 | 70.24 | 70.24 | 1 | 0 | 0 | 0 | 0
|  |  |  | 31.12 | 62.24 | 0 | 0 | 0 | 0 | 0 | 7.48 | 0.10336 | 0 | 62.24 | 62.24 | 1 | 0 | 0 | 0 | 0
|  |  |  | 13.16 | 26.32 | 0 | 0 | 0 | 0 | 0 | 7.48 | 0.10336 | 0 | 26.32 | 26.32 | 1 | 0 | 0 | 0 | 0
|  |  |  | 9.24 | 18.48 | 0 | 0 | 0 | 0 | 0 | 7.48 | 0.10336 | 0 | 18.48 | 18.48 | 1 | 0 | 0 | 0 | 0
|  |  |  | 11.24 | 22.48 | 0 | 0 | 0 | 0 | 0 | 7.48 | 0.10336 | 0 | 22.48 | 22.48 | 1 | 0 | 0 | 0 | 0
|  |  |  | 12.52 | 25.04 | 0 | 0 | 0 | 0 | 0 | 7.48 | 0.10336 | 0 | 25.04 | 25.04 | 1 | 0 | 0 | 0 | 0
|  |  |  | 16.28 | 32.56 | 0 | 0 | 0 | 0 | 0 | 7.48 | 0.10336 | 0 | 32.56 | 32.56 | 1 | 0 | 0 | 0 | 0
|  |  |  | 17.32 | 34.64 | 0 | 0 | 0 | 0 | 0 | 7.48 | 0.10336 | 0 | 34.64 | 34.64 | 1 | 0 | 0 | 0 | 0
|  |  |  | 18.96 | 37.92 | 0 | 0 | 0 | 0 | 0 | 7.48 | 0.10336 | 0 | 37.92 | 37.92 | 1 | 0 | 0 | 0 | 0
|  |  |  | 27.6 | 55.2 | 0 | 0 | 0 | 0 | 0 | 7.48 | 0.10336 | 0 | 55.2 | 55.2 | 1 | 0 | 0 | 0 | 0
|  |  |  | 32.76 | 65.52 | 0 | 0 | 0 | 0 | 0 | 7.48 | 0.10336 | 0 | 65.52 | 65.52 | 1 | 0 | 0 | 0 | 0
|  |  |  | 38.44 | 76.88 | 0 | 0 | 0 | 0 | 0 | 7.48 | 0.10336 | 0 | 76.88 | 76.88 | 1 | 0 | 0 | 0 | 0
|  |  |  | 43.32 | 86.64 | 0 | 0 | 0 | 0 | 0 | 7.48 | 0.10336 | 0 | 86.64 | 86.64 | 1 | 0 | 0 | 0 | 0
|  |  |  | 44.6 | 89.2 | 0 | 0 | 0 | 0 | 0 | 11.23 | 0.12409 | 0 | 89.2 | 89.2 | 1 | 0 | 0 | 0 | 0
|  |  |  | 57.92 | 115.84 | 0 | 0 | 0 | 0 | 0 | 11.23 | 0.12409 | 0 | 115.84 | 115.84 | 1 | 0 | 0 | 0 | 0
|  |  |  | 49.64 | 99.28 | 0 | 0 | 0 | 0 | 0 | 11.23 | 0.12409 | 0 | 99.28 | 99.28 | 1 | 0 | 0 | 0 | 0
|  |  |  | 46.64 | 93.28 | 0 | 0 | 0 | 0 | 0 | 17.48 | 0.13136 | 0 | 93.28 | 93.28 | 1 | 0 | 0 | 0 | 0
|  |  |  | 51.92 | 103.84 | 0 | 0 | 0 | 0 | 0 | 17.48 | 0.13136 | 0 | 103.84 | 103.84 | 1 | 0 | 0 | 0 | 0
|  |  |  | 50.28 | 100.56 | 0 | 0 | 0 | 0 | 0 | 17.48 | 0.13136 | 0 | 100.56 | 100.56 | 1 | 0 | 0 | 0 | 0
|  |  |  | 49.76 | 99.52 | 0 | 0 | 0 | 0 | 0 | 17.48 | 0.13136 | 0 | 99.52 | 96.842 | 0.2 | 0 | 2.678 | 0 | 0
|  |  |  | 46.84 | 93.68 | 0 | 0 | 0 | 0 | 0 | 11.23 | 0.12409 | 0 | 93.68 | 93.68 | 0.2 | 0 | 0 | 0 | 0
|  |  |  | 45.56 | 91.12 | 0 | 0 | 0 | 0 | 0 | 11.23 | 0.12409 | 0 | 91.12 | 91.12 | 0.2 | 0 | 0 | 0 | 0
|  |  |  | 41.8 | 83.6 | 0 | 0 | 0 | 0 | 0 | 11.23 | 0.12409 | 0 | 83.6 | 83.6 | 0.2 | 0 | 0 | 0 | 0
|  |  |  | 41.64 | 83.28 | 0 | 0 | 0 | 0 | 0 | 7.48 | 0.10336 | 2.678 | 83.28 | 83.28 | 0.91885 | 0 | 0 | 0 | 0
|  |  |  | 41.56 | 83.12 | 0 | 0 | 0 | 0 | 0 | 7.48 | 0.10336 | 0.302 | 83.12 | 83.12 | 1 | 0 | 0 | 0 | 0
|  |  |  | 33.24 | 66.48 | 0 | 0 | 0 | 0 | 0 | 7.48 | 0.10336 | 0 | 66.48 | 66.48 | 1 | 0 | 0 | 0 | 0
|  |  |  | 14.2 | 28.4 | 0 | 0 | 0 | 0 | 0 | 7.48 | 0.10336 | 0 | 28.4 | 28.4 | 1 | 0 | 0 | 0 | 0
|  |  |  | 9.36 | 18.72 | 0 | 0 | 0 | 0 | 0 | 7.48 | 0.10336 | 0 | 18.72 | 18.72 | 1 | 0 | 0 | 0 | 0
|  |  |  | 10.64 | 21.28 | 0 | 0 | 0 | 0 | 0 | 7.48 | 0.10336 | 0 | 21.28 | 21.28 | 1 | 0 | 0 | 0 | 0
|  |  |  | 11.04 | 22.08 | 0 | 0 | 0 | 0 | 0 | 7.48 | 0.10336 | 0 | 22.08 | 22.08 | 1 | 0 | 0 | 0 | 0
|  |  |  | 12.56 | 25.12 | 0 | 0 | 0 | 0 | 0 | 7.48 | 0.10336 | 0 | 25.12 | 25.12 | 1 | 0 | 0 | 0 | 0
|  |  |  | 14.64 | 29.28 | 0 | 0 | 0 | 0 | 0 | 7.48 | 0.10336 | 0 | 29.28 | 29.28 | 1 | 0 | 0 | 0 | 0
|  |  |  | 16.16 | 32.32 | 0 | 0 | 0 | 0 | 0 | 7.48 | 0.10336 | 0 | 32.32 | 32.32 | 1 | 0 | 0 | 0 | 0
|  |  |  | 22.52 | 45.04 | 0 | 0 | 0 | 0 | 0 | 7.48 | 0.10336 | 0 | 45.04 | 45.04 | 1 | 0 | 0 | 0 | 0
|  |  |  | 24.08 | 48.16 | 0 | 0 | 0 | 0 | 0 | 7.48 | 0.10336 | 0 | 48.16 | 48.16 | 1 | 0 | 0 | 0 | 0
|  |  |  | 25.48 | 50.96 | 0 | 0 | 0 | 0 | 0 | 7.48 | 0.10336 | 0 | 50.96 | 50.96 | 1 | 0 | 0 | 0 | 0
|  |  |  | 38.72 | 77.44 | 0 | 0 | 0 | 0 | 0 | 7.48 | 0.10336 | 0 | 77.44 | 77.44 | 1 | 0 | 0 | 0 | 0
|  |  |  | 51.76 | 103.52 | 0 | 0 | 0 | 0 | 0 | 11.23 | 0.12409 | 0 | 103.52 | 103.52 | 1 | 0 | 0 | 0 | 0
|  |  |  | 50.56 | 101.12 | 0 | 0 | 0 | 0 | 0 | 11.23 | 0.12409 | 0 | 101.12 | 101.12 | 1 | 0 | 0 | 0 | 0
|  |  |  | 53.04 | 106.08 | 0 | 0 | 0 | 0 | 0 | 11.23 | 0.12409 | 0 | 106.08 | 106.08 | 1 | 0 | 0 | 0 | 0
|  |  |  | 53.68 | 107.36 | 0 | 0 | 0 | 0 | 0 | 17.48 | 0.13136 | 0 | 107.36 | 107.36 | 1 | 0 | 0 | 0 | 0
|  |  |  | 55.24 | 110.48 | 0 | 0 | 0 | 0 | 0 | 17.48 | 0.13136 | 0 | 110.48 | 110.48 | 1 | 0 | 0 | 0 | 0
|  |  |  | 53.28 | 106.56 | 0 | 0 | 0 | 0 | 0 | 17.48 | 0.13136 | 0 | 106.56 | 106.56 | 1 | 0 | 0 | 0 | 0
|  |  |  | 56.6 | 113.2 | 0 | 0 | 0 | 0 | 0 | 17.48 | 0.13136 | 0 | 113.2 | 110.522 | 0.2 | 0 | 2.678 | 0 | 0
|  |  |  | 57.44 | 114.88 | 0 | 0 | 0 | 0 | 0 | 11.23 | 0.12409 | 0 | 114.88 | 114.88 | 0.2 | 0 | 0 | 0 | 0
|  |  |  | 55.84 | 111.68 | 0 | 0 | 0 | 0 | 0 | 11.23 | 0.12409 | 0 | 111.68 | 111.68 | 0.2 | 0 | 0 | 0 | 0
|  |  |  | 55.92 | 111.84 | 0 | 0 | 0 | 0 | 0 | 11.23 | 0.12409 | 0 | 111.84 | 111.84 | 0.2 | 0 | 0 | 0 | 0
|  |  |  | 46.8 | 93.6 | 0 | 0 | 0 | 0 | 0 | 7.48 | 0.10336 | 2.678 | 93.6 | 93.6 | 0.91885 | 0 | 0 | 0 | 0
|  |  |  | 39.72 | 79.44 | 0 | 0 | 0 | 0 | 0 | 7.48 | 0.10336 | 0.302 | 79.44 | 79.44 | 1 | 0 | 0 | 0 | 0
|  |  |  | 32.96 | 65.92 | 0 | 0 | 0 | 0 | 0 | 7.48 | 0.10336 | 0 | 65.92 | 65.92 | 1 | 0 | 0 | 0 | 0
|  |  |  | 16.28 | 32.56 | 0 | 0 | 0 | 0 | 0 | 7.48 | 0.10336 | 0 | 32.56 | 32.56 | 1 | 0 | 0 | 0 | 0
|  |  |  | 12.56 | 25.12 | 0 | 0 | 0 | 0 | 0 | 7.48 | 0.10336 | 0 | 25.12 | 25.12 | 1 | 0 | 0 | 0 | 0
|  |  |  | 12.56 | 25.12 | 0 | 0 | 0 | 0 | 0 | 7.48 | 0.10336 | 0 | 25.12 | 25.12 | 1 | 0 | 0 | 0 | 0
|  |  |  | 10 | 20 | 0 | 0 | 0 | 0 | 0 | 7.48 | 0.10336 | 0 | 20 | 20 | 1 | 0 | 0 | 0 | 0
|  |  |  | 12.36 | 24.72 | 0 | 0 | 0 | 0 | 0 | 7.48 | 0.10336 | 0 | 24.72 | 24.72 | 1 | 0 | 0 | 0 | 0
|  |  |  | 14.56 | 29.12 | 0 | 0 | 0 | 0 | 0 | 7.48 | 0.10336 | 0 | 29.12 | 29.12 | 1 | 0 | 0 | 0 | 0
|  |  |  | 15.76 | 31.52 | 0 | 0 | 0 | 0 | 0 | 7.48 | 0.10336 | 0 | 31.52 | 31.52 | 1 | 0 | 0 | 0 | 0
|  |  |  | 16.2 | 32.4 | 0 | 0 | 0 | 0 | 0 | 7.48 | 0.10336 | 0 | 32.4 | 32.4 | 1 | 0 | 0 | 0 | 0
|  |  |  | 20.64 | 41.28 | 0 | 0 | 0 | 0 | 0 | 7.48 | 0.10336 | 0 | 41.28 | 41.28 | 1 | 0 | 0 | 0 | 0
|  |  |  | 27.4 | 54.8 | 0 | 0 | 0 | 0 | 0 | 7.48 | 0.10336 | 0 | 54.8 | 54.8 | 1 | 0 | 0 | 0 | 0
|  |  |  | 32.96 | 65.92 | 0 | 0 | 0 | 0 | 0 | 7.48 | 0.10336 | 0 | 65.92 | 65.92 | 1 | 0 | 0 | 0 | 0
|  |  |  | 40.56 | 81.12 | 0 | 0 | 0 | 0 | 0 | 11.23 | 0.12409 | 0 | 81.12 | 81.12 | 1 | 0 | 0 | 0 | 0
|  |  |  | 47.68 | 95.36 | 0 | 0 | 0 | 0 | 0 | 11.23 | 0.12409 | 0 | 95.36 | 95.36 | 1 | 0 | 0 | 0 | 0
|  |  |  | 48.68 | 97.36 | 0 | 0 | 0 | 0 | 0 | 11.23 | 0.12409 | 0 | 97.36 | 97.36 | 1 | 0 | 0 | 0 | 0
|  |  |  | 49.52 | 99.04 | 0 | 0 | 0 | 0 | 0 | 17.48 | 0.13136 | 0 | 99.04 | 99.04 | 1 | 0 | 0 | 0 | 0
|  |  |  | 55.08 | 110.16 | 0 | 0 | 0 | 0 | 0 | 17.48 | 0.13136 | 0 | 110.16 | 110.16 | 1 | 0 | 0 | 0 | 0
|  |  |  | 60.04 | 120.08 | 0 | 0 | 0 | 0 | 0 | 17.48 | 0.13136 | 0 | 120.08 | 117.962 | 0.3673 | 0 | 2.118 | 0 | 0
|  |  |  | 57.32 | 114.64 | 0 | 0 | 0 | 0 | 0 | 17.48 | 0.13136 | 0 | 114.64 | 114.08 | 0.2 | 0 | 0.56 | 0 | 0
|  |  |  | 59.16 | 118.32 | 0 | 0 | 0 | 0 | 0 | 11.23 | 0.12409 | 0 | 118.32 | 118.32 | 0.2 | 0 | 0 | 0 | 0
|  |  |  | 51.4 | 102.8 | 0 | 0 | 0 | 0 | 0 | 11.23 | 0.12409 | 0 | 102.8 | 102.8 | 0.2 | 0 | 0 | 0 | 0
|  |  |  | 49.92 | 99.84 | 0 | 0 | 0 | 0 | 0 | 11.23 | 0.12409 | 0 | 99.84 | 99.84 | 0.2 | 0 | 0 | 0 | 0
|  |  |  | 46.68 | 93.36 | 0 | 0 | 0 | 0 | 0 | 7.48 | 0.10336 | 2.678 | 93.36 | 93.36 | 0.91885 | 0 | 0 | 0 | 0
|  |  |  | 45.36 | 90.72 | 0 | 0 | 0 | 0 | 0 | 7.48 | 0.10336 | 0.302 | 90.72 | 90.72 | 1 | 0 | 0 | 0 | 0
|  |  |  | 40.56 | 81.12 | 0 | 0 | 0 | 0 | 0 | 7.48 | 0.10336 | 0 | 81.12 | 81.12 | 1 | 0 | 0 | 0 | 0
|  |  |  | 20.56 | 41.12 | 0 | 0 | 0 | 0 | 0 | 7.48 | 0.10336 | 0 | 41.12 | 41.12 | 1 | 0 | 0 | 0 | 0
|  |  |  | 13.28 | 26.56 | 0 | 0 | 0 | 0 | 0 | 7.48 | 0.10336 | 0 | 26.56 | 26.56 | 1 | 0 | 0 | 0 | 0
|  |  |  | 16.48 | 32.96 | 0 | 0 | 0 | 0 | 0 | 7.48 | 0.10336 | 0 | 32.96 | 32.96 | 1 | 0 | 0 | 0 | 0
|  |  |  | 18.28 | 36.56 | 0 | 0 | 0 | 0 | 0 | 7.48 | 0.10336 | 0 | 36.56 | 36.56 | 1 | 0 | 0 | 0 | 0
|  |  |  | 20.68 | 41.36 | 0 | 0 | 0 | 0 | 0 | 7.48 | 0.10336 | 0 | 41.36 | 41.36 | 1 | 0 | 0 | 0 | 0
|  |  |  | 21.44 | 42.88 | 0 | 0 | 0 | 0 | 0 | 7.48 | 0.10336 | 0 | 42.88 | 42.88 | 1 | 0 | 0 | 0 | 0
|  |  |  | 23.24 | 46.48 | 0 | 0 | 0 | 0 | 0 | 7.48 | 0.10336 | 0 | 46.48 | 46.48 | 1 | 0 | 0 | 0 | 0
|  |  |  | 26 | 52 | 0 | 0 | 0 | 0 | 0 | 7.48 | 0.10336 | 0 | 52 | 52 | 1 | 0 | 0 | 0 | 0
|  |  |  | 23.64 | 47.28 | 0 | 0 | 0 | 0 | 0 | 7.48 | 0.10336 | 0 | 47.28 | 47.28 | 1 | 0 | 0 | 0 | 0
|  |  |  | 32.32 | 64.64 | 0 | 0 | 0 | 0 | 0 | 7.48 | 0.10336 | 0 | 64.64 | 64.64 | 1 | 0 | 0 | 0 | 0
|  |  |  | 38.04 | 76.08 | 0 | 0 | 0 | 0 | 0 | 7.48 | 0.10336 | 0 | 76.08 | 76.08 | 1 | 0 | 0 | 0 | 0
|  |  |  | 42.72 | 85.44 | 0 | 0 | 0 | 0 | 0 | 11.23 | 0.12409 | 0 | 85.44 | 85.44 | 1 | 0 | 0 | 0 | 0
|  |  |  | 47.12 | 94.24 | 0 | 0 | 0 | 0 | 0 | 11.23 | 0.12409 | 0 | 94.24 | 94.24 | 1 | 0 | 0 | 0 | 0
|  |  |  | 48.28 | 96.56 | 0 | 0 | 0 | 0 | 0 | 11.23 | 0.12409 | 0 | 96.56 | 96.56 | 1 | 0 | 0 | 0 | 0
|  |  |  | 47.88 | 95.76 | 0 | 0 | 0 | 0 | 0 | 17.48 | 0.13136 | 0 | 95.76 | 95.76 | 1 | 0 | 0 | 0 | 0
|  |  |  | 51.64 | 103.28 | 0 | 0 | 0 | 0 | 0 | 17.48 | 0.13136 | 0 | 103.28 | 103.28 | 1 | 0 | 0 | 0 | 0
|  |  |  | 60.32 | 120.64 | 0 | 0 | 0 | 0 | 0 | 17.48 | 0.13136 | 0 | 120.64 | 117.962 | 0.2 | 0 | 2.678 | 0 | 0
|  |  |  | 59.68 | 119.36 | 0 | 0 | 0 | 0 | 0 | 17.48 | 0.13136 | 0 | 119.36 | 119.36 | 0.2 | 0 | 0 | 0 | 0
|  |  |  | 53.2 | 106.4 | 0 | 0 | 0 | 0 | 0 | 11.23 | 0.12409 | 0 | 106.4 | 106.4 | 0.2 | 0 | 0 | 0 | 0
|  |  |  | 49.72 | 99.44 | 0 | 0 | 0 | 0 | 0 | 11.23 | 0.12409 | 0 | 99.44 | 99.44 | 0.2 | 0 | 0 | 0 | 0
|  |  |  | 45 | 90 | 0 | 0 | 0 | 0 | 0 | 11.23 | 0.12409 | 0 | 90 | 90 | 0.2 | 0 | 0 | 0 | 0
|  |  |  | 36.12 | 72.24 | 0 | 0 | 0 | 0 | 0 | 7.48 | 0.10336 | 2.678 | 72.24 | 72.24 | 0.91885 | 0 | 0 | 0 | 0
|  |  |  | 34.4 | 68.8 | 0 | 0 | 0 | 0 | 0 | 7.48 | 0.10336 | 0.302 | 68.8 | 68.8 | 1 | 0 | 0 | 0 | 0
|  |  |  | 30.28 | 60.56 | 0 | 0 | 0 | 0 | 0 | 7.48 | 0.10336 | 0 | 60.56 | 60.56 | 1 | 0 | 0 | 0 | 0
|  |  |  | 14.28 | 28.56 | 0 | 0 | 0 | 0 | 0 | 7.48 | 0.10336 | 0 | 28.56 | 28.56 | 1 | 0 | 0 | 0 | 0
|  |  |  | 8.92 | 17.84 | 0 | 0 | 0 | 0 | 0 | 7.48 | 0.10336 | 0 | 17.84 | 17.84 | 1 | 0 | 0 | 0 | 0
|  |  |  | 11.36 | 22.72 | 0 | 0 | 0 | 0 | 0 | 7.48 | 0.10336 | 0 | 22.72 | 22.72 | 1 | 0 | 0 | 0 | 0
|  |  |  | 13.96 | 27.92 | 0 | 0 | 0 | 0 | 0 | 7.48 | 0.10336 | 0 | 27.92 | 27.92 | 1 | 0 | 0 | 0 | 0
|  |  |  | 16.24 | 32.48 | 0 | 0 | 0 | 0 | 0 | 7.48 | 0.10336 | 0 | 32.48 | 32.48 | 1 | 0 | 0 | 0 | 0
|  |  |  | 17.4 | 34.8 | 0 | 0 | 0 | 0 | 0 | 7.48 | 0.10336 | 0 | 34.8 | 34.8 | 1 | 0 | 0 | 0 | 0
|  |  |  | 22.12 | 44.24 | 0 | 0 | 0 | 0 | 0 | 7.48 | 0.10336 | 0 | 44.24 | 44.24 | 1 | 0 | 0 | 0 | 0
|  |  |  | 22.56 | 45.12 | 0 | 0 | 0 | 0 | 0 | 7.48 | 0.10336 | 0 | 45.12 | 45.12 | 1 | 0 | 0 | 0 | 0
|  |  |  | 16.72 | 33.44 | 0 | 0 | 0 | 0 | 0 | 7.48 | 0.10336 | 0 | 33.44 | 33.44 | 1 | 0 | 0 | 0 | 0
|  |  |  | 20 | 40 | 0 | 0 | 0 | 0 | 0 | 7.48 | 0.10336 | 0 | 40 | 40 | 1 | 0 | 0 | 0 | 0
|  |  |  | 23.48 | 46.96 | 0 | 0 | 0 | 0 | 0 | 7.48 | 0.10336 | 0 | 46.96 | 46.96 | 1 | 0 | 0 | 0 | 0
|  |  |  | 36 | 72 | 0 | 0 | 0 | 0 | 0 | 11.23 | 0.12409 | 0 | 72 | 72 | 1 | 0 | 0 | 0 | 0
|  |  |  | 44.8 | 89.6 | 0 | 0 | 0 | 0 | 0 | 11.23 | 0.12409 | 0 | 89.6 | 89.6 | 1 | 0 | 0 | 0 | 0
|  |  |  | 44.2 | 88.4 | 0 | 0 | 0 | 0 | 0 | 11.23 | 0.12409 | 0 | 88.4 | 88.4 | 1 | 0 | 0 | 0 | 0
|  |  |  | 44.68 | 89.36 | 0 | 0 | 0 | 0 | 0 | 17.48 | 0.13136 | 0 | 89.36 | 89.36 | 1 | 0 | 0 | 0 | 0
|  |  |  | 46.96 | 93.92 | 0 | 0 | 0 | 0 | 0 | 17.48 | 0.13136 | 0 | 93.92 | 93.92 | 1 | 0 | 0 | 0 | 0
|  |  |  | 48.64 | 97.28 | 0 | 0 | 0 | 0 | 0 | 17.48 | 0.13136 | 0 | 97.28 | 97.28 | 1 | 0 | 0 | 0 | 0
|  |  |  | 56.04 | 112.08 | 0 | 0 | 0 | 0 | 0 | 17.48 | 0.13136 | 0 | 112.08 | 109.402 | 0.2 | 0 | 2.678 | 0 | 0
|  |  |  | 53.24 | 106.48 | 0 | 0 | 0 | 0 | 0 | 11.23 | 0.12409 | 0 | 106.48 | 106.48 | 0.2 | 0 | 0 | 0 | 0
|  |  |  | 48.88 | 97.76 | 0 | 0 | 0 | 0 | 0 | 11.23 | 0.12409 | 0 | 97.76 | 97.76 | 0.2 | 0 | 0 | 0 | 0
|  |  |  | 41.84 | 83.68 | 0 | 0 | 0 | 0 | 0 | 11.23 | 0.12409 | 0 | 83.68 | 83.68 | 0.2 | 0 | 0 | 0 | 0
|  |  |  | 39 | 78 | 0 | 0 | 0 | 0 | 0 | 7.48 | 0.10336 | 2.678 | 78 | 78 | 0.91885 | 0 | 0 | 0 | 0
|  |  |  | 38.56 | 77.12 | 0 | 0 | 0 | 0 | 0 | 7.48 | 0.10336 | 0.302 | 77.12 | 77.12 | 1 | 0 | 0 | 0 | 0
|  |  |  | 35 | 70 | 0 | 0 | 0 | 0 | 0 | 7.48 | 0.10336 | 0 | 70 | 70 | 1 | 0 | 0 | 0 | 0
|  |  |  | 17.68 | 35.36 | 0 | 0 | 0 | 0 | 0 | 7.48 | 0.10336 | 0 | 35.36 | 35.36 | 1 | 0 | 0 | 0 | 0
|  |  |  | 13.8 | 27.6 | 0 | 0 | 0 | 0 | 0 | 7.48 | 0.10336 | 0 | 27.6 | 27.6 | 1 | 0 | 0 | 0 | 0
|  |  |  | 21.16 | 42.32 | 0 | 0 | 0 | 0 | 0 | 7.48 | 0.10336 | 0 | 42.32 | 42.32 | 1 | 0 | 0 | 0 | 0
|  |  |  | 29.92 | 59.84 | 0 | 0 | 0 | 0 | 0 | 7.48 | 0.10336 | 0 | 59.84 | 59.84 | 1 | 0 | 0 | 0 | 0
|  |  |  | 26.36 | 52.72 | 0 | 0 | 0 | 0 | 0 | 7.48 | 0.10336 | 0 | 52.72 | 52.72 | 1 | 0 | 0 | 0 | 0
|  |  |  | 20.68 | 41.36 | 0 | 0 | 0 | 0 | 0 | 7.48 | 0.10336 | 0 | 41.36 | 41.36 | 1 | 0 | 0 | 0 | 0
|  |  |  | 26 | 52 | 0 | 0 | 0 | 0 | 0 | 7.48 | 0.10336 | 0 | 52 | 52 | 1 | 0 | 0 | 0 | 0
|  |  |  | 31.48 | 62.96 | 0 | 0 | 0 | 0 | 0 | 7.48 | 0.10336 | 0 | 62.96 | 62.96 | 1 | 0 | 0 | 0 | 0
|  |  |  | 34.24 | 68.48 | 0 | 0 | 0 | 0 | 0 | 7.48 | 0.10336 | 0 | 68.48 | 68.48 | 1 | 0 | 0 | 0 | 0
|  |  |  | 33.32 | 66.64 | 0 | 0 | 0 | 0 | 0 | 7.48 | 0.10336 | 0 | 66.64 | 66.64 | 1 | 0 | 0 | 0 | 0
|  |  |  | 45.48 | 90.96 | 0 | 0 | 0 | 0 | 0 | 7.48 | 0.10336 | 0 | 90.96 | 90.96 | 1 | 0 | 0 | 0 | 0
|  |  |  | 51.76 | 103.52 | 0 | 0 | 0 | 0 | 0 | 7.48 | 0.10336 | 0 | 103.52 | 103.52 | 1 | 0 | 0 | 0 | 0
|  |  |  | 54.72 | 109.44 | 0 | 0 | 0 | 0 | 0 | 7.48 | 0.10336 | 0 | 109.44 | 109.44 | 1 | 0 | 0 | 0 | 0
|  |  |  | 60.16 | 120.32 | 0 | 0 | 0 | 0 | 0 | 7.48 | 0.10336 | 0 | 120.32 | 120.32 | 1 | 0 | 0 | 0 | 0
|  |  |  | 68.04 | 136.08 | 0 | 0 | 0 | 0 | 0 | 7.48 | 0.10336 | 0 | 136.08 | 133.402 | 0.2 | 0 | 2.678 | 0 | 0
|  |  |  | 61.8 | 123.6 | 0 | 0 | 0 | 0 | 0 | 7.48 | 0.10336 | 2.678 | 123.6 | 123.6 | 0.91885 | 0 | 0 | 0 | 0
|  |  |  | 57 | 114 | 0 | 0 | 0 | 0 | 0 | 7.48 | 0.10336 | 0.302 | 114 | 114 | 1 | 0 | 0 | 0 | 0
|  |  |  | 58.04 | 116.08 | 0 | 0 | 0 | 0 | 0 | 7.48 | 0.10336 | 0 | 116.08 | 116.08 | 1 | 0 | 0 | 0 | 0
|  |  |  | 58 | 116 | 0 | 0 | 0 | 0 | 0 | 7.48 | 0.10336 | 0 | 116 | 116 | 1 | 0 | 0 | 0 | 0
|  |  |  | 56.24 | 112.48 | 0 | 0 | 0 | 0 | 0 | 7.48 | 0.10336 | 0 | 112.48 | 112.48 | 1 | 0 | 0 | 0 | 0
|  |  |  | 51.36 | 102.72 | 0 | 0 | 0 | 0 | 0 | 7.48 | 0.10336 | 0 | 102.72 | 102.72 | 1 | 0 | 0 | 0 | 0
|  |  |  | 43.12 | 86.24 | 0 | 0 | 0 | 0 | 0 | 7.48 | 0.10336 | 0 | 86.24 | 86.24 | 1 | 0 | 0 | 0 | 0
|  |  |  | 38.52 | 77.04 | 0 | 0 | 0 | 0 | 0 | 7.48 | 0.10336 | 0 | 77.04 | 77.04 | 1 | 0 | 0 | 0 | 0
|  |  |  | 29.28 | 58.56 | 0 | 0 | 0 | 0 | 0 | 7.48 | 0.10336 | 0 | 58.56 | 58.56 | 1 | 0 | 0 | 0 | 0
|  |  |  | 14.44 | 28.88 | 0 | 0 | 0 | 0 | 0 | 7.48 | 0.10336 | 0 | 28.88 | 28.88 | 1 | 0 | 0 | 0 | 0
|  |  |  | 11.48 | 22.96 | 0 | 0 | 0 | 0 | 0 | 7.48 | 0.10336 | 0 | 22.96 | 22.96 | 1 | 0 | 0 | 0 | 0
|  |  |  | 20.16 | 40.32 | 0 | 0 | 0 | 0 | 0 | 7.48 | 0.10336 | 0 | 40.32 | 40.32 | 1 | 0 | 0 | 0 | 0
|  |  |  | 23.24 | 46.48 | 0 | 0 | 0 | 0 | 0 | 7.48 | 0.10336 | 0 | 46.48 | 46.48 | 1 | 0 | 0 | 0 | 0
|  |  |  | 20.56 | 41.12 | 0 | 0 | 0 | 0 | 0 | 7.48 | 0.10336 | 0 | 41.12 | 41.12 | 1 | 0 | 0 | 0 | 0
|  |  |  | 18.76 | 37.52 | 0 | 0 | 0 | 0 | 0 | 7.48 | 0.10336 | 0 | 37.52 | 37.52 | 1 | 0 | 0 | 0 | 0
|  |  |  | 25.56 | 51.12 | 0 | 0 | 0 | 0 | 0 | 7.48 | 0.10336 | 0 | 51.12 | 51.12 | 1 | 0 | 0 | 0 | 0
|  |  |  | 29.2 | 58.4 | 0 | 0 | 0 | 0 | 0 | 7.48 | 0.10336 | 0 | 58.4 | 58.4 | 1 | 0 | 0 | 0 | 0
|  |  |  | 29.36 | 58.72 | 0 | 0 | 0 | 0 | 0 | 7.48 | 0.10336 | 0 | 58.72 | 58.72 | 1 | 0 | 0 | 0 | 0
|  |  |  | 32.12 | 64.24 | 0 | 0 | 0 | 0 | 0 | 7.48 | 0.10336 | 0 | 64.24 | 64.24 | 1 | 0 | 0 | 0 | 0
|  |  |  | 38.68 | 77.36 | 0 | 0 | 0 | 0 | 0 | 7.48 | 0.10336 | 0 | 77.36 | 77.36 | 1 | 0 | 0 | 0 | 0
|  |  |  | 41.68 | 83.36 | 0 | 0 | 0 | 0 | 0 | 7.48 | 0.10336 | 0 | 83.36 | 83.36 | 1 | 0 | 0 | 0 | 0
|  |  |  | 45.6 | 91.2 | 0 | 0 | 0 | 0 | 0 | 7.48 | 0.10336 | 0 | 91.2 | 91.2 | 1 | 0 | 0 | 0 | 0
|  |  |  | 45.2 | 90.4 | 0 | 0 | 0 | 0 | 0 | 7.48 | 0.10336 | 0 | 90.4 | 90.4 | 1 | 0 | 0 | 0 | 0
|  |  |  | 43.2 | 86.4 | 0 | 0 | 0 | 0 | 0 | 7.48 | 0.10336 | 0 | 86.4 | 86.4 | 1 | 0 | 0 | 0 | 0
|  |  |  | 49.28 | 98.56 | 0 | 0 | 0 | 0 | 0 | 7.48 | 0.10336 | 0 | 98.56 | 98.56 | 1 | 0 | 0 | 0 | 0
|  |  |  | 49.8 | 99.6 | 0 | 0 | 0 | 0 | 0 | 7.48 | 0.10336 | 0 | 99.6 | 99.6 | 1 | 0 | 0 | 0 | 0
|  |  |  | 51.68 | 103.36 | 0 | 0 | 0 | 0 | 0 | 7.48 | 0.10336 | 0 | 103.36 | 103.36 | 1 | 0 | 0 | 0 | 0
|  |  |  | 49.76 | 99.52 | 0 | 0 | 0 | 0 | 0 | 7.48 | 0.10336 | 0 | 99.52 | 99.52 | 1 | 0 | 0 | 0 | 0
|  |  |  | 45.16 | 90.32 | 0 | 0 | 0 | 0 | 0 | 7.48 | 0.10336 | 0 | 90.32 | 90.32 | 1 | 0 | 0 | 0 | 0
|  |  |  | 39.32 | 78.64 | 0 | 0 | 0 | 0 | 0 | 7.48 | 0.10336 | 0 | 78.64 | 78.64 | 1 | 0 | 0 | 0 | 0
|  |  |  | 40.12 | 80.24 | 0 | 0 | 0 | 0 | 0 | 7.48 | 0.10336 | 0 | 80.24 | 80.24 | 1 | 0 | 0 | 0 | 0
|  |  |  | 36.32 | 72.64 | 0 | 0 | 0 | 0 | 0 | 7.48 | 0.10336 | 0 | 72.64 | 72.64 | 1 | 0 | 0 | 0 | 0
|  |  |  | 27.08 | 54.16 | 0 | 0 | 0 | 0 | 0 | 7.48 | 0.10336 | 0 | 54.16 | 54.16 | 1 | 0 | 0 | 0 | 0
|  |  |  | 13.08 | 26.16 | 0 | 0 | 0 | 0 | 0 | 7.48 | 0.10336 | 0 | 26.16 | 26.16 | 1 | 0 | 0 | 0 | 0
|  |  |  | 9.44 | 18.88 | 0 | 0 | 0 | 0 | 0 | 7.48 | 0.10336 | 0 | 18.88 | 18.88 | 1 | 0 | 0 | 0 | 0
|  |  |  | 12.4 | 24.8 | 0 | 0 | 0 | 0 | 0 | 7.48 | 0.10336 | 0 | 24.8 | 24.8 | 1 | 0 | 0 | 0 | 0
|  |  |  | 15.2 | 30.4 | 0 | 0 | 0 | 0 | 0 | 7.48 | 0.10336 | 0 | 30.4 | 30.4 | 1 | 0 | 0 | 0 | 0
|  |  |  | 17.6 | 35.2 | 0 | 0 | 0 | 0 | 0 | 7.48 | 0.10336 | 0 | 35.2 | 35.2 | 1 | 0 | 0 | 0 | 0
|  |  |  | 21.2 | 42.4 | 0 | 0 | 0 | 0 | 0 | 7.48 | 0.10336 | 0 | 42.4 | 42.4 | 1 | 0 | 0 | 0 | 0
|  |  |  | 23.92 | 47.84 | 0 | 0 | 0 | 0 | 0 | 7.48 | 0.10336 | 0 | 47.84 | 47.84 | 1 | 0 | 0 | 0 | 0
|  |  |  | 31.12 | 62.24 | 0 | 0 | 0 | 0 | 0 | 7.48 | 0.10336 | 0 | 62.24 | 62.24 | 1 | 0 | 0 | 0 | 0
|  |  |  | 31.84 | 63.68 | 0 | 0 | 0 | 0 | 0 | 7.48 | 0.10336 | 0 | 63.68 | 63.68 | 1 | 0 | 0 | 0 | 0
|  |  |  | 32.8 | 65.6 | 0 | 0 | 0 | 0 | 0 | 7.48 | 0.10336 | 0 | 65.6 | 65.6 | 1 | 0 | 0 | 0 | 0
|  |  |  | 35.4 | 70.8 | 0 | 0 | 0 | 0 | 0 | 7.48 | 0.10336 | 0 | 70.8 | 70.8 | 1 | 0 | 0 | 0 | 0
|  |  |  | 43 | 86 | 0 | 0 | 0 | 0 | 0 | 11.23 | 0.12409 | 0 | 86 | 86 | 1 | 0 | 0 | 0 | 0
|  |  |  | 45.48 | 90.96 | 0 | 0 | 0 | 0 | 0 | 11.23 | 0.12409 | 0 | 90.96 | 90.96 | 1 | 0 | 0 | 0 | 0
|  |  |  | 52 | 104 | 0 | 0 | 0 | 0 | 0 | 11.23 | 0.12409 | 0 | 104 | 104 | 1 | 0 | 0 | 0 | 0
|  |  |  | 46.36 | 92.72 | 0 | 0 | 0 | 0 | 0 | 17.48 | 0.13136 | 0 | 92.72 | 92.72 | 1 | 0 | 0 | 0 | 0
|  |  |  | 51.48 | 102.96 | 0 | 0 | 0 | 0 | 0 | 17.48 | 0.13136 | 0 | 102.96 | 102.96 | 1 | 0 | 0 | 0 | 0
|  |  |  | 46.16 | 92.32 | 0 | 0 | 0 | 0 | 0 | 17.48 | 0.13136 | 0 | 92.32 | 92.32 | 1 | 0 | 0 | 0 | 0
|  |  |  | 52.24 | 104.48 | 0 | 0 | 0 | 0 | 0 | 17.48 | 0.13136 | 0 | 104.48 | 101.802 | 0.2 | 0 | 2.678 | 0 | 0
|  |  |  | 52.48 | 104.96 | 0 | 0 | 0 | 0 | 0 | 11.23 | 0.12409 | 0 | 104.96 | 104.96 | 0.2 | 0 | 0 | 0 | 0
|  |  |  | 47.36 | 94.72 | 0 | 0 | 0 | 0 | 0 | 11.23 | 0.12409 | 0 | 94.72 | 94.72 | 0.2 | 0 | 0 | 0 | 0
|  |  |  | 43.68 | 87.36 | 0 | 0 | 0 | 0 | 0 | 11.23 | 0.12409 | 0 | 87.36 | 87.36 | 0.2 | 0 | 0 | 0 | 0
|  |  |  | 40.68 | 81.36 | 0 | 0 | 0 | 0 | 0 | 7.48 | 0.10336 | 2.678 | 81.36 | 81.36 | 0.91885 | 0 | 0 | 0 | 0
|  |  |  | 39.56 | 79.12 | 0 | 0 | 0 | 0 | 0 | 7.48 | 0.10336 | 0.302 | 79.12 | 79.12 | 1 | 0 | 0 | 0 | 0
|  |  |  | 27.72 | 55.44 | 0 | 0 | 0 | 0 | 0 | 7.48 | 0.10336 | 0 | 55.44 | 55.44 | 1 | 0 | 0 | 0 | 0
|  |  |  | 12.56 | 25.12 | 0 | 0 | 0 | 0 | 0 | 7.48 | 0.10336 | 0 | 25.12 | 25.12 | 1 | 0 | 0 | 0 | 0
|  |  |  | 9.04 | 18.08 | 0 | 0 | 0 | 0 | 0 | 7.48 | 0.10336 | 0 | 18.08 | 18.08 | 1 | 0 | 0 | 0 | 0
|  |  |  | 10.6 | 21.2 | 0 | 0 | 0 | 0 | 0 | 7.48 | 0.10336 | 0 | 21.2 | 21.2 | 1 | 0 | 0 | 0 | 0
|  |  |  | 12.64 | 25.28 | 0 | 0 | 0 | 0 | 0 | 7.48 | 0.10336 | 0 | 25.28 | 25.28 | 1 | 0 | 0 | 0 | 0
|  |  |  | 14.36 | 28.72 | 0 | 0 | 0 | 0 | 0 | 7.48 | 0.10336 | 0 | 28.72 | 28.72 | 1 | 0 | 0 | 0 | 0
|  |  |  | 16.96 | 33.92 | 0 | 0 | 0 | 0 | 0 | 7.48 | 0.10336 | 0 | 33.92 | 33.92 | 1 | 0 | 0 | 0 | 0
|  |  |  | 21.08 | 42.16 | 0 | 0 | 0 | 0 | 0 | 7.48 | 0.10336 | 0 | 42.16 | 42.16 | 1 | 0 | 0 | 0 | 0
|  |  |  | 29.8 | 59.6 | 0 | 0 | 0 | 0 | 0 | 7.48 | 0.10336 | 0 | 59.6 | 59.6 | 1 | 0 | 0 | 0 | 0
|  |  |  | 30.68 | 61.36 | 0 | 0 | 0 | 0 | 0 | 7.48 | 0.10336 | 0 | 61.36 | 61.36 | 1 | 0 | 0 | 0 | 0
|  |  |  | 33.08 | 66.16 | 0 | 0 | 0 | 0 | 0 | 7.48 | 0.10336 | 0 | 66.16 | 66.16 | 1 | 0 | 0 | 0 | 0
|  |  |  | 36.48 | 72.96 | 0 | 0 | 0 | 0 | 0 | 7.48 | 0.10336 | 0 | 72.96 | 72.96 | 1 | 0 | 0 | 0 | 0
|  |  |  | 39.84 | 79.68 | 0 | 0 | 0 | 0 | 0 | 11.23 | 0.12409 | 0 | 79.68 | 79.68 | 1 | 0 | 0 | 0 | 0
|  |  |  | 51.36 | 102.72 | 0 | 0 | 0 | 0 | 0 | 11.23 | 0.12409 | 0 | 102.72 | 102.72 | 1 | 0 | 0 | 0 | 0
|  |  |  | 46.08 | 92.16 | 0 | 0 | 0 | 0 | 0 | 11.23 | 0.12409 | 0 | 92.16 | 92.16 | 1 | 0 | 0 | 0 | 0
|  |  |  | 43.32 | 86.64 | 0 | 0 | 0 | 0 | 0 | 17.48 | 0.13136 | 0 | 86.64 | 86.64 | 1 | 0 | 0 | 0 | 0
|  |  |  | 42.56 | 85.12 | 0 | 0 | 0 | 0 | 0 | 17.48 | 0.13136 | 0 | 85.12 | 85.12 | 1 | 0 | 0 | 0 | 0
|  |  |  | 42.76 | 85.52 | 0 | 0 | 0 | 0 | 0 | 17.48 | 0.13136 | 0 | 85.52 | 85.52 | 1 | 0 | 0 | 0 | 0
|  |  |  | 43.4 | 86.8 | 0 | 0 | 0 | 0 | 0 | 17.48 | 0.13136 | 0 | 86.8 | 84.122 | 0.2 | 0 | 2.678 | 0 | 0
|  |  |  | 42.36 | 84.72 | 0 | 0 | 0 | 0 | 0 | 11.23 | 0.12409 | 0 | 84.72 | 84.72 | 0.2 | 0 | 0 | 0 | 0
|  |  |  | 40.52 | 81.04 | 0 | 0 | 0 | 0 | 0 | 11.23 | 0.12409 | 0 | 81.04 | 81.04 | 0.2 | 0 | 0 | 0 | 0
|  |  |  | 39.72 | 79.44 | 0 | 0 | 0 | 0 | 0 | 11.23 | 0.12409 | 0 | 79.44 | 79.44 | 0.2 | 0 | 0 | 0 | 0
|  |  |  | 34.04 | 68.08 | 0 | 0 | 0 | 0 | 0 | 7.48 | 0.10336 | 2.678 | 68.08 | 68.08 | 0.91885 | 0 | 0 | 0 | 0
|  |  |  | 34.64 | 69.28 | 0 | 0 | 0 | 0 | 0 | 7.48 | 0.10336 | 0.302 | 69.28 | 69.28 | 1 | 0 | 0 | 0 | 0
|  |  |  | 24.76 | 49.52 | 0 | 0 | 0 | 0 | 0 | 7.48 | 0.10336 | 0 | 49.52 | 49.52 | 1 | 0 | 0 | 0 | 0
|  |  |  | 12.32 | 24.64 | 0 | 0 | 0 | 0 | 0 | 7.48 | 0.10336 | 0 | 24.64 | 24.64 | 1 | 0 | 0 | 0 | 0
|  |  |  | 13.6 | 27.2 | 0 | 0 | 0 | 0 | 0 | 7.48 | 0.10336 | 0 | 27.2 | 27.2 | 1 | 0 | 0 | 0 | 0
|  |  |  | 15.64 | 31.28 | 0 | 0 | 0 | 0 | 0 | 7.48 | 0.10336 | 0 | 31.28 | 31.28 | 1 | 0 | 0 | 0 | 0
|  |  |  | 18.44 | 36.88 | 0 | 0 | 0 | 0 | 0 | 7.48 | 0.10336 | 0 | 36.88 | 36.88 | 1 | 0 | 0 | 0 | 0
|  |  |  | 18.92 | 37.84 | 0 | 0 | 0 | 0 | 0 | 7.48 | 0.10336 | 0 | 37.84 | 37.84 | 1 | 0 | 0 | 0 | 0
|  |  |  | 20.72 | 41.44 | 0 | 0 | 0 | 0 | 0 | 7.48 | 0.10336 | 0 | 41.44 | 41.44 | 1 | 0 | 0 | 0 | 0
|  |  |  | 21.48 | 42.96 | 0 | 0 | 0 | 0 | 0 | 7.48 | 0.10336 | 0 | 42.96 | 42.96 | 1 | 0 | 0 | 0 | 0
|  |  |  | 21.68 | 43.36 | 0 | 0 | 0 | 0 | 0 | 7.48 | 0.10336 | 0 | 43.36 | 43.36 | 1 | 0 | 0 | 0 | 0
|  |  |  | 21.8 | 43.6 | 0 | 0 | 0 | 0 | 0 | 7.48 | 0.10336 | 0 | 43.6 | 43.6 | 1 | 0 | 0 | 0 | 0
|  |  |  | 24.28 | 48.56 | 0 | 0 | 0 | 0 | 0 | 7.48 | 0.10336 | 0 | 48.56 | 48.56 | 1 | 0 | 0 | 0 | 0
|  |  |  | 27.68 | 55.36 | 0 | 0 | 0 | 0 | 0 | 7.48 | 0.10336 | 0 | 55.36 | 55.36 | 1 | 0 | 0 | 0 | 0
|  |  |  | 34 | 68 | 0 | 0 | 0 | 0 | 0 | 11.23 | 0.12409 | 0 | 68 | 68 | 1 | 0 | 0 | 0 | 0
|  |  |  | 46.32 | 92.64 | 0 | 0 | 0 | 0 | 0 | 11.23 | 0.12409 | 0 | 92.64 | 92.64 | 1 | 0 | 0 | 0 | 0
|  |  |  | 39.72 | 79.44 | 0 | 0 | 0 | 0 | 0 | 11.23 | 0.12409 | 0 | 79.44 | 79.44 | 1 | 0 | 0 | 0 | 0
|  |  |  | 44.52 | 89.04 | 0 | 0 | 0 | 0 | 0 | 17.48 | 0.13136 | 0 | 89.04 | 89.04 | 1 | 0 | 0 | 0 | 0
|  |  |  | 44.32 | 88.64 | 0 | 0 | 0 | 0 | 0 | 17.48 | 0.13136 | 0 | 88.64 | 88.64 | 1 | 0 | 0 | 0 | 0
|  |  |  | 45.52 | 91.04 | 0 | 0 | 0 | 0 | 0 | 17.48 | 0.13136 | 0 | 91.04 | 91.04 | 1 | 0 | 0 | 0 | 0
|  |  |  | 43.12 | 86.24 | 0 | 0 | 0 | 0 | 0 | 17.48 | 0.13136 | 0 | 86.24 | 83.562 | 0.2 | 0 | 2.678 | 0 | 0
|  |  |  | 45.88 | 91.76 | 0 | 0 | 0 | 0 | 0 | 11.23 | 0.12409 | 0 | 91.76 | 91.76 | 0.2 | 0 | 0 | 0 | 0
|  |  |  | 34.08 | 68.16 | 0 | 0 | 0 | 0 | 0 | 11.23 | 0.12409 | 0 | 68.16 | 68.16 | 0.2 | 0 | 0 | 0 | 0
|  |  |  | 30.2 | 60.4 | 0 | 0 | 0 | 0 | 0 | 11.23 | 0.12409 | 0 | 60.4 | 60.4 | 0.2 | 0 | 0 | 0 | 0
|  |  |  | 24.8 | 49.6 | 0 | 0 | 0 | 0 | 0 | 7.48 | 0.10336 | 2.678 | 49.6 | 49.6 | 0.91885 | 0 | 0 | 0 | 0
|  |  |  | 24.56 | 49.12 | 0 | 0 | 0 | 0 | 0 | 7.48 | 0.10336 | 0.302 | 49.12 | 49.12 | 1 | 0 | 0 | 0 | 0
|  |  |  | 19.12 | 38.24 | 0 | 0 | 0 | 0 | 0 | 7.48 | 0.10336 | 0 | 38.24 | 38.24 | 1 | 0 | 0 | 0 | 0
|  |  |  | 10.64 | 21.28 | 0 | 0 | 0 | 0 | 0 | 7.48 | 0.10336 | 0 | 21.28 | 21.28 | 1 | 0 | 0 | 0 | 0
|  |  |  | 10.48 | 20.96 | 0 | 0 | 0 | 0 | 0 | 7.48 | 0.10336 | 0 | 20.96 | 20.96 | 1 | 0 | 0 | 0 | 0
|  |  |  | 13.84 | 27.68 | 0 | 0 | 0 | 0 | 0 | 7.48 | 0.10336 | 0 | 27.68 | 27.68 | 1 | 0 | 0 | 0 | 0
|  |  |  | 16.32 | 32.64 | 0 | 0 | 0 | 0 | 0 | 7.48 | 0.10336 | 0 | 32.64 | 32.64 | 1 | 0 | 0 | 0 | 0
|  |  |  | 18.16 | 36.32 | 0 | 0 | 0 | 0 | 0 | 7.48 | 0.10336 | 0 | 36.32 | 36.32 | 1 | 0 | 0 | 0 | 0
|  |  |  | 19.12 | 38.24 | 0 | 0 | 0 | 0 | 0 | 7.48 | 0.10336 | 0 | 38.24 | 38.24 | 1 | 0 | 0 | 0 | 0
|  |  |  | 20.52 | 41.04 | 0 | 0 | 0 | 0 | 0 | 7.48 | 0.10336 | 0 | 41.04 | 41.04 | 1 | 0 | 0 | 0 | 0
|  |  |  | 20.48 | 40.96 | 0 | 0 | 0 | 0 | 0 | 7.48 | 0.10336 | 0 | 40.96 | 40.96 | 1 | 0 | 0 | 0 | 0
|  |  |  | 18.64 | 37.28 | 0 | 0 | 0 | 0 | 0 | 7.48 | 0.10336 | 0 | 37.28 | 37.28 | 1 | 0 | 0 | 0 | 0
|  |  |  | 20.36 | 40.72 | 0 | 0 | 0 | 0 | 0 | 7.48 | 0.10336 | 0 | 40.72 | 40.72 | 1 | 0 | 0 | 0 | 0
|  |  |  | 23.24 | 46.48 | 0 | 0 | 0 | 0 | 0 | 7.48 | 0.10336 | 0 | 46.48 | 46.48 | 1 | 0 | 0 | 0 | 0
|  |  |  | 29.6 | 59.2 | 0 | 0 | 0 | 0 | 0 | 11.23 | 0.12409 | 0 | 59.2 | 59.2 | 1 | 0 | 0 | 0 | 0
|  |  |  | 40.88 | 81.76 | 0 | 0 | 0 | 0 | 0 | 11.23 | 0.12409 | 0 | 81.76 | 81.76 | 1 | 0 | 0 | 0 | 0
|  |  |  | 46.8 | 93.6 | 0 | 0 | 0 | 0 | 0 | 11.23 | 0.12409 | 0 | 93.6 | 93.6 | 1 | 0 | 0 | 0 | 0
|  |  |  | 50.28 | 100.56 | 0 | 0 | 0 | 0 | 0 | 17.48 | 0.13136 | 0 | 100.56 | 100.56 | 1 | 0 | 0 | 0 | 0
|  |  |  | 48.32 | 96.64 | 0 | 0 | 0 | 0 | 0 | 17.48 | 0.13136 | 0 | 96.64 | 96.64 | 1 | 0 | 0 | 0 | 0
|  |  |  | 47.48 | 94.96 | 0 | 0 | 0 | 0 | 0 | 17.48 | 0.13136 | 0 | 94.96 | 94.96 | 1 | 0 | 0 | 0 | 0
|  |  |  | 43.84 | 87.68 | 0 | 0 | 0 | 0 | 0 | 17.48 | 0.13136 | 0 | 87.68 | 85.002 | 0.2 | 0 | 2.678 | 0 | 0
|  |  |  | 44.12 | 88.24 | 0 | 0 | 0 | 0 | 0 | 11.23 | 0.12409 | 0 | 88.24 | 88.24 | 0.2 | 0 | 0 | 0 | 0
|  |  |  | 40.48 | 80.96 | 0 | 0 | 0 | 0 | 0 | 11.23 | 0.12409 | 0 | 80.96 | 80.96 | 0.2 | 0 | 0 | 0 | 0
|  |  |  | 36.32 | 72.64 | 0 | 0 | 0 | 0 | 0 | 11.23 | 0.12409 | 0 | 72.64 | 72.64 | 0.2 | 0 | 0 | 0 | 0
|  |  |  | 28.68 | 57.36 | 0 | 0 | 0 | 0 | 0 | 7.48 | 0.10336 | 2.678 | 57.36 | 57.36 | 0.91885 | 0 | 0 | 0 | 0
|  |  |  | 27.4 | 54.8 | 0 | 0 | 0 | 0 | 0 | 7.48 | 0.10336 | 0.302 | 54.8 | 54.8 | 1 | 0 | 0 | 0 | 0
|  |  |  | 24 | 48 | 0 | 0 | 0 | 0 | 0 | 7.48 | 0.10336 | 0 | 48 | 48 | 1 | 0 | 0 | 0 | 0
|  |  |  | 15.12 | 30.24 | 0 | 0 | 0 | 0 | 0 | 7.48 | 0.10336 | 0 | 30.24 | 30.24 | 1 | 0 | 0 | 0 | 0
|  |  |  | 13.36 | 26.72 | 0 | 0 | 0 | 0 | 0 | 7.48 | 0.10336 | 0 | 26.72 | 26.72 | 1 | 0 | 0 | 0 | 0
|  |  |  | 13.6 | 27.2 | 0 | 0 | 0 | 0 | 0 | 7.48 | 0.10336 | 0 | 27.2 | 27.2 | 1 | 0 | 0 | 0 | 0
|  |  |  | 12.96 | 25.92 | 0 | 0 | 0 | 0 | 0 | 7.48 | 0.10336 | 0 | 25.92 | 25.92 | 1 | 0 | 0 | 0 | 0
|  |  |  | 12.24 | 24.48 | 0 | 0 | 0 | 0 | 0 | 7.48 | 0.10336 | 0 | 24.48 | 24.48 | 1 | 0 | 0 | 0 | 0
|  |  |  | 14.44 | 28.88 | 0 | 0 | 0 | 0 | 0 | 7.48 | 0.10336 | 0 | 28.88 | 28.88 | 1 | 0 | 0 | 0 | 0
|  |  |  | 16.16 | 32.32 | 0 | 0 | 0 | 0 | 0 | 7.48 | 0.10336 | 0 | 32.32 | 32.32 | 1 | 0 | 0 | 0 | 0
|  |  |  | 22.44 | 44.88 | 0 | 0 | 0 | 0 | 0 | 7.48 | 0.10336 | 0 | 44.88 | 44.88 | 1 | 0 | 0 | 0 | 0
|  |  |  | 23.8 | 47.6 | 0 | 0 | 0 | 0 | 0 | 7.48 | 0.10336 | 0 | 47.6 | 47.6 | 1 | 0 | 0 | 0 | 0
|  |  |  | 25.08 | 50.16 | 0 | 0 | 0 | 0 | 0 | 7.48 | 0.10336 | 0 | 50.16 | 50.16 | 1 | 0 | 0 | 0 | 0
|  |  |  | 30.2 | 60.4 | 0 | 0 | 0 | 0 | 0 | 7.48 | 0.10336 | 0 | 60.4 | 60.4 | 1 | 0 | 0 | 0 | 0
|  |  |  | 40.28 | 80.56 | 0 | 0 | 0 | 0 | 0 | 11.23 | 0.12409 | 0 | 80.56 | 80.56 | 1 | 0 | 0 | 0 | 0
|  |  |  | 51.12 | 102.24 | 0 | 0 | 0 | 0 | 0 | 11.23 | 0.12409 | 0 | 102.24 | 102.24 | 1 | 0 | 0 | 0 | 0
|  |  |  | 52.16 | 104.32 | 0 | 0 | 0 | 0 | 0 | 11.23 | 0.12409 | 0 | 104.32 | 104.32 | 1 | 0 | 0 | 0 | 0
|  |  |  | 54.4 | 108.8 | 0 | 0 | 0 | 0 | 0 | 17.48 | 0.13136 | 0 | 108.8 | 108.8 | 1 | 0 | 0 | 0 | 0
|  |  |  | 54.6 | 109.2 | 0 | 0 | 0 | 0 | 0 | 17.48 | 0.13136 | 0 | 109.2 | 109.2 | 1 | 0 | 0 | 0 | 0
|  |  |  | 56.04 | 112.08 | 0 | 0 | 0 | 0 | 0 | 17.48 | 0.13136 | 0 | 112.08 | 112.08 | 1 | 0 | 0 | 0 | 0
|  |  |  | 55.04 | 110.08 | 0 | 0 | 0 | 0 | 0 | 17.48 | 0.13136 | 0 | 110.08 | 107.402 | 0.2 | 0 | 2.678 | 0 | 0
|  |  |  | 52.28 | 104.56 | 0 | 0 | 0 | 0 | 0 | 11.23 | 0.12409 | 0 | 104.56 | 104.56 | 0.2 | 0 | 0 | 0 | 0
|  |  |  | 53 | 106 | 0 | 0 | 0 | 0 | 0 | 11.23 | 0.12409 | 0 | 106 | 106 | 0.2 | 0 | 0 | 0 | 0
|  |  |  | 47.56 | 95.12 | 0 | 0 | 0 | 0 | 0 | 11.23 | 0.12409 | 0 | 95.12 | 95.12 | 0.2 | 0 | 0 | 0 | 0
|  |  |  | 43.88 | 87.76 | 0 | 0 | 0 | 0 | 0 | 7.48 | 0.10336 | 2.678 | 87.76 | 87.76 | 0.91885 | 0 | 0 | 0 | 0
|  |  |  | 42.2 | 84.4 | 0 | 0 | 0 | 0 | 0 | 7.48 | 0.10336 | 0.302 | 84.4 | 84.4 | 1 | 0 | 0 | 0 | 0
|  |  |  | 29.76 | 59.52 | 0 | 0 | 0 | 0 | 0 | 7.48 | 0.10336 | 0 | 59.52 | 59.52 | 1 | 0 | 0 | 0 | 0
|  |  |  | 13.24 | 26.48 | 0 | 0 | 0 | 0 | 0 | 7.48 | 0.10336 | 0 | 26.48 | 26.48 | 1 | 0 | 0 | 0 | 0
|  |  |  | 9.28 | 18.56 | 0 | 0 | 0 | 0 | 0 | 7.48 | 0.10336 | 0 | 18.56 | 18.56 | 1 | 0 | 0 | 0 | 0
|  |  |  | 10.72 | 21.44 | 0 | 0 | 0 | 0 | 0 | 7.48 | 0.10336 | 0 | 21.44 | 21.44 | 1 | 0 | 0 | 0 | 0
|  |  |  | 11.56 | 23.12 | 0 | 0 | 0 | 0 | 0 | 7.48 | 0.10336 | 0 | 23.12 | 23.12 | 1 | 0 | 0 | 0 | 0
|  |  |  | 13.08 | 26.16 | 0 | 0 | 0 | 0 | 0 | 7.48 | 0.10336 | 0 | 26.16 | 26.16 | 1 | 0 | 0 | 0 | 0
|  |  |  | 14.48 | 28.96 | 0 | 0 | 0 | 0 | 0 | 7.48 | 0.10336 | 0 | 28.96 | 28.96 | 1 | 0 | 0 | 0 | 0
|  |  |  | 16.08 | 32.16 | 0 | 0 | 0 | 0 | 0 | 7.48 | 0.10336 | 0 | 32.16 | 32.16 | 1 | 0 | 0 | 0 | 0
|  |  |  | 21.64 | 43.28 | 0 | 0 | 0 | 0 | 0 | 7.48 | 0.10336 | 0 | 43.28 | 43.28 | 1 | 0 | 0 | 0 | 0
|  |  |  | 22.04 | 44.08 | 0 | 0 | 0 | 0 | 0 | 7.48 | 0.10336 | 0 | 44.08 | 44.08 | 1 | 0 | 0 | 0 | 0
|  |  |  | 26.88 | 53.76 | 0 | 0 | 0 | 0 | 0 | 7.48 | 0.10336 | 0 | 53.76 | 53.76 | 1 | 0 | 0 | 0 | 0
|  |  |  | 35.68 | 71.36 | 0 | 0 | 0 | 0 | 0 | 7.48 | 0.10336 | 0 | 71.36 | 71.36 | 1 | 0 | 0 | 0 | 0
|  |  |  | 48.4 | 96.8 | 0 | 0 | 0 | 0 | 0 | 7.48 | 0.10336 | 0 | 96.8 | 96.8 | 1 | 0 | 0 | 0 | 0
|  |  |  | 50.68 | 101.36 | 0 | 0 | 0 | 0 | 0 | 7.48 | 0.10336 | 0 | 101.36 | 101.36 | 1 | 0 | 0 | 0 | 0
|  |  |  | 53.84 | 107.68 | 0 | 0 | 0 | 0 | 0 | 7.48 | 0.10336 | 0 | 107.68 | 107.68 | 1 | 0 | 0 | 0 | 0
|  |  |  | 54.76 | 109.52 | 0 | 0 | 0 | 0 | 0 | 7.48 | 0.10336 | 0 | 109.52 | 109.52 | 1 | 0 | 0 | 0 | 0
|  |  |  | 53.96 | 107.92 | 0 | 0 | 0 | 0 | 0 | 7.48 | 0.10336 | 0 | 107.92 | 107.92 | 1 | 0 | 0 | 0 | 0
|  |  |  | 53 | 106 | 0 | 0 | 0 | 0 | 0 | 7.48 | 0.10336 | 0 | 106 | 106 | 1 | 0 | 0 | 0 | 0
|  |  |  | 55.48 | 110.96 | 0 | 0 | 0 | 0 | 0 | 7.48 | 0.10336 | 0 | 110.96 | 110.96 | 1 | 0 | 0 | 0 | 0
|  |  |  | 54.88 | 109.76 | 0 | 0 | 0 | 0 | 0 | 7.48 | 0.10336 | 0 | 109.76 | 109.76 | 1 | 0 | 0 | 0 | 0
|  |  |  | 49.56 | 99.12 | 0 | 0 | 0 | 0 | 0 | 7.48 | 0.10336 | 0 | 99.12 | 99.12 | 1 | 0 | 0 | 0 | 0
|  |  |  | 41.48 | 82.96 | 0 | 0 | 0 | 0 | 0 | 7.48 | 0.10336 | 0 | 82.96 | 82.96 | 1 | 0 | 0 | 0 | 0
|  |  |  | 36.76 | 73.52 | 0 | 0 | 0 | 0 | 0 | 7.48 | 0.10336 | 0 | 73.52 | 73.52 | 1 | 0 | 0 | 0 | 0
|  |  |  | 35.32 | 70.64 | 0 | 0 | 0 | 0 | 0 | 7.48 | 0.10336 | 0 | 70.64 | 70.64 | 1 | 0 | 0 | 0 | 0
|  |  |  | 25 | 50 | 0 | 0 | 0 | 0 | 0 | 7.48 | 0.10336 | 0 | 50 | 50 | 1 | 0 | 0 | 0 | 0
|  |  |  | 11.6 | 23.2 | 0 | 0 | 0 | 0 | 0 | 7.48 | 0.10336 | 0 | 23.2 | 23.2 | 1 | 0 | 0 | 0 | 0
|  |  |  | 9.12 | 18.24 | 0 | 0 | 0 | 0 | 0 | 7.48 | 0.10336 | 0 | 18.24 | 18.24 | 1 | 0 | 0 | 0 | 0
|  |  |  | 10.12 | 20.24 | 0 | 0 | 0 | 0 | 0 | 7.48 | 0.10336 | 0 | 20.24 | 20.24 | 1 | 0 | 0 | 0 | 0
|  |  |  | 10.72 | 21.44 | 0 | 0 | 0 | 0 | 0 | 7.48 | 0.10336 | 0 | 21.44 | 21.44 | 1 | 0 | 0 | 0 | 0
|  |  |  | 13.56 | 27.12 | 0 | 0 | 0 | 0 | 0 | 7.48 | 0.10336 | 0 | 27.12 | 27.12 | 1 | 0 | 0 | 0 | 0
|  |  |  | 15.32 | 30.64 | 0 | 0 | 0 | 0 | 0 | 7.48 | 0.10336 | 0 | 30.64 | 30.64 | 1 | 0 | 0 | 0 | 0
|  |  |  | 16.32 | 32.64 | 0 | 0 | 0 | 0 | 0 | 7.48 | 0.10336 | 0 | 32.64 | 32.64 | 1 | 0 | 0 | 0 | 0
|  |  |  | 21.92 | 43.84 | 0 | 0 | 0 | 0 | 0 | 7.48 | 0.10336 | 0 | 43.84 | 43.84 | 1 | 0 | 0 | 0 | 0
|  |  |  | 24.16 | 48.32 | 0 | 0 | 0 | 0 | 0 | 7.48 | 0.10336 | 0 | 48.32 | 48.32 | 1 | 0 | 0 | 0 | 0
|  |  |  | 25.44 | 50.88 | 0 | 0 | 0 | 0 | 0 | 7.48 | 0.10336 | 0 | 50.88 | 50.88 | 1 | 0 | 0 | 0 | 0
|  |  |  | 28.12 | 56.24 | 0 | 0 | 0 | 0 | 0 | 7.48 | 0.10336 | 0 | 56.24 | 56.24 | 1 | 0 | 0 | 0 | 0
|  |  |  | 32.96 | 65.92 | 0 | 0 | 0 | 0 | 0 | 7.48 | 0.10336 | 0 | 65.92 | 65.92 | 1 | 0 | 0 | 0 | 0
|  |  |  | 39.04 | 78.08 | 0 | 0 | 0 | 0 | 0 | 7.48 | 0.10336 | 0 | 78.08 | 78.08 | 1 | 0 | 0 | 0 | 0
|  |  |  | 37.72 | 75.44 | 0 | 0 | 0 | 0 | 0 | 7.48 | 0.10336 | 0 | 75.44 | 75.44 | 1 | 0 | 0 | 0 | 0
|  |  |  | 46.64 | 93.28 | 0 | 0 | 0 | 0 | 0 | 7.48 | 0.10336 | 0 | 93.28 | 93.28 | 1 | 0 | 0 | 0 | 0
|  |  |  | 48.96 | 97.92 | 0 | 0 | 0 | 0 | 0 | 7.48 | 0.10336 | 0 | 97.92 | 97.92 | 1 | 0 | 0 | 0 | 0
|  |  |  | 46.28 | 92.56 | 0 | 0 | 0 | 0 | 0 | 7.48 | 0.10336 | 0 | 92.56 | 92.56 | 1 | 0 | 0 | 0 | 0
|  |  |  | 44.4 | 88.8 | 0 | 0 | 0 | 0 | 0 | 7.48 | 0.10336 | 0 | 88.8 | 88.8 | 1 | 0 | 0 | 0 | 0
|  |  |  | 44.32 | 88.64 | 0 | 0 | 0 | 0 | 0 | 7.48 | 0.10336 | 0 | 88.64 | 88.64 | 1 | 0 | 0 | 0 | 0
|  |  |  | 37.56 | 75.12 | 0 | 0 | 0 | 0 | 0 | 7.48 | 0.10336 | 0 | 75.12 | 75.12 | 1 | 0 | 0 | 0 | 0
|  |  |  | 30.56 | 61.12 | 0 | 0 | 0 | 0 | 0 | 7.48 | 0.10336 | 0 | 61.12 | 61.12 | 1 | 0 | 0 | 0 | 0
|  |  |  | 30.16 | 60.32 | 0 | 0 | 0 | 0 | 0 | 7.48 | 0.10336 | 0 | 60.32 | 60.32 | 1 | 0 | 0 | 0 | 0
|  |  |  | 24.76 | 49.52 | 0 | 0 | 0 | 0 | 0 | 7.48 | 0.10336 | 0 | 49.52 | 49.52 | 1 | 0 | 0 | 0 | 0
|  |  |  | 18.72 | 37.44 | 0 | 0 | 0 | 0 | 0 | 7.48 | 0.10336 | 0 | 37.44 | 37.44 | 1 | 0 | 0 | 0 | 0
|  |  |  | 10.8 | 21.6 | 0 | 0 | 0 | 0 | 0 | 7.48 | 0.10336 | 0 | 21.6 | 21.6 | 1 | 0 | 0 | 0 | 0
|  |  |  | 11.12 | 22.24 | 0 | 0 | 0 | 0 | 0 | 7.48 | 0.10336 | 0 | 22.24 | 22.24 | 1 | 0 | 0 | 0 | 0
|  |  |  | 13.92 | 27.84 | 0 | 0 | 0 | 0 | 0 | 7.48 | 0.10336 | 0 | 27.84 | 27.84 | 1 | 0 | 0 | 0 | 0
|  |  |  | 11.56 | 23.12 | 0 | 0 | 0 | 0 | 0 | 7.48 | 0.10336 | 0 | 23.12 | 23.12 | 1 | 0 | 0 | 0 | 0
|  |  |  | 11.92 | 23.84 | 0 | 0 | 0 | 0 | 0 | 7.48 | 0.10336 | 0 | 23.84 | 23.84 | 1 | 0 | 0 | 0 | 0
|  |  |  | 13.4 | 26.8 | 0 | 0 | 0 | 0 | 0 | 7.48 | 0.10336 | 0 | 26.8 | 26.8 | 1 | 0 | 0 | 0 | 0
|  |  |  | 15.28 | 30.56 | 0 | 0 | 0 | 0 | 0 | 7.48 | 0.10336 | 0 | 30.56 | 30.56 | 1 | 0 | 0 | 0 | 0
|  |  |  | 21.32 | 42.64 | 0 | 0 | 0 | 0 | 0 | 7.48 | 0.10336 | 0 | 42.64 | 42.64 | 1 | 0 | 0 | 0 | 0
|  |  |  | 24.24 | 48.48 | 0 | 0 | 0 | 0 | 0 | 7.48 | 0.10336 | 0 | 48.48 | 48.48 | 1 | 0 | 0 | 0 | 0
|  |  |  | 26.2 | 52.4 | 0 | 0 | 0 | 0 | 0 | 7.48 | 0.10336 | 0 | 52.4 | 52.4 | 1 | 0 | 0 | 0 | 0
|  |  |  | 27.08 | 54.16 | 0 | 0 | 0 | 0 | 0 | 7.48 | 0.10336 | 0 | 54.16 | 54.16 | 1 | 0 | 0 | 0 | 0
|  |  |  | 31.96 | 63.92 | 0 | 0 | 0 | 0 | 0 | 11.23 | 0.12409 | 0 | 63.92 | 63.92 | 1 | 0 | 0 | 0 | 0
|  |  |  | 42.56 | 85.12 | 0 | 0 | 0 | 0 | 0 | 11.23 | 0.12409 | 0 | 85.12 | 85.12 | 1 | 0 | 0 | 0 | 0
|  |  |  | 45.88 | 91.76 | 0 | 0 | 0 | 0 | 0 | 11.23 | 0.12409 | 0 | 91.76 | 91.76 | 1 | 0 | 0 | 0 | 0
|  |  |  | 46.2 | 92.4 | 0 | 0 | 0 | 0 | 0 | 17.48 | 0.13136 | 0 | 92.4 | 92.4 | 1 | 0 | 0 | 0 | 0
|  |  |  | 45.76 | 91.52 | 0 | 0 | 0 | 0 | 0 | 17.48 | 0.13136 | 0 | 91.52 | 91.52 | 1 | 0 | 0 | 0 | 0
|  |  |  | 44.4 | 88.8 | 0 | 0 | 0 | 0 | 0 | 17.48 | 0.13136 | 0 | 88.8 | 88.8 | 1 | 0 | 0 | 0 | 0
|  |  |  | 43.2 | 86.4 | 0 | 0 | 0 | 0 | 0 | 17.48 | 0.13136 | 0 | 86.4 | 83.722 | 0.2 | 0 | 2.678 | 0 | 0
|  |  |  | 41.68 | 83.36 | 0 | 0 | 0 | 0 | 0 | 11.23 | 0.12409 | 0 | 83.36 | 83.36 | 0.2 | 0 | 0 | 0 | 0
|  |  |  | 39.76 | 79.52 | 0 | 0 | 0 | 0 | 0 | 11.23 | 0.12409 | 0 | 79.52 | 79.52 | 0.2 | 0 | 0 | 0 | 0
|  |  |  | 38.04 | 76.08 | 0 | 0 | 0 | 0 | 0 | 11.23 | 0.12409 | 0 | 76.08 | 76.08 | 0.2 | 0 | 0 | 0 | 0
|  |  |  | 26.88 | 53.76 | 0 | 0 | 0 | 0 | 0 | 7.48 | 0.10336 | 2.678 | 53.76 | 53.76 | 0.91885 | 0 | 0 | 0 | 0
|  |  |  | 24.8 | 49.6 | 0 | 0 | 0 | 0 | 0 | 7.48 | 0.10336 | 0.302 | 49.6 | 49.6 | 1 | 0 | 0 | 0 | 0
|  |  |  | 17.36 | 34.72 | 0 | 0 | 0 | 0 | 0 | 7.48 | 0.10336 | 0 | 34.72 | 34.72 | 1 | 0 | 0 | 0 | 0
|  |  |  | 10.84 | 21.68 | 0 | 0 | 0 | 0 | 0 | 7.48 | 0.10336 | 0 | 21.68 | 21.68 | 1 | 0 | 0 | 0 | 0
|  |  |  | 8.84 | 17.68 | 0 | 0 | 0 | 0 | 0 | 7.48 | 0.10336 | 0 | 17.68 | 17.68 | 1 | 0 | 0 | 0 | 0
|  |  |  | 8.96 | 17.92 | 0 | 0 | 0 | 0 | 0 | 7.48 | 0.10336 | 0 | 17.92 | 17.92 | 1 | 0 | 0 | 0 | 0
|  |  |  | 9.2 | 18.4 | 0 | 0 | 0 | 0 | 0 | 7.48 | 0.10336 | 0 | 18.4 | 18.4 | 1 | 0 | 0 | 0 | 0
|  |  |  | 12.12 | 24.24 | 0 | 0 | 0 | 0 | 0 | 7.48 | 0.10336 | 0 | 24.24 | 24.24 | 1 | 0 | 0 | 0 | 0
|  |  |  | 13.52 | 27.04 | 0 | 0 | 0 | 0 | 0 | 7.48 | 0.10336 | 0 | 27.04 | 27.04 | 1 | 0 | 0 | 0 | 0
|  |  |  | 15.52 | 31.04 | 0 | 0 | 0 | 0 | 0 | 7.48 | 0.10336 | 0 | 31.04 | 31.04 | 1 | 0 | 0 | 0 | 0
|  |  |  | 22.4 | 44.8 | 0 | 0 | 0 | 0 | 0 | 7.48 | 0.10336 | 0 | 44.8 | 44.8 | 1 | 0 | 0 | 0 | 0
|  |  |  | 24.68 | 49.36 | 0 | 0 | 0 | 0 | 0 | 7.48 | 0.10336 | 0 | 49.36 | 49.36 | 1 | 0 | 0 | 0 | 0
|  |  |  | 25.44 | 50.88 | 0 | 0 | 0 | 0 | 0 | 7.48 | 0.10336 | 0 | 50.88 | 50.88 | 1 | 0 | 0 | 0 | 0
|  |  |  | 27.6 | 55.2 | 0 | 0 | 0 | 0 | 0 | 7.48 | 0.10336 | 0 | 55.2 | 55.2 | 1 | 0 | 0 | 0 | 0
|  |  |  | 30.04 | 60.08 | 0 | 0 | 0 | 0 | 0 | 11.23 | 0.12409 | 0 | 60.08 | 60.08 | 1 | 0 | 0 | 0 | 0
|  |  |  | 37.6 | 75.2 | 0 | 0 | 0 | 0 | 0 | 11.23 | 0.12409 | 0 | 75.2 | 75.2 | 1 | 0 | 0 | 0 | 0
|  |  |  | 42.4 | 84.8 | 0 | 0 | 0 | 0 | 0 | 11.23 | 0.12409 | 0 | 84.8 | 84.8 | 1 | 0 | 0 | 0 | 0
|  |  |  | 45.84 | 91.68 | 0 | 0 | 0 | 0 | 0 | 17.48 | 0.13136 | 0 | 91.68 | 91.68 | 1 | 0 | 0 | 0 | 0
|  |  |  | 49.36 | 98.72 | 0 | 0 | 0 | 0 | 0 | 17.48 | 0.13136 | 0 | 98.72 | 98.72 | 1 | 0 | 0 | 0 | 0
|  |  |  | 52.24 | 104.48 | 0 | 0 | 0 | 0 | 0 | 17.48 | 0.13136 | 0 | 104.48 | 104.48 | 1 | 0 | 0 | 0 | 0
|  |  |  | 50.04 | 100.08 | 0 | 0 | 0 | 0 | 0 | 17.48 | 0.13136 | 0 | 100.08 | 97.402 | 0.2 | 0 | 2.678 | 0 | 0
|  |  |  | 50.6 | 101.2 | 0 | 0 | 0 | 0 | 0 | 11.23 | 0.12409 | 0 | 101.2 | 101.2 | 0.2 | 0 | 0 | 0 | 0
|  |  |  | 43.04 | 86.08 | 0 | 0 | 0 | 0 | 0 | 11.23 | 0.12409 | 0 | 86.08 | 86.08 | 0.2 | 0 | 0 | 0 | 0
|  |  |  | 37.8 | 75.6 | 0 | 0 | 0 | 0 | 0 | 11.23 | 0.12409 | 0 | 75.6 | 75.6 | 0.2 | 0 | 0 | 0 | 0
|  |  |  | 30.44 | 60.88 | 0 | 0 | 0 | 0 | 0 | 7.48 | 0.10336 | 2.678 | 60.88 | 60.88 | 0.91885 | 0 | 0 | 0 | 0
|  |  |  | 25 | 50 | 0 | 0 | 0 | 0 | 0 | 7.48 | 0.10336 | 0.302 | 50 | 50 | 1 | 0 | 0 | 0 | 0
|  |  |  | 18.2 | 36.4 | 0 | 0 | 0 | 0 | 0 | 7.48 | 0.10336 | 0 | 36.4 | 36.4 | 1 | 0 | 0 | 0 | 0
|  |  |  | 13.84 | 27.68 | 0 | 0 | 0 | 0 | 0 | 7.48 | 0.10336 | 0 | 27.68 | 27.68 | 1 | 0 | 0 | 0 | 0
|  |  |  | 14.48 | 28.96 | 0 | 0 | 0 | 0 | 0 | 7.48 | 0.10336 | 0 | 28.96 | 28.96 | 1 | 0 | 0 | 0 | 0
|  |  |  | 13.52 | 27.04 | 0 | 0 | 0 | 0 | 0 | 7.48 | 0.10336 | 0 | 27.04 | 27.04 | 1 | 0 | 0 | 0 | 0
|  |  |  | 13.84 | 27.68 | 0 | 0 | 0 | 0 | 0 | 7.48 | 0.10336 | 0 | 27.68 | 27.68 | 1 | 0 | 0 | 0 | 0
|  |  |  | 17.12 | 34.24 | 0 | 0 | 0 | 0 | 0 | 7.48 | 0.10336 | 0 | 34.24 | 34.24 | 1 | 0 | 0 | 0 | 0
|  |  |  | 18.72 | 37.44 | 0 | 0 | 0 | 0 | 0 | 7.48 | 0.10336 | 0 | 37.44 | 37.44 | 1 | 0 | 0 | 0 | 0
|  |  |  | 19.76 | 39.52 | 0 | 0 | 0 | 0 | 0 | 7.48 | 0.10336 | 0 | 39.52 | 39.52 | 1 | 0 | 0 | 0 | 0
|  |  |  | 21.04 | 42.08 | 0 | 0 | 0 | 0 | 0 | 7.48 | 0.10336 | 0 | 42.08 | 42.08 | 1 | 0 | 0 | 0 | 0
|  |  |  | 23 | 46 | 0 | 0 | 0 | 0 | 0 | 7.48 | 0.10336 | 0 | 46 | 46 | 1 | 0 | 0 | 0 | 0
|  |  |  | 22.76 | 45.52 | 0 | 0 | 0 | 0 | 0 | 7.48 | 0.10336 | 0 | 45.52 | 45.52 | 1 | 0 | 0 | 0 | 0
|  |  |  | 22.96 | 45.92 | 0 | 0 | 0 | 0 | 0 | 7.48 | 0.10336 | 0 | 45.92 | 45.92 | 1 | 0 | 0 | 0 | 0
|  |  |  | 25.28 | 50.56 | 0 | 0 | 0 | 0 | 0 | 11.23 | 0.12409 | 0 | 50.56 | 50.56 | 1 | 0 | 0 | 0 | 0
|  |  |  | 30.36 | 60.72 | 0 | 0 | 0 | 0 | 0 | 11.23 | 0.12409 | 0 | 60.72 | 60.72 | 1 | 0 | 0 | 0 | 0
|  |  |  | 31.16 | 62.32 | 0 | 0 | 0 | 0 | 0 | 11.23 | 0.12409 | 0 | 62.32 | 62.32 | 1 | 0 | 0 | 0 | 0
|  |  |  | 42.6 | 85.2 | 0 | 0 | 0 | 0 | 0 | 17.48 | 0.13136 | 0 | 85.2 | 85.2 | 1 | 0 | 0 | 0 | 0
|  |  |  | 40.64 | 81.28 | 0 | 0 | 0 | 0 | 0 | 17.48 | 0.13136 | 0 | 81.28 | 81.28 | 1 | 0 | 0 | 0 | 0
|  |  |  | 41.4 | 82.8 | 0 | 0 | 0 | 0 | 0 | 17.48 | 0.13136 | 0 | 82.8 | 82.8 | 1 | 0 | 0 | 0 | 0
|  |  |  | 47 | 94 | 0 | 0 | 0 | 0 | 0 | 17.48 | 0.13136 | 0 | 94 | 91.322 | 0.2 | 0 | 2.678 | 0 | 0
|  |  |  | 44.52 | 89.04 | 0 | 0 | 0 | 0 | 0 | 11.23 | 0.12409 | 0 | 89.04 | 89.04 | 0.2 | 0 | 0 | 0 | 0
|  |  |  | 32.6 | 65.2 | 0 | 0 | 0 | 0 | 0 | 11.23 | 0.12409 | 0 | 65.2 | 65.2 | 0.2 | 0 | 0 | 0 | 0
|  |  |  | 28.88 | 57.76 | 0 | 0 | 0 | 0 | 0 | 11.23 | 0.12409 | 0 | 57.76 | 57.76 | 0.2 | 0 | 0 | 0 | 0
|  |  |  | 23.4 | 46.8 | 0 | 0 | 0 | 0 | 0 | 7.48 | 0.10336 | 2.678 | 46.8 | 46.8 | 0.91885 | 0 | 0 | 0 | 0
|  |  |  | 22.64 | 45.28 | 0 | 0 | 0 | 0 | 0 | 7.48 | 0.10336 | 0.302 | 45.28 | 45.28 | 1 | 0 | 0 | 0 | 0
|  |  |  | 18.52 | 37.04 | 0 | 0 | 0 | 0 | 0 | 7.48 | 0.10336 | 0 | 37.04 | 37.04 | 1 | 0 | 0 | 0 | 0
|  |  |  | 11.36 | 22.72 | 0 | 0 | 0 | 0 | 0 | 7.48 | 0.10336 | 0 | 22.72 | 22.72 | 1 | 0 | 0 | 0 | 0
|  |  |  | 9.8 | 19.6 | 0 | 0 | 0 | 0 | 0 | 7.48 | 0.10336 | 0 | 19.6 | 19.6 | 1 | 0 | 0 | 0 | 0
|  |  |  | 9.56 | 19.12 | 0 | 0 | 0 | 0 | 0 | 7.48 | 0.10336 | 0 | 19.12 | 19.12 | 1 | 0 | 0 | 0 | 0
|  |  |  | 9.44 | 18.88 | 0 | 0 | 0 | 0 | 0 | 7.48 | 0.10336 | 0 | 18.88 | 18.88 | 1 | 0 | 0 | 0 | 0
|  |  |  | 12.92 | 25.84 | 0 | 0 | 0 | 0 | 0 | 7.48 | 0.10336 | 0 | 25.84 | 25.84 | 1 | 0 | 0 | 0 | 0
|  |  |  | 14.08 | 28.16 | 0 | 0 | 0 | 0 | 0 | 7.48 | 0.10336 | 0 | 28.16 | 28.16 | 1 | 0 | 0 | 0 | 0
|  |  |  | 15.12 | 30.24 | 0 | 0 | 0 | 0 | 0 | 7.48 | 0.10336 | 0 | 30.24 | 30.24 | 1 | 0 | 0 | 0 | 0
|  |  |  | 16.84 | 33.68 | 0 | 0 | 0 | 0 | 0 | 7.48 | 0.10336 | 0 | 33.68 | 33.68 | 1 | 0 | 0 | 0 | 0
|  |  |  | 17.72 | 35.44 | 0 | 0 | 0 | 0 | 0 | 7.48 | 0.10336 | 0 | 35.44 | 35.44 | 1 | 0 | 0 | 0 | 0
|  |  |  | 21.64 | 43.28 | 0 | 0 | 0 | 0 | 0 | 7.48 | 0.10336 | 0 | 43.28 | 43.28 | 1 | 0 | 0 | 0 | 0
|  |  |  | 22.2 | 44.4 | 0 | 0 | 0 | 0 | 0 | 7.48 | 0.10336 | 0 | 44.4 | 44.4 | 1 | 0 | 0 | 0 | 0
|  |  |  | 25 | 50 | 0 | 0 | 0 | 0 | 0 | 11.23 | 0.12409 | 0 | 50 | 50 | 1 | 0 | 0 | 0 | 0
|  |  |  | 28.12 | 56.24 | 0 | 0 | 0 | 0 | 0 | 11.23 | 0.12409 | 0 | 56.24 | 56.24 | 1 | 0 | 0 | 0 | 0
|  |  |  | 27.4 | 54.8 | 0 | 0 | 0 | 0 | 0 | 11.23 | 0.12409 | 0 | 54.8 | 54.8 | 1 | 0 | 0 | 0 | 0
|  |  |  | 31.2 | 62.4 | 0 | 0 | 0 | 0 | 0 | 17.48 | 0.13136 | 0 | 62.4 | 62.4 | 1 | 0 | 0 | 0 | 0
|  |  |  | 32.56 | 65.12 | 0 | 0 | 0 | 0 | 0 | 17.48 | 0.13136 | 0 | 65.12 | 65.12 | 1 | 0 | 0 | 0 | 0
|  |  |  | 26.72 | 53.44 | 0 | 0 | 0 | 0 | 0 | 17.48 | 0.13136 | 0 | 53.44 | 53.44 | 1 | 0 | 0 | 0 | 0
|  |  |  | 23.48 | 46.96 | 0 | 0 | 0 | 0 | 0 | 17.48 | 0.13136 | 0 | 46.96 | 44.282 | 0.2 | 0 | 2.678 | 0 | 0
|  |  |  | 21.44 | 42.88 | 0 | 0 | 0 | 0 | 0 | 11.23 | 0.12409 | 0 | 42.88 | 42.88 | 0.2 | 0 | 0 | 0 | 0
|  |  |  | 18.64 | 37.28 | 0 | 0 | 0 | 0 | 0 | 11.23 | 0.12409 | 0 | 37.28 | 37.28 | 0.2 | 0 | 0 | 0 | 0
|  |  |  | 16 | 32 | 0 | 0 | 0 | 0 | 0 | 11.23 | 0.12409 | 0 | 32 | 32 | 0.2 | 0 | 0 | 0 | 0
|  |  |  | 16.64 | 33.28 | 0 | 0 | 0 | 0 | 0 | 7.48 | 0.10336 | 2.678 | 33.28 | 33.28 | 0.91885 | 0 | 0 | 0 | 0
|  |  |  | 18.72 | 37.44 | 0 | 0 | 0 | 0 | 0 | 7.48 | 0.10336 | 0.302 | 37.44 | 37.44 | 1 | 0 | 0 | 0 | 0
|  |  |  | 18.64 | 37.28 | 0 | 0 | 0 | 0 | 0 | 7.48 | 0.10336 | 0 | 37.28 | 37.28 | 1 | 0 | 0 | 0 | 0
|  |  |  | 12.6 | 25.2 | 0 | 0 | 0 | 0 | 0 | 7.48 | 0.10336 | 0 | 25.2 | 25.2 | 1 | 0 | 0 | 0 | 0
|  |  |  | 11.12 | 22.24 | 0 | 0 | 0 | 0 | 0 | 7.48 | 0.10336 | 0 | 22.24 | 22.24 | 1 | 0 | 0 | 0 | 0
|  |  |  | 9.92 | 19.84 | 0 | 0 | 0 | 0 | 0 | 7.48 | 0.10336 | 0 | 19.84 | 19.84 | 1 | 0 | 0 | 0 | 0
|  |  |  | 10.12 | 20.24 | 0 | 0 | 0 | 0 | 0 | 7.48 | 0.10336 | 0 | 20.24 | 20.24 | 1 | 0 | 0 | 0 | 0
|  |  |  | 13.44 | 26.88 | 0 | 0 | 0 | 0 | 0 | 7.48 | 0.10336 | 0 | 26.88 | 26.88 | 1 | 0 | 0 | 0 | 0
|  |  |  | 14.08 | 28.16 | 0 | 0 | 0 | 0 | 0 | 7.48 | 0.10336 | 0 | 28.16 | 28.16 | 1 | 0 | 0 | 0 | 0
|  |  |  | 15.28 | 30.56 | 0 | 0 | 0 | 0 | 0 | 7.48 | 0.10336 | 0 | 30.56 | 30.56 | 1 | 0 | 0 | 0 | 0
|  |  |  | 23.56 | 47.12 | 0 | 0 | 0 | 0 | 0 | 7.48 | 0.10336 | 0 | 47.12 | 47.12 | 1 | 0 | 0 | 0 | 0
|  |  |  | 24.56 | 49.12 | 0 | 0 | 0 | 0 | 0 | 7.48 | 0.10336 | 0 | 49.12 | 49.12 | 1 | 0 | 0 | 0 | 0
|  |  |  | 27.84 | 55.68 | 0 | 0 | 0 | 0 | 0 | 7.48 | 0.10336 | 0 | 55.68 | 55.68 | 1 | 0 | 0 | 0 | 0
|  |  |  | 28.08 | 56.16 | 0 | 0 | 0 | 0 | 0 | 7.48 | 0.10336 | 0 | 56.16 | 56.16 | 1 | 0 | 0 | 0 | 0
|  |  |  | 28.12 | 56.24 | 0 | 0 | 0 | 0 | 0 | 11.23 | 0.12409 | 0 | 56.24 | 56.24 | 1 | 0 | 0 | 0 | 0
|  |  |  | 34 | 68 | 0 | 0 | 0 | 0 | 0 | 11.23 | 0.12409 | 0 | 68 | 68 | 1 | 0 | 0 | 0 | 0
|  |  |  | 28.76 | 57.52 | 0 | 0 | 0 | 0 | 0 | 11.23 | 0.12409 | 0 | 57.52 | 57.52 | 1 | 0 | 0 | 0 | 0
|  |  |  | 27.32 | 54.64 | 0 | 0 | 0 | 0 | 0 | 17.48 | 0.13136 | 0 | 54.64 | 54.64 | 1 | 0 | 0 | 0 | 0
|  |  |  | 28.28 | 56.56 | 0 | 0 | 0 | 0 | 0 | 17.48 | 0.13136 | 0 | 56.56 | 56.56 | 1 | 0 | 0 | 0 | 0
|  |  |  | 30.64 | 61.28 | 0 | 0 | 0 | 0 | 0 | 17.48 | 0.13136 | 0 | 61.28 | 61.28 | 1 | 0 | 0 | 0 | 0
|  |  |  | 27.72 | 55.44 | 0 | 0 | 0 | 0 | 0 | 17.48 | 0.13136 | 0 | 55.44 | 52.762 | 0.2 | 0 | 2.678 | 0 | 0
|  |  |  | 29 | 58 | 0 | 0 | 0 | 0 | 0 | 11.23 | 0.12409 | 0 | 58 | 58 | 0.2 | 0 | 0 | 0 | 0
|  |  |  | 25.08 | 50.16 | 0 | 0 | 0 | 0 | 0 | 11.23 | 0.12409 | 0 | 50.16 | 50.16 | 0.2 | 0 | 0 | 0 | 0
|  |  |  | 23.28 | 46.56 | 0 | 0 | 0 | 0 | 0 | 11.23 | 0.12409 | 0 | 46.56 | 46.56 | 0.2 | 0 | 0 | 0 | 0
|  |  |  | 25.92 | 51.84 | 0 | 0 | 0 | 0 | 0 | 7.48 | 0.10336 | 2.678 | 51.84 | 51.84 | 0.91885 | 0 | 0 | 0 | 0
|  |  |  | 25.28 | 50.56 | 0 | 0 | 0 | 0 | 0 | 7.48 | 0.10336 | 0.302 | 50.56 | 50.56 | 1 | 0 | 0 | 0 | 0
|  |  |  | 20.6 | 41.2 | 0 | 0 | 0 | 0 | 0 | 7.48 | 0.10336 | 0 | 41.2 | 41.2 | 1 | 0 | 0 | 0 | 0
|  |  |  | 13.44 | 26.88 | 0 | 0 | 0 | 0 | 0 | 7.48 | 0.10336 | 0 | 26.88 | 26.88 | 1 | 0 | 0 | 0 | 0
|  |  |  | 11.48 | 22.96 | 0 | 0 | 0 | 0 | 0 | 7.48 | 0.10336 | 0 | 22.96 | 22.96 | 1 | 0 | 0 | 0 | 0
|  |  |  | 11.52 | 23.04 | 0 | 0 | 0 | 0 | 0 | 7.48 | 0.10336 | 0 | 23.04 | 23.04 | 1 | 0 | 0 | 0 | 0
|  |  |  | 12.36 | 24.72 | 0 | 0 | 0 | 0 | 0 | 7.48 | 0.10336 | 0 | 24.72 | 24.72 | 1 | 0 | 0 | 0 | 0
|  |  |  | 15.04 | 30.08 | 0 | 0 | 0 | 0 | 0 | 7.48 | 0.10336 | 0 | 30.08 | 30.08 | 1 | 0 | 0 | 0 | 0
|  |  |  | 16.04 | 32.08 | 0 | 0 | 0 | 0 | 0 | 7.48 | 0.10336 | 0 | 32.08 | 32.08 | 1 | 0 | 0 | 0 | 0
|  |  |  | 15.44 | 30.88 | 0 | 0 | 0 | 0 | 0 | 7.48 | 0.10336 | 0 | 30.88 | 30.88 | 1 | 0 | 0 | 0 | 0
|  |  |  | 17.2 | 34.4 | 0 | 0 | 0 | 0 | 0 | 7.48 | 0.10336 | 0 | 34.4 | 34.4 | 1 | 0 | 0 | 0 | 0
|  |  |  | 17.16 | 34.32 | 0 | 0 | 0 | 0 | 0 | 7.48 | 0.10336 | 0 | 34.32 | 34.32 | 1 | 0 | 0 | 0 | 0
|  |  |  | 20.04 | 40.08 | 0 | 0 | 0 | 0 | 0 | 7.48 | 0.10336 | 0 | 40.08 | 40.08 | 1 | 0 | 0 | 0 | 0
|  |  |  | 20.28 | 40.56 | 0 | 0 | 0 | 0 | 0 | 7.48 | 0.10336 | 0 | 40.56 | 40.56 | 1 | 0 | 0 | 0 | 0
|  |  |  | 23.28 | 46.56 | 0 | 0 | 0 | 0 | 0 | 7.48 | 0.10336 | 0 | 46.56 | 46.56 | 1 | 0 | 0 | 0 | 0
|  |  |  | 20.6 | 41.2 | 0 | 0 | 0 | 0 | 0 | 7.48 | 0.10336 | 0 | 41.2 | 41.2 | 1 | 0 | 0 | 0 | 0
|  |  |  | 18.52 | 37.04 | 0 | 0 | 0 | 0 | 0 | 7.48 | 0.10336 | 0 | 37.04 | 37.04 | 1 | 0 | 0 | 0 | 0
|  |  |  | 18.4 | 36.8 | 0 | 0 | 0 | 0 | 0 | 7.48 | 0.10336 | 0 | 36.8 | 36.8 | 1 | 0 | 0 | 0 | 0
|  |  |  | 18.12 | 36.24 | 0 | 0 | 0 | 0 | 0 | 7.48 | 0.10336 | 0 | 36.24 | 36.24 | 1 | 0 | 0 | 0 | 0
|  |  |  | 18.44 | 36.88 | 0 | 0 | 0 | 0 | 0 | 7.48 | 0.10336 | 0 | 36.88 | 36.88 | 1 | 0 | 0 | 0 | 0
|  |  |  | 16.72 | 33.44 | 0 | 0 | 0 | 0 | 0 | 7.48 | 0.10336 | 0 | 33.44 | 33.44 | 1 | 0 | 0 | 0 | 0
|  |  |  | 20.8 | 41.6 | 0 | 0 | 0 | 0 | 0 | 7.48 | 0.10336 | 0 | 41.6 | 41.6 | 1 | 0 | 0 | 0 | 0
|  |  |  | 15.88 | 31.76 | 0 | 0 | 0 | 0 | 0 | 7.48 | 0.10336 | 0 | 31.76 | 31.76 | 1 | 0 | 0 | 0 | 0
|  |  |  | 16.12 | 32.24 | 0 | 0 | 0 | 0 | 0 | 7.48 | 0.10336 | 0 | 32.24 | 32.24 | 1 | 0 | 0 | 0 | 0
|  |  |  | 17.84 | 35.68 | 0 | 0 | 0 | 0 | 0 | 7.48 | 0.10336 | 0 | 35.68 | 35.68 | 1 | 0 | 0 | 0 | 0
|  |  |  | 18.4 | 36.8 | 0 | 0 | 0 | 0 | 0 | 7.48 | 0.10336 | 0 | 36.8 | 36.8 | 1 | 0 | 0 | 0 | 0
|  |  |  | 17.56 | 35.12 | 0 | 0 | 0 | 0 | 0 | 7.48 | 0.10336 | 0 | 35.12 | 35.12 | 1 | 0 | 0 | 0 | 0
|  |  |  | 12.16 | 24.32 | 0 | 0 | 0 | 0 | 0 | 7.48 | 0.10336 | 0 | 24.32 | 24.32 | 1 | 0 | 0 | 0 | 0
|  |  |  | 12 | 24 | 0 | 0 | 0 | 0 | 0 | 7.48 | 0.10336 | 0 | 24 | 24 | 1 | 0 | 0 | 0 | 0
|  |  |  | 8.76 | 17.52 | 0 | 0 | 0 | 0 | 0 | 7.48 | 0.10336 | 0 | 17.52 | 17.52 | 1 | 0 | 0 | 0 | 0
|  |  |  | 10.56 | 21.12 | 0 | 0 | 0 | 0 | 0 | 7.48 | 0.10336 | 0 | 21.12 | 21.12 | 1 | 0 | 0 | 0 | 0
|  |  |  | 12.8 | 25.6 | 0 | 0 | 0 | 0 | 0 | 7.48 | 0.10336 | 0 | 25.6 | 25.6 | 1 | 0 | 0 | 0 | 0
|  |  |  | 13.8 | 27.6 | 0 | 0 | 0 | 0 | 0 | 7.48 | 0.10336 | 0 | 27.6 | 27.6 | 1 | 0 | 0 | 0 | 0
|  |  |  | 16.64 | 33.28 | 0 | 0 | 0 | 0 | 0 | 7.48 | 0.10336 | 0 | 33.28 | 33.28 | 1 | 0 | 0 | 0 | 0
|  |  |  | 19.68 | 39.36 | 0 | 0 | 0 | 0 | 0 | 7.48 | 0.10336 | 0 | 39.36 | 39.36 | 1 | 0 | 0 | 0 | 0
|  |  |  | 21.36 | 42.72 | 0 | 0 | 0 | 0 | 0 | 7.48 | 0.10336 | 0 | 42.72 | 42.72 | 1 | 0 | 0 | 0 | 0
|  |  |  | 24 | 48 | 0 | 0 | 0 | 0 | 0 | 7.48 | 0.10336 | 0 | 48 | 48 | 1 | 0 | 0 | 0 | 0
|  |  |  | 24.76 | 49.52 | 0 | 0 | 0 | 0 | 0 | 7.48 | 0.10336 | 0 | 49.52 | 49.52 | 1 | 0 | 0 | 0 | 0
|  |  |  | 26.28 | 52.56 | 0 | 0 | 0 | 0 | 0 | 7.48 | 0.10336 | 0 | 52.56 | 52.56 | 1 | 0 | 0 | 0 | 0
|  |  |  | 28.36 | 56.72 | 0 | 0 | 0 | 0 | 0 | 7.48 | 0.10336 | 0 | 56.72 | 56.72 | 1 | 0 | 0 | 0 | 0
|  |  |  | 28.56 | 57.12 | 0 | 0 | 0 | 0 | 0 | 7.48 | 0.10336 | 0 | 57.12 | 57.12 | 1 | 0 | 0 | 0 | 0
|  |  |  | 27.4 | 54.8 | 0 | 0 | 0 | 0 | 0 | 7.48 | 0.10336 | 0 | 54.8 | 54.8 | 1 | 0 | 0 | 0 | 0
|  |  |  | 25.16 | 50.32 | 0 | 0 | 0 | 0 | 0 | 7.48 | 0.10336 | 0 | 50.32 | 50.32 | 1 | 0 | 0 | 0 | 0
|  |  |  | 22.92 | 45.84 | 0 | 0 | 0 | 0 | 0 | 7.48 | 0.10336 | 0 | 45.84 | 45.84 | 1 | 0 | 0 | 0 | 0
|  |  |  | 23.68 | 47.36 | 0 | 0 | 0 | 0 | 0 | 7.48 | 0.10336 | 0 | 47.36 | 47.36 | 1 | 0 | 0 | 0 | 0
|  |  |  | 22.64 | 45.28 | 0 | 0 | 0 | 0 | 0 | 7.48 | 0.10336 | 0 | 45.28 | 45.28 | 1 | 0 | 0 | 0 | 0
|  |  |  | 20.12 | 40.24 | 0 | 0 | 0 | 0 | 0 | 7.48 | 0.10336 | 0 | 40.24 | 40.24 | 1 | 0 | 0 | 0 | 0
|  |  |  | 20.44 | 40.88 | 0 | 0 | 0 | 0 | 0 | 7.48 | 0.10336 | 0 | 40.88 | 40.88 | 1 | 0 | 0 | 0 | 0
|  |  |  | 21.16 | 42.32 | 0 | 0 | 0 | 0 | 0 | 7.48 | 0.10336 | 0 | 42.32 | 42.32 | 1 | 0 | 0 | 0 | 0
|  |  |  | 20.96 | 41.92 | 0 | 0 | 0 | 0 | 0 | 7.48 | 0.10336 | 0 | 41.92 | 41.92 | 1 | 0 | 0 | 0 | 0
|  |  |  | 16.64 | 33.28 | 0 | 0 | 0 | 0 | 0 | 7.48 | 0.10336 | 0 | 33.28 | 33.28 | 1 | 0 | 0 | 0 | 0
|  |  |  | 10.2 | 20.4 | 0 | 0 | 0 | 0 | 0 | 7.48 | 0.10336 | 0 | 20.4 | 20.4 | 1 | 0 | 0 | 0 | 0
|  |  |  | 9.44 | 18.88 | 0 | 0 | 0 | 0 | 0 | 7.48 | 0.10336 | 0 | 18.88 | 18.88 | 1 | 0 | 0 | 0 | 0
|  |  |  | 9.28 | 18.56 | 0 | 0 | 0 | 0 | 0 | 7.48 | 0.10336 | 0 | 18.56 | 18.56 | 1 | 0 | 0 | 0 | 0
|  |  |  | 9.24 | 18.48 | 0 | 0 | 0 | 0 | 0 | 7.48 | 0.10336 | 0 | 18.48 | 18.48 | 1 | 0 | 0 | 0 | 0
|  |  |  | 11.36 | 22.72 | 0 | 0 | 0 | 0 | 0 | 7.48 | 0.10336 | 0 | 22.72 | 22.72 | 1 | 0 | 0 | 0 | 0
|  |  |  | 12.2 | 24.4 | 0 | 0 | 0 | 0 | 0 | 7.48 | 0.10336 | 0 | 24.4 | 24.4 | 1 | 0 | 0 | 0 | 0
|  |  |  | 13.12 | 26.24 | 0 | 0 | 0 | 0 | 0 | 7.48 | 0.10336 | 0 | 26.24 | 26.24 | 1 | 0 | 0 | 0 | 0
|  |  |  | 19.36 | 38.72 | 0 | 0 | 0 | 0 | 0 | 7.48 | 0.10336 | 0 | 38.72 | 38.72 | 1 | 0 | 0 | 0 | 0
|  |  |  | 21.76 | 43.52 | 0 | 0 | 0 | 0 | 0 | 7.48 | 0.10336 | 0 | 43.52 | 43.52 | 1 | 0 | 0 | 0 | 0
|  |  |  | 23.64 | 47.28 | 0 | 0 | 0 | 0 | 0 | 7.48 | 0.10336 | 0 | 47.28 | 47.28 | 1 | 0 | 0 | 0 | 0
|  |  |  | 22.8 | 45.6 | 0 | 0 | 0 | 0 | 0 | 7.48 | 0.10336 | 0 | 45.6 | 45.6 | 1 | 0 | 0 | 0 | 0
|  |  |  | 27.04 | 54.08 | 0 | 0 | 0 | 0 | 0 | 11.23 | 0.12409 | 0 | 54.08 | 54.08 | 1 | 0 | 0 | 0 | 0
|  |  |  | 30.12 | 60.24 | 0 | 0 | 0 | 0 | 0 | 11.23 | 0.12409 | 0 | 60.24 | 60.24 | 1 | 0 | 0 | 0 | 0
|  |  |  | 31 | 62 | 0 | 0 | 0 | 0 | 0 | 11.23 | 0.12409 | 0 | 62 | 62 | 1 | 0 | 0 | 0 | 0
|  |  |  | 25.56 | 51.12 | 0 | 0 | 0 | 0 | 0 | 17.48 | 0.13136 | 0 | 51.12 | 51.12 | 1 | 0 | 0 | 0 | 0
|  |  |  | 26.16 | 52.32 | 0 | 0 | 0 | 0 | 0 | 17.48 | 0.13136 | 0 | 52.32 | 52.32 | 1 | 0 | 0 | 0 | 0
|  |  |  | 26.56 | 53.12 | 0 | 0 | 0 | 0 | 0 | 17.48 | 0.13136 | 0 | 53.12 | 53.12 | 1 | 0 | 0 | 0 | 0
|  |  |  | 28.08 | 56.16 | 0 | 0 | 0 | 0 | 0 | 17.48 | 0.13136 | 0 | 56.16 | 53.482 | 0.2 | 0 | 2.678 | 0 | 0
|  |  |  | 26.72 | 53.44 | 0 | 0 | 0 | 0 | 0 | 11.23 | 0.12409 | 0 | 53.44 | 53.44 | 0.2 | 0 | 0 | 0 | 0
|  |  |  | 22.68 | 45.36 | 0 | 0 | 0 | 0 | 0 | 11.23 | 0.12409 | 0 | 45.36 | 45.36 | 0.2 | 0 | 0 | 0 | 0
|  |  |  | 21.6 | 43.2 | 0 | 0 | 0 | 0 | 0 | 11.23 | 0.12409 | 0 | 43.2 | 43.2 | 0.2 | 0 | 0 | 0 | 0
|  |  |  | 24.12 | 48.24 | 0 | 0 | 0 | 0 | 0 | 7.48 | 0.10336 | 2.678 | 48.24 | 48.24 | 0.91885 | 0 | 0 | 0 | 0
|  |  |  | 22.52 | 45.04 | 0 | 0 | 0 | 0 | 0 | 7.48 | 0.10336 | 0.302 | 45.04 | 45.04 | 1 | 0 | 0 | 0 | 0
|  |  |  | 16.24 | 32.48 | 0 | 0 | 0 | 0 | 0 | 7.48 | 0.10336 | 0 | 32.48 | 32.48 | 1 | 0 | 0 | 0 | 0
|  |  |  | 10.52 | 21.04 | 0 | 0 | 0 | 0 | 0 | 7.48 | 0.10336 | 0 | 21.04 | 21.04 | 1 | 0 | 0 | 0 | 0
|  |  |  | 9.92 | 19.84 | 0 | 0 | 0 | 0 | 0 | 7.48 | 0.10336 | 0 | 19.84 | 19.84 | 1 | 0 | 0 | 0 | 0
|  |  |  | 9.28 | 18.56 | 0 | 0 | 0 | 0 | 0 | 7.48 | 0.10336 | 0 | 18.56 | 18.56 | 1 | 0 | 0 | 0 | 0
|  |  |  | 9.4 | 18.8 | 0 | 0 | 0 | 0 | 0 | 7.48 | 0.10336 | 0 | 18.8 | 18.8 | 1 | 0 | 0 | 0 | 0
|  |  |  | 11.36 | 22.72 | 0 | 0 | 0 | 0 | 0 | 7.48 | 0.10336 | 0 | 22.72 | 22.72 | 1 | 0 | 0 | 0 | 0
|  |  |  | 12.2 | 24.4 | 0 | 0 | 0 | 0 | 0 | 7.48 | 0.10336 | 0 | 24.4 | 24.4 | 1 | 0 | 0 | 0 | 0
|  |  |  | 12.96 | 25.92 | 0 | 0 | 0 | 0 | 0 | 7.48 | 0.10336 | 0 | 25.92 | 25.92 | 1 | 0 | 0 | 0 | 0
|  |  |  | 20.08 | 40.16 | 0 | 0 | 0 | 0 | 0 | 7.48 | 0.10336 | 0 | 40.16 | 40.16 | 1 | 0 | 0 | 0 | 0
|  |  |  | 22.4 | 44.8 | 0 | 0 | 0 | 0 | 0 | 7.48 | 0.10336 | 0 | 44.8 | 44.8 | 1 | 0 | 0 | 0 | 0
|  |  |  | 23.52 | 47.04 | 0 | 0 | 0 | 0 | 0 | 7.48 | 0.10336 | 0 | 47.04 | 47.04 | 1 | 0 | 0 | 0 | 0
|  |  |  | 24.96 | 49.92 | 0 | 0 | 0 | 0 | 0 | 7.48 | 0.10336 | 0 | 49.92 | 49.92 | 1 | 0 | 0 | 0 | 0
|  |  |  | 24.44 | 48.88 | 0 | 0 | 0 | 0 | 0 | 11.23 | 0.12409 | 0 | 48.88 | 48.88 | 1 | 0 | 0 | 0 | 0
|  |  |  | 27.32 | 54.64 | 0 | 0 | 0 | 0 | 0 | 11.23 | 0.12409 | 0 | 54.64 | 54.64 | 1 | 0 | 0 | 0 | 0
|  |  |  | 26.6 | 53.2 | 0 | 0 | 0 | 0 | 0 | 11.23 | 0.12409 | 0 | 53.2 | 53.2 | 1 | 0 | 0 | 0 | 0
|  |  |  | 27.04 | 54.08 | 0 | 0 | 0 | 0 | 0 | 17.48 | 0.13136 | 0 | 54.08 | 54.08 | 1 | 0 | 0 | 0 | 0
|  |  |  | 27.6 | 55.2 | 0 | 0 | 0 | 0 | 0 | 17.48 | 0.13136 | 0 | 55.2 | 55.2 | 1 | 0 | 0 | 0 | 0
|  |  |  | 27.4 | 54.8 | 0 | 0 | 0 | 0 | 0 | 17.48 | 0.13136 | 0 | 54.8 | 54.8 | 1 | 0 | 0 | 0 | 0
|  |  |  | 26.32 | 52.64 | 0 | 0 | 0 | 0 | 0 | 17.48 | 0.13136 | 0 | 52.64 | 49.962 | 0.2 | 0 | 2.678 | 0 | 0
|  |  |  | 25.68 | 51.36 | 0 | 0 | 0 | 0 | 0 | 11.23 | 0.12409 | 0 | 51.36 | 51.36 | 0.2 | 0 | 0 | 0 | 0
|  |  |  | 25.52 | 51.04 | 0 | 0 | 0 | 0 | 0 | 11.23 | 0.12409 | 0 | 51.04 | 51.04 | 0.2 | 0 | 0 | 0 | 0
|  |  |  | 23.68 | 47.36 | 0 | 0 | 0 | 0 | 0 | 11.23 | 0.12409 | 0 | 47.36 | 47.36 | 0.2 | 0 | 0 | 0 | 0
|  |  |  | 23.36 | 46.72 | 0 | 0 | 0 | 0 | 0 | 7.48 | 0.10336 | 2.678 | 46.72 | 46.72 | 0.91885 | 0 | 0 | 0 | 0
|  |  |  | 20.36 | 40.72 | 0 | 0 | 0 | 0 | 0 | 7.48 | 0.10336 | 0.302 | 40.72 | 40.72 | 1 | 0 | 0 | 0 | 0
|  |  |  | 14.88 | 29.76 | 0 | 0 | 0 | 0 | 0 | 7.48 | 0.10336 | 0 | 29.76 | 29.76 | 1 | 0 | 0 | 0 | 0
|  |  |  | 12.28 | 24.56 | 0 | 0 | 0 | 0 | 0 | 7.48 | 0.10336 | 0 | 24.56 | 24.56 | 1 | 0 | 0 | 0 | 0
|  |  |  | 13.92 | 27.84 | 0 | 0 | 0 | 0 | 0 | 7.48 | 0.10336 | 0 | 27.84 | 27.84 | 1 | 0 | 0 | 0 | 0
|  |  |  | 13.16 | 26.32 | 0 | 0 | 0 | 0 | 0 | 7.48 | 0.10336 | 0 | 26.32 | 26.32 | 1 | 0 | 0 | 0 | 0
|  |  |  | 13.32 | 26.64 | 0 | 0 | 0 | 0 | 0 | 7.48 | 0.10336 | 0 | 26.64 | 26.64 | 1 | 0 | 0 | 0 | 0
|  |  |  | 15.56 | 31.12 | 0 | 0 | 0 | 0 | 0 | 7.48 | 0.10336 | 0 | 31.12 | 31.12 | 1 | 0 | 0 | 0 | 0
|  |  |  | 15.68 | 31.36 | 0 | 0 | 0 | 0 | 0 | 7.48 | 0.10336 | 0 | 31.36 | 31.36 | 1 | 0 | 0 | 0 | 0
|  |  |  | 12.56 | 25.12 | 0 | 0 | 0 | 0 | 0 | 7.48 | 0.10336 | 0 | 25.12 | 25.12 | 1 | 0 | 0 | 0 | 0
|  |  |  | 14 | 28 | 0 | 0 | 0 | 0 | 0 | 7.48 | 0.10336 | 0 | 28 | 28 | 1 | 0 | 0 | 0 | 0
|  |  |  | 20.12 | 40.24 | 0 | 0 | 0 | 0 | 0 | 7.48 | 0.10336 | 0 | 40.24 | 40.24 | 1 | 0 | 0 | 0 | 0
|  |  |  | 19.72 | 39.44 | 0 | 0 | 0 | 0 | 0 | 7.48 | 0.10336 | 0 | 39.44 | 39.44 | 1 | 0 | 0 | 0 | 0
|  |  |  | 20.16 | 40.32 | 0 | 0 | 0 | 0 | 0 | 7.48 | 0.10336 | 0 | 40.32 | 40.32 | 1 | 0 | 0 | 0 | 0
|  |  |  | 21.72 | 43.44 | 0 | 0 | 0 | 0 | 0 | 11.23 | 0.12409 | 0 | 43.44 | 43.44 | 1 | 0 | 0 | 0 | 0
|  |  |  | 24.6 | 49.2 | 0 | 0 | 0 | 0 | 0 | 11.23 | 0.12409 | 0 | 49.2 | 49.2 | 1 | 0 | 0 | 0 | 0
|  |  |  | 25.4 | 50.8 | 0 | 0 | 0 | 0 | 0 | 11.23 | 0.12409 | 0 | 50.8 | 50.8 | 1 | 0 | 0 | 0 | 0
|  |  |  | 28.28 | 56.56 | 0 | 0 | 0 | 0 | 0 | 17.48 | 0.13136 | 0 | 56.56 | 56.56 | 1 | 0 | 0 | 0 | 0
|  |  |  | 26.96 | 53.92 | 0 | 0 | 0 | 0 | 0 | 17.48 | 0.13136 | 0 | 53.92 | 53.92 | 1 | 0 | 0 | 0 | 0
|  |  |  | 26.84 | 53.68 | 0 | 0 | 0 | 0 | 0 | 17.48 | 0.13136 | 0 | 53.68 | 53.68 | 1 | 0 | 0 | 0 | 0
|  |  |  | 32.2 | 64.4 | 0 | 0 | 0 | 0 | 0 | 17.48 | 0.13136 | 0 | 64.4 | 61.722 | 0.2 | 0 | 2.678 | 0 | 0
|  |  |  | 30.64 | 61.28 | 0 | 0 | 0 | 0 | 0 | 11.23 | 0.12409 | 0 | 61.28 | 61.28 | 0.2 | 0 | 0 | 0 | 0
|  |  |  | 23.48 | 46.96 | 0 | 0 | 0 | 0 | 0 | 11.23 | 0.12409 | 0 | 46.96 | 46.96 | 0.2 | 0 | 0 | 0 | 0
|  |  |  | 21.4 | 42.8 | 0 | 0 | 0 | 0 | 0 | 11.23 | 0.12409 | 0 | 42.8 | 42.8 | 0.2 | 0 | 0 | 0 | 0
|  |  |  | 19.6 | 39.2 | 0 | 0 | 0 | 0 | 0 | 7.48 | 0.10336 | 2.678 | 39.2 | 39.2 | 0.91885 | 0 | 0 | 0 | 0
|  |  |  | 19.8 | 39.6 | 0 | 0 | 0 | 0 | 0 | 7.48 | 0.10336 | 0.302 | 39.6 | 39.6 | 1 | 0 | 0 | 0 | 0
|  |  |  | 18.84 | 37.68 | 0 | 0 | 0 | 0 | 0 | 7.48 | 0.10336 | 0 | 37.68 | 37.68 | 1 | 0 | 0 | 0 | 0
|  |  |  | 10.56 | 21.12 | 0 | 0 | 0 | 0 | 0 | 7.48 | 0.10336 | 0 | 21.12 | 21.12 | 1 | 0 | 0 | 0 | 0
|  |  |  | 10.16 | 20.32 | 0 | 0 | 0 | 0 | 0 | 7.48 | 0.10336 | 0 | 20.32 | 20.32 | 1 | 0 | 0 | 0 | 0
|  |  |  | 9.32 | 18.64 | 0 | 0 | 0 | 0 | 0 | 7.48 | 0.10336 | 0 | 18.64 | 18.64 | 1 | 0 | 0 | 0 | 0
|  |  |  | 9.16 | 18.32 | 0 | 0 | 0 | 0 | 0 | 7.48 | 0.10336 | 0 | 18.32 | 18.32 | 1 | 0 | 0 | 0 | 0
|  |  |  | 11.52 | 23.04 | 0 | 0 | 0 | 0 | 0 | 7.48 | 0.10336 | 0 | 23.04 | 23.04 | 1 | 0 | 0 | 0 | 0
|  |  |  | 12.12 | 24.24 | 0 | 0 | 0 | 0 | 0 | 7.48 | 0.10336 | 0 | 24.24 | 24.24 | 1 | 0 | 0 | 0 | 0
|  |  |  | 13 | 26 | 0 | 0 | 0 | 0 | 0 | 7.48 | 0.10336 | 0 | 26 | 26 | 1 | 0 | 0 | 0 | 0
|  |  |  | 14.08 | 28.16 | 0 | 0 | 0 | 0 | 0 | 7.48 | 0.10336 | 0 | 28.16 | 28.16 | 1 | 0 | 0 | 0 | 0
|  |  |  | 15.36 | 30.72 | 0 | 0 | 0 | 0 | 0 | 7.48 | 0.10336 | 0 | 30.72 | 30.72 | 1 | 0 | 0 | 0 | 0
|  |  |  | 18.8 | 37.6 | 0 | 0 | 0 | 0 | 0 | 7.48 | 0.10336 | 0 | 37.6 | 37.6 | 1 | 0 | 0 | 0 | 0
|  |  |  | 18.4 | 36.8 | 0 | 0 | 0 | 0 | 0 | 7.48 | 0.10336 | 0 | 36.8 | 36.8 | 1 | 0 | 0 | 0 | 0
|  |  |  | 19.76 | 39.52 | 0 | 0 | 0 | 0 | 0 | 11.23 | 0.12409 | 0 | 39.52 | 39.52 | 1 | 0 | 0 | 0 | 0
|  |  |  | 23.56 | 47.12 | 0 | 0 | 0 | 0 | 0 | 11.23 | 0.12409 | 0 | 47.12 | 47.12 | 1 | 0 | 0 | 0 | 0
|  |  |  | 24.2 | 48.4 | 0 | 0 | 0 | 0 | 0 | 11.23 | 0.12409 | 0 | 48.4 | 48.4 | 1 | 0 | 0 | 0 | 0
|  |  |  | 25.48 | 50.96 | 0 | 0 | 0 | 0 | 0 | 17.48 | 0.13136 | 0 | 50.96 | 50.96 | 1 | 0 | 0 | 0 | 0
|  |  |  | 25.32 | 50.64 | 0 | 0 | 0 | 0 | 0 | 17.48 | 0.13136 | 0 | 50.64 | 50.64 | 1 | 0 | 0 | 0 | 0
|  |  |  | 26.16 | 52.32 | 0 | 0 | 0 | 0 | 0 | 17.48 | 0.13136 | 0 | 52.32 | 52.32 | 1 | 0 | 0 | 0 | 0
|  |  |  | 26.64 | 53.28 | 0 | 0 | 0 | 0 | 0 | 17.48 | 0.13136 | 0 | 53.28 | 50.602 | 0.2 | 0 | 2.678 | 0 | 0
|  |  |  | 32.04 | 64.08 | 0 | 0 | 0 | 0 | 0 | 11.23 | 0.12409 | 0 | 64.08 | 64.08 | 0.2 | 0 | 0 | 0 | 0
|  |  |  | 24.92 | 49.84 | 0 | 0 | 0 | 0 | 0 | 11.23 | 0.12409 | 0 | 49.84 | 49.84 | 0.2 | 0 | 0 | 0 | 0
|  |  |  | 20.32 | 40.64 | 0 | 0 | 0 | 0 | 0 | 11.23 | 0.12409 | 0 | 40.64 | 40.64 | 0.2 | 0 | 0 | 0 | 0
|  |  |  | 19.64 | 39.28 | 0 | 0 | 0 | 0 | 0 | 7.48 | 0.10336 | 2.678 | 39.28 | 39.28 | 0.91885 | 0 | 0 | 0 | 0
|  |  |  | 17.24 | 34.48 | 0 | 0 | 0 | 0 | 0 | 7.48 | 0.10336 | 0.302 | 34.48 | 34.48 | 1 | 0 | 0 | 0 | 0
|  |  |  | 16.2 | 32.4 | 0 | 0 | 0 | 0 | 0 | 7.48 | 0.10336 | 0 | 32.4 | 32.4 | 1 | 0 | 0 | 0 | 0
|  |  |  | 10.52 | 21.04 | 0 | 0 | 0 | 0 | 0 | 7.48 | 0.10336 | 0 | 21.04 | 21.04 | 1 | 0 | 0 | 0 | 0
|  |  |  | 9.72 | 19.44 | 0 | 0 | 0 | 0 | 0 | 7.48 | 0.10336 | 0 | 19.44 | 19.44 | 1 | 0 | 0 | 0 | 0
|  |  |  | 9 | 18 | 0 | 0 | 0 | 0 | 0 | 7.48 | 0.10336 | 0 | 18 | 18 | 1 | 0 | 0 | 0 | 0
|  |  |  | 8.64 | 17.28 | 0 | 0 | 0 | 0 | 0 | 7.48 | 0.10336 | 0 | 17.28 | 17.28 | 1 | 0 | 0 | 0 | 0
|  |  |  | 11.28 | 22.56 | 0 | 0 | 0 | 0 | 0 | 7.48 | 0.10336 | 0 | 22.56 | 22.56 | 1 | 0 | 0 | 0 | 0
|  |  |  | 12.12 | 24.24 | 0 | 0 | 0 | 0 | 0 | 7.48 | 0.10336 | 0 | 24.24 | 24.24 | 1 | 0 | 0 | 0 | 0
|  |  |  | 13.12 | 26.24 | 0 | 0 | 0 | 0 | 0 | 7.48 | 0.10336 | 0 | 26.24 | 26.24 | 1 | 0 | 0 | 0 | 0
|  |  |  | 20.56 | 41.12 | 0 | 0 | 0 | 0 | 0 | 7.48 | 0.10336 | 0 | 41.12 | 41.12 | 1 | 0 | 0 | 0 | 0
|  |  |  | 23 | 46 | 0 | 0 | 0 | 0 | 0 | 7.48 | 0.10336 | 0 | 46 | 46 | 1 | 0 | 0 | 0 | 0
|  |  |  | 24.88 | 49.76 | 0 | 0 | 0 | 0 | 0 | 7.48 | 0.10336 | 0 | 49.76 | 49.76 | 1 | 0 | 0 | 0 | 0
|  |  |  | 25.68 | 51.36 | 0 | 0 | 0 | 0 | 0 | 7.48 | 0.10336 | 0 | 51.36 | 51.36 | 1 | 0 | 0 | 0 | 0
|  |  |  | 28.84 | 57.68 | 0 | 0 | 0 | 0 | 0 | 11.23 | 0.12409 | 0 | 57.68 | 57.68 | 1 | 0 | 0 | 0 | 0
|  |  |  | 34.72 | 69.44 | 0 | 0 | 0 | 0 | 0 | 11.23 | 0.12409 | 0 | 69.44 | 69.44 | 1 | 0 | 0 | 0 | 0
|  |  |  | 29.48 | 58.96 | 0 | 0 | 0 | 0 | 0 | 11.23 | 0.12409 | 0 | 58.96 | 58.96 | 1 | 0 | 0 | 0 | 0
|  |  |  | 28.52 | 57.04 | 0 | 0 | 0 | 0 | 0 | 17.48 | 0.13136 | 0 | 57.04 | 57.04 | 1 | 0 | 0 | 0 | 0
|  |  |  | 27.96 | 55.92 | 0 | 0 | 0 | 0 | 0 | 17.48 | 0.13136 | 0 | 55.92 | 55.92 | 1 | 0 | 0 | 0 | 0
|  |  |  | 26.4 | 52.8 | 0 | 0 | 0 | 0 | 0 | 17.48 | 0.13136 | 0 | 52.8 | 52.8 | 1 | 0 | 0 | 0 | 0
|  |  |  | 26.96 | 53.92 | 0 | 0 | 0 | 0 | 0 | 17.48 | 0.13136 | 0 | 53.92 | 51.242 | 0.2 | 0 | 2.678 | 0 | 0
|  |  |  | 27.88 | 55.76 | 0 | 0 | 0 | 0 | 0 | 11.23 | 0.12409 | 0 | 55.76 | 55.76 | 0.2 | 0 | 0 | 0 | 0
|  |  |  | 28.08 | 56.16 | 0 | 0 | 0 | 0 | 0 | 11.23 | 0.12409 | 0 | 56.16 | 56.16 | 0.2 | 0 | 0 | 0 | 0
|  |  |  | 26.4 | 52.8 | 0 | 0 | 0 | 0 | 0 | 11.23 | 0.12409 | 0 | 52.8 | 52.8 | 0.2 | 0 | 0 | 0 | 0
|  |  |  | 27.8 | 55.6 | 0 | 0 | 0 | 0 | 0 | 7.48 | 0.10336 | 2.678 | 55.6 | 55.6 | 0.91885 | 0 | 0 | 0 | 0
|  |  |  | 24.92 | 49.84 | 0 | 0 | 0 | 0 | 0 | 7.48 | 0.10336 | 0.302 | 49.84 | 49.84 | 1 | 0 | 0 | 0 | 0
|  |  |  | 15.96 | 31.92 | 0 | 0 | 0 | 0 | 0 | 7.48 | 0.10336 | 0 | 31.92 | 31.92 | 1 | 0 | 0 | 0 | 0
|  |  |  | 10.4 | 20.8 | 0 | 0 | 0 | 0 | 0 | 7.48 | 0.10336 | 0 | 20.8 | 20.8 | 1 | 0 | 0 | 0 | 0
|  |  |  | 9.2 | 18.4 | 0 | 0 | 0 | 0 | 0 | 7.48 | 0.10336 | 0 | 18.4 | 18.4 | 1 | 0 | 0 | 0 | 0
|  |  |  | 8.52 | 17.04 | 0 | 0 | 0 | 0 | 0 | 7.48 | 0.10336 | 0 | 17.04 | 17.04 | 1 | 0 | 0 | 0 | 0
|  |  |  | 7.76 | 15.52 | 0 | 0 | 0 | 0 | 0 | 7.48 | 0.10336 | 0 | 15.52 | 15.52 | 1 | 0 | 0 | 0 | 0
|  |  |  | 11.24 | 22.48 | 0 | 0 | 0 | 0 | 0 | 7.48 | 0.10336 | 0 | 22.48 | 22.48 | 1 | 0 | 0 | 0 | 0
|  |  |  | 11.6 | 23.2 | 0 | 0 | 0 | 0 | 0 | 7.48 | 0.10336 | 0 | 23.2 | 23.2 | 1 | 0 | 0 | 0 | 0
|  |  |  | 12.52 | 25.04 | 0 | 0 | 0 | 0 | 0 | 7.48 | 0.10336 | 0 | 25.04 | 25.04 | 1 | 0 | 0 | 0 | 0
|  |  |  | 19.6 | 39.2 | 0 | 0 | 0 | 0 | 0 | 7.48 | 0.10336 | 0 | 39.2 | 39.2 | 1 | 0 | 0 | 0 | 0
|  |  |  | 21.24 | 42.48 | 0 | 0 | 0 | 0 | 0 | 7.48 | 0.10336 | 0 | 42.48 | 42.48 | 1 | 0 | 0 | 0 | 0
|  |  |  | 23.56 | 47.12 | 0 | 0 | 0 | 0 | 0 | 7.48 | 0.10336 | 0 | 47.12 | 47.12 | 1 | 0 | 0 | 0 | 0
|  |  |  | 23.88 | 47.76 | 0 | 0 | 0 | 0 | 0 | 7.48 | 0.10336 | 0 | 47.76 | 47.76 | 1 | 0 | 0 | 0 | 0
|  |  |  | 35.28 | 70.56 | 0 | 0 | 0 | 0 | 0 | 7.48 | 0.10336 | 0 | 70.56 | 70.56 | 1 | 0 | 0 | 0 | 0
|  |  |  | 36.96 | 73.92 | 0 | 0 | 0 | 0 | 0 | 7.48 | 0.10336 | 0 | 73.92 | 73.92 | 1 | 0 | 0 | 0 | 0
|  |  |  | 37.04 | 74.08 | 0 | 0 | 0 | 0 | 0 | 7.48 | 0.10336 | 0 | 74.08 | 74.08 | 1 | 0 | 0 | 0 | 0
|  |  |  | 33.88 | 67.76 | 0 | 0 | 0 | 0 | 0 | 7.48 | 0.10336 | 0 | 67.76 | 67.76 | 1 | 0 | 0 | 0 | 0
|  |  |  | 35.64 | 71.28 | 0 | 0 | 0 | 0 | 0 | 7.48 | 0.10336 | 0 | 71.28 | 71.28 | 1 | 0 | 0 | 0 | 0
|  |  |  | 36.72 | 73.44 | 0 | 0 | 0 | 0 | 0 | 7.48 | 0.10336 | 0 | 73.44 | 73.44 | 1 | 0 | 0 | 0 | 0
|  |  |  | 39.96 | 79.92 | 0 | 0 | 0 | 0 | 0 | 7.48 | 0.10336 | 0 | 79.92 | 79.92 | 1 | 0 | 0 | 0 | 0
|  |  |  | 39.64 | 79.28 | 0 | 0 | 0 | 0 | 0 | 7.48 | 0.10336 | 0 | 79.28 | 79.28 | 1 | 0 | 0 | 0 | 0
|  |  |  | 34.72 | 69.44 | 0 | 0 | 0 | 0 | 0 | 7.48 | 0.10336 | 0 | 69.44 | 69.44 | 1 | 0 | 0 | 0 | 0
|  |  |  | 30.6 | 61.2 | 0 | 0 | 0 | 0 | 0 | 7.48 | 0.10336 | 0 | 61.2 | 61.2 | 1 | 0 | 0 | 0 | 0
|  |  |  | 30.52 | 61.04 | 0 | 0 | 0 | 0 | 0 | 7.48 | 0.10336 | 0 | 61.04 | 61.04 | 1 | 0 | 0 | 0 | 0
|  |  |  | 25.44 | 50.88 | 0 | 0 | 0 | 0 | 0 | 7.48 | 0.10336 | 0 | 50.88 | 50.88 | 1 | 0 | 0 | 0 | 0
|  |  |  | 15.64 | 31.28 | 0 | 0 | 0 | 0 | 0 | 7.48 | 0.10336 | 0 | 31.28 | 31.28 | 1 | 0 | 0 | 0 | 0
|  |  |  | 11.08 | 22.16 | 0 | 0 | 0 | 0 | 0 | 7.48 | 0.10336 | 0 | 22.16 | 22.16 | 1 | 0 | 0 | 0 | 0
|  |  |  | 9.48 | 18.96 | 0 | 0 | 0 | 0 | 0 | 7.48 | 0.10336 | 0 | 18.96 | 18.96 | 1 | 0 | 0 | 0 | 0
|  |  |  | 8.96 | 17.92 | 0 | 0 | 0 | 0 | 0 | 7.48 | 0.10336 | 0 | 17.92 | 17.92 | 1 | 0 | 0 | 0 | 0
|  |  |  | 8.4 | 16.8 | 0 | 0 | 0 | 0 | 0 | 7.48 | 0.10336 | 0 | 16.8 | 16.8 | 1 | 0 | 0 | 0 | 0
|  |  |  | 11.44 | 22.88 | 0 | 0 | 0 | 0 | 0 | 7.48 | 0.10336 | 0 | 22.88 | 22.88 | 1 | 0 | 0 | 0 | 0
|  |  |  | 12.6 | 25.2 | 0 | 0 | 0 | 0 | 0 | 7.48 | 0.10336 | 0 | 25.2 | 25.2 | 1 | 0 | 0 | 0 | 0
|  |  |  | 13.52 | 27.04 | 0 | 0 | 0 | 0 | 0 | 7.48 | 0.10336 | 0 | 27.04 | 27.04 | 1 | 0 | 0 | 0 | 0
|  |  |  | 20.6 | 41.2 | 0 | 0 | 0 | 0 | 0 | 7.48 | 0.10336 | 0 | 41.2 | 41.2 | 1 | 0 | 0 | 0 | 0
|  |  |  | 22.76 | 45.52 | 0 | 0 | 0 | 0 | 0 | 7.48 | 0.10336 | 0 | 45.52 | 45.52 | 1 | 0 | 0 | 0 | 0
|  |  |  | 23.4 | 46.8 | 0 | 0 | 0 | 0 | 0 | 7.48 | 0.10336 | 0 | 46.8 | 46.8 | 1 | 0 | 0 | 0 | 0
|  |  |  | 31.2 | 62.4 | 0 | 0 | 0 | 0 | 0 | 7.48 | 0.10336 | 0 | 62.4 | 62.4 | 1 | 0 | 0 | 0 | 0
|  |  |  | 35.48 | 70.96 | 0 | 0 | 0 | 0 | 0 | 7.48 | 0.10336 | 0 | 70.96 | 70.96 | 1 | 0 | 0 | 0 | 0
|  |  |  | 41.08 | 82.16 | 0 | 0 | 0 | 0 | 0 | 7.48 | 0.10336 | 0 | 82.16 | 82.16 | 1 | 0 | 0 | 0 | 0
|  |  |  | 43.36 | 86.72 | 0 | 0 | 0 | 0 | 0 | 7.48 | 0.10336 | 0 | 86.72 | 86.72 | 1 | 0 | 0 | 0 | 0
|  |  |  | 43.52 | 87.04 | 0 | 0 | 0 | 0 | 0 | 7.48 | 0.10336 | 0 | 87.04 | 87.04 | 1 | 0 | 0 | 0 | 0
|  |  |  | 42 | 84 | 0 | 0 | 0 | 0 | 0 | 7.48 | 0.10336 | 0 | 84 | 84 | 1 | 0 | 0 | 0 | 0
|  |  |  | 41.12 | 82.24 | 0 | 0 | 0 | 0 | 0 | 7.48 | 0.10336 | 0 | 82.24 | 82.24 | 1 | 0 | 0 | 0 | 0
|  |  |  | 42.6 | 85.2 | 0 | 0 | 0 | 0 | 0 | 7.48 | 0.10336 | 0 | 85.2 | 85.2 | 1 | 0 | 0 | 0 | 0
|  |  |  | 40.52 | 81.04 | 0 | 0 | 0 | 0 | 0 | 7.48 | 0.10336 | 0 | 81.04 | 81.04 | 1 | 0 | 0 | 0 | 0
|  |  |  | 37.88 | 75.76 | 0 | 0 | 0 | 0 | 0 | 7.48 | 0.10336 | 0 | 75.76 | 75.76 | 1 | 0 | 0 | 0 | 0
|  |  |  | 32.72 | 65.44 | 0 | 0 | 0 | 0 | 0 | 7.48 | 0.10336 | 0 | 65.44 | 65.44 | 1 | 0 | 0 | 0 | 0
|  |  |  | 33.2 | 66.4 | 0 | 0 | 0 | 0 | 0 | 7.48 | 0.10336 | 0 | 66.4 | 66.4 | 1 | 0 | 0 | 0 | 0
|  |  |  | 30.64 | 61.28 | 0 | 0 | 0 | 0 | 0 | 7.48 | 0.10336 | 0 | 61.28 | 61.28 | 1 | 0 | 0 | 0 | 0
|  |  |  | 23.56 | 47.12 | 0 | 0 | 0 | 0 | 0 | 7.48 | 0.10336 | 0 | 47.12 | 47.12 | 1 | 0 | 0 | 0 | 0
|  |  |  | 12.44 | 24.88 | 0 | 0 | 0 | 0 | 0 | 7.48 | 0.10336 | 0 | 24.88 | 24.88 | 1 | 0 | 0 | 0 | 0
|  |  |  | 9.68 | 19.36 | 0 | 0 | 0 | 0 | 0 | 7.48 | 0.10336 | 0 | 19.36 | 19.36 | 1 | 0 | 0 | 0 | 0
|  |  |  | 9.56 | 19.12 | 0 | 0 | 0 | 0 | 0 | 7.48 | 0.10336 | 0 | 19.12 | 19.12 | 1 | 0 | 0 | 0 | 0
|  |  |  | 15.56 | 31.12 | 0 | 0 | 0 | 0 | 0 | 7.48 | 0.10336 | 0 | 31.12 | 31.12 | 1 | 0 | 0 | 0 | 0
|  |  |  | 17.84 | 35.68 | 0 | 0 | 0 | 0 | 0 | 7.48 | 0.10336 | 0 | 35.68 | 35.68 | 1 | 0 | 0 | 0 | 0
|  |  |  | 15.32 | 30.64 | 0 | 0 | 0 | 0 | 0 | 7.48 | 0.10336 | 0 | 30.64 | 30.64 | 1 | 0 | 0 | 0 | 0
|  |  |  | 16.72 | 33.44 | 0 | 0 | 0 | 0 | 0 | 7.48 | 0.10336 | 0 | 33.44 | 33.44 | 1 | 0 | 0 | 0 | 0
|  |  |  | 22.76 | 45.52 | 0 | 0 | 0 | 0 | 0 | 7.48 | 0.10336 | 0 | 45.52 | 45.52 | 1 | 0 | 0 | 0 | 0
|  |  |  | 25.08 | 50.16 | 0 | 0 | 0 | 0 | 0 | 7.48 | 0.10336 | 0 | 50.16 | 50.16 | 1 | 0 | 0 | 0 | 0
|  |  |  | 30.28 | 60.56 | 0 | 0 | 0 | 0 | 0 | 7.48 | 0.10336 | 0 | 60.56 | 60.56 | 1 | 0 | 0 | 0 | 0
|  |  |  | 33.6 | 67.2 | 0 | 0 | 0 | 0 | 0 | 7.48 | 0.10336 | 0 | 67.2 | 67.2 | 1 | 0 | 0 | 0 | 0
|  |  |  | 41.12 | 82.24 | 0 | 0 | 0 | 0 | 0 | 11.23 | 0.12409 | 0 | 82.24 | 82.24 | 1 | 0 | 0 | 0 | 0
|  |  |  | 49.76 | 99.52 | 0 | 0 | 0 | 0 | 0 | 11.23 | 0.12409 | 0 | 99.52 | 99.52 | 1 | 0 | 0 | 0 | 0
|  |  |  | 47.84 | 95.68 | 0 | 0 | 0 | 0 | 0 | 11.23 | 0.12409 | 0 | 95.68 | 95.68 | 1 | 0 | 0 | 0 | 0
|  |  |  | 41.76 | 83.52 | 0 | 0 | 0 | 0 | 0 | 17.48 | 0.13136 | 0 | 83.52 | 83.52 | 1 | 0 | 0 | 0 | 0
|  |  |  | 39.76 | 79.52 | 0 | 0 | 0 | 0 | 0 | 17.48 | 0.13136 | 0 | 79.52 | 79.52 | 1 | 0 | 0 | 0 | 0
|  |  |  | 38.8 | 77.6 | 0 | 0 | 0 | 0 | 0 | 17.48 | 0.13136 | 0 | 77.6 | 77.6 | 1 | 0 | 0 | 0 | 0
|  |  |  | 39.72 | 79.44 | 0 | 0 | 0 | 0 | 0 | 17.48 | 0.13136 | 0 | 79.44 | 76.762 | 0.2 | 0 | 2.678 | 0 | 0
|  |  |  | 39.48 | 78.96 | 0 | 0 | 0 | 0 | 0 | 11.23 | 0.12409 | 0 | 78.96 | 78.96 | 0.2 | 0 | 0 | 0 | 0
|  |  |  | 37.8 | 75.6 | 0 | 0 | 0 | 0 | 0 | 11.23 | 0.12409 | 0 | 75.6 | 75.6 | 0.2 | 0 | 0 | 0 | 0
|  |  |  | 37.12 | 74.24 | 0 | 0 | 0 | 0 | 0 | 11.23 | 0.12409 | 0 | 74.24 | 74.24 | 0.2 | 0 | 0 | 0 | 0
|  |  |  | 36.84 | 73.68 | 0 | 0 | 0 | 0 | 0 | 7.48 | 0.10336 | 2.678 | 73.68 | 73.68 | 0.91885 | 0 | 0 | 0 | 0
|  |  |  | 32.76 | 65.52 | 0 | 0 | 0 | 0 | 0 | 7.48 | 0.10336 | 0.302 | 65.52 | 65.52 | 1 | 0 | 0 | 0 | 0
|  |  |  | 18.48 | 36.96 | 0 | 0 | 0 | 0 | 0 | 7.48 | 0.10336 | 0 | 36.96 | 36.96 | 1 | 0 | 0 | 0 | 0
|  |  |  | 11.72 | 23.44 | 0 | 0 | 0 | 0 | 0 | 7.48 | 0.10336 | 0 | 23.44 | 23.44 | 1 | 0 | 0 | 0 | 0
|  |  |  | 9.76 | 19.52 | 0 | 0 | 0 | 0 | 0 | 7.48 | 0.10336 | 0 | 19.52 | 19.52 | 1 | 0 | 0 | 0 | 0
|  |  |  | 9.76 | 19.52 | 0 | 0 | 0 | 0 | 0 | 7.48 | 0.10336 | 0 | 19.52 | 19.52 | 1 | 0 | 0 | 0 | 0
|  |  |  | 9.96 | 19.92 | 0 | 0 | 0 | 0 | 0 | 7.48 | 0.10336 | 0 | 19.92 | 19.92 | 1 | 0 | 0 | 0 | 0
|  |  |  | 12.88 | 25.76 | 0 | 0 | 0 | 0 | 0 | 7.48 | 0.10336 | 0 | 25.76 | 25.76 | 1 | 0 | 0 | 0 | 0
|  |  |  | 13.96 | 27.92 | 0 | 0 | 0 | 0 | 0 | 7.48 | 0.10336 | 0 | 27.92 | 27.92 | 1 | 0 | 0 | 0 | 0
|  |  |  | 13.92 | 27.84 | 0 | 0 | 0 | 0 | 0 | 7.48 | 0.10336 | 0 | 27.84 | 27.84 | 1 | 0 | 0 | 0 | 0
|  |  |  | 20.4 | 40.8 | 0 | 0 | 0 | 0 | 0 | 7.48 | 0.10336 | 0 | 40.8 | 40.8 | 1 | 0 | 0 | 0 | 0
|  |  |  | 21.96 | 43.92 | 0 | 0 | 0 | 0 | 0 | 7.48 | 0.10336 | 0 | 43.92 | 43.92 | 1 | 0 | 0 | 0 | 0
|  |  |  | 23.12 | 46.24 | 0 | 0 | 0 | 0 | 0 | 7.48 | 0.10336 | 0 | 46.24 | 46.24 | 1 | 0 | 0 | 0 | 0
|  |  |  | 26.2 | 52.4 | 0 | 0 | 0 | 0 | 0 | 7.48 | 0.10336 | 0 | 52.4 | 52.4 | 1 | 0 | 0 | 0 | 0
|  |  |  | 25.56 | 51.12 | 0 | 0 | 0 | 0 | 0 | 11.23 | 0.12409 | 0 | 51.12 | 51.12 | 1 | 0 | 0 | 0 | 0
|  |  |  | 32.68 | 65.36 | 0 | 0 | 0 | 0 | 0 | 11.23 | 0.12409 | 0 | 65.36 | 65.36 | 1 | 0 | 0 | 0 | 0
|  |  |  | 28.88 | 57.76 | 0 | 0 | 0 | 0 | 0 | 11.23 | 0.12409 | 0 | 57.76 | 57.76 | 1 | 0 | 0 | 0 | 0
|  |  |  | 27.76 | 55.52 | 0 | 0 | 0 | 0 | 0 | 17.48 | 0.13136 | 0 | 55.52 | 55.52 | 1 | 0 | 0 | 0 | 0
|  |  |  | 28.88 | 57.76 | 0 | 0 | 0 | 0 | 0 | 17.48 | 0.13136 | 0 | 57.76 | 57.76 | 1 | 0 | 0 | 0 | 0
|  |  |  | 33.32 | 66.64 | 0 | 0 | 0 | 0 | 0 | 17.48 | 0.13136 | 0 | 66.64 | 66.64 | 1 | 0 | 0 | 0 | 0
|  |  |  | 27.2 | 54.4 | 0 | 0 | 0 | 0 | 0 | 17.48 | 0.13136 | 0 | 54.4 | 51.722 | 0.2 | 0 | 2.678 | 0 | 0
|  |  |  | 26.92 | 53.84 | 0 | 0 | 0 | 0 | 0 | 11.23 | 0.12409 | 0 | 53.84 | 53.84 | 0.2 | 0 | 0 | 0 | 0
|  |  |  | 26.92 | 53.84 | 0 | 0 | 0 | 0 | 0 | 11.23 | 0.12409 | 0 | 53.84 | 53.84 | 0.2 | 0 | 0 | 0 | 0
|  |  |  | 24.92 | 49.84 | 0 | 0 | 0 | 0 | 0 | 11.23 | 0.12409 | 0 | 49.84 | 49.84 | 0.2 | 0 | 0 | 0 | 0
|  |  |  | 22.8 | 45.6 | 0 | 0 | 0 | 0 | 0 | 7.48 | 0.10336 | 2.678 | 45.6 | 45.6 | 0.91885 | 0 | 0 | 0 | 0
|  |  |  | 20.6 | 41.2 | 0 | 0 | 0 | 0 | 0 | 7.48 | 0.10336 | 0.302 | 41.2 | 41.2 | 1 | 0 | 0 | 0 | 0
|  |  |  | 16.8 | 33.6 | 0 | 0 | 0 | 0 | 0 | 7.48 | 0.10336 | 0 | 33.6 | 33.6 | 1 | 0 | 0 | 0 | 0
|  |  |  | 14.96 | 29.92 | 0 | 0 | 0 | 0 | 0 | 7.48 | 0.10336 | 0 | 29.92 | 29.92 | 1 | 0 | 0 | 0 | 0
|  |  |  | 13.88 | 27.76 | 0 | 0 | 0 | 0 | 0 | 7.48 | 0.10336 | 0 | 27.76 | 27.76 | 1 | 0 | 0 | 0 | 0
|  |  |  | 13.76 | 27.52 | 0 | 0 | 0 | 0 | 0 | 7.48 | 0.10336 | 0 | 27.52 | 27.52 | 1 | 0 | 0 | 0 | 0
|  |  |  | 14.36 | 28.72 | 0 | 0 | 0 | 0 | 0 | 7.48 | 0.10336 | 0 | 28.72 | 28.72 | 1 | 0 | 0 | 0 | 0
|  |  |  | 17.32 | 34.64 | 0 | 0 | 0 | 0 | 0 | 7.48 | 0.10336 | 0 | 34.64 | 34.64 | 1 | 0 | 0 | 0 | 0
|  |  |  | 17.48 | 34.96 | 0 | 0 | 0 | 0 | 0 | 7.48 | 0.10336 | 0 | 34.96 | 34.96 | 1 | 0 | 0 | 0 | 0
|  |  |  | 14.32 | 28.64 | 0 | 0 | 0 | 0 | 0 | 7.48 | 0.10336 | 0 | 28.64 | 28.64 | 1 | 0 | 0 | 0 | 0
|  |  |  | 14.88 | 29.76 | 0 | 0 | 0 | 0 | 0 | 7.48 | 0.10336 | 0 | 29.76 | 29.76 | 1 | 0 | 0 | 0 | 0
|  |  |  | 19 | 38 | 0 | 0 | 0 | 0 | 0 | 7.48 | 0.10336 | 0 | 38 | 38 | 1 | 0 | 0 | 0 | 0
|  |  |  | 19.6 | 39.2 | 0 | 0 | 0 | 0 | 0 | 7.48 | 0.10336 | 0 | 39.2 | 39.2 | 1 | 0 | 0 | 0 | 0
|  |  |  | 20.56 | 41.12 | 0 | 0 | 0 | 0 | 0 | 7.48 | 0.10336 | 0 | 41.12 | 41.12 | 1 | 0 | 0 | 0 | 0
|  |  |  | 20.52 | 41.04 | 0 | 0 | 0 | 0 | 0 | 11.23 | 0.12409 | 0 | 41.04 | 41.04 | 1 | 0 | 0 | 0 | 0
|  |  |  | 26.4 | 52.8 | 0 | 0 | 0 | 0 | 0 | 11.23 | 0.12409 | 0 | 52.8 | 52.8 | 1 | 0 | 0 | 0 | 0
|  |  |  | 27.72 | 55.44 | 0 | 0 | 0 | 0 | 0 | 11.23 | 0.12409 | 0 | 55.44 | 55.44 | 1 | 0 | 0 | 0 | 0
|  |  |  | 26.72 | 53.44 | 0 | 0 | 0 | 0 | 0 | 17.48 | 0.13136 | 0 | 53.44 | 53.44 | 1 | 0 | 0 | 0 | 0
|  |  |  | 28.6 | 57.2 | 0 | 0 | 0 | 0 | 0 | 17.48 | 0.13136 | 0 | 57.2 | 57.2 | 1 | 0 | 0 | 0 | 0
|  |  |  | 23.28 | 46.56 | 0 | 0 | 0 | 0 | 0 | 17.48 | 0.13136 | 0 | 46.56 | 46.56 | 1 | 0 | 0 | 0 | 0
|  |  |  | 26.04 | 52.08 | 0 | 0 | 0 | 0 | 0 | 17.48 | 0.13136 | 0 | 52.08 | 49.402 | 0.2 | 0 | 2.678 | 0 | 0
|  |  |  | 24.72 | 49.44 | 0 | 0 | 0 | 0 | 0 | 11.23 | 0.12409 | 0 | 49.44 | 49.44 | 0.2 | 0 | 0 | 0 | 0
|  |  |  | 19.96 | 39.92 | 0 | 0 | 0 | 0 | 0 | 11.23 | 0.12409 | 0 | 39.92 | 39.92 | 0.2 | 0 | 0 | 0 | 0
|  |  |  | 20 | 40 | 0 | 0 | 0 | 0 | 0 | 11.23 | 0.12409 | 0 | 40 | 40 | 0.2 | 0 | 0 | 0 | 0
|  |  |  | 20.28 | 40.56 | 0 | 0 | 0 | 0 | 0 | 7.48 | 0.10336 | 2.678 | 40.56 | 40.56 | 0.91885 | 0 | 0 | 0 | 0
|  |  |  | 20.2 | 40.4 | 0 | 0 | 0 | 0 | 0 | 7.48 | 0.10336 | 0.302 | 40.4 | 40.4 | 1 | 0 | 0 | 0 | 0
|  |  |  | 14.92 | 29.84 | 0 | 0 | 0 | 0 | 0 | 7.48 | 0.10336 | 0 | 29.84 | 29.84 | 1 | 0 | 0 | 0 | 0
|  |  |  | 10.68 | 21.36 | 0 | 0 | 0 | 0 | 0 | 7.48 | 0.10336 | 0 | 21.36 | 21.36 | 1 | 0 | 0 | 0 | 0
|  |  |  | 11.44 | 22.88 | 0 | 0 | 0 | 0 | 0 | 7.48 | 0.10709 | 0 | 22.88 | 22.88 | 1 | 0 | 0 | 0 | 0
|  |  |  | 12.96 | 25.92 | 0 | 0 | 0 | 0 | 0 | 7.48 | 0.10709 | 0 | 25.92 | 25.92 | 1 | 0 | 0 | 0 | 0
|  |  |  | 13.72 | 27.44 | 0 | 0 | 0 | 0 | 0 | 7.48 | 0.10709 | 0 | 27.44 | 27.44 | 1 | 0 | 0 | 0 | 0
|  |  |  | 16.36 | 32.72 | 0 | 0 | 0 | 0 | 0 | 7.48 | 0.10709 | 0 | 32.72 | 32.72 | 1 | 0 | 0 | 0 | 0
|  |  |  | 16.2 | 32.4 | 0 | 0 | 0 | 0 | 0 | 7.48 | 0.10709 | 0 | 32.4 | 32.4 | 1 | 0 | 0 | 0 | 0
|  |  |  | 13.4 | 26.8 | 0 | 0 | 0 | 0 | 0 | 7.48 | 0.10709 | 0 | 26.8 | 26.8 | 1 | 0 | 0 | 0 | 0
|  |  |  | 13.64 | 27.28 | 0 | 0 | 0 | 0 | 0 | 7.48 | 0.10709 | 0 | 27.28 | 27.28 | 1 | 0 | 0 | 0 | 0
|  |  |  | 13.76 | 27.52 | 0 | 0 | 0 | 0 | 0 | 7.48 | 0.10709 | 0 | 27.52 | 27.52 | 1 | 0 | 0 | 0 | 0
|  |  |  | 18.24 | 36.48 | 0 | 0 | 0 | 0 | 0 | 7.48 | 0.10709 | 0 | 36.48 | 36.48 | 1 | 0 | 0 | 0 | 0
|  |  |  | 19.76 | 39.52 | 0 | 0 | 0 | 0 | 0 | 7.48 | 0.10709 | 0 | 39.52 | 39.52 | 1 | 0 | 0 | 0 | 0
|  |  |  | 20.76 | 41.52 | 0 | 0 | 0 | 0 | 0 | 7.48 | 0.12502 | 0 | 41.52 | 41.52 | 1 | 0 | 0 | 0 | 0
|  |  |  | 22.92 | 45.84 | 0 | 0 | 0 | 0 | 0 | 7.48 | 0.12502 | 0 | 45.84 | 45.84 | 1 | 0 | 0 | 0 | 0
|  |  |  | 22.08 | 44.16 | 0 | 0 | 0 | 0 | 0 | 7.48 | 0.12502 | 0 | 44.16 | 44.16 | 1 | 0 | 0 | 0 | 0
|  |  |  | 26.12 | 52.24 | 0 | 0 | 0 | 0 | 0 | 12.23 | 0.12502 | 0 | 52.24 | 52.24 | 1 | 0 | 0 | 0 | 0
|  |  |  | 25.48 | 50.96 | 0 | 0 | 0 | 0 | 0 | 12.23 | 0.12502 | 0 | 50.96 | 50.96 | 1 | 0 | 0 | 0 | 0
|  |  |  | 25.8 | 51.6 | 0 | 0 | 0 | 0 | 0 | 12.23 | 0.12502 | 0 | 51.6 | 51.6 | 1 | 0 | 0 | 0 | 0
|  |  |  | 24.44 | 48.88 | 0 | 0 | 0 | 0 | 0 | 12.23 | 0.12502 | 0 | 48.88 | 48.88 | 1 | 0 | 0 | 0 | 0
|  |  |  | 20.8 | 41.6 | 0 | 0 | 0 | 0 | 0 | 7.48 | 0.12502 | 0 | 41.6 | 41.6 | 1 | 0 | 0 | 0 | 0
|  |  |  | 19 | 38 | 0 | 0 | 0 | 0 | 0 | 7.48 | 0.12502 | 0 | 38 | 38 | 1 | 0 | 0 | 0 | 0
|  |  |  | 17.56 | 35.12 | 0 | 0 | 0 | 0 | 0 | 7.48 | 0.12502 | 0 | 35.12 | 32.442 | 0.2 | 0 | 2.678 | 0 | 0
|  |  |  | 19.12 | 38.24 | 0 | 0 | 0 | 0 | 0 | 7.48 | 0.10709 | 2.678 | 38.24 | 38.24 | 0.91885 | 0 | 0 | 0 | 0
|  |  |  | 20.6 | 41.2 | 0 | 0 | 0 | 0 | 0 | 7.48 | 0.10709 | 0.302 | 41.2 | 41.2 | 1 | 0 | 0 | 0 | 0
|  |  |  | 19.04 | 38.08 | 0 | 0 | 0 | 0 | 0 | 7.48 | 0.10709 | 0 | 38.08 | 38.08 | 1 | 0 | 0 | 0 | 0
|  |  |  | 15.32 | 30.64 | 0 | 0 | 0 | 0 | 0 | 7.48 | 0.10709 | 0 | 30.64 | 30.64 | 1 | 0 | 0 | 0 | 0
|  |  |  | 14.16 | 28.32 | 0 | 0 | 0 | 0 | 0 | 7.48 | 0.10709 | 0 | 28.32 | 28.32 | 1 | 0 | 0 | 0 | 0
|  |  |  | 13.32 | 26.64 | 0 | 0 | 0 | 0 | 0 | 7.48 | 0.10709 | 0 | 26.64 | 26.64 | 1 | 0 | 0 | 0 | 0
|  |  |  | 13.24 | 26.48 | 0 | 0 | 0 | 0 | 0 | 7.48 | 0.10709 | 0 | 26.48 | 26.48 | 1 | 0 | 0 | 0 | 0
|  |  |  | 15.64 | 31.28 | 0 | 0 | 0 | 0 | 0 | 7.48 | 0.10709 | 0 | 31.28 | 31.28 | 1 | 0 | 0 | 0 | 0
|  |  |  | 15.76 | 31.52 | 0 | 0 | 0 | 0 | 0 | 7.48 | 0.10709 | 0 | 31.52 | 31.52 | 1 | 0 | 0 | 0 | 0
|  |  |  | 16.4 | 32.8 | 0 | 0 | 0 | 0 | 0 | 7.48 | 0.10709 | 0 | 32.8 | 32.8 | 1 | 0 | 0 | 0 | 0
|  |  |  | 17.76 | 35.52 | 0 | 0 | 0 | 0 | 0 | 7.48 | 0.10709 | 0 | 35.52 | 35.52 | 1 | 0 | 0 | 0 | 0
|  |  |  | 18.84 | 37.68 | 0 | 0 | 0 | 0 | 0 | 7.48 | 0.10709 | 0 | 37.68 | 37.68 | 1 | 0 | 0 | 0 | 0
|  |  |  | 20.88 | 41.76 | 0 | 0 | 0 | 0 | 0 | 7.48 | 0.10709 | 0 | 41.76 | 41.76 | 1 | 0 | 0 | 0 | 0
|  |  |  | 20.68 | 41.36 | 0 | 0 | 0 | 0 | 0 | 7.48 | 0.10709 | 0 | 41.36 | 41.36 | 1 | 0 | 0 | 0 | 0
|  |  |  | 22.64 | 45.28 | 0 | 0 | 0 | 0 | 0 | 7.48 | 0.12502 | 0 | 45.28 | 45.28 | 1 | 0 | 0 | 0 | 0
|  |  |  | 23.04 | 46.08 | 0 | 0 | 0 | 0 | 0 | 7.48 | 0.12502 | 0 | 46.08 | 46.08 | 1 | 0 | 0 | 0 | 0
|  |  |  | 24.36 | 48.72 | 0 | 0 | 0 | 0 | 0 | 7.48 | 0.12502 | 0 | 48.72 | 48.72 | 1 | 0 | 0 | 0 | 0
|  |  |  | 24.64 | 49.28 | 0 | 0 | 0 | 0 | 0 | 12.23 | 0.12502 | 0 | 49.28 | 49.28 | 1 | 0 | 0 | 0 | 0
|  |  |  | 26.32 | 52.64 | 0 | 0 | 0 | 0 | 0 | 12.23 | 0.12502 | 0 | 52.64 | 52.64 | 1 | 0 | 0 | 0 | 0
|  |  |  | 29.6 | 59.2 | 0 | 0 | 0 | 0 | 0 | 12.23 | 0.12502 | 0 | 59.2 | 59.2 | 1 | 0 | 0 | 0 | 0
|  |  |  | 29.68 | 59.36 | 0 | 0 | 0 | 0 | 0 | 12.23 | 0.12502 | 0 | 59.36 | 59.36 | 1 | 0 | 0 | 0 | 0
|  |  |  | 20.68 | 41.36 | 0 | 0 | 0 | 0 | 0 | 7.48 | 0.12502 | 0 | 41.36 | 41.36 | 1 | 0 | 0 | 0 | 0
|  |  |  | 19.32 | 38.64 | 0 | 0 | 0 | 0 | 0 | 7.48 | 0.12502 | 0 | 38.64 | 38.64 | 1 | 0 | 0 | 0 | 0
|  |  |  | 18.52 | 37.04 | 0 | 0 | 0 | 0 | 0 | 7.48 | 0.12502 | 0 | 37.04 | 34.362 | 0.2 | 0 | 2.678 | 0 | 0
|  |  |  | 19.48 | 38.96 | 0 | 0 | 0 | 0 | 0 | 7.48 | 0.10709 | 2.678 | 38.96 | 38.96 | 0.91885 | 0 | 0 | 0 | 0
|  |  |  | 19.52 | 39.04 | 0 | 0 | 0 | 0 | 0 | 7.48 | 0.10709 | 0.302 | 39.04 | 39.04 | 1 | 0 | 0 | 0 | 0
|  |  |  | 18.96 | 37.92 | 0 | 0 | 0 | 0 | 0 | 7.48 | 0.10709 | 0 | 37.92 | 37.92 | 1 | 0 | 0 | 0 | 0
|  |  |  | 15.88 | 31.76 | 0 | 0 | 0 | 0 | 0 | 7.48 | 0.10709 | 0 | 31.76 | 31.76 | 1 | 0 | 0 | 0 | 0
|  |  |  | 14.88 | 29.76 | 0 | 0 | 0 | 0 | 0 | 7.48 | 0.10709 | 0 | 29.76 | 29.76 | 1 | 0 | 0 | 0 | 0
|  |  |  | 14.68 | 29.36 | 0 | 0 | 0 | 0 | 0 | 7.48 | 0.10709 | 0 | 29.36 | 29.36 | 1 | 0 | 0 | 0 | 0
|  |  |  | 14.4 | 28.8 | 0 | 0 | 0 | 0 | 0 | 7.48 | 0.10709 | 0 | 28.8 | 28.8 | 1 | 0 | 0 | 0 | 0
|  |  |  | 17.44 | 34.88 | 0 | 0 | 0 | 0 | 0 | 7.48 | 0.10709 | 0 | 34.88 | 34.88 | 1 | 0 | 0 | 0 | 0
|  |  |  | 17.56 | 35.12 | 0 | 0 | 0 | 0 | 0 | 7.48 | 0.10709 | 0 | 35.12 | 35.12 | 1 | 0 | 0 | 0 | 0
|  |  |  | 18.72 | 37.44 | 0 | 0 | 0 | 0 | 0 | 7.48 | 0.10709 | 0 | 37.44 | 37.44 | 1 | 0 | 0 | 0 | 0
|  |  |  | 19.44 | 38.88 | 0 | 0 | 0 | 0 | 0 | 7.48 | 0.10709 | 0 | 38.88 | 38.88 | 1 | 0 | 0 | 0 | 0
|  |  |  | 20.8 | 41.6 | 0 | 0 | 0 | 0 | 0 | 7.48 | 0.10709 | 0 | 41.6 | 41.6 | 1 | 0 | 0 | 0 | 0
|  |  |  | 22.92 | 45.84 | 0 | 0 | 0 | 0 | 0 | 7.48 | 0.10709 | 0 | 45.84 | 45.84 | 1 | 0 | 0 | 0 | 0
|  |  |  | 22.44 | 44.88 | 0 | 0 | 0 | 0 | 0 | 7.48 | 0.10709 | 0 | 44.88 | 44.88 | 1 | 0 | 0 | 0 | 0
|  |  |  | 22.6 | 45.2 | 0 | 0 | 0 | 0 | 0 | 7.48 | 0.10709 | 0 | 45.2 | 45.2 | 1 | 0 | 0 | 0 | 0
|  |  |  | 24 | 48 | 0 | 0 | 0 | 0 | 0 | 7.48 | 0.10709 | 0 | 48 | 48 | 1 | 0 | 0 | 0 | 0
|  |  |  | 30.04 | 60.08 | 0 | 0 | 0 | 0 | 0 | 7.48 | 0.10709 | 0 | 60.08 | 60.08 | 1 | 0 | 0 | 0 | 0
|  |  |  | 31 | 62 | 0 | 0 | 0 | 0 | 0 | 7.48 | 0.10709 | 0 | 62 | 62 | 1 | 0 | 0 | 0 | 0
|  |  |  | 32 | 64 | 0 | 0 | 0 | 0 | 0 | 7.48 | 0.10709 | 0 | 64 | 64 | 1 | 0 | 0 | 0 | 0
|  |  |  | 29.52 | 59.04 | 0 | 0 | 0 | 0 | 0 | 7.48 | 0.10709 | 0 | 59.04 | 59.04 | 1 | 0 | 0 | 0 | 0
|  |  |  | 30.48 | 60.96 | 0 | 0 | 0 | 0 | 0 | 7.48 | 0.10709 | 0 | 60.96 | 60.96 | 1 | 0 | 0 | 0 | 0
|  |  |  | 26.4 | 52.8 | 0 | 0 | 0 | 0 | 0 | 7.48 | 0.10709 | 0 | 52.8 | 52.8 | 1 | 0 | 0 | 0 | 0
|  |  |  | 23.28 | 46.56 | 0 | 0 | 0 | 0 | 0 | 7.48 | 0.10709 | 0 | 46.56 | 46.56 | 1 | 0 | 0 | 0 | 0
|  |  |  | 20.88 | 41.76 | 0 | 0 | 0 | 0 | 0 | 7.48 | 0.10709 | 0 | 41.76 | 41.76 | 1 | 0 | 0 | 0 | 0
|  |  |  | 21.48 | 42.96 | 0 | 0 | 0 | 0 | 0 | 7.48 | 0.10709 | 0 | 42.96 | 42.96 | 1 | 0 | 0 | 0 | 0
|  |  |  | 21.64 | 43.28 | 0 | 0 | 0 | 0 | 0 | 7.48 | 0.10709 | 0 | 43.28 | 43.28 | 1 | 0 | 0 | 0 | 0
|  |  |  | 21.12 | 42.24 | 0 | 0 | 0 | 0 | 0 | 7.48 | 0.10709 | 0 | 42.24 | 42.24 | 1 | 0 | 0 | 0 | 0
|  |  |  | 18.08 | 36.16 | 0 | 0 | 0 | 0 | 0 | 7.48 | 0.10709 | 0 | 36.16 | 36.16 | 1 | 0 | 0 | 0 | 0
|  |  |  | 16.8 | 33.6 | 0 | 0 | 0 | 0 | 0 | 7.48 | 0.10709 | 0 | 33.6 | 33.6 | 1 | 0 | 0 | 0 | 0
|  |  |  | 16.72 | 33.44 | 0 | 0 | 0 | 0 | 0 | 7.48 | 0.10709 | 0 | 33.44 | 33.44 | 1 | 0 | 0 | 0 | 0
|  |  |  | 16.56 | 33.12 | 0 | 0 | 0 | 0 | 0 | 7.48 | 0.10709 | 0 | 33.12 | 33.12 | 1 | 0 | 0 | 0 | 0
|  |  |  | 18.84 | 37.68 | 0 | 0 | 0 | 0 | 0 | 7.48 | 0.10709 | 0 | 37.68 | 37.68 | 1 | 0 | 0 | 0 | 0
|  |  |  | 19.04 | 38.08 | 0 | 0 | 0 | 0 | 0 | 7.48 | 0.10709 | 0 | 38.08 | 38.08 | 1 | 0 | 0 | 0 | 0
|  |  |  | 20.04 | 40.08 | 0 | 0 | 0 | 0 | 0 | 7.48 | 0.10709 | 0 | 40.08 | 40.08 | 1 | 0 | 0 | 0 | 0
|  |  |  | 20.84 | 41.68 | 0 | 0 | 0 | 0 | 0 | 7.48 | 0.10709 | 0 | 41.68 | 41.68 | 1 | 0 | 0 | 0 | 0
|  |  |  | 21.56 | 43.12 | 0 | 0 | 0 | 0 | 0 | 7.48 | 0.10709 | 0 | 43.12 | 43.12 | 1 | 0 | 0 | 0 | 0
|  |  |  | 22.32 | 44.64 | 0 | 0 | 0 | 0 | 0 | 7.48 | 0.10709 | 0 | 44.64 | 44.64 | 1 | 0 | 0 | 0 | 0
|  |  |  | 22.4 | 44.8 | 0 | 0 | 0 | 0 | 0 | 7.48 | 0.10709 | 0 | 44.8 | 44.8 | 1 | 0 | 0 | 0 | 0
|  |  |  | 23.68 | 47.36 | 0 | 0 | 0 | 0 | 0 | 7.48 | 0.10709 | 0 | 47.36 | 47.36 | 1 | 0 | 0 | 0 | 0
|  |  |  | 24.56 | 49.12 | 0 | 0 | 0 | 0 | 0 | 7.48 | 0.10709 | 0 | 49.12 | 49.12 | 1 | 0 | 0 | 0 | 0
|  |  |  | 26.16 | 52.32 | 0 | 0 | 0 | 0 | 0 | 7.48 | 0.10709 | 0 | 52.32 | 52.32 | 1 | 0 | 0 | 0 | 0
|  |  |  | 32.44 | 64.88 | 0 | 0 | 0 | 0 | 0 | 7.48 | 0.10709 | 0 | 64.88 | 64.88 | 1 | 0 | 0 | 0 | 0
|  |  |  | 31.56 | 63.12 | 0 | 0 | 0 | 0 | 0 | 7.48 | 0.10709 | 0 | 63.12 | 63.12 | 1 | 0 | 0 | 0 | 0
|  |  |  | 31.16 | 62.32 | 0 | 0 | 0 | 0 | 0 | 7.48 | 0.10709 | 0 | 62.32 | 62.32 | 1 | 0 | 0 | 0 | 0
|  |  |  | 30.56 | 61.12 | 0 | 0 | 0 | 0 | 0 | 7.48 | 0.10709 | 0 | 61.12 | 61.12 | 1 | 0 | 0 | 0 | 0
|  |  |  | 22.84 | 45.68 | 0 | 0 | 0 | 0 | 0 | 7.48 | 0.10709 | 0 | 45.68 | 45.68 | 1 | 0 | 0 | 0 | 0
|  |  |  | 20.36 | 40.72 | 0 | 0 | 0 | 0 | 0 | 7.48 | 0.10709 | 0 | 40.72 | 40.72 | 1 | 0 | 0 | 0 | 0
|  |  |  | 19.08 | 38.16 | 0 | 0 | 0 | 0 | 0 | 7.48 | 0.10709 | 0 | 38.16 | 38.16 | 1 | 0 | 0 | 0 | 0
|  |  |  | 20.08 | 40.16 | 0 | 0 | 0 | 0 | 0 | 7.48 | 0.10709 | 0 | 40.16 | 40.16 | 1 | 0 | 0 | 0 | 0
|  |  |  | 20 | 40 | 0 | 0 | 0 | 0 | 0 | 7.48 | 0.10709 | 0 | 40 | 40 | 1 | 0 | 0 | 0 | 0
|  |  |  | 19.76 | 39.52 | 0 | 0 | 0 | 0 | 0 | 7.48 | 0.10709 | 0 | 39.52 | 39.52 | 1 | 0 | 0 | 0 | 0
|  |  |  | 16.72 | 33.44 | 0 | 0 | 0 | 0 | 0 | 7.48 | 0.10709 | 0 | 33.44 | 33.44 | 1 | 0 | 0 | 0 | 0
|  |  |  | 15.52 | 31.04 | 0 | 0 | 0 | 0 | 0 | 7.48 | 0.10709 | 0 | 31.04 | 31.04 | 1 | 0 | 0 | 0 | 0
|  |  |  | 15.44 | 30.88 | 0 | 0 | 0 | 0 | 0 | 7.48 | 0.10709 | 0 | 30.88 | 30.88 | 1 | 0 | 0 | 0 | 0
|  |  |  | 15.6 | 31.2 | 0 | 0 | 0 | 0 | 0 | 7.48 | 0.10709 | 0 | 31.2 | 31.2 | 1 | 0 | 0 | 0 | 0
|  |  |  | 17.44 | 34.88 | 0 | 0 | 0 | 0 | 0 | 7.48 | 0.10709 | 0 | 34.88 | 34.88 | 1 | 0 | 0 | 0 | 0
|  |  |  | 17.2 | 34.4 | 0 | 0 | 0 | 0 | 0 | 7.48 | 0.10709 | 0 | 34.4 | 34.4 | 1 | 0 | 0 | 0 | 0
|  |  |  | 17.92 | 35.84 | 0 | 0 | 0 | 0 | 0 | 7.48 | 0.10709 | 0 | 35.84 | 35.84 | 1 | 0 | 0 | 0 | 0
|  |  |  | 19.12 | 38.24 | 0 | 0 | 0 | 0 | 0 | 7.48 | 0.10709 | 0 | 38.24 | 38.24 | 1 | 0 | 0 | 0 | 0
|  |  |  | 20.64 | 41.28 | 0 | 0 | 0 | 0 | 0 | 7.48 | 0.10709 | 0 | 41.28 | 41.28 | 1 | 0 | 0 | 0 | 0
|  |  |  | 21.88 | 43.76 | 0 | 0 | 0 | 0 | 0 | 7.48 | 0.10709 | 0 | 43.76 | 43.76 | 1 | 0 | 0 | 0 | 0
|  |  |  | 21.92 | 43.84 | 0 | 0 | 0 | 0 | 0 | 7.48 | 0.10709 | 0 | 43.84 | 43.84 | 1 | 0 | 0 | 0 | 0
|  |  |  | 23.4 | 46.8 | 0 | 0 | 0 | 0 | 0 | 7.48 | 0.12502 | 0 | 46.8 | 46.8 | 1 | 0 | 0 | 0 | 0
|  |  |  | 24.08 | 48.16 | 0 | 0 | 0 | 0 | 0 | 7.48 | 0.12502 | 0 | 48.16 | 48.16 | 1 | 0 | 0 | 0 | 0
|  |  |  | 28.88 | 57.76 | 0 | 0 | 0 | 0 | 0 | 7.48 | 0.12502 | 0 | 57.76 | 57.76 | 1 | 0 | 0 | 0 | 0
|  |  |  | 38.68 | 77.36 | 0 | 0 | 0 | 0 | 0 | 12.23 | 0.12502 | 0 | 77.36 | 77.36 | 1 | 0 | 0 | 0 | 0
|  |  |  | 42.6 | 85.2 | 0 | 0 | 0 | 0 | 0 | 12.23 | 0.12502 | 0 | 85.2 | 85.2 | 1 | 0 | 0 | 0 | 0
|  |  |  | 45.76 | 91.52 | 0 | 0 | 0 | 0 | 0 | 12.23 | 0.12502 | 0 | 91.52 | 88.842 | 0.2 | 0 | 2.678 | 0 | 0
|  |  |  | 39.6 | 79.2 | 0 | 0 | 0 | 0 | 0 | 12.23 | 0.12502 | 0 | 79.2 | 79.2 | 0.2 | 0 | 0 | 0 | 0
|  |  |  | 35.84 | 71.68 | 0 | 0 | 0 | 0 | 0 | 7.48 | 0.12502 | 0 | 71.68 | 71.68 | 0.2 | 0 | 0 | 0 | 0
|  |  |  | 27.52 | 55.04 | 0 | 0 | 0 | 0 | 0 | 7.48 | 0.12502 | 0 | 55.04 | 55.04 | 0.2 | 0 | 0 | 0 | 0
|  |  |  | 25.36 | 50.72 | 0 | 0 | 0 | 0 | 0 | 7.48 | 0.12502 | 0 | 50.72 | 50.72 | 0.2 | 0 | 0 | 0 | 0
|  |  |  | 26.12 | 52.24 | 0 | 0 | 0 | 0 | 0 | 7.48 | 0.10709 | 2.678 | 52.24 | 52.24 | 0.91885 | 0 | 0 | 0 | 0
|  |  |  | 25.84 | 51.68 | 0 | 0 | 0 | 0 | 0 | 7.48 | 0.10709 | 0.302 | 51.68 | 51.68 | 1 | 0 | 0 | 0 | 0
|  |  |  | 25.44 | 50.88 | 0 | 0 | 0 | 0 | 0 | 7.48 | 0.10709 | 0 | 50.88 | 50.88 | 1 | 0 | 0 | 0 | 0
|  |  |  | 19.92 | 39.84 | 0 | 0 | 0 | 0 | 0 | 7.48 | 0.10709 | 0 | 39.84 | 39.84 | 1 | 0 | 0 | 0 | 0
|  |  |  | 18.2 | 36.4 | 0 | 0 | 0 | 0 | 0 | 7.48 | 0.10709 | 0 | 36.4 | 36.4 | 1 | 0 | 0 | 0 | 0
|  |  |  | 17.64 | 35.28 | 0 | 0 | 0 | 0 | 0 | 7.48 | 0.10709 | 0 | 35.28 | 35.28 | 1 | 0 | 0 | 0 | 0
|  |  |  | 18.28 | 36.56 | 0 | 0 | 0 | 0 | 0 | 7.48 | 0.10709 | 0 | 36.56 | 36.56 | 1 | 0 | 0 | 0 | 0
|  |  |  | 21.32 | 42.64 | 0 | 0 | 0 | 0 | 0 | 7.48 | 0.10709 | 0 | 42.64 | 42.64 | 1 | 0 | 0 | 0 | 0
|  |  |  | 23.72 | 47.44 | 0 | 0 | 0 | 0 | 0 | 7.48 | 0.10709 | 0 | 47.44 | 47.44 | 1 | 0 | 0 | 0 | 0
|  |  |  | 25.08 | 50.16 | 0 | 0 | 0 | 0 | 0 | 7.48 | 0.10709 | 0 | 50.16 | 50.16 | 1 | 0 | 0 | 0 | 0
|  |  |  | 26.2 | 52.4 | 0 | 0 | 0 | 0 | 0 | 7.48 | 0.10709 | 0 | 52.4 | 52.4 | 1 | 0 | 0 | 0 | 0
|  |  |  | 27.12 | 54.24 | 0 | 0 | 0 | 0 | 0 | 7.48 | 0.10709 | 0 | 54.24 | 54.24 | 1 | 0 | 0 | 0 | 0
|  |  |  | 27.56 | 55.12 | 0 | 0 | 0 | 0 | 0 | 7.48 | 0.10709 | 0 | 55.12 | 55.12 | 1 | 0 | 0 | 0 | 0
|  |  |  | 26.56 | 53.12 | 0 | 0 | 0 | 0 | 0 | 7.48 | 0.10709 | 0 | 53.12 | 53.12 | 1 | 0 | 0 | 0 | 0
|  |  |  | 26.32 | 52.64 | 0 | 0 | 0 | 0 | 0 | 7.48 | 0.12502 | 0 | 52.64 | 52.64 | 1 | 0 | 0 | 0 | 0
|  |  |  | 26.92 | 53.84 | 0 | 0 | 0 | 0 | 0 | 7.48 | 0.12502 | 0 | 53.84 | 53.84 | 1 | 0 | 0 | 0 | 0
|  |  |  | 31.04 | 62.08 | 0 | 0 | 0 | 0 | 0 | 7.48 | 0.12502 | 0 | 62.08 | 62.08 | 1 | 0 | 0 | 0 | 0
|  |  |  | 36.52 | 73.04 | 0 | 0 | 0 | 0 | 0 | 12.23 | 0.12502 | 0 | 73.04 | 73.04 | 1 | 0 | 0 | 0 | 0
|  |  |  | 44.36 | 88.72 | 0 | 0 | 0 | 0 | 0 | 12.23 | 0.12502 | 0 | 88.72 | 88.72 | 1 | 0 | 0 | 0 | 0
|  |  |  | 37.2 | 74.4 | 0 | 0 | 0 | 0 | 0 | 12.23 | 0.12502 | 0 | 74.4 | 74.4 | 1 | 0 | 0 | 0 | 0
|  |  |  | 36.16 | 72.32 | 0 | 0 | 0 | 0 | 0 | 12.23 | 0.12502 | 0 | 72.32 | 72.32 | 1 | 0 | 0 | 0 | 0
|  |  |  | 32.2 | 64.4 | 0 | 0 | 0 | 0 | 0 | 7.48 | 0.12502 | 0 | 64.4 | 64.4 | 1 | 0 | 0 | 0 | 0
|  |  |  | 25.36 | 50.72 | 0 | 0 | 0 | 0 | 0 | 7.48 | 0.12502 | 0 | 50.72 | 50.72 | 1 | 0 | 0 | 0 | 0
|  |  |  | 25.68 | 51.36 | 0 | 0 | 0 | 0 | 0 | 7.48 | 0.12502 | 0 | 51.36 | 48.682 | 0.2 | 0 | 2.678 | 0 | 0
|  |  |  | 24.36 | 48.72 | 0 | 0 | 0 | 0 | 0 | 7.48 | 0.10709 | 2.678 | 48.72 | 48.72 | 0.91885 | 0 | 0 | 0 | 0
|  |  |  | 23.96 | 47.92 | 0 | 0 | 0 | 0 | 0 | 7.48 | 0.10709 | 0.302 | 47.92 | 47.92 | 1 | 0 | 0 | 0 | 0
|  |  |  | 23.4 | 46.8 | 0 | 0 | 0 | 0 | 0 | 7.48 | 0.10709 | 0 | 46.8 | 46.8 | 1 | 0 | 0 | 0 | 0
|  |  |  | 17.96 | 35.92 | 0 | 0 | 0 | 0 | 0 | 7.48 | 0.10709 | 0 | 35.92 | 35.92 | 1 | 0 | 0 | 0 | 0
|  |  |  | 15.8 | 31.6 | 0 | 0 | 0 | 0 | 0 | 7.48 | 0.10709 | 0 | 31.6 | 31.6 | 1 | 0 | 0 | 0 | 0
|  |  |  | 16.68 | 33.36 | 0 | 0 | 0 | 0 | 0 | 7.48 | 0.10709 | 0 | 33.36 | 33.36 | 1 | 0 | 0 | 0 | 0
|  |  |  | 15.6 | 31.2 | 0 | 0 | 0 | 0 | 0 | 7.48 | 0.10709 | 0 | 31.2 | 31.2 | 1 | 0 | 0 | 0 | 0
|  |  |  | 19 | 38 | 0 | 0 | 0 | 0 | 0 | 7.48 | 0.10709 | 0 | 38 | 38 | 1 | 0 | 0 | 0 | 0
|  |  |  | 20.2 | 40.4 | 0 | 0 | 0 | 0 | 0 | 7.48 | 0.10709 | 0 | 40.4 | 40.4 | 1 | 0 | 0 | 0 | 0
|  |  |  | 20.8 | 41.6 | 0 | 0 | 0 | 0 | 0 | 7.48 | 0.10709 | 0 | 41.6 | 41.6 | 1 | 0 | 0 | 0 | 0
|  |  |  | 22.6 | 45.2 | 0 | 0 | 0 | 0 | 0 | 7.48 | 0.10709 | 0 | 45.2 | 45.2 | 1 | 0 | 0 | 0 | 0
|  |  |  | 23.8 | 47.6 | 0 | 0 | 0 | 0 | 0 | 7.48 | 0.10709 | 0 | 47.6 | 47.6 | 1 | 0 | 0 | 0 | 0
|  |  |  | 23.52 | 47.04 | 0 | 0 | 0 | 0 | 0 | 7.48 | 0.10709 | 0 | 47.04 | 47.04 | 1 | 0 | 0 | 0 | 0
|  |  |  | 22.08 | 44.16 | 0 | 0 | 0 | 0 | 0 | 7.48 | 0.10709 | 0 | 44.16 | 44.16 | 1 | 0 | 0 | 0 | 0
|  |  |  | 22.76 | 45.52 | 0 | 0 | 0 | 0 | 0 | 7.48 | 0.12502 | 0 | 45.52 | 45.52 | 1 | 0 | 0 | 0 | 0
|  |  |  | 25.16 | 50.32 | 0 | 0 | 0 | 0 | 0 | 7.48 | 0.12502 | 0 | 50.32 | 50.32 | 1 | 0 | 0 | 0 | 0
|  |  |  | 23.32 | 46.64 | 0 | 0 | 0 | 0 | 0 | 7.48 | 0.12502 | 0 | 46.64 | 46.64 | 1 | 0 | 0 | 0 | 0
|  |  |  | 22.72 | 45.44 | 0 | 0 | 0 | 0 | 0 | 12.23 | 0.12502 | 0 | 45.44 | 45.44 | 1 | 0 | 0 | 0 | 0
|  |  |  | 22.76 | 45.52 | 0 | 0 | 0 | 0 | 0 | 12.23 | 0.12502 | 0 | 45.52 | 45.52 | 1 | 0 | 0 | 0 | 0
|  |  |  | 23.32 | 46.64 | 0 | 0 | 0 | 0 | 0 | 12.23 | 0.12502 | 0 | 46.64 | 46.64 | 1 | 0 | 0 | 0 | 0
|  |  |  | 23.52 | 47.04 | 0 | 0 | 0 | 0 | 0 | 12.23 | 0.12502 | 0 | 47.04 | 47.04 | 1 | 0 | 0 | 0 | 0
|  |  |  | 23.4 | 46.8 | 0 | 0 | 0 | 0 | 0 | 7.48 | 0.12502 | 0 | 46.8 | 46.8 | 1 | 0 | 0 | 0 | 0
|  |  |  | 18.48 | 36.96 | 0 | 0 | 0 | 0 | 0 | 7.48 | 0.12502 | 0 | 36.96 | 36.96 | 1 | 0 | 0 | 0 | 0
|  |  |  | 15.68 | 31.36 | 0 | 0 | 0 | 0 | 0 | 7.48 | 0.12502 | 0 | 31.36 | 28.682 | 0.2 | 0 | 2.678 | 0 | 0
|  |  |  | 16.68 | 33.36 | 0 | 0 | 0 | 0 | 0 | 7.48 | 0.10709 | 2.678 | 33.36 | 33.36 | 0.91885 | 0 | 0 | 0 | 0
|  |  |  | 17 | 34 | 0 | 0 | 0 | 0 | 0 | 7.48 | 0.10709 | 0.302 | 34 | 34 | 1 | 0 | 0 | 0 | 0
|  |  |  | 17.2 | 34.4 | 0 | 0 | 0 | 0 | 0 | 7.48 | 0.10709 | 0 | 34.4 | 34.4 | 1 | 0 | 0 | 0 | 0
|  |  |  | 11.36 | 22.72 | 0 | 0 | 0 | 0 | 0 | 7.48 | 0.10709 | 0 | 22.72 | 22.72 | 1 | 0 | 0 | 0 | 0
|  |  |  | 9.6 | 19.2 | 0 | 0 | 0 | 0 | 0 | 7.48 | 0.10709 | 0 | 19.2 | 19.2 | 1 | 0 | 0 | 0 | 0
|  |  |  | 8.92 | 17.84 | 0 | 0 | 0 | 0 | 0 | 7.48 | 0.10709 | 0 | 17.84 | 17.84 | 1 | 0 | 0 | 0 | 0
|  |  |  | 10.04 | 20.08 | 0 | 0 | 0 | 0 | 0 | 7.48 | 0.10709 | 0 | 20.08 | 20.08 | 1 | 0 | 0 | 0 | 0
|  |  |  | 13.04 | 26.08 | 0 | 0 | 0 | 0 | 0 | 7.48 | 0.10709 | 0 | 26.08 | 26.08 | 1 | 0 | 0 | 0 | 0
|  |  |  | 14.68 | 29.36 | 0 | 0 | 0 | 0 | 0 | 7.48 | 0.10709 | 0 | 29.36 | 29.36 | 1 | 0 | 0 | 0 | 0
|  |  |  | 15.92 | 31.84 | 0 | 0 | 0 | 0 | 0 | 7.48 | 0.10709 | 0 | 31.84 | 31.84 | 1 | 0 | 0 | 0 | 0
|  |  |  | 17.16 | 34.32 | 0 | 0 | 0 | 0 | 0 | 7.48 | 0.10709 | 0 | 34.32 | 34.32 | 1 | 0 | 0 | 0 | 0
|  |  |  | 18.96 | 37.92 | 0 | 0 | 0 | 0 | 0 | 7.48 | 0.10709 | 0 | 37.92 | 37.92 | 1 | 0 | 0 | 0 | 0
|  |  |  | 23.56 | 47.12 | 0 | 0 | 0 | 0 | 0 | 7.48 | 0.10709 | 0 | 47.12 | 47.12 | 1 | 0 | 0 | 0 | 0
|  |  |  | 23.04 | 46.08 | 0 | 0 | 0 | 0 | 0 | 7.48 | 0.10709 | 0 | 46.08 | 46.08 | 1 | 0 | 0 | 0 | 0
|  |  |  | 24.32 | 48.64 | 0 | 0 | 0 | 0 | 0 | 7.48 | 0.12502 | 0 | 48.64 | 48.64 | 1 | 0 | 0 | 0 | 0
|  |  |  | 25.24 | 50.48 | 0 | 0 | 0 | 0 | 0 | 7.48 | 0.12502 | 0 | 50.48 | 50.48 | 1 | 0 | 0 | 0 | 0
|  |  |  | 25.04 | 50.08 | 0 | 0 | 0 | 0 | 0 | 7.48 | 0.12502 | 0 | 50.08 | 50.08 | 1 | 0 | 0 | 0 | 0
|  |  |  | 27.68 | 55.36 | 0 | 0 | 0 | 0 | 0 | 12.23 | 0.12502 | 0 | 55.36 | 55.36 | 1 | 0 | 0 | 0 | 0
|  |  |  | 27.68 | 55.36 | 0 | 0 | 0 | 0 | 0 | 12.23 | 0.12502 | 0 | 55.36 | 55.36 | 1 | 0 | 0 | 0 | 0
|  |  |  | 30.96 | 61.92 | 0 | 0 | 0 | 0 | 0 | 12.23 | 0.12502 | 0 | 61.92 | 61.92 | 1 | 0 | 0 | 0 | 0
|  |  |  | 33.68 | 67.36 | 0 | 0 | 0 | 0 | 0 | 12.23 | 0.12502 | 0 | 67.36 | 67.36 | 1 | 0 | 0 | 0 | 0
|  |  |  | 25.52 | 51.04 | 0 | 0 | 0 | 0 | 0 | 7.48 | 0.12502 | 0 | 51.04 | 51.04 | 1 | 0 | 0 | 0 | 0
|  |  |  | 21.12 | 42.24 | 0 | 0 | 0 | 0 | 0 | 7.48 | 0.12502 | 0 | 42.24 | 42.24 | 1 | 0 | 0 | 0 | 0
|  |  |  | 20.64 | 41.28 | 0 | 0 | 0 | 0 | 0 | 7.48 | 0.12502 | 0 | 41.28 | 38.602 | 0.2 | 0 | 2.678 | 0 | 0
|  |  |  | 23.04 | 46.08 | 0 | 0 | 0 | 0 | 0 | 7.48 | 0.10709 | 2.678 | 46.08 | 46.08 | 0.91885 | 0 | 0 | 0 | 0
|  |  |  | 25.44 | 50.88 | 0 | 0 | 0 | 0 | 0 | 7.48 | 0.10709 | 0.302 | 50.88 | 50.88 | 1 | 0 | 0 | 0 | 0
|  |  |  | 24.88 | 49.76 | 0 | 0 | 0 | 0 | 0 | 7.48 | 0.10709 | 0 | 49.76 | 49.76 | 1 | 0 | 0 | 0 | 0
|  |  |  | 17.32 | 34.64 | 0 | 0 | 0 | 0 | 0 | 7.48 | 0.10709 | 0 | 34.64 | 34.64 | 1 | 0 | 0 | 0 | 0
|  |  |  | 13.4 | 26.8 | 0 | 0 | 0 | 0 | 0 | 7.48 | 0.10709 | 0 | 26.8 | 26.8 | 1 | 0 | 0 | 0 | 0
|  |  |  | 11.28 | 22.56 | 0 | 0 | 0 | 0 | 0 | 7.48 | 0.10709 | 0 | 22.56 | 22.56 | 1 | 0 | 0 | 0 | 0
|  |  |  | 11.8 | 23.6 | 0 | 0 | 0 | 0 | 0 | 7.48 | 0.10709 | 0 | 23.6 | 23.6 | 1 | 0 | 0 | 0 | 0
|  |  |  | 13.72 | 27.44 | 0 | 0 | 0 | 0 | 0 | 7.48 | 0.10709 | 0 | 27.44 | 27.44 | 1 | 0 | 0 | 0 | 0
|  |  |  | 15.8 | 31.6 | 0 | 0 | 0 | 0 | 0 | 7.48 | 0.10709 | 0 | 31.6 | 31.6 | 1 | 0 | 0 | 0 | 0
|  |  |  | 17.68 | 35.36 | 0 | 0 | 0 | 0 | 0 | 7.48 | 0.10709 | 0 | 35.36 | 35.36 | 1 | 0 | 0 | 0 | 0
|  |  |  | 25 | 50 | 0 | 0 | 0 | 0 | 0 | 7.48 | 0.10709 | 0 | 50 | 50 | 1 | 0 | 0 | 0 | 0
|  |  |  | 28.48 | 56.96 | 0 | 0 | 0 | 0 | 0 | 7.48 | 0.10709 | 0 | 56.96 | 56.96 | 1 | 0 | 0 | 0 | 0
|  |  |  | 29.32 | 58.64 | 0 | 0 | 0 | 0 | 0 | 7.48 | 0.10709 | 0 | 58.64 | 58.64 | 1 | 0 | 0 | 0 | 0
|  |  |  | 28.24 | 56.48 | 0 | 0 | 0 | 0 | 0 | 7.48 | 0.10709 | 0 | 56.48 | 56.48 | 1 | 0 | 0 | 0 | 0
|  |  |  | 29.04 | 58.08 | 0 | 0 | 0 | 0 | 0 | 7.48 | 0.12502 | 0 | 58.08 | 58.08 | 1 | 0 | 0 | 0 | 0
|  |  |  | 32.72 | 65.44 | 0 | 0 | 0 | 0 | 0 | 7.48 | 0.12502 | 0 | 65.44 | 65.44 | 1 | 0 | 0 | 0 | 0
|  |  |  | 28.12 | 56.24 | 0 | 0 | 0 | 0 | 0 | 7.48 | 0.12502 | 0 | 56.24 | 56.24 | 1 | 0 | 0 | 0 | 0
|  |  |  | 32.92 | 65.84 | 0 | 0 | 0 | 0 | 0 | 12.23 | 0.12502 | 0 | 65.84 | 65.84 | 1 | 0 | 0 | 0 | 0
|  |  |  | 35.84 | 71.68 | 0 | 0 | 0 | 0 | 0 | 12.23 | 0.12502 | 0 | 71.68 | 71.68 | 1 | 0 | 0 | 0 | 0
|  |  |  | 41.72 | 83.44 | 0 | 0 | 0 | 0 | 0 | 12.23 | 0.12502 | 0 | 83.44 | 83.44 | 1 | 0 | 0 | 0 | 0
|  |  |  | 39.92 | 79.84 | 0 | 0 | 0 | 0 | 0 | 12.23 | 0.12502 | 0 | 79.84 | 79.84 | 1 | 0 | 0 | 0 | 0
|  |  |  | 31.52 | 63.04 | 0 | 0 | 0 | 0 | 0 | 7.48 | 0.12502 | 0 | 63.04 | 63.04 | 1 | 0 | 0 | 0 | 0
|  |  |  | 31.76 | 63.52 | 0 | 0 | 0 | 0 | 0 | 7.48 | 0.12502 | 0 | 63.52 | 63.52 | 1 | 0 | 0 | 0 | 0
|  |  |  | 27.04 | 54.08 | 0 | 0 | 0 | 0 | 0 | 7.48 | 0.12502 | 0 | 54.08 | 51.402 | 0.2 | 0 | 2.678 | 0 | 0
|  |  |  | 26.64 | 53.28 | 0 | 0 | 0 | 0 | 0 | 7.48 | 0.10709 | 2.678 | 53.28 | 53.28 | 0.91885 | 0 | 0 | 0 | 0
|  |  |  | 26.4 | 52.8 | 0 | 0 | 0 | 0 | 0 | 7.48 | 0.10709 | 0.302 | 52.8 | 52.8 | 1 | 0 | 0 | 0 | 0
|  |  |  | 22.44 | 44.88 | 0 | 0 | 0 | 0 | 0 | 7.48 | 0.10709 | 0 | 44.88 | 44.88 | 1 | 0 | 0 | 0 | 0
|  |  |  | 14.36 | 28.72 | 0 | 0 | 0 | 0 | 0 | 7.48 | 0.10709 | 0 | 28.72 | 28.72 | 1 | 0 | 0 | 0 | 0
|  |  |  | 11.92 | 23.84 | 0 | 0 | 0 | 0 | 0 | 7.48 | 0.10709 | 0 | 23.84 | 23.84 | 1 | 0 | 0 | 0 | 0
|  |  |  | 11.2 | 22.4 | 0 | 0 | 0 | 0 | 0 | 7.48 | 0.10709 | 0 | 22.4 | 22.4 | 1 | 0 | 0 | 0 | 0
|  |  |  | 14.72 | 29.44 | 0 | 0 | 0 | 0 | 0 | 7.48 | 0.10709 | 0 | 29.44 | 29.44 | 1 | 0 | 0 | 0 | 0
|  |  |  | 14.16 | 28.32 | 0 | 0 | 0 | 0 | 0 | 7.48 | 0.10709 | 0 | 28.32 | 28.32 | 1 | 0 | 0 | 0 | 0
|  |  |  | 15.24 | 30.48 | 0 | 0 | 0 | 0 | 0 | 7.48 | 0.10709 | 0 | 30.48 | 30.48 | 1 | 0 | 0 | 0 | 0
|  |  |  | 17.36 | 34.72 | 0 | 0 | 0 | 0 | 0 | 7.48 | 0.10709 | 0 | 34.72 | 34.72 | 1 | 0 | 0 | 0 | 0
|  |  |  | 24.52 | 49.04 | 0 | 0 | 0 | 0 | 0 | 7.48 | 0.10709 | 0 | 49.04 | 49.04 | 1 | 0 | 0 | 0 | 0
|  |  |  | 26.96 | 53.92 | 0 | 0 | 0 | 0 | 0 | 7.48 | 0.10709 | 0 | 53.92 | 53.92 | 1 | 0 | 0 | 0 | 0
|  |  |  | 33.28 | 66.56 | 0 | 0 | 0 | 0 | 0 | 7.48 | 0.10709 | 0 | 66.56 | 66.56 | 1 | 0 | 0 | 0 | 0
|  |  |  | 35.44 | 70.88 | 0 | 0 | 0 | 0 | 0 | 7.48 | 0.10709 | 0 | 70.88 | 70.88 | 1 | 0 | 0 | 0 | 0
|  |  |  | 34.68 | 69.36 | 0 | 0 | 0 | 0 | 0 | 7.48 | 0.10709 | 0 | 69.36 | 69.36 | 1 | 0 | 0 | 0 | 0
|  |  |  | 32.32 | 64.64 | 0 | 0 | 0 | 0 | 0 | 7.48 | 0.10709 | 0 | 64.64 | 64.64 | 1 | 0 | 0 | 0 | 0
|  |  |  | 30.4 | 60.8 | 0 | 0 | 0 | 0 | 0 | 7.48 | 0.10709 | 0 | 60.8 | 60.8 | 1 | 0 | 0 | 0 | 0
|  |  |  | 27.76 | 55.52 | 0 | 0 | 0 | 0 | 0 | 7.48 | 0.10709 | 0 | 55.52 | 55.52 | 1 | 0 | 0 | 0 | 0
|  |  |  | 27.4 | 54.8 | 0 | 0 | 0 | 0 | 0 | 7.48 | 0.10709 | 0 | 54.8 | 54.8 | 1 | 0 | 0 | 0 | 0
|  |  |  | 26.8 | 53.6 | 0 | 0 | 0 | 0 | 0 | 7.48 | 0.10709 | 0 | 53.6 | 53.6 | 1 | 0 | 0 | 0 | 0
|  |  |  | 26.28 | 52.56 | 0 | 0 | 0 | 0 | 0 | 7.48 | 0.10709 | 0 | 52.56 | 52.56 | 1 | 0 | 0 | 0 | 0
|  |  |  | 26.12 | 52.24 | 0 | 0 | 0 | 0 | 0 | 7.48 | 0.10709 | 0 | 52.24 | 52.24 | 1 | 0 | 0 | 0 | 0
|  |  |  | 27.44 | 54.88 | 0 | 0 | 0 | 0 | 0 | 7.48 | 0.10709 | 0 | 54.88 | 54.88 | 1 | 0 | 0 | 0 | 0
|  |  |  | 27.28 | 54.56 | 0 | 0 | 0 | 0 | 0 | 7.48 | 0.10709 | 0 | 54.56 | 54.56 | 1 | 0 | 0 | 0 | 0
|  |  |  | 26.96 | 53.92 | 0 | 0 | 0 | 0 | 0 | 7.48 | 0.10709 | 0 | 53.92 | 53.92 | 1 | 0 | 0 | 0 | 0
|  |  |  | 26.56 | 53.12 | 0 | 0 | 0 | 0 | 0 | 7.48 | 0.10709 | 0 | 53.12 | 53.12 | 1 | 0 | 0 | 0 | 0
|  |  |  | 27.28 | 54.56 | 0 | 0 | 0 | 0 | 0 | 7.48 | 0.10709 | 0 | 54.56 | 54.56 | 1 | 0 | 0 | 0 | 0
|  |  |  | 21.56 | 43.12 | 0 | 0 | 0 | 0 | 0 | 7.48 | 0.10709 | 0 | 43.12 | 43.12 | 1 | 0 | 0 | 0 | 0
|  |  |  | 19.24 | 38.48 | 0 | 0 | 0 | 0 | 0 | 7.48 | 0.10709 | 0 | 38.48 | 38.48 | 1 | 0 | 0 | 0 | 0
|  |  |  | 18.48 | 36.96 | 0 | 0 | 0 | 0 | 0 | 7.48 | 0.10709 | 0 | 36.96 | 36.96 | 1 | 0 | 0 | 0 | 0
|  |  |  | 18.8 | 37.6 | 0 | 0 | 0 | 0 | 0 | 7.48 | 0.10709 | 0 | 37.6 | 37.6 | 1 | 0 | 0 | 0 | 0
|  |  |  | 16.96 | 33.92 | 0 | 0 | 0 | 0 | 0 | 7.48 | 0.10709 | 0 | 33.92 | 33.92 | 1 | 0 | 0 | 0 | 0
|  |  |  | 15 | 30 | 0 | 0 | 0 | 0 | 0 | 7.48 | 0.10709 | 0 | 30 | 30 | 1 | 0 | 0 | 0 | 0
|  |  |  | 16.12 | 32.24 | 0 | 0 | 0 | 0 | 0 | 7.48 | 0.10709 | 0 | 32.24 | 32.24 | 1 | 0 | 0 | 0 | 0
|  |  |  | 23.68 | 47.36 | 0 | 0 | 0 | 0 | 0 | 7.48 | 0.10709 | 0 | 47.36 | 47.36 | 1 | 0 | 0 | 0 | 0
|  |  |  | 26.36 | 52.72 | 0 | 0 | 0 | 0 | 0 | 7.48 | 0.10709 | 0 | 52.72 | 52.72 | 1 | 0 | 0 | 0 | 0
|  |  |  | 27.2 | 54.4 | 0 | 0 | 0 | 0 | 0 | 7.48 | 0.10709 | 0 | 54.4 | 54.4 | 1 | 0 | 0 | 0 | 0
|  |  |  | 28.8 | 57.6 | 0 | 0 | 0 | 0 | 0 | 7.48 | 0.10709 | 0 | 57.6 | 57.6 | 1 | 0 | 0 | 0 | 0
|  |  |  | 31.48 | 62.96 | 0 | 0 | 0 | 0 | 0 | 7.48 | 0.10709 | 0 | 62.96 | 62.96 | 1 | 0 | 0 | 0 | 0
|  |  |  | 32.88 | 65.76 | 0 | 0 | 0 | 0 | 0 | 7.48 | 0.10709 | 0 | 65.76 | 65.76 | 1 | 0 | 0 | 0 | 0
|  |  |  | 29.64 | 59.28 | 0 | 0 | 0 | 0 | 0 | 7.48 | 0.10709 | 0 | 59.28 | 59.28 | 1 | 0 | 0 | 0 | 0
|  |  |  | 27.96 | 55.92 | 0 | 0 | 0 | 0 | 0 | 7.48 | 0.10709 | 0 | 55.92 | 55.92 | 1 | 0 | 0 | 0 | 0
|  |  |  | 28.52 | 57.04 | 0 | 0 | 0 | 0 | 0 | 7.48 | 0.10709 | 0 | 57.04 | 57.04 | 1 | 0 | 0 | 0 | 0
|  |  |  | 25.28 | 50.56 | 0 | 0 | 0 | 0 | 0 | 7.48 | 0.10709 | 0 | 50.56 | 50.56 | 1 | 0 | 0 | 0 | 0
|  |  |  | 25.28 | 50.56 | 0 | 0 | 0 | 0 | 0 | 7.48 | 0.10709 | 0 | 50.56 | 50.56 | 1 | 0 | 0 | 0 | 0
|  |  |  | 25.88 | 51.76 | 0 | 0 | 0 | 0 | 0 | 7.48 | 0.10709 | 0 | 51.76 | 51.76 | 1 | 0 | 0 | 0 | 0
|  |  |  | 26.52 | 53.04 | 0 | 0 | 0 | 0 | 0 | 7.48 | 0.10709 | 0 | 53.04 | 53.04 | 1 | 0 | 0 | 0 | 0
|  |  |  | 26.32 | 52.64 | 0 | 0 | 0 | 0 | 0 | 7.48 | 0.10709 | 0 | 52.64 | 52.64 | 1 | 0 | 0 | 0 | 0
|  |  |  | 27.4 | 54.8 | 0 | 0 | 0 | 0 | 0 | 7.48 | 0.10709 | 0 | 54.8 | 54.8 | 1 | 0 | 0 | 0 | 0
|  |  |  | 27.16 | 54.32 | 0 | 0 | 0 | 0 | 0 | 7.48 | 0.10709 | 0 | 54.32 | 54.32 | 1 | 0 | 0 | 0 | 0
|  |  |  | 23.48 | 46.96 | 0 | 0 | 0 | 0 | 0 | 7.48 | 0.10709 | 0 | 46.96 | 46.96 | 1 | 0 | 0 | 0 | 0
|  |  |  | 15.88 | 31.76 | 0 | 0 | 0 | 0 | 0 | 7.48 | 0.10709 | 0 | 31.76 | 31.76 | 1 | 0 | 0 | 0 | 0
|  |  |  | 13.28 | 26.56 | 0 | 0 | 0 | 0 | 0 | 7.48 | 0.10709 | 0 | 26.56 | 26.56 | 1 | 0 | 0 | 0 | 0
|  |  |  | 12.8 | 25.6 | 0 | 0 | 0 | 0 | 0 | 7.48 | 0.10709 | 0 | 25.6 | 25.6 | 1 | 0 | 0 | 0 | 0
|  |  |  | 12.96 | 25.92 | 0 | 0 | 0 | 0 | 0 | 7.48 | 0.10709 | 0 | 25.92 | 25.92 | 1 | 0 | 0 | 0 | 0
|  |  |  | 14.6 | 29.2 | 0 | 0 | 0 | 0 | 0 | 7.48 | 0.10709 | 0 | 29.2 | 29.2 | 1 | 0 | 0 | 0 | 0
|  |  |  | 15.6 | 31.2 | 0 | 0 | 0 | 0 | 0 | 7.48 | 0.10709 | 0 | 31.2 | 31.2 | 1 | 0 | 0 | 0 | 0
|  |  |  | 17.24 | 34.48 | 0 | 0 | 0 | 0 | 0 | 7.48 | 0.10709 | 0 | 34.48 | 34.48 | 1 | 0 | 0 | 0 | 0
|  |  |  | 24.32 | 48.64 | 0 | 0 | 0 | 0 | 0 | 7.48 | 0.10709 | 0 | 48.64 | 48.64 | 1 | 0 | 0 | 0 | 0
|  |  |  | 26.64 | 53.28 | 0 | 0 | 0 | 0 | 0 | 7.48 | 0.10709 | 0 | 53.28 | 53.28 | 1 | 0 | 0 | 0 | 0
|  |  |  | 30.2 | 60.4 | 0 | 0 | 0 | 0 | 0 | 7.48 | 0.10709 | 0 | 60.4 | 60.4 | 1 | 0 | 0 | 0 | 0
|  |  |  | 29.56 | 59.12 | 0 | 0 | 0 | 0 | 0 | 7.48 | 0.10709 | 0 | 59.12 | 59.12 | 1 | 0 | 0 | 0 | 0
|  |  |  | 29.88 | 59.76 | 0 | 0 | 0 | 0 | 0 | 7.48 | 0.12502 | 0 | 59.76 | 59.76 | 1 | 0 | 0 | 0 | 0
|  |  |  | 31.16 | 62.32 | 0 | 0 | 0 | 0 | 0 | 7.48 | 0.12502 | 0 | 62.32 | 62.32 | 1 | 0 | 0 | 0 | 0
|  |  |  | 30.2 | 60.4 | 0 | 0 | 0 | 0 | 0 | 7.48 | 0.12502 | 0 | 60.4 | 60.4 | 1 | 0 | 0 | 0 | 0
|  |  |  | 27.16 | 54.32 | 0 | 0 | 0 | 0 | 0 | 12.23 | 0.12502 | 0 | 54.32 | 54.32 | 1 | 0 | 0 | 0 | 0
|  |  |  | 26.2 | 52.4 | 0 | 0 | 0 | 0 | 0 | 12.23 | 0.12502 | 0 | 52.4 | 52.4 | 1 | 0 | 0 | 0 | 0
|  |  |  | 26.12 | 52.24 | 0 | 0 | 0 | 0 | 0 | 12.23 | 0.12502 | 0 | 52.24 | 52.24 | 1 | 0 | 0 | 0 | 0
|  |  |  | 25.48 | 50.96 | 0 | 0 | 0 | 0 | 0 | 12.23 | 0.12502 | 0 | 50.96 | 50.96 | 1 | 0 | 0 | 0 | 0
|  |  |  | 25.56 | 51.12 | 0 | 0 | 0 | 0 | 0 | 7.48 | 0.12502 | 0 | 51.12 | 51.12 | 1 | 0 | 0 | 0 | 0
|  |  |  | 27.16 | 54.32 | 0 | 0 | 0 | 0 | 0 | 7.48 | 0.12502 | 0 | 54.32 | 54.32 | 1 | 0 | 0 | 0 | 0
|  |  |  | 28.8 | 57.6 | 0 | 0 | 0 | 0 | 0 | 7.48 | 0.12502 | 0 | 57.6 | 54.922 | 0.2 | 0 | 2.678 | 0 | 0
|  |  |  | 27.96 | 55.92 | 0 | 0 | 0 | 0 | 0 | 7.48 | 0.10709 | 2.678 | 55.92 | 55.92 | 0.91885 | 0 | 0 | 0 | 0
|  |  |  | 26.76 | 53.52 | 0 | 0 | 0 | 0 | 0 | 7.48 | 0.10709 | 0.302 | 53.52 | 53.52 | 1 | 0 | 0 | 0 | 0
|  |  |  | 26.48 | 52.96 | 0 | 0 | 0 | 0 | 0 | 7.48 | 0.10709 | 0 | 52.96 | 52.96 | 1 | 0 | 0 | 0 | 0
|  |  |  | 19.36 | 38.72 | 0 | 0 | 0 | 0 | 0 | 7.48 | 0.10709 | 0 | 38.72 | 38.72 | 1 | 0 | 0 | 0 | 0
|  |  |  | 17.16 | 34.32 | 0 | 0 | 0 | 0 | 0 | 7.48 | 0.10709 | 0 | 34.32 | 34.32 | 1 | 0 | 0 | 0 | 0
|  |  |  | 17.4 | 34.8 | 0 | 0 | 0 | 0 | 0 | 7.48 | 0.10709 | 0 | 34.8 | 34.8 | 1 | 0 | 0 | 0 | 0
|  |  |  | 18.52 | 37.04 | 0 | 0 | 0 | 0 | 0 | 7.48 | 0.10709 | 0 | 37.04 | 37.04 | 1 | 0 | 0 | 0 | 0
|  |  |  | 15.64 | 31.28 | 0 | 0 | 0 | 0 | 0 | 7.48 | 0.10709 | 0 | 31.28 | 31.28 | 1 | 0 | 0 | 0 | 0
|  |  |  | 17.2 | 34.4 | 0 | 0 | 0 | 0 | 0 | 7.48 | 0.10709 | 0 | 34.4 | 34.4 | 1 | 0 | 0 | 0 | 0
|  |  |  | 18.76 | 37.52 | 0 | 0 | 0 | 0 | 0 | 7.48 | 0.10709 | 0 | 37.52 | 37.52 | 1 | 0 | 0 | 0 | 0
|  |  |  | 25.32 | 50.64 | 0 | 0 | 0 | 0 | 0 | 7.48 | 0.10709 | 0 | 50.64 | 50.64 | 1 | 0 | 0 | 0 | 0
|  |  |  | 27.8 | 55.6 | 0 | 0 | 0 | 0 | 0 | 7.48 | 0.10709 | 0 | 55.6 | 55.6 | 1 | 0 | 0 | 0 | 0
|  |  |  | 29.56 | 59.12 | 0 | 0 | 0 | 0 | 0 | 7.48 | 0.10709 | 0 | 59.12 | 59.12 | 1 | 0 | 0 | 0 | 0
|  |  |  | 30 | 60 | 0 | 0 | 0 | 0 | 0 | 7.48 | 0.10709 | 0 | 60 | 60 | 1 | 0 | 0 | 0 | 0
|  |  |  | 33.48 | 66.96 | 0 | 0 | 0 | 0 | 0 | 7.48 | 0.12502 | 0 | 66.96 | 66.96 | 1 | 0 | 0 | 0 | 0
|  |  |  | 33.72 | 67.44 | 0 | 0 | 0 | 0 | 0 | 7.48 | 0.12502 | 0 | 67.44 | 67.44 | 1 | 0 | 0 | 0 | 0
|  |  |  | 31.2 | 62.4 | 0 | 0 | 0 | 0 | 0 | 7.48 | 0.12502 | 0 | 62.4 | 62.4 | 1 | 0 | 0 | 0 | 0
|  |  |  | 30.36 | 60.72 | 0 | 0 | 0 | 0 | 0 | 12.23 | 0.12502 | 0 | 60.72 | 60.72 | 1 | 0 | 0 | 0 | 0
|  |  |  | 29.56 | 59.12 | 0 | 0 | 0 | 0 | 0 | 12.23 | 0.12502 | 0 | 59.12 | 59.12 | 1 | 0 | 0 | 0 | 0
|  |  |  | 29.6 | 59.2 | 0 | 0 | 0 | 0 | 0 | 12.23 | 0.12502 | 0 | 59.2 | 59.2 | 1 | 0 | 0 | 0 | 0
|  |  |  | 29 | 58 | 0 | 0 | 0 | 0 | 0 | 12.23 | 0.12502 | 0 | 58 | 58 | 1 | 0 | 0 | 0 | 0
|  |  |  | 28.68 | 57.36 | 0 | 0 | 0 | 0 | 0 | 7.48 | 0.12502 | 0 | 57.36 | 57.36 | 1 | 0 | 0 | 0 | 0
|  |  |  | 27.8 | 55.6 | 0 | 0 | 0 | 0 | 0 | 7.48 | 0.12502 | 0 | 55.6 | 55.6 | 1 | 0 | 0 | 0 | 0
|  |  |  | 28.84 | 57.68 | 0 | 0 | 0 | 0 | 0 | 7.48 | 0.12502 | 0 | 57.68 | 55.002 | 0.2 | 0 | 2.678 | 0 | 0
|  |  |  | 29.8 | 59.6 | 0 | 0 | 0 | 0 | 0 | 7.48 | 0.10709 | 2.678 | 59.6 | 59.6 | 0.91885 | 0 | 0 | 0 | 0
|  |  |  | 26.32 | 52.64 | 0 | 0 | 0 | 0 | 0 | 7.48 | 0.10709 | 0.302 | 52.64 | 52.64 | 1 | 0 | 0 | 0 | 0
|  |  |  | 19.56 | 39.12 | 0 | 0 | 0 | 0 | 0 | 7.48 | 0.10709 | 0 | 39.12 | 39.12 | 1 | 0 | 0 | 0 | 0
|  |  |  | 13.52 | 27.04 | 0 | 0 | 0 | 0 | 0 | 7.48 | 0.10709 | 0 | 27.04 | 27.04 | 1 | 0 | 0 | 0 | 0
|  |  |  | 14.2 | 28.4 | 0 | 0 | 0 | 0 | 0 | 7.48 | 0.10709 | 0 | 28.4 | 28.4 | 1 | 0 | 0 | 0 | 0
|  |  |  | 17.28 | 34.56 | 0 | 0 | 0 | 0 | 0 | 7.48 | 0.10709 | 0 | 34.56 | 34.56 | 1 | 0 | 0 | 0 | 0
|  |  |  | 19.92 | 39.84 | 0 | 0 | 0 | 0 | 0 | 7.48 | 0.10709 | 0 | 39.84 | 39.84 | 1 | 0 | 0 | 0 | 0
|  |  |  | 20.52 | 41.04 | 0 | 0 | 0 | 0 | 0 | 7.48 | 0.10709 | 0 | 41.04 | 41.04 | 1 | 0 | 0 | 0 | 0
|  |  |  | 16.8 | 33.6 | 0 | 0 | 0 | 0 | 0 | 7.48 | 0.10709 | 0 | 33.6 | 33.6 | 1 | 0 | 0 | 0 | 0
|  |  |  | 18.2 | 36.4 | 0 | 0 | 0 | 0 | 0 | 7.48 | 0.10709 | 0 | 36.4 | 36.4 | 1 | 0 | 0 | 0 | 0
|  |  |  | 18.44 | 36.88 | 0 | 0 | 0 | 0 | 0 | 7.48 | 0.10709 | 0 | 36.88 | 36.88 | 1 | 0 | 0 | 0 | 0
|  |  |  | 23.68 | 47.36 | 0 | 0 | 0 | 0 | 0 | 7.48 | 0.10709 | 0 | 47.36 | 47.36 | 1 | 0 | 0 | 0 | 0
|  |  |  | 25.4 | 50.8 | 0 | 0 | 0 | 0 | 0 | 7.48 | 0.10709 | 0 | 50.8 | 50.8 | 1 | 0 | 0 | 0 | 0
|  |  |  | 26.84 | 53.68 | 0 | 0 | 0 | 0 | 0 | 7.48 | 0.10709 | 0 | 53.68 | 53.68 | 1 | 0 | 0 | 0 | 0
|  |  |  | 25.36 | 50.72 | 0 | 0 | 0 | 0 | 0 | 7.48 | 0.12502 | 0 | 50.72 | 50.72 | 1 | 0 | 0 | 0 | 0
|  |  |  | 25.44 | 50.88 | 0 | 0 | 0 | 0 | 0 | 7.48 | 0.12502 | 0 | 50.88 | 50.88 | 1 | 0 | 0 | 0 | 0
|  |  |  | 24.04 | 48.08 | 0 | 0 | 0 | 0 | 0 | 7.48 | 0.12502 | 0 | 48.08 | 48.08 | 1 | 0 | 0 | 0 | 0
|  |  |  | 24.24 | 48.48 | 0 | 0 | 0 | 0 | 0 | 12.23 | 0.12502 | 0 | 48.48 | 48.48 | 1 | 0 | 0 | 0 | 0
|  |  |  | 24.92 | 49.84 | 0 | 0 | 0 | 0 | 0 | 12.23 | 0.12502 | 0 | 49.84 | 49.84 | 1 | 0 | 0 | 0 | 0
|  |  |  | 24.4 | 48.8 | 0 | 0 | 0 | 0 | 0 | 12.23 | 0.12502 | 0 | 48.8 | 48.8 | 1 | 0 | 0 | 0 | 0
|  |  |  | 25.2 | 50.4 | 0 | 0 | 0 | 0 | 0 | 12.23 | 0.12502 | 0 | 50.4 | 50.4 | 1 | 0 | 0 | 0 | 0
|  |  |  | 25.36 | 50.72 | 0 | 0 | 0 | 0 | 0 | 7.48 | 0.12502 | 0 | 50.72 | 50.72 | 1 | 0 | 0 | 0 | 0
|  |  |  | 22.8 | 45.6 | 0 | 0 | 0 | 0 | 0 | 7.48 | 0.12502 | 0 | 45.6 | 45.6 | 1 | 0 | 0 | 0 | 0
|  |  |  | 22.72 | 45.44 | 0 | 0 | 0 | 0 | 0 | 7.48 | 0.12502 | 0 | 45.44 | 42.762 | 0.2 | 0 | 2.678 | 0 | 0
|  |  |  | 23.96 | 47.92 | 0 | 0 | 0 | 0 | 0 | 7.48 | 0.10709 | 2.678 | 47.92 | 47.92 | 0.91885 | 0 | 0 | 0 | 0
|  |  |  | 24.16 | 48.32 | 0 | 0 | 0 | 0 | 0 | 7.48 | 0.10709 | 0.302 | 48.32 | 48.32 | 1 | 0 | 0 | 0 | 0
|  |  |  | 19.68 | 39.36 | 0 | 0 | 0 | 0 | 0 | 7.48 | 0.10709 | 0 | 39.36 | 39.36 | 1 | 0 | 0 | 0 | 0
|  |  |  | 12.68 | 25.36 | 0 | 0 | 0 | 0 | 0 | 7.48 | 0.10709 | 0 | 25.36 | 25.36 | 1 | 0 | 0 | 0 | 0
|  |  |  | 10.56 | 21.12 | 0 | 0 | 0 | 0 | 0 | 7.48 | 0.10709 | 0 | 21.12 | 21.12 | 1 | 0 | 0 | 0 | 0
|  |  |  | 11.28 | 22.56 | 0 | 0 | 0 | 0 | 0 | 7.48 | 0.10709 | 0 | 22.56 | 22.56 | 1 | 0 | 0 | 0 | 0
|  |  |  | 13.8 | 27.6 | 0 | 0 | 0 | 0 | 0 | 7.48 | 0.10709 | 0 | 27.6 | 27.6 | 1 | 0 | 0 | 0 | 0
|  |  |  | 15.92 | 31.84 | 0 | 0 | 0 | 0 | 0 | 7.48 | 0.10709 | 0 | 31.84 | 31.84 | 1 | 0 | 0 | 0 | 0
|  |  |  | 16.2 | 32.4 | 0 | 0 | 0 | 0 | 0 | 7.48 | 0.10709 | 0 | 32.4 | 32.4 | 1 | 0 | 0 | 0 | 0
|  |  |  | 17.28 | 34.56 | 0 | 0 | 0 | 0 | 0 | 7.48 | 0.10709 | 0 | 34.56 | 34.56 | 1 | 0 | 0 | 0 | 0
|  |  |  | 17.44 | 34.88 | 0 | 0 | 0 | 0 | 0 | 7.48 | 0.10709 | 0 | 34.88 | 34.88 | 1 | 0 | 0 | 0 | 0
|  |  |  | 17.84 | 35.68 | 0 | 0 | 0 | 0 | 0 | 7.48 | 0.10709 | 0 | 35.68 | 35.68 | 1 | 0 | 0 | 0 | 0
|  |  |  | 24.8 | 49.6 | 0 | 0 | 0 | 0 | 0 | 7.48 | 0.10709 | 0 | 49.6 | 49.6 | 1 | 0 | 0 | 0 | 0
|  |  |  | 25.08 | 50.16 | 0 | 0 | 0 | 0 | 0 | 7.48 | 0.10709 | 0 | 50.16 | 50.16 | 1 | 0 | 0 | 0 | 0
|  |  |  | 25 | 50 | 0 | 0 | 0 | 0 | 0 | 7.48 | 0.12502 | 0 | 50 | 50 | 1 | 0 | 0 | 0 | 0
|  |  |  | 24.72 | 49.44 | 0 | 0 | 0 | 0 | 0 | 7.48 | 0.12502 | 0 | 49.44 | 49.44 | 1 | 0 | 0 | 0 | 0
|  |  |  | 24.16 | 48.32 | 0 | 0 | 0 | 0 | 0 | 7.48 | 0.12502 | 0 | 48.32 | 48.32 | 1 | 0 | 0 | 0 | 0
|  |  |  | 27.24 | 54.48 | 0 | 0 | 0 | 0 | 0 | 12.23 | 0.12502 | 0 | 54.48 | 54.48 | 1 | 0 | 0 | 0 | 0
|  |  |  | 30.48 | 60.96 | 0 | 0 | 0 | 0 | 0 | 12.23 | 0.12502 | 0 | 60.96 | 60.96 | 1 | 0 | 0 | 0 | 0
|  |  |  | 31.76 | 63.52 | 0 | 0 | 0 | 0 | 0 | 12.23 | 0.12502 | 0 | 63.52 | 63.52 | 1 | 0 | 0 | 0 | 0
|  |  |  | 31.4 | 62.8 | 0 | 0 | 0 | 0 | 0 | 12.23 | 0.12502 | 0 | 62.8 | 62.8 | 1 | 0 | 0 | 0 | 0
|  |  |  | 26.48 | 52.96 | 0 | 0 | 0 | 0 | 0 | 7.48 | 0.12502 | 0 | 52.96 | 52.96 | 1 | 0 | 0 | 0 | 0
|  |  |  | 22.16 | 44.32 | 0 | 0 | 0 | 0 | 0 | 7.48 | 0.12502 | 0 | 44.32 | 44.32 | 1 | 0 | 0 | 0 | 0
|  |  |  | 16.84 | 33.68 | 0 | 0 | 0 | 0 | 0 | 7.48 | 0.12502 | 0 | 33.68 | 31.002 | 0.2 | 0 | 2.678 | 0 | 0
|  |  |  | 17.24 | 34.48 | 0 | 0 | 0 | 0 | 0 | 7.48 | 0.10709 | 2.678 | 34.48 | 34.48 | 0.91885 | 0 | 0 | 0 | 0
|  |  |  | 20.4 | 40.8 | 0 | 0 | 0 | 0 | 0 | 7.48 | 0.10709 | 0.302 | 40.8 | 40.8 | 1 | 0 | 0 | 0 | 0
|  |  |  | 22.4 | 44.8 | 0 | 0 | 0 | 0 | 0 | 7.48 | 0.10709 | 0 | 44.8 | 44.8 | 1 | 0 | 0 | 0 | 0
|  |  |  | 16 | 32 | 0 | 0 | 0 | 0 | 0 | 7.48 | 0.10709 | 0 | 32 | 32 | 1 | 0 | 0 | 0 | 0
|  |  |  | 13.12 | 26.24 | 0 | 0 | 0 | 0 | 0 | 7.48 | 0.10709 | 0 | 26.24 | 26.24 | 1 | 0 | 0 | 0 | 0
|  |  |  | 13.04 | 26.08 | 0 | 0 | 0 | 0 | 0 | 7.48 | 0.10709 | 0 | 26.08 | 26.08 | 1 | 0 | 0 | 0 | 0
|  |  |  | 15.68 | 31.36 | 0 | 0 | 0 | 0 | 0 | 7.48 | 0.10709 | 0 | 31.36 | 31.36 | 1 | 0 | 0 | 0 | 0
|  |  |  | 17.8 | 35.6 | 0 | 0 | 0 | 0 | 0 | 7.48 | 0.10709 | 0 | 35.6 | 35.6 | 1 | 0 | 0 | 0 | 0
|  |  |  | 17.96 | 35.92 | 0 | 0 | 0 | 0 | 0 | 7.48 | 0.10709 | 0 | 35.92 | 35.92 | 1 | 0 | 0 | 0 | 0
|  |  |  | 17.68 | 35.36 | 0 | 0 | 0 | 0 | 0 | 7.48 | 0.10709 | 0 | 35.36 | 35.36 | 1 | 0 | 0 | 0 | 0
|  |  |  | 24.88 | 49.76 | 0 | 0 | 0 | 0 | 0 | 7.48 | 0.10709 | 0 | 49.76 | 49.76 | 1 | 0 | 0 | 0 | 0
|  |  |  | 24.52 | 49.04 | 0 | 0 | 0 | 0 | 0 | 7.48 | 0.10709 | 0 | 49.04 | 49.04 | 1 | 0 | 0 | 0 | 0
|  |  |  | 29.08 | 58.16 | 0 | 0 | 0 | 0 | 0 | 7.48 | 0.10709 | 0 | 58.16 | 58.16 | 1 | 0 | 0 | 0 | 0
|  |  |  | 30.64 | 61.28 | 0 | 0 | 0 | 0 | 0 | 7.48 | 0.10709 | 0 | 61.28 | 61.28 | 1 | 0 | 0 | 0 | 0
|  |  |  | 31.36 | 62.72 | 0 | 0 | 0 | 0 | 0 | 7.48 | 0.12502 | 0 | 62.72 | 62.72 | 1 | 0 | 0 | 0 | 0
|  |  |  | 33.36 | 66.72 | 0 | 0 | 0 | 0 | 0 | 7.48 | 0.12502 | 0 | 66.72 | 66.72 | 1 | 0 | 0 | 0 | 0
|  |  |  | 30 | 60 | 0 | 0 | 0 | 0 | 0 | 7.48 | 0.12502 | 0 | 60 | 60 | 1 | 0 | 0 | 0 | 0
|  |  |  | 33.4 | 66.8 | 0 | 0 | 0 | 0 | 0 | 12.23 | 0.12502 | 0 | 66.8 | 66.8 | 1 | 0 | 0 | 0 | 0
|  |  |  | 36.24 | 72.48 | 0 | 0 | 0 | 0 | 0 | 12.23 | 0.12502 | 0 | 72.48 | 72.48 | 1 | 0 | 0 | 0 | 0
|  |  |  | 36.84 | 73.68 | 0 | 0 | 0 | 0 | 0 | 12.23 | 0.12502 | 0 | 73.68 | 73.68 | 1 | 0 | 0 | 0 | 0
|  |  |  | 37.08 | 74.16 | 0 | 0 | 0 | 0 | 0 | 12.23 | 0.12502 | 0 | 74.16 | 74.16 | 1 | 0 | 0 | 0 | 0
|  |  |  | 33.48 | 66.96 | 0 | 0 | 0 | 0 | 0 | 7.48 | 0.12502 | 0 | 66.96 | 66.96 | 1 | 0 | 0 | 0 | 0
|  |  |  | 28.88 | 57.76 | 0 | 0 | 0 | 0 | 0 | 7.48 | 0.12502 | 0 | 57.76 | 57.76 | 1 | 0 | 0 | 0 | 0
|  |  |  | 29.2 | 58.4 | 0 | 0 | 0 | 0 | 0 | 7.48 | 0.12502 | 0 | 58.4 | 55.722 | 0.2 | 0 | 2.678 | 0 | 0
|  |  |  | 28.16 | 56.32 | 0 | 0 | 0 | 0 | 0 | 7.48 | 0.10709 | 2.678 | 56.32 | 56.32 | 0.91885 | 0 | 0 | 0 | 0
|  |  |  | 26 | 52 | 0 | 0 | 0 | 0 | 0 | 7.48 | 0.10709 | 0.302 | 52 | 52 | 1 | 0 | 0 | 0 | 0
|  |  |  | 18.92 | 37.84 | 0 | 0 | 0 | 0 | 0 | 7.48 | 0.10709 | 0 | 37.84 | 37.84 | 1 | 0 | 0 | 0 | 0
|  |  |  | 12.56 | 25.12 | 0 | 0 | 0 | 0 | 0 | 7.48 | 0.10709 | 0 | 25.12 | 25.12 | 1 | 0 | 0 | 0 | 0
|  |  |  | 10.48 | 20.96 | 0 | 0 | 0 | 0 | 0 | 7.48 | 0.10709 | 0 | 20.96 | 20.96 | 1 | 0 | 0 | 0 | 0
|  |  |  | 10.44 | 20.88 | 0 | 0 | 0 | 0 | 0 | 7.48 | 0.10709 | 0 | 20.88 | 20.88 | 1 | 0 | 0 | 0 | 0
|  |  |  | 12.72 | 25.44 | 0 | 0 | 0 | 0 | 0 | 7.48 | 0.10709 | 0 | 25.44 | 25.44 | 1 | 0 | 0 | 0 | 0
|  |  |  | 15.36 | 30.72 | 0 | 0 | 0 | 0 | 0 | 7.48 | 0.10709 | 0 | 30.72 | 30.72 | 1 | 0 | 0 | 0 | 0
|  |  |  | 15.76 | 31.52 | 0 | 0 | 0 | 0 | 0 | 7.48 | 0.10709 | 0 | 31.52 | 31.52 | 1 | 0 | 0 | 0 | 0
|  |  |  | 18.08 | 36.16 | 0 | 0 | 0 | 0 | 0 | 7.48 | 0.10709 | 0 | 36.16 | 36.16 | 1 | 0 | 0 | 0 | 0
|  |  |  | 25.52 | 51.04 | 0 | 0 | 0 | 0 | 0 | 7.48 | 0.10709 | 0 | 51.04 | 51.04 | 1 | 0 | 0 | 0 | 0
|  |  |  | 24.76 | 49.52 | 0 | 0 | 0 | 0 | 0 | 7.48 | 0.10709 | 0 | 49.52 | 49.52 | 1 | 0 | 0 | 0 | 0
|  |  |  | 29.24 | 58.48 | 0 | 0 | 0 | 0 | 0 | 7.48 | 0.10709 | 0 | 58.48 | 58.48 | 1 | 0 | 0 | 0 | 0
|  |  |  | 33.84 | 67.68 | 0 | 0 | 0 | 0 | 0 | 7.48 | 0.10709 | 0 | 67.68 | 67.68 | 1 | 0 | 0 | 0 | 0
|  |  |  | 34.64 | 69.28 | 0 | 0 | 0 | 0 | 0 | 7.48 | 0.10709 | 0 | 69.28 | 69.28 | 1 | 0 | 0 | 0 | 0
|  |  |  | 31.84 | 63.68 | 0 | 0 | 0 | 0 | 0 | 7.48 | 0.10709 | 0 | 63.68 | 63.68 | 1 | 0 | 0 | 0 | 0
|  |  |  | 29.88 | 59.76 | 0 | 0 | 0 | 0 | 0 | 7.48 | 0.10709 | 0 | 59.76 | 59.76 | 1 | 0 | 0 | 0 | 0
|  |  |  | 28.36 | 56.72 | 0 | 0 | 0 | 0 | 0 | 7.48 | 0.10709 | 0 | 56.72 | 56.72 | 1 | 0 | 0 | 0 | 0
|  |  |  | 27.8 | 55.6 | 0 | 0 | 0 | 0 | 0 | 7.48 | 0.10709 | 0 | 55.6 | 55.6 | 1 | 0 | 0 | 0 | 0
|  |  |  | 27.6 | 55.2 | 0 | 0 | 0 | 0 | 0 | 7.48 | 0.10709 | 0 | 55.2 | 55.2 | 1 | 0 | 0 | 0 | 0
|  |  |  | 27.32 | 54.64 | 0 | 0 | 0 | 0 | 0 | 7.48 | 0.10709 | 0 | 54.64 | 54.64 | 1 | 0 | 0 | 0 | 0
|  |  |  | 27.04 | 54.08 | 0 | 0 | 0 | 0 | 0 | 7.48 | 0.10709 | 0 | 54.08 | 54.08 | 1 | 0 | 0 | 0 | 0
|  |  |  | 28.12 | 56.24 | 0 | 0 | 0 | 0 | 0 | 7.48 | 0.10709 | 0 | 56.24 | 56.24 | 1 | 0 | 0 | 0 | 0
|  |  |  | 27.48 | 54.96 | 0 | 0 | 0 | 0 | 0 | 7.48 | 0.10709 | 0 | 54.96 | 54.96 | 1 | 0 | 0 | 0 | 0
|  |  |  | 25.52 | 51.04 | 0 | 0 | 0 | 0 | 0 | 7.48 | 0.10709 | 0 | 51.04 | 51.04 | 1 | 0 | 0 | 0 | 0
|  |  |  | 24.96 | 49.92 | 0 | 0 | 0 | 0 | 0 | 7.48 | 0.10709 | 0 | 49.92 | 49.92 | 1 | 0 | 0 | 0 | 0
|  |  |  | 17.44 | 34.88 | 0 | 0 | 0 | 0 | 0 | 7.48 | 0.10709 | 0 | 34.88 | 34.88 | 1 | 0 | 0 | 0 | 0
|  |  |  | 12.24 | 24.48 | 0 | 0 | 0 | 0 | 0 | 7.48 | 0.10709 | 0 | 24.48 | 24.48 | 1 | 0 | 0 | 0 | 0
|  |  |  | 10.6 | 21.2 | 0 | 0 | 0 | 0 | 0 | 7.48 | 0.10709 | 0 | 21.2 | 21.2 | 1 | 0 | 0 | 0 | 0
|  |  |  | 9.84 | 19.68 | 0 | 0 | 0 | 0 | 0 | 7.48 | 0.10709 | 0 | 19.68 | 19.68 | 1 | 0 | 0 | 0 | 0
|  |  |  | 11.48 | 22.96 | 0 | 0 | 0 | 0 | 0 | 7.48 | 0.10709 | 0 | 22.96 | 22.96 | 1 | 0 | 0 | 0 | 0
|  |  |  | 14.4 | 28.8 | 0 | 0 | 0 | 0 | 0 | 7.48 | 0.10709 | 0 | 28.8 | 28.8 | 1 | 0 | 0 | 0 | 0
|  |  |  | 15.76 | 31.52 | 0 | 0 | 0 | 0 | 0 | 7.48 | 0.10709 | 0 | 31.52 | 31.52 | 1 | 0 | 0 | 0 | 0
|  |  |  | 16.52 | 33.04 | 0 | 0 | 0 | 0 | 0 | 7.48 | 0.10709 | 0 | 33.04 | 33.04 | 1 | 0 | 0 | 0 | 0
|  |  |  | 22.6 | 45.2 | 0 | 0 | 0 | 0 | 0 | 7.48 | 0.10709 | 0 | 45.2 | 45.2 | 1 | 0 | 0 | 0 | 0
|  |  |  | 25.6 | 51.2 | 0 | 0 | 0 | 0 | 0 | 7.48 | 0.10709 | 0 | 51.2 | 51.2 | 1 | 0 | 0 | 0 | 0
|  |  |  | 26.2 | 52.4 | 0 | 0 | 0 | 0 | 0 | 7.48 | 0.10709 | 0 | 52.4 | 52.4 | 1 | 0 | 0 | 0 | 0
|  |  |  | 28.52 | 57.04 | 0 | 0 | 0 | 0 | 0 | 7.48 | 0.10709 | 0 | 57.04 | 57.04 | 1 | 0 | 0 | 0 | 0
|  |  |  | 33.28 | 66.56 | 0 | 0 | 0 | 0 | 0 | 7.48 | 0.10709 | 0 | 66.56 | 66.56 | 1 | 0 | 0 | 0 | 0
|  |  |  | 32.4 | 64.8 | 0 | 0 | 0 | 0 | 0 | 7.48 | 0.10709 | 0 | 64.8 | 64.8 | 1 | 0 | 0 | 0 | 0
|  |  |  | 30.16 | 60.32 | 0 | 0 | 0 | 0 | 0 | 7.48 | 0.10709 | 0 | 60.32 | 60.32 | 1 | 0 | 0 | 0 | 0
|  |  |  | 28.88 | 57.76 | 0 | 0 | 0 | 0 | 0 | 7.48 | 0.10709 | 0 | 57.76 | 57.76 | 1 | 0 | 0 | 0 | 0
|  |  |  | 30.16 | 60.32 | 0 | 0 | 0 | 0 | 0 | 7.48 | 0.10709 | 0 | 60.32 | 60.32 | 1 | 0 | 0 | 0 | 0
|  |  |  | 27.24 | 54.48 | 0 | 0 | 0 | 0 | 0 | 7.48 | 0.10709 | 0 | 54.48 | 54.48 | 1 | 0 | 0 | 0 | 0
|  |  |  | 29.08 | 58.16 | 0 | 0 | 0 | 0 | 0 | 7.48 | 0.10709 | 0 | 58.16 | 58.16 | 1 | 0 | 0 | 0 | 0
|  |  |  | 31 | 62 | 0 | 0 | 0 | 0 | 0 | 7.48 | 0.10709 | 0 | 62 | 62 | 1 | 0 | 0 | 0 | 0
|  |  |  | 30.44 | 60.88 | 0 | 0 | 0 | 0 | 0 | 7.48 | 0.10709 | 0 | 60.88 | 60.88 | 1 | 0 | 0 | 0 | 0
|  |  |  | 27.44 | 54.88 | 0 | 0 | 0 | 0 | 0 | 7.48 | 0.10709 | 0 | 54.88 | 54.88 | 1 | 0 | 0 | 0 | 0
|  |  |  | 26.32 | 52.64 | 0 | 0 | 0 | 0 | 0 | 7.48 | 0.10709 | 0 | 52.64 | 52.64 | 1 | 0 | 0 | 0 | 0
|  |  |  | 25.96 | 51.92 | 0 | 0 | 0 | 0 | 0 | 7.48 | 0.10709 | 0 | 51.92 | 51.92 | 1 | 0 | 0 | 0 | 0
|  |  |  | 22.76 | 45.52 | 0 | 0 | 0 | 0 | 0 | 7.48 | 0.10709 | 0 | 45.52 | 45.52 | 1 | 0 | 0 | 0 | 0
|  |  |  | 16.88 | 33.76 | 0 | 0 | 0 | 0 | 0 | 7.48 | 0.10709 | 0 | 33.76 | 33.76 | 1 | 0 | 0 | 0 | 0
|  |  |  | 15.32 | 30.64 | 0 | 0 | 0 | 0 | 0 | 7.48 | 0.10709 | 0 | 30.64 | 30.64 | 1 | 0 | 0 | 0 | 0
|  |  |  | 14.28 | 28.56 | 0 | 0 | 0 | 0 | 0 | 7.48 | 0.10709 | 0 | 28.56 | 28.56 | 1 | 0 | 0 | 0 | 0
|  |  |  | 14 | 28 | 0 | 0 | 0 | 0 | 0 | 7.48 | 0.10709 | 0 | 28 | 28 | 1 | 0 | 0 | 0 | 0
|  |  |  | 18.28 | 36.56 | 0 | 0 | 0 | 0 | 0 | 7.48 | 0.10709 | 0 | 36.56 | 36.56 | 1 | 0 | 0 | 0 | 0
|  |  |  | 18.32 | 36.64 | 0 | 0 | 0 | 0 | 0 | 7.48 | 0.10709 | 0 | 36.64 | 36.64 | 1 | 0 | 0 | 0 | 0
|  |  |  | 15.88 | 31.76 | 0 | 0 | 0 | 0 | 0 | 7.48 | 0.10709 | 0 | 31.76 | 31.76 | 1 | 0 | 0 | 0 | 0
|  |  |  | 23.16 | 46.32 | 0 | 0 | 0 | 0 | 0 | 7.48 | 0.10709 | 0 | 46.32 | 46.32 | 1 | 0 | 0 | 0 | 0
|  |  |  | 25.68 | 51.36 | 0 | 0 | 0 | 0 | 0 | 7.48 | 0.10709 | 0 | 51.36 | 51.36 | 1 | 0 | 0 | 0 | 0
|  |  |  | 29.28 | 58.56 | 0 | 0 | 0 | 0 | 0 | 7.48 | 0.10709 | 0 | 58.56 | 58.56 | 1 | 0 | 0 | 0 | 0
|  |  |  | 27.84 | 55.68 | 0 | 0 | 0 | 0 | 0 | 7.48 | 0.10709 | 0 | 55.68 | 55.68 | 1 | 0 | 0 | 0 | 0
|  |  |  | 30.72 | 61.44 | 0 | 0 | 0 | 0 | 0 | 7.48 | 0.12502 | 0 | 61.44 | 61.44 | 1 | 0 | 0 | 0 | 0
|  |  |  | 31.44 | 62.88 | 0 | 0 | 0 | 0 | 0 | 7.48 | 0.12502 | 0 | 62.88 | 62.88 | 1 | 0 | 0 | 0 | 0
|  |  |  | 28.36 | 56.72 | 0 | 0 | 0 | 0 | 0 | 7.48 | 0.12502 | 0 | 56.72 | 56.72 | 1 | 0 | 0 | 0 | 0
|  |  |  | 26.4 | 52.8 | 0 | 0 | 0 | 0 | 0 | 12.23 | 0.12502 | 0 | 52.8 | 52.8 | 1 | 0 | 0 | 0 | 0
|  |  |  | 25.72 | 51.44 | 0 | 0 | 0 | 0 | 0 | 12.23 | 0.12502 | 0 | 51.44 | 51.44 | 1 | 0 | 0 | 0 | 0
|  |  |  | 26.56 | 53.12 | 0 | 0 | 0 | 0 | 0 | 12.23 | 0.12502 | 0 | 53.12 | 53.12 | 1 | 0 | 0 | 0 | 0
|  |  |  | 26.4 | 52.8 | 0 | 0 | 0 | 0 | 0 | 12.23 | 0.12502 | 0 | 52.8 | 52.8 | 1 | 0 | 0 | 0 | 0
|  |  |  | 26.96 | 53.92 | 0 | 0 | 0 | 0 | 0 | 7.48 | 0.12502 | 0 | 53.92 | 53.92 | 1 | 0 | 0 | 0 | 0
|  |  |  | 27.96 | 55.92 | 0 | 0 | 0 | 0 | 0 | 7.48 | 0.12502 | 0 | 55.92 | 55.92 | 1 | 0 | 0 | 0 | 0
|  |  |  | 28.2 | 56.4 | 0 | 0 | 0 | 0 | 0 | 7.48 | 0.12502 | 0 | 56.4 | 53.722 | 0.2 | 0 | 2.678 | 0 | 0
|  |  |  | 27.36 | 54.72 | 0 | 0 | 0 | 0 | 0 | 7.48 | 0.10709 | 2.678 | 54.72 | 54.72 | 0.91885 | 0 | 0 | 0 | 0
|  |  |  | 27.4 | 54.8 | 0 | 0 | 0 | 0 | 0 | 7.48 | 0.10709 | 0.302 | 54.8 | 54.8 | 1 | 0 | 0 | 0 | 0
|  |  |  | 24.92 | 49.84 | 0 | 0 | 0 | 0 | 0 | 7.48 | 0.10709 | 0 | 49.84 | 49.84 | 1 | 0 | 0 | 0 | 0
|  |  |  | 17.4 | 34.8 | 0 | 0 | 0 | 0 | 0 | 7.48 | 0.10709 | 0 | 34.8 | 34.8 | 1 | 0 | 0 | 0 | 0
|  |  |  | 15.52 | 31.04 | 0 | 0 | 0 | 0 | 0 | 7.48 | 0.10709 | 0 | 31.04 | 31.04 | 1 | 0 | 0 | 0 | 0
|  |  |  | 15 | 30 | 0 | 0 | 0 | 0 | 0 | 7.48 | 0.10709 | 0 | 30 | 30 | 1 | 0 | 0 | 0 | 0
|  |  |  | 15.36 | 30.72 | 0 | 0 | 0 | 0 | 0 | 7.48 | 0.10709 | 0 | 30.72 | 30.72 | 1 | 0 | 0 | 0 | 0
|  |  |  | 18.48 | 36.96 | 0 | 0 | 0 | 0 | 0 | 7.48 | 0.10709 | 0 | 36.96 | 36.96 | 1 | 0 | 0 | 0 | 0
|  |  |  | 16.28 | 32.56 | 0 | 0 | 0 | 0 | 0 | 7.48 | 0.10709 | 0 | 32.56 | 32.56 | 1 | 0 | 0 | 0 | 0
|  |  |  | 16.36 | 32.72 | 0 | 0 | 0 | 0 | 0 | 7.48 | 0.10709 | 0 | 32.72 | 32.72 | 1 | 0 | 0 | 0 | 0
|  |  |  | 24.2 | 48.4 | 0 | 0 | 0 | 0 | 0 | 7.48 | 0.10709 | 0 | 48.4 | 48.4 | 1 | 0 | 0 | 0 | 0
|  |  |  | 27.8 | 55.6 | 0 | 0 | 0 | 0 | 0 | 7.48 | 0.10709 | 0 | 55.6 | 55.6 | 1 | 0 | 0 | 0 | 0
|  |  |  | 30.36 | 60.72 | 0 | 0 | 0 | 0 | 0 | 7.48 | 0.10709 | 0 | 60.72 | 60.72 | 1 | 0 | 0 | 0 | 0
|  |  |  | 33.72 | 67.44 | 0 | 0 | 0 | 0 | 0 | 7.48 | 0.10709 | 0 | 67.44 | 67.44 | 1 | 0 | 0 | 0 | 0
|  |  |  | 31.72 | 63.44 | 0 | 0 | 0 | 0 | 0 | 7.48 | 0.12502 | 0 | 63.44 | 63.44 | 1 | 0 | 0 | 0 | 0
|  |  |  | 30.8 | 61.6 | 0 | 0 | 0 | 0 | 0 | 7.48 | 0.12502 | 0 | 61.6 | 61.6 | 1 | 0 | 0 | 0 | 0
|  |  |  | 30.24 | 60.48 | 0 | 0 | 0 | 0 | 0 | 7.48 | 0.12502 | 0 | 60.48 | 60.48 | 1 | 0 | 0 | 0 | 0
|  |  |  | 27.28 | 54.56 | 0 | 0 | 0 | 0 | 0 | 12.23 | 0.12502 | 0 | 54.56 | 54.56 | 1 | 0 | 0 | 0 | 0
|  |  |  | 26.84 | 53.68 | 0 | 0 | 0 | 0 | 0 | 12.23 | 0.12502 | 0 | 53.68 | 53.68 | 1 | 0 | 0 | 0 | 0
|  |  |  | 26.84 | 53.68 | 0 | 0 | 0 | 0 | 0 | 12.23 | 0.12502 | 0 | 53.68 | 53.68 | 1 | 0 | 0 | 0 | 0
|  |  |  | 25.68 | 51.36 | 0 | 0 | 0 | 0 | 0 | 12.23 | 0.12502 | 0 | 51.36 | 51.36 | 1 | 0 | 0 | 0 | 0
|  |  |  | 25.72 | 51.44 | 0 | 0 | 0 | 0 | 0 | 7.48 | 0.12502 | 0 | 51.44 | 51.44 | 1 | 0 | 0 | 0 | 0
|  |  |  | 28.68 | 57.36 | 0 | 0 | 0 | 0 | 0 | 7.48 | 0.12502 | 0 | 57.36 | 57.36 | 1 | 0 | 0 | 0 | 0
|  |  |  | 24.96 | 49.92 | 0 | 0 | 0 | 0 | 0 | 7.48 | 0.12502 | 0 | 49.92 | 47.242 | 0.2 | 0 | 2.678 | 0 | 0
|  |  |  | 22.16 | 44.32 | 0 | 0 | 0 | 0 | 0 | 7.48 | 0.10709 | 2.678 | 44.32 | 44.32 | 0.91885 | 0 | 0 | 0 | 0
|  |  |  | 20.92 | 41.84 | 0 | 0 | 0 | 0 | 0 | 7.48 | 0.10709 | 0.302 | 41.84 | 41.84 | 1 | 0 | 0 | 0 | 0
|  |  |  | 19.16 | 38.32 | 0 | 0 | 0 | 0 | 0 | 7.48 | 0.10709 | 0 | 38.32 | 38.32 | 1 | 0 | 0 | 0 | 0
|  |  |  | 13.04 | 26.08 | 0 | 0 | 0 | 0 | 0 | 7.48 | 0.10709 | 0 | 26.08 | 26.08 | 1 | 0 | 0 | 0 | 0
|  |  |  | 12.84 | 25.68 | 0 | 0 | 0 | 0 | 0 | 7.48 | 0.10709 | 0 | 25.68 | 25.68 | 1 | 0 | 0 | 0 | 0
|  |  |  | 15.24 | 30.48 | 0 | 0 | 0 | 0 | 0 | 7.48 | 0.10709 | 0 | 30.48 | 30.48 | 1 | 0 | 0 | 0 | 0
|  |  |  | 13.6 | 27.2 | 0 | 0 | 0 | 0 | 0 | 7.48 | 0.10709 | 0 | 27.2 | 27.2 | 1 | 0 | 0 | 0 | 0
|  |  |  | 13.84 | 27.68 | 0 | 0 | 0 | 0 | 0 | 7.48 | 0.10709 | 0 | 27.68 | 27.68 | 1 | 0 | 0 | 0 | 0
|  |  |  | 15.04 | 30.08 | 0 | 0 | 0 | 0 | 0 | 7.48 | 0.10709 | 0 | 30.08 | 30.08 | 1 | 0 | 0 | 0 | 0
|  |  |  | 16.08 | 32.16 | 0 | 0 | 0 | 0 | 0 | 7.48 | 0.10709 | 0 | 32.16 | 32.16 | 1 | 0 | 0 | 0 | 0
|  |  |  | 17.52 | 35.04 | 0 | 0 | 0 | 0 | 0 | 7.48 | 0.10709 | 0 | 35.04 | 35.04 | 1 | 0 | 0 | 0 | 0
|  |  |  | 18.44 | 36.88 | 0 | 0 | 0 | 0 | 0 | 7.48 | 0.10709 | 0 | 36.88 | 36.88 | 1 | 0 | 0 | 0 | 0
|  |  |  | 20.04 | 40.08 | 0 | 0 | 0 | 0 | 0 | 7.48 | 0.10709 | 0 | 40.08 | 40.08 | 1 | 0 | 0 | 0 | 0
|  |  |  | 21.32 | 42.64 | 0 | 0 | 0 | 0 | 0 | 7.48 | 0.10709 | 0 | 42.64 | 42.64 | 1 | 0 | 0 | 0 | 0
|  |  |  | 21.24 | 42.48 | 0 | 0 | 0 | 0 | 0 | 7.48 | 0.12502 | 0 | 42.48 | 42.48 | 1 | 0 | 0 | 0 | 0
|  |  |  | 21.68 | 43.36 | 0 | 0 | 0 | 0 | 0 | 7.48 | 0.12502 | 0 | 43.36 | 43.36 | 1 | 0 | 0 | 0 | 0
|  |  |  | 22.08 | 44.16 | 0 | 0 | 0 | 0 | 0 | 7.48 | 0.12502 | 0 | 44.16 | 44.16 | 1 | 0 | 0 | 0 | 0
|  |  |  | 27 | 54 | 0 | 0 | 0 | 0 | 0 | 12.23 | 0.12502 | 0 | 54 | 54 | 1 | 0 | 0 | 0 | 0
|  |  |  | 27.44 | 54.88 | 0 | 0 | 0 | 0 | 0 | 12.23 | 0.12502 | 0 | 54.88 | 54.88 | 1 | 0 | 0 | 0 | 0
|  |  |  | 28.32 | 56.64 | 0 | 0 | 0 | 0 | 0 | 12.23 | 0.12502 | 0 | 56.64 | 56.64 | 1 | 0 | 0 | 0 | 0
|  |  |  | 28.24 | 56.48 | 0 | 0 | 0 | 0 | 0 | 12.23 | 0.12502 | 0 | 56.48 | 56.48 | 1 | 0 | 0 | 0 | 0
|  |  |  | 27.96 | 55.92 | 0 | 0 | 0 | 0 | 0 | 7.48 | 0.12502 | 0 | 55.92 | 55.92 | 1 | 0 | 0 | 0 | 0
|  |  |  | 28.72 | 57.44 | 0 | 0 | 0 | 0 | 0 | 7.48 | 0.12502 | 0 | 57.44 | 57.44 | 1 | 0 | 0 | 0 | 0
|  |  |  | 29.2 | 58.4 | 0 | 0 | 0 | 0 | 0 | 7.48 | 0.12502 | 0 | 58.4 | 55.722 | 0.2 | 0 | 2.678 | 0 | 0
|  |  |  | 24.48 | 48.96 | 0 | 0 | 0 | 0 | 0 | 7.48 | 0.10709 | 2.678 | 48.96 | 48.96 | 0.91885 | 0 | 0 | 0 | 0
|  |  |  | 18.84 | 37.68 | 0 | 0 | 0 | 0 | 0 | 7.48 | 0.10709 | 0.302 | 37.68 | 37.68 | 1 | 0 | 0 | 0 | 0
|  |  |  | 17.64 | 35.28 | 0 | 0 | 0 | 0 | 0 | 7.48 | 0.10709 | 0 | 35.28 | 35.28 | 1 | 0 | 0 | 0 | 0
|  |  |  | 12.28 | 24.56 | 0 | 0 | 0 | 0 | 0 | 7.48 | 0.10709 | 0 | 24.56 | 24.56 | 1 | 0 | 0 | 0 | 0
|  |  |  | 12.92 | 25.84 | 0 | 0 | 0 | 0 | 0 | 7.48 | 0.10709 | 0 | 25.84 | 25.84 | 1 | 0 | 0 | 0 | 0
|  |  |  | 15.2 | 30.4 | 0 | 0 | 0 | 0 | 0 | 7.48 | 0.10709 | 0 | 30.4 | 30.4 | 1 | 0 | 0 | 0 | 0
|  |  |  | 14 | 28 | 0 | 0 | 0 | 0 | 0 | 7.48 | 0.10709 | 0 | 28 | 28 | 1 | 0 | 0 | 0 | 0
|  |  |  | 15.84 | 31.68 | 0 | 0 | 0 | 0 | 0 | 7.48 | 0.10709 | 0 | 31.68 | 31.68 | 1 | 0 | 0 | 0 | 0
|  |  |  | 15.84 | 31.68 | 0 | 0 | 0 | 0 | 0 | 7.48 | 0.10709 | 0 | 31.68 | 31.68 | 1 | 0 | 0 | 0 | 0
|  |  |  | 16.32 | 32.64 | 0 | 0 | 0 | 0 | 0 | 7.48 | 0.10709 | 0 | 32.64 | 32.64 | 1 | 0 | 0 | 0 | 0
|  |  |  | 16.52 | 33.04 | 0 | 0 | 0 | 0 | 0 | 7.48 | 0.10709 | 0 | 33.04 | 33.04 | 1 | 0 | 0 | 0 | 0
|  |  |  | 18.2 | 36.4 | 0 | 0 | 0 | 0 | 0 | 7.48 | 0.10709 | 0 | 36.4 | 36.4 | 1 | 0 | 0 | 0 | 0
|  |  |  | 23.92 | 47.84 | 0 | 0 | 0 | 0 | 0 | 7.48 | 0.10709 | 0 | 47.84 | 47.84 | 1 | 0 | 0 | 0 | 0
|  |  |  | 24.44 | 48.88 | 0 | 0 | 0 | 0 | 0 | 7.48 | 0.10709 | 0 | 48.88 | 48.88 | 1 | 0 | 0 | 0 | 0
|  |  |  | 24.84 | 49.68 | 0 | 0 | 0 | 0 | 0 | 7.48 | 0.12502 | 0 | 49.68 | 49.68 | 1 | 0 | 0 | 0 | 0
|  |  |  | 24.84 | 49.68 | 0 | 0 | 0 | 0 | 0 | 7.48 | 0.12502 | 0 | 49.68 | 49.68 | 1 | 0 | 0 | 0 | 0
|  |  |  | 24.36 | 48.72 | 0 | 0 | 0 | 0 | 0 | 7.48 | 0.12502 | 0 | 48.72 | 48.72 | 1 | 0 | 0 | 0 | 0
|  |  |  | 25.2 | 50.4 | 0 | 0 | 0 | 0 | 0 | 12.23 | 0.12502 | 0 | 50.4 | 50.4 | 1 | 0 | 0 | 0 | 0
|  |  |  | 26.36 | 52.72 | 0 | 0 | 0 | 0 | 0 | 12.23 | 0.12502 | 0 | 52.72 | 52.72 | 1 | 0 | 0 | 0 | 0
|  |  |  | 26.76 | 53.52 | 0 | 0 | 0 | 0 | 0 | 12.23 | 0.12502 | 0 | 53.52 | 53.52 | 1 | 0 | 0 | 0 | 0
|  |  |  | 25.08 | 50.16 | 0 | 0 | 0 | 0 | 0 | 12.23 | 0.12502 | 0 | 50.16 | 50.16 | 1 | 0 | 0 | 0 | 0
|  |  |  | 24.28 | 48.56 | 0 | 0 | 0 | 0 | 0 | 7.48 | 0.12502 | 0 | 48.56 | 48.56 | 1 | 0 | 0 | 0 | 0
|  |  |  | 23.04 | 46.08 | 0 | 0 | 0 | 0 | 0 | 7.48 | 0.12502 | 0 | 46.08 | 46.08 | 1 | 0 | 0 | 0 | 0
|  |  |  | 19.6 | 39.2 | 0 | 0 | 0 | 0 | 0 | 7.48 | 0.12502 | 0 | 39.2 | 36.522 | 0.2 | 0 | 2.678 | 0 | 0
|  |  |  | 17.08 | 34.16 | 0 | 0 | 0 | 0 | 0 | 7.48 | 0.10709 | 2.678 | 34.16 | 34.16 | 0.91885 | 0 | 0 | 0 | 0
|  |  |  | 20.32 | 40.64 | 0 | 0 | 0 | 0 | 0 | 7.48 | 0.10709 | 0.302 | 40.64 | 40.64 | 1 | 0 | 0 | 0 | 0
|  |  |  | 19.72 | 39.44 | 0 | 0 | 0 | 0 | 0 | 7.48 | 0.10709 | 0 | 39.44 | 39.44 | 1 | 0 | 0 | 0 | 0
|  |  |  | 12.96 | 25.92 | 0 | 0 | 0 | 0 | 0 | 7.48 | 0.10709 | 0 | 25.92 | 25.92 | 1 | 0 | 0 | 0 | 0
|  |  |  | 10.84 | 21.68 | 0 | 0 | 0 | 0 | 0 | 7.48 | 0.10709 | 0 | 21.68 | 21.68 | 1 | 0 | 0 | 0 | 0
|  |  |  | 11.32 | 22.64 | 0 | 0 | 0 | 0 | 0 | 7.48 | 0.10709 | 0 | 22.64 | 22.64 | 1 | 0 | 0 | 0 | 0
|  |  |  | 13.2 | 26.4 | 0 | 0 | 0 | 0 | 0 | 7.48 | 0.10709 | 0 | 26.4 | 26.4 | 1 | 0 | 0 | 0 | 0
|  |  |  | 16.08 | 32.16 | 0 | 0 | 0 | 0 | 0 | 7.48 | 0.10709 | 0 | 32.16 | 32.16 | 1 | 0 | 0 | 0 | 0
|  |  |  | 16.04 | 32.08 | 0 | 0 | 0 | 0 | 0 | 7.48 | 0.10709 | 0 | 32.08 | 32.08 | 1 | 0 | 0 | 0 | 0
|  |  |  | 18.52 | 37.04 | 0 | 0 | 0 | 0 | 0 | 7.48 | 0.10709 | 0 | 37.04 | 37.04 | 1 | 0 | 0 | 0 | 0
|  |  |  | 23.76 | 47.52 | 0 | 0 | 0 | 0 | 0 | 7.48 | 0.10709 | 0 | 47.52 | 47.52 | 1 | 0 | 0 | 0 | 0
|  |  |  | 24.24 | 48.48 | 0 | 0 | 0 | 0 | 0 | 7.48 | 0.10709 | 0 | 48.48 | 48.48 | 1 | 0 | 0 | 0 | 0
|  |  |  | 28 | 56 | 0 | 0 | 0 | 0 | 0 | 7.48 | 0.10709 | 0 | 56 | 56 | 1 | 0 | 0 | 0 | 0
|  |  |  | 28.4 | 56.8 | 0 | 0 | 0 | 0 | 0 | 7.48 | 0.10709 | 0 | 56.8 | 56.8 | 1 | 0 | 0 | 0 | 0
|  |  |  | 32.4 | 64.8 | 0 | 0 | 0 | 0 | 0 | 7.48 | 0.12502 | 0 | 64.8 | 64.8 | 1 | 0 | 0 | 0 | 0
|  |  |  | 33.92 | 67.84 | 0 | 0 | 0 | 0 | 0 | 7.48 | 0.12502 | 0 | 67.84 | 67.84 | 1 | 0 | 0 | 0 | 0
|  |  |  | 30.44 | 60.88 | 0 | 0 | 0 | 0 | 0 | 7.48 | 0.12502 | 0 | 60.88 | 60.88 | 1 | 0 | 0 | 0 | 0
|  |  |  | 31.32 | 62.64 | 0 | 0 | 0 | 0 | 0 | 12.23 | 0.12502 | 0 | 62.64 | 62.64 | 1 | 0 | 0 | 0 | 0
|  |  |  | 35.92 | 71.84 | 0 | 0 | 0 | 0 | 0 | 12.23 | 0.12502 | 0 | 71.84 | 71.84 | 1 | 0 | 0 | 0 | 0
|  |  |  | 37.6 | 75.2 | 0 | 0 | 0 | 0 | 0 | 12.23 | 0.12502 | 0 | 75.2 | 75.2 | 1 | 0 | 0 | 0 | 0
|  |  |  | 36 | 72 | 0 | 0 | 0 | 0 | 0 | 12.23 | 0.12502 | 0 | 72 | 72 | 1 | 0 | 0 | 0 | 0
|  |  |  | 37.52 | 75.04 | 0 | 0 | 0 | 0 | 0 | 7.48 | 0.12502 | 0 | 75.04 | 75.04 | 1 | 0 | 0 | 0 | 0
|  |  |  | 31.68 | 63.36 | 0 | 0 | 0 | 0 | 0 | 7.48 | 0.12502 | 0 | 63.36 | 63.36 | 1 | 0 | 0 | 0 | 0
|  |  |  | 29.24 | 58.48 | 0 | 0 | 0 | 0 | 0 | 7.48 | 0.12502 | 0 | 58.48 | 55.802 | 0.2 | 0 | 2.678 | 0 | 0
|  |  |  | 28.28 | 56.56 | 0 | 0 | 0 | 0 | 0 | 7.48 | 0.10709 | 2.678 | 56.56 | 56.56 | 0.91885 | 0 | 0 | 0 | 0
|  |  |  | 26.84 | 53.68 | 0 | 0 | 0 | 0 | 0 | 7.48 | 0.10709 | 0.302 | 53.68 | 53.68 | 1 | 0 | 0 | 0 | 0
|  |  |  | 19.2 | 38.4 | 0 | 0 | 0 | 0 | 0 | 7.48 | 0.10709 | 0 | 38.4 | 38.4 | 1 | 0 | 0 | 0 | 0
|  |  |  | 12.88 | 25.76 | 0 | 0 | 0 | 0 | 0 | 7.48 | 0.10709 | 0 | 25.76 | 25.76 | 1 | 0 | 0 | 0 | 0
|  |  |  | 10.6 | 21.2 | 0 | 0 | 0 | 0 | 0 | 7.48 | 0.10709 | 0 | 21.2 | 21.2 | 1 | 0 | 0 | 0 | 0
|  |  |  | 10.64 | 21.28 | 0 | 0 | 0 | 0 | 0 | 7.48 | 0.10709 | 0 | 21.28 | 21.28 | 1 | 0 | 0 | 0 | 0
|  |  |  | 12.16 | 24.32 | 0 | 0 | 0 | 0 | 0 | 7.48 | 0.10709 | 0 | 24.32 | 24.32 | 1 | 0 | 0 | 0 | 0
|  |  |  | 15.48 | 30.96 | 0 | 0 | 0 | 0 | 0 | 7.48 | 0.10709 | 0 | 30.96 | 30.96 | 1 | 0 | 0 | 0 | 0
|  |  |  | 17.08 | 34.16 | 0 | 0 | 0 | 0 | 0 | 7.48 | 0.10709 | 0 | 34.16 | 34.16 | 1 | 0 | 0 | 0 | 0
|  |  |  | 19.84 | 39.68 | 0 | 0 | 0 | 0 | 0 | 7.48 | 0.10709 | 0 | 39.68 | 39.68 | 1 | 0 | 0 | 0 | 0
|  |  |  | 26.72 | 53.44 | 0 | 0 | 0 | 0 | 0 | 7.48 | 0.10709 | 0 | 53.44 | 53.44 | 1 | 0 | 0 | 0 | 0
|  |  |  | 27.12 | 54.24 | 0 | 0 | 0 | 0 | 0 | 7.48 | 0.10709 | 0 | 54.24 | 54.24 | 1 | 0 | 0 | 0 | 0
|  |  |  | 29.68 | 59.36 | 0 | 0 | 0 | 0 | 0 | 7.48 | 0.10709 | 0 | 59.36 | 59.36 | 1 | 0 | 0 | 0 | 0
|  |  |  | 30.24 | 60.48 | 0 | 0 | 0 | 0 | 0 | 7.48 | 0.10709 | 0 | 60.48 | 60.48 | 1 | 0 | 0 | 0 | 0
|  |  |  | 31.12 | 62.24 | 0 | 0 | 0 | 0 | 0 | 7.48 | 0.10709 | 0 | 62.24 | 62.24 | 1 | 0 | 0 | 0 | 0
|  |  |  | 31.68 | 63.36 | 0 | 0 | 0 | 0 | 0 | 7.48 | 0.10709 | 0 | 63.36 | 63.36 | 1 | 0 | 0 | 0 | 0
|  |  |  | 34.44 | 68.88 | 0 | 0 | 0 | 0 | 0 | 7.48 | 0.10709 | 0 | 68.88 | 68.88 | 1 | 0 | 0 | 0 | 0
|  |  |  | 35.32 | 70.64 | 0 | 0 | 0 | 0 | 0 | 7.48 | 0.10709 | 0 | 70.64 | 70.64 | 1 | 0 | 0 | 0 | 0
|  |  |  | 36.88 | 73.76 | 0 | 0 | 0 | 0 | 0 | 7.48 | 0.10709 | 0 | 73.76 | 73.76 | 1 | 0 | 0 | 0 | 0
|  |  |  | 34.92 | 69.84 | 0 | 0 | 0 | 0 | 0 | 7.48 | 0.10709 | 0 | 69.84 | 69.84 | 1 | 0 | 0 | 0 | 0
|  |  |  | 33.96 | 67.92 | 0 | 0 | 0 | 0 | 0 | 7.48 | 0.10709 | 0 | 67.92 | 67.92 | 1 | 0 | 0 | 0 | 0
|  |  |  | 35.32 | 70.64 | 0 | 0 | 0 | 0 | 0 | 7.48 | 0.10709 | 0 | 70.64 | 70.64 | 1 | 0 | 0 | 0 | 0
|  |  |  | 30.36 | 60.72 | 0 | 0 | 0 | 0 | 0 | 7.48 | 0.10709 | 0 | 60.72 | 60.72 | 1 | 0 | 0 | 0 | 0
|  |  |  | 27.88 | 55.76 | 0 | 0 | 0 | 0 | 0 | 7.48 | 0.10709 | 0 | 55.76 | 55.76 | 1 | 0 | 0 | 0 | 0
|  |  |  | 23.92 | 47.84 | 0 | 0 | 0 | 0 | 0 | 7.48 | 0.10709 | 0 | 47.84 | 47.84 | 1 | 0 | 0 | 0 | 0
|  |  |  | 25 | 50 | 0 | 0 | 0 | 0 | 0 | 7.48 | 0.10709 | 0 | 50 | 50 | 1 | 0 | 0 | 0 | 0
|  |  |  | 22.68 | 45.36 | 0 | 0 | 0 | 0 | 0 | 7.48 | 0.10709 | 0 | 45.36 | 45.36 | 1 | 0 | 0 | 0 | 0
|  |  |  | 17.44 | 34.88 | 0 | 0 | 0 | 0 | 0 | 7.48 | 0.10709 | 0 | 34.88 | 34.88 | 1 | 0 | 0 | 0 | 0
|  |  |  | 15.44 | 30.88 | 0 | 0 | 0 | 0 | 0 | 7.48 | 0.10709 | 0 | 30.88 | 30.88 | 1 | 0 | 0 | 0 | 0
|  |  |  | 15.28 | 30.56 | 0 | 0 | 0 | 0 | 0 | 7.48 | 0.10709 | 0 | 30.56 | 30.56 | 1 | 0 | 0 | 0 | 0
|  |  |  | 16.92 | 33.84 | 0 | 0 | 0 | 0 | 0 | 7.48 | 0.10709 | 0 | 33.84 | 33.84 | 1 | 0 | 0 | 0 | 0
|  |  |  | 19.84 | 39.68 | 0 | 0 | 0 | 0 | 0 | 7.48 | 0.10709 | 0 | 39.68 | 39.68 | 1 | 0 | 0 | 0 | 0
|  |  |  | 20.68 | 41.36 | 0 | 0 | 0 | 0 | 0 | 7.48 | 0.10709 | 0 | 41.36 | 41.36 | 1 | 0 | 0 | 0 | 0
|  |  |  | 21.92 | 43.84 | 0 | 0 | 0 | 0 | 0 | 7.48 | 0.10709 | 0 | 43.84 | 43.84 | 1 | 0 | 0 | 0 | 0
|  |  |  | 23.4 | 46.8 | 0 | 0 | 0 | 0 | 0 | 7.48 | 0.10709 | 0 | 46.8 | 46.8 | 1 | 0 | 0 | 0 | 0
|  |  |  | 26.64 | 53.28 | 0 | 0 | 0 | 0 | 0 | 7.48 | 0.10709 | 0 | 53.28 | 53.28 | 1 | 0 | 0 | 0 | 0
|  |  |  | 28.36 | 56.72 | 0 | 0 | 0 | 0 | 0 | 7.48 | 0.10709 | 0 | 56.72 | 56.72 | 1 | 0 | 0 | 0 | 0
|  |  |  | 31.8 | 63.6 | 0 | 0 | 0 | 0 | 0 | 7.48 | 0.10709 | 0 | 63.6 | 63.6 | 1 | 0 | 0 | 0 | 0
|  |  |  | 33.28 | 66.56 | 0 | 0 | 0 | 0 | 0 | 7.48 | 0.10709 | 0 | 66.56 | 66.56 | 1 | 0 | 0 | 0 | 0
|  |  |  | 34.2 | 68.4 | 0 | 0 | 0 | 0 | 0 | 7.48 | 0.10709 | 0 | 68.4 | 68.4 | 1 | 0 | 0 | 0 | 0
|  |  |  | 33.16 | 66.32 | 0 | 0 | 0 | 0 | 0 | 7.48 | 0.10709 | 0 | 66.32 | 66.32 | 1 | 0 | 0 | 0 | 0
|  |  |  | 37.88 | 75.76 | 0 | 0 | 0 | 0 | 0 | 7.48 | 0.10709 | 0 | 75.76 | 75.76 | 1 | 0 | 0 | 0 | 0
|  |  |  | 38.16 | 76.32 | 0 | 0 | 0 | 0 | 0 | 7.48 | 0.10709 | 0 | 76.32 | 76.32 | 1 | 0 | 0 | 0 | 0
|  |  |  | 30.4 | 60.8 | 0 | 0 | 0 | 0 | 0 | 7.48 | 0.10709 | 0 | 60.8 | 60.8 | 1 | 0 | 0 | 0 | 0
|  |  |  | 28.56 | 57.12 | 0 | 0 | 0 | 0 | 0 | 7.48 | 0.10709 | 0 | 57.12 | 57.12 | 1 | 0 | 0 | 0 | 0
|  |  |  | 30.24 | 60.48 | 0 | 0 | 0 | 0 | 0 | 7.48 | 0.10709 | 0 | 60.48 | 60.48 | 1 | 0 | 0 | 0 | 0
|  |  |  | 30.88 | 61.76 | 0 | 0 | 0 | 0 | 0 | 7.48 | 0.10709 | 0 | 61.76 | 61.76 | 1 | 0 | 0 | 0 | 0
|  |  |  | 26.56 | 53.12 | 0 | 0 | 0 | 0 | 0 | 7.48 | 0.10709 | 0 | 53.12 | 53.12 | 1 | 0 | 0 | 0 | 0
|  |  |  | 26.08 | 52.16 | 0 | 0 | 0 | 0 | 0 | 7.48 | 0.10709 | 0 | 52.16 | 52.16 | 1 | 0 | 0 | 0 | 0
|  |  |  | 24.6 | 49.2 | 0 | 0 | 0 | 0 | 0 | 7.48 | 0.10709 | 0 | 49.2 | 49.2 | 1 | 0 | 0 | 0 | 0
|  |  |  | 23.52 | 47.04 | 0 | 0 | 0 | 0 | 0 | 7.48 | 0.10709 | 0 | 47.04 | 47.04 | 1 | 0 | 0 | 0 | 0
|  |  |  | 17.56 | 35.12 | 0 | 0 | 0 | 0 | 0 | 7.48 | 0.10709 | 0 | 35.12 | 35.12 | 1 | 0 | 0 | 0 | 0
|  |  |  | 15.28 | 30.56 | 0 | 0 | 0 | 0 | 0 | 7.48 | 0.10709 | 0 | 30.56 | 30.56 | 1 | 0 | 0 | 0 | 0
|  |  |  | 15.04 | 30.08 | 0 | 0 | 0 | 0 | 0 | 7.48 | 0.10709 | 0 | 30.08 | 30.08 | 1 | 0 | 0 | 0 | 0
|  |  |  | 16.08 | 32.16 | 0 | 0 | 0 | 0 | 0 | 7.48 | 0.10709 | 0 | 32.16 | 32.16 | 1 | 0 | 0 | 0 | 0
|  |  |  | 19.44 | 38.88 | 0 | 0 | 0 | 0 | 0 | 7.48 | 0.10709 | 0 | 38.88 | 38.88 | 1 | 0 | 0 | 0 | 0
|  |  |  | 20.64 | 41.28 | 0 | 0 | 0 | 0 | 0 | 7.48 | 0.10709 | 0 | 41.28 | 41.28 | 1 | 0 | 0 | 0 | 0
|  |  |  | 18.2 | 36.4 | 0 | 0 | 0 | 0 | 0 | 7.48 | 0.10709 | 0 | 36.4 | 36.4 | 1 | 0 | 0 | 0 | 0
|  |  |  | 23.36 | 46.72 | 0 | 0 | 0 | 0 | 0 | 7.48 | 0.10709 | 0 | 46.72 | 46.72 | 1 | 0 | 0 | 0 | 0
|  |  |  | 25.32 | 50.64 | 0 | 0 | 0 | 0 | 0 | 7.48 | 0.10709 | 0 | 50.64 | 50.64 | 1 | 0 | 0 | 0 | 0
|  |  |  | 28.48 | 56.96 | 0 | 0 | 0 | 0 | 0 | 7.48 | 0.10709 | 0 | 56.96 | 56.96 | 1 | 0 | 0 | 0 | 0
|  |  |  | 31.08 | 62.16 | 0 | 0 | 0 | 0 | 0 | 7.48 | 0.10709 | 0 | 62.16 | 62.16 | 1 | 0 | 0 | 0 | 0
|  |  |  | 35.16 | 70.32 | 0 | 0 | 0 | 0 | 0 | 7.48 | 0.12502 | 0 | 70.32 | 70.32 | 1 | 0 | 0 | 0 | 0
|  |  |  | 32.6 | 65.2 | 0 | 0 | 0 | 0 | 0 | 7.48 | 0.12502 | 0 | 65.2 | 65.2 | 1 | 0 | 0 | 0 | 0
|  |  |  | 39.84 | 79.68 | 0 | 0 | 0 | 0 | 0 | 7.48 | 0.12502 | 0 | 79.68 | 79.68 | 1 | 0 | 0 | 0 | 0
|  |  |  | 39.72 | 79.44 | 0 | 0 | 0 | 0 | 0 | 12.23 | 0.12502 | 0 | 79.44 | 79.44 | 1 | 0 | 0 | 0 | 0
|  |  |  | 40.72 | 81.44 | 0 | 0 | 0 | 0 | 0 | 12.23 | 0.12502 | 0 | 81.44 | 81.44 | 1 | 0 | 0 | 0 | 0
|  |  |  | 40.32 | 80.64 | 0 | 0 | 0 | 0 | 0 | 12.23 | 0.12502 | 0 | 80.64 | 80.64 | 1 | 0 | 0 | 0 | 0
|  |  |  | 37.88 | 75.76 | 0 | 0 | 0 | 0 | 0 | 12.23 | 0.12502 | 0 | 75.76 | 75.76 | 1 | 0 | 0 | 0 | 0
|  |  |  | 34.64 | 69.28 | 0 | 0 | 0 | 0 | 0 | 7.48 | 0.12502 | 0 | 69.28 | 69.28 | 1 | 0 | 0 | 0 | 0
|  |  |  | 30.8 | 61.6 | 0 | 0 | 0 | 0 | 0 | 7.48 | 0.12502 | 0 | 61.6 | 61.6 | 1 | 0 | 0 | 0 | 0
|  |  |  | 31.68 | 63.36 | 0 | 0 | 0 | 0 | 0 | 7.48 | 0.12502 | 0 | 63.36 | 60.682 | 0.2 | 0 | 2.678 | 0 | 0
|  |  |  | 28.72 | 57.44 | 0 | 0 | 0 | 0 | 0 | 7.48 | 0.10709 | 2.678 | 57.44 | 57.44 | 0.91885 | 0 | 0 | 0 | 0
|  |  |  | 28.16 | 56.32 | 0 | 0 | 0 | 0 | 0 | 7.48 | 0.10709 | 0.302 | 56.32 | 56.32 | 1 | 0 | 0 | 0 | 0
|  |  |  | 25.44 | 50.88 | 0 | 0 | 0 | 0 | 0 | 7.48 | 0.10709 | 0 | 50.88 | 50.88 | 1 | 0 | 0 | 0 | 0
|  |  |  | 18 | 36 | 0 | 0 | 0 | 0 | 0 | 7.48 | 0.10709 | 0 | 36 | 36 | 1 | 0 | 0 | 0 | 0
|  |  |  | 16.48 | 32.96 | 0 | 0 | 0 | 0 | 0 | 7.48 | 0.10709 | 0 | 32.96 | 32.96 | 1 | 0 | 0 | 0 | 0
|  |  |  | 16.32 | 32.64 | 0 | 0 | 0 | 0 | 0 | 7.48 | 0.10709 | 0 | 32.64 | 32.64 | 1 | 0 | 0 | 0 | 0
|  |  |  | 16.76 | 33.52 | 0 | 0 | 0 | 0 | 0 | 7.48 | 0.10709 | 0 | 33.52 | 33.52 | 1 | 0 | 0 | 0 | 0
|  |  |  | 20.08 | 40.16 | 0 | 0 | 0 | 0 | 0 | 7.48 | 0.10709 | 0 | 40.16 | 40.16 | 1 | 0 | 0 | 0 | 0
|  |  |  | 20.44 | 40.88 | 0 | 0 | 0 | 0 | 0 | 7.48 | 0.10709 | 0 | 40.88 | 40.88 | 1 | 0 | 0 | 0 | 0
|  |  |  | 17.64 | 35.28 | 0 | 0 | 0 | 0 | 0 | 7.48 | 0.10709 | 0 | 35.28 | 35.28 | 1 | 0 | 0 | 0 | 0
|  |  |  | 24.44 | 48.88 | 0 | 0 | 0 | 0 | 0 | 7.48 | 0.10709 | 0 | 48.88 | 48.88 | 1 | 0 | 0 | 0 | 0
|  |  |  | 26.52 | 53.04 | 0 | 0 | 0 | 0 | 0 | 7.48 | 0.10709 | 0 | 53.04 | 53.04 | 1 | 0 | 0 | 0 | 0
|  |  |  | 29.24 | 58.48 | 0 | 0 | 0 | 0 | 0 | 7.48 | 0.10709 | 0 | 58.48 | 58.48 | 1 | 0 | 0 | 0 | 0
|  |  |  | 29.36 | 58.72 | 0 | 0 | 0 | 0 | 0 | 7.48 | 0.10709 | 0 | 58.72 | 58.72 | 1 | 0 | 0 | 0 | 0
|  |  |  | 33.24 | 66.48 | 0 | 0 | 0 | 0 | 0 | 7.48 | 0.12502 | 0 | 66.48 | 66.48 | 1 | 0 | 0 | 0 | 0
|  |  |  | 34.48 | 68.96 | 0 | 0 | 0 | 0 | 0 | 7.48 | 0.12502 | 0 | 68.96 | 68.96 | 1 | 0 | 0 | 0 | 0
|  |  |  | 35.12 | 70.24 | 0 | 0 | 0 | 0 | 0 | 7.48 | 0.12502 | 0 | 70.24 | 70.24 | 1 | 0 | 0 | 0 | 0
|  |  |  | 40.08 | 80.16 | 0 | 0 | 0 | 0 | 0 | 12.23 | 0.12502 | 0 | 80.16 | 80.16 | 1 | 0 | 0 | 0 | 0
|  |  |  | 41.92 | 83.84 | 0 | 0 | 0 | 0 | 0 | 12.23 | 0.12502 | 0 | 83.84 | 83.84 | 1 | 0 | 0 | 0 | 0
|  |  |  | 42.2 | 84.4 | 0 | 0 | 0 | 0 | 0 | 12.23 | 0.12502 | 0 | 84.4 | 84.4 | 1 | 0 | 0 | 0 | 0
|  |  |  | 41.52 | 83.04 | 0 | 0 | 0 | 0 | 0 | 12.23 | 0.12502 | 0 | 83.04 | 83.04 | 1 | 0 | 0 | 0 | 0
|  |  |  | 36.44 | 72.88 | 0 | 0 | 0 | 0 | 0 | 7.48 | 0.12502 | 0 | 72.88 | 72.88 | 1 | 0 | 0 | 0 | 0
|  |  |  | 31.52 | 63.04 | 0 | 0 | 0 | 0 | 0 | 7.48 | 0.12502 | 0 | 63.04 | 63.04 | 1 | 0 | 0 | 0 | 0
|  |  |  | 24.2 | 48.4 | 0 | 0 | 0 | 0 | 0 | 7.48 | 0.12502 | 0 | 48.4 | 45.722 | 0.2 | 0 | 2.678 | 0 | 0
|  |  |  | 24.12 | 48.24 | 0 | 0 | 0 | 0 | 0 | 7.48 | 0.10709 | 2.678 | 48.24 | 48.24 | 0.91885 | 0 | 0 | 0 | 0
|  |  |  | 24.36 | 48.72 | 0 | 0 | 0 | 0 | 0 | 7.48 | 0.10709 | 0.302 | 48.72 | 48.72 | 1 | 0 | 0 | 0 | 0
|  |  |  | 21.44 | 42.88 | 0 | 0 | 0 | 0 | 0 | 7.48 | 0.10709 | 0 | 42.88 | 42.88 | 1 | 0 | 0 | 0 | 0
|  |  |  | 15.12 | 30.24 | 0 | 0 | 0 | 0 | 0 | 7.48 | 0.10709 | 0 | 30.24 | 30.24 | 1 | 0 | 0 | 0 | 0
|  |  |  | 12.2 | 24.4 | 0 | 0 | 0 | 0 | 0 | 7.48 | 0.10709 | 0 | 24.4 | 24.4 | 1 | 0 | 0 | 0 | 0
|  |  |  | 13.68 | 27.36 | 0 | 0 | 0 | 0 | 0 | 7.48 | 0.10709 | 0 | 27.36 | 27.36 | 1 | 0 | 0 | 0 | 0
|  |  |  | 12.52 | 25.04 | 0 | 0 | 0 | 0 | 0 | 7.48 | 0.10709 | 0 | 25.04 | 25.04 | 1 | 0 | 0 | 0 | 0
|  |  |  | 15.64 | 31.28 | 0 | 0 | 0 | 0 | 0 | 7.48 | 0.10709 | 0 | 31.28 | 31.28 | 1 | 0 | 0 | 0 | 0
|  |  |  | 15.64 | 31.28 | 0 | 0 | 0 | 0 | 0 | 7.48 | 0.10709 | 0 | 31.28 | 31.28 | 1 | 0 | 0 | 0 | 0
|  |  |  | 16.36 | 32.72 | 0 | 0 | 0 | 0 | 0 | 7.48 | 0.10709 | 0 | 32.72 | 32.72 | 1 | 0 | 0 | 0 | 0
|  |  |  | 16.84 | 33.68 | 0 | 0 | 0 | 0 | 0 | 7.48 | 0.10709 | 0 | 33.68 | 33.68 | 1 | 0 | 0 | 0 | 0
|  |  |  | 22.84 | 45.68 | 0 | 0 | 0 | 0 | 0 | 7.48 | 0.10709 | 0 | 45.68 | 45.68 | 1 | 0 | 0 | 0 | 0
|  |  |  | 24.6 | 49.2 | 0 | 0 | 0 | 0 | 0 | 7.48 | 0.10709 | 0 | 49.2 | 49.2 | 1 | 0 | 0 | 0 | 0
|  |  |  | 26.4 | 52.8 | 0 | 0 | 0 | 0 | 0 | 7.48 | 0.10709 | 0 | 52.8 | 52.8 | 1 | 0 | 0 | 0 | 0
|  |  |  | 27.48 | 54.96 | 0 | 0 | 0 | 0 | 0 | 7.48 | 0.12502 | 0 | 54.96 | 54.96 | 1 | 0 | 0 | 0 | 0
|  |  |  | 30.84 | 61.68 | 0 | 0 | 0 | 0 | 0 | 7.48 | 0.12502 | 0 | 61.68 | 61.68 | 1 | 0 | 0 | 0 | 0
|  |  |  | 40.08 | 80.16 | 0 | 0 | 0 | 0 | 0 | 7.48 | 0.12502 | 0 | 80.16 | 80.16 | 1 | 0 | 0 | 0 | 0
|  |  |  | 40.16 | 80.32 | 0 | 0 | 0 | 0 | 0 | 12.23 | 0.12502 | 0 | 80.32 | 80.32 | 1 | 0 | 0 | 0 | 0
|  |  |  | 43.6 | 87.2 | 0 | 0 | 0 | 0 | 0 | 12.23 | 0.12502 | 0 | 87.2 | 87.2 | 1 | 0 | 0 | 0 | 0
|  |  |  | 43.52 | 87.04 | 0 | 0 | 0 | 0 | 0 | 12.23 | 0.12502 | 0 | 87.04 | 87.04 | 1 | 0 | 0 | 0 | 0
|  |  |  | 43.96 | 87.92 | 0 | 0 | 0 | 0 | 0 | 12.23 | 0.12502 | 0 | 87.92 | 87.92 | 1 | 0 | 0 | 0 | 0
|  |  |  | 39.12 | 78.24 | 0 | 0 | 0 | 0 | 0 | 7.48 | 0.12502 | 0 | 78.24 | 78.24 | 1 | 0 | 0 | 0 | 0
|  |  |  | 23.36 | 46.72 | 0 | 0 | 0 | 0 | 0 | 7.48 | 0.12502 | 0 | 46.72 | 46.72 | 1 | 0 | 0 | 0 | 0
|  |  |  | 22.36 | 44.72 | 0 | 0 | 0 | 0 | 0 | 7.48 | 0.12502 | 0 | 44.72 | 42.042 | 0.2 | 0 | 2.678 | 0 | 0
|  |  |  | 23.36 | 46.72 | 0 | 0 | 0 | 0 | 0 | 7.48 | 0.10709 | 2.678 | 46.72 | 46.72 | 0.91885 | 0 | 0 | 0 | 0
|  |  |  | 23.12 | 46.24 | 0 | 0 | 0 | 0 | 0 | 7.48 | 0.10709 | 0.302 | 46.24 | 46.24 | 1 | 0 | 0 | 0 | 0
|  |  |  | 21.6 | 43.2 | 0 | 0 | 0 | 0 | 0 | 7.48 | 0.10709 | 0 | 43.2 | 43.2 | 1 | 0 | 0 | 0 | 0
|  |  |  | 18.4 | 36.8 | 0 | 0 | 0 | 0 | 0 | 7.48 | 0.10709 | 0 | 36.8 | 36.8 | 1 | 0 | 0 | 0 | 0
|  |  |  | 16.08 | 32.16 | 0 | 0 | 0 | 0 | 0 | 7.48 | 0.10709 | 0 | 32.16 | 32.16 | 1 | 0 | 0 | 0 | 0
|  |  |  | 12.08 | 24.16 | 0 | 0 | 0 | 0 | 0 | 7.48 | 0.10709 | 0 | 24.16 | 24.16 | 1 | 0 | 0 | 0 | 0
|  |  |  | 11.8 | 23.6 | 0 | 0 | 0 | 0 | 0 | 7.48 | 0.10709 | 0 | 23.6 | 23.6 | 1 | 0 | 0 | 0 | 0
|  |  |  | 14.76 | 29.52 | 0 | 0 | 0 | 0 | 0 | 7.48 | 0.10709 | 0 | 29.52 | 29.52 | 1 | 0 | 0 | 0 | 0
|  |  |  | 16.72 | 33.44 | 0 | 0 | 0 | 0 | 0 | 7.48 | 0.10709 | 0 | 33.44 | 33.44 | 1 | 0 | 0 | 0 | 0
|  |  |  | 17.32 | 34.64 | 0 | 0 | 0 | 0 | 0 | 7.48 | 0.10709 | 0 | 34.64 | 34.64 | 1 | 0 | 0 | 0 | 0
|  |  |  | 16.92 | 33.84 | 0 | 0 | 0 | 0 | 0 | 7.48 | 0.10709 | 0 | 33.84 | 33.84 | 1 | 0 | 0 | 0 | 0
|  |  |  | 17.36 | 34.72 | 0 | 0 | 0 | 0 | 0 | 7.48 | 0.10709 | 0 | 34.72 | 34.72 | 1 | 0 | 0 | 0 | 0
|  |  |  | 24.04 | 48.08 | 0 | 0 | 0 | 0 | 0 | 7.48 | 0.10709 | 0 | 48.08 | 48.08 | 1 | 0 | 0 | 0 | 0
|  |  |  | 24.2 | 48.4 | 0 | 0 | 0 | 0 | 0 | 7.48 | 0.10709 | 0 | 48.4 | 48.4 | 1 | 0 | 0 | 0 | 0
|  |  |  | 24.56 | 49.12 | 0 | 0 | 0 | 0 | 0 | 7.48 | 0.12502 | 0 | 49.12 | 49.12 | 1 | 0 | 0 | 0 | 0
|  |  |  | 23.84 | 47.68 | 0 | 0 | 0 | 0 | 0 | 7.48 | 0.12502 | 0 | 47.68 | 47.68 | 1 | 0 | 0 | 0 | 0
|  |  |  | 24.16 | 48.32 | 0 | 0 | 0 | 0 | 0 | 7.48 | 0.12502 | 0 | 48.32 | 48.32 | 1 | 0 | 0 | 0 | 0
|  |  |  | 25.88 | 51.76 | 0 | 0 | 0 | 0 | 0 | 12.23 | 0.12502 | 0 | 51.76 | 51.76 | 1 | 0 | 0 | 0 | 0
|  |  |  | 27.56 | 55.12 | 0 | 0 | 0 | 0 | 0 | 12.23 | 0.12502 | 0 | 55.12 | 55.12 | 1 | 0 | 0 | 0 | 0
|  |  |  | 25.28 | 50.56 | 0 | 0 | 0 | 0 | 0 | 12.23 | 0.12502 | 0 | 50.56 | 50.56 | 1 | 0 | 0 | 0 | 0
|  |  |  | 23.44 | 46.88 | 0 | 0 | 0 | 0 | 0 | 12.23 | 0.12502 | 0 | 46.88 | 46.88 | 1 | 0 | 0 | 0 | 0
|  |  |  | 23.8 | 47.6 | 0 | 0 | 0 | 0 | 0 | 7.48 | 0.12502 | 0 | 47.6 | 47.6 | 1 | 0 | 0 | 0 | 0
|  |  |  | 22.8 | 45.6 | 0 | 0 | 0 | 0 | 0 | 7.48 | 0.12502 | 0 | 45.6 | 45.6 | 1 | 0 | 0 | 0 | 0
|  |  |  | 19.96 | 39.92 | 0 | 0 | 0 | 0 | 0 | 7.48 | 0.12502 | 0 | 39.92 | 37.242 | 0.2 | 0 | 2.678 | 0 | 0
|  |  |  | 17.96 | 35.92 | 0 | 0 | 0 | 0 | 0 | 7.48 | 0.10709 | 2.678 | 35.92 | 35.92 | 0.91885 | 0 | 0 | 0 | 0
|  |  |  | 19.16 | 38.32 | 0 | 0 | 0 | 0 | 0 | 7.48 | 0.10709 | 0.302 | 38.32 | 38.32 | 1 | 0 | 0 | 0 | 0
|  |  |  | 19.52 | 39.04 | 0 | 0 | 0 | 0 | 0 | 7.48 | 0.10709 | 0 | 39.04 | 39.04 | 1 | 0 | 0 | 0 | 0
|  |  |  | 12.16 | 24.32 | 0 | 0 | 0 | 0 | 0 | 7.48 | 0.10709 | 0 | 24.32 | 24.32 | 1 | 0 | 0 | 0 | 0
|  |  |  | 10.52 | 21.04 | 0 | 0 | 0 | 0 | 0 | 7.48 | 0.10709 | 0 | 21.04 | 21.04 | 1 | 0 | 0 | 0 | 0
|  |  |  | 10.2 | 20.4 | 0 | 0 | 0 | 0 | 0 | 7.48 | 0.10709 | 0 | 20.4 | 20.4 | 1 | 0 | 0 | 0 | 0
|  |  |  | 11.44 | 22.88 | 0 | 0 | 0 | 0 | 0 | 7.48 | 0.10709 | 0 | 22.88 | 22.88 | 1 | 0 | 0 | 0 | 0
|  |  |  | 14.8 | 29.6 | 0 | 0 | 0 | 0 | 0 | 7.48 | 0.10709 | 0 | 29.6 | 29.6 | 1 | 0 | 0 | 0 | 0
|  |  |  | 15.84 | 31.68 | 0 | 0 | 0 | 0 | 0 | 7.48 | 0.10709 | 0 | 31.68 | 31.68 | 1 | 0 | 0 | 0 | 0
|  |  |  | 15.72 | 31.44 | 0 | 0 | 0 | 0 | 0 | 7.48 | 0.10709 | 0 | 31.44 | 31.44 | 1 | 0 | 0 | 0 | 0
|  |  |  | 22.92 | 45.84 | 0 | 0 | 0 | 0 | 0 | 7.48 | 0.10709 | 0 | 45.84 | 45.84 | 1 | 0 | 0 | 0 | 0
|  |  |  | 24.32 | 48.64 | 0 | 0 | 0 | 0 | 0 | 7.48 | 0.10709 | 0 | 48.64 | 48.64 | 1 | 0 | 0 | 0 | 0
|  |  |  | 29.16 | 58.32 | 0 | 0 | 0 | 0 | 0 | 7.48 | 0.10709 | 0 | 58.32 | 58.32 | 1 | 0 | 0 | 0 | 0
|  |  |  | 30.36 | 60.72 | 0 | 0 | 0 | 0 | 0 | 7.48 | 0.10709 | 0 | 60.72 | 60.72 | 1 | 0 | 0 | 0 | 0
|  |  |  | 32.92 | 65.84 | 0 | 0 | 0 | 0 | 0 | 7.48 | 0.12502 | 0 | 65.84 | 65.84 | 1 | 0 | 0 | 0 | 0
|  |  |  | 36.28 | 72.56 | 0 | 0 | 0 | 0 | 0 | 7.48 | 0.12502 | 0 | 72.56 | 72.56 | 1 | 0 | 0 | 0 | 0
|  |  |  | 32.24 | 64.48 | 0 | 0 | 0 | 0 | 0 | 7.48 | 0.12502 | 0 | 64.48 | 64.48 | 1 | 0 | 0 | 0 | 0
|  |  |  | 28.32 | 56.64 | 0 | 0 | 0 | 0 | 0 | 12.23 | 0.12502 | 0 | 56.64 | 56.64 | 1 | 0 | 0 | 0 | 0
|  |  |  | 28.32 | 56.64 | 0 | 0 | 0 | 0 | 0 | 12.23 | 0.12502 | 0 | 56.64 | 56.64 | 1 | 0 | 0 | 0 | 0
|  |  |  | 29.2 | 58.4 | 0 | 0 | 0 | 0 | 0 | 12.23 | 0.12502 | 0 | 58.4 | 58.4 | 1 | 0 | 0 | 0 | 0
|  |  |  | 28.68 | 57.36 | 0 | 0 | 0 | 0 | 0 | 12.23 | 0.12502 | 0 | 57.36 | 57.36 | 1 | 0 | 0 | 0 | 0
|  |  |  | 26.48 | 52.96 | 0 | 0 | 0 | 0 | 0 | 7.48 | 0.12502 | 0 | 52.96 | 52.96 | 1 | 0 | 0 | 0 | 0
|  |  |  | 29 | 58 | 0 | 0 | 0 | 0 | 0 | 7.48 | 0.12502 | 0 | 58 | 58 | 1 | 0 | 0 | 0 | 0
|  |  |  | 30 | 60 | 0 | 0 | 0 | 0 | 0 | 7.48 | 0.12502 | 0 | 60 | 57.322 | 0.2 | 0 | 2.678 | 0 | 0
|  |  |  | 28 | 56 | 0 | 0 | 0 | 0 | 0 | 7.48 | 0.10709 | 2.678 | 56 | 56 | 0.91885 | 0 | 0 | 0 | 0
|  |  |  | 26.36 | 52.72 | 0 | 0 | 0 | 0 | 0 | 7.48 | 0.10709 | 0.302 | 52.72 | 52.72 | 1 | 0 | 0 | 0 | 0
|  |  |  | 22.24 | 44.48 | 0 | 0 | 0 | 0 | 0 | 7.48 | 0.10709 | 0 | 44.48 | 44.48 | 1 | 0 | 0 | 0 | 0
|  |  |  | 13.04 | 26.08 | 0 | 0 | 0 | 0 | 0 | 7.48 | 0.10709 | 0 | 26.08 | 26.08 | 1 | 0 | 0 | 0 | 0
|  |  |  | 10.28 | 20.56 | 0 | 0 | 0 | 0 | 0 | 7.48 | 0.10709 | 0 | 20.56 | 20.56 | 1 | 0 | 0 | 0 | 0
|  |  |  | 11 | 22 | 0 | 0 | 0 | 0 | 0 | 7.48 | 0.10709 | 0 | 22 | 22 | 1 | 0 | 0 | 0 | 0
|  |  |  | 12.6 | 25.2 | 0 | 0 | 0 | 0 | 0 | 7.48 | 0.10709 | 0 | 25.2 | 25.2 | 1 | 0 | 0 | 0 | 0
|  |  |  | 15.4 | 30.8 | 0 | 0 | 0 | 0 | 0 | 7.48 | 0.10709 | 0 | 30.8 | 30.8 | 1 | 0 | 0 | 0 | 0
|  |  |  | 16.72 | 33.44 | 0 | 0 | 0 | 0 | 0 | 7.48 | 0.10709 | 0 | 33.44 | 33.44 | 1 | 0 | 0 | 0 | 0
|  |  |  | 18.6 | 37.2 | 0 | 0 | 0 | 0 | 0 | 7.48 | 0.10709 | 0 | 37.2 | 37.2 | 1 | 0 | 0 | 0 | 0
|  |  |  | 24.4 | 48.8 | 0 | 0 | 0 | 0 | 0 | 7.48 | 0.10709 | 0 | 48.8 | 48.8 | 1 | 0 | 0 | 0 | 0
|  |  |  | 26.84 | 53.68 | 0 | 0 | 0 | 0 | 0 | 7.48 | 0.10709 | 0 | 53.68 | 53.68 | 1 | 0 | 0 | 0 | 0
|  |  |  | 28.28 | 56.56 | 0 | 0 | 0 | 0 | 0 | 7.48 | 0.10709 | 0 | 56.56 | 56.56 | 1 | 0 | 0 | 0 | 0
|  |  |  | 29.4 | 58.8 | 0 | 0 | 0 | 0 | 0 | 7.48 | 0.10709 | 0 | 58.8 | 58.8 | 1 | 0 | 0 | 0 | 0
|  |  |  | 34 | 68 | 0 | 0 | 0 | 0 | 0 | 7.48 | 0.10709 | 0 | 68 | 68 | 1 | 0 | 0 | 0 | 0
|  |  |  | 32.52 | 65.04 | 0 | 0 | 0 | 0 | 0 | 7.48 | 0.10709 | 0 | 65.04 | 65.04 | 1 | 0 | 0 | 0 | 0
|  |  |  | 30.48 | 60.96 | 0 | 0 | 0 | 0 | 0 | 7.48 | 0.10709 | 0 | 60.96 | 60.96 | 1 | 0 | 0 | 0 | 0
|  |  |  | 33.44 | 66.88 | 0 | 0 | 0 | 0 | 0 | 7.48 | 0.10709 | 0 | 66.88 | 66.88 | 1 | 0 | 0 | 0 | 0
|  |  |  | 34.2 | 68.4 | 0 | 0 | 0 | 0 | 0 | 7.48 | 0.10709 | 0 | 68.4 | 68.4 | 1 | 0 | 0 | 0 | 0
|  |  |  | 36.36 | 72.72 | 0 | 0 | 0 | 0 | 0 | 7.48 | 0.10709 | 0 | 72.72 | 72.72 | 1 | 0 | 0 | 0 | 0
|  |  |  | 36.24 | 72.48 | 0 | 0 | 0 | 0 | 0 | 7.48 | 0.10709 | 0 | 72.48 | 72.48 | 1 | 0 | 0 | 0 | 0
|  |  |  | 29.76 | 59.52 | 0 | 0 | 0 | 0 | 0 | 7.48 | 0.10709 | 0 | 59.52 | 59.52 | 1 | 0 | 0 | 0 | 0
|  |  |  | 27.04 | 54.08 | 0 | 0 | 0 | 0 | 0 | 7.48 | 0.10709 | 0 | 54.08 | 54.08 | 1 | 0 | 0 | 0 | 0
|  |  |  | 27.04 | 54.08 | 0 | 0 | 0 | 0 | 0 | 7.48 | 0.10709 | 0 | 54.08 | 54.08 | 1 | 0 | 0 | 0 | 0
|  |  |  | 26.12 | 52.24 | 0 | 0 | 0 | 0 | 0 | 7.48 | 0.10709 | 0 | 52.24 | 52.24 | 1 | 0 | 0 | 0 | 0
|  |  |  | 24.4 | 48.8 | 0 | 0 | 0 | 0 | 0 | 7.48 | 0.10709 | 0 | 48.8 | 48.8 | 1 | 0 | 0 | 0 | 0
|  |  |  | 19.16 | 38.32 | 0 | 0 | 0 | 0 | 0 | 7.48 | 0.10709 | 0 | 38.32 | 38.32 | 1 | 0 | 0 | 0 | 0
|  |  |  | 12.28 | 24.56 | 0 | 0 | 0 | 0 | 0 | 7.48 | 0.10709 | 0 | 24.56 | 24.56 | 1 | 0 | 0 | 0 | 0
|  |  |  | 14.28 | 28.56 | 0 | 0 | 0 | 0 | 0 | 7.48 | 0.10709 | 0 | 28.56 | 28.56 | 1 | 0 | 0 | 0 | 0
|  |  |  | 15.68 | 31.36 | 0 | 0 | 0 | 0 | 0 | 7.48 | 0.10709 | 0 | 31.36 | 31.36 | 1 | 0 | 0 | 0 | 0
|  |  |  | 16.72 | 33.44 | 0 | 0 | 0 | 0 | 0 | 7.48 | 0.10709 | 0 | 33.44 | 33.44 | 1 | 0 | 0 | 0 | 0
|  |  |  | 17.12 | 34.24 | 0 | 0 | 0 | 0 | 0 | 7.48 | 0.10709 | 0 | 34.24 | 34.24 | 1 | 0 | 0 | 0 | 0
|  |  |  | 16.36 | 32.72 | 0 | 0 | 0 | 0 | 0 | 7.48 | 0.10709 | 0 | 32.72 | 32.72 | 1 | 0 | 0 | 0 | 0
|  |  |  | 16.72 | 33.44 | 0 | 0 | 0 | 0 | 0 | 7.48 | 0.10709 | 0 | 33.44 | 33.44 | 1 | 0 | 0 | 0 | 0
|  |  |  | 23.72 | 47.44 | 0 | 0 | 0 | 0 | 0 | 7.48 | 0.10709 | 0 | 47.44 | 47.44 | 1 | 0 | 0 | 0 | 0
|  |  |  | 27.68 | 55.36 | 0 | 0 | 0 | 0 | 0 | 7.48 | 0.10709 | 0 | 55.36 | 55.36 | 1 | 0 | 0 | 0 | 0
|  |  |  | 27.56 | 55.12 | 0 | 0 | 0 | 0 | 0 | 7.48 | 0.10709 | 0 | 55.12 | 55.12 | 1 | 0 | 0 | 0 | 0
|  |  |  | 29.28 | 58.56 | 0 | 0 | 0 | 0 | 0 | 7.48 | 0.10709 | 0 | 58.56 | 58.56 | 1 | 0 | 0 | 0 | 0
|  |  |  | 31.4 | 62.8 | 0 | 0 | 0 | 0 | 0 | 7.48 | 0.10709 | 0 | 62.8 | 62.8 | 1 | 0 | 0 | 0 | 0
|  |  |  | 32.8 | 65.6 | 0 | 0 | 0 | 0 | 0 | 7.48 | 0.10709 | 0 | 65.6 | 65.6 | 1 | 0 | 0 | 0 | 0
|  |  |  | 31 | 62 | 0 | 0 | 0 | 0 | 0 | 7.48 | 0.10709 | 0 | 62 | 62 | 1 | 0 | 0 | 0 | 0
|  |  |  | 28.88 | 57.76 | 0 | 0 | 0 | 0 | 0 | 7.48 | 0.10709 | 0 | 57.76 | 57.76 | 1 | 0 | 0 | 0 | 0
|  |  |  | 28.48 | 56.96 | 0 | 0 | 0 | 0 | 0 | 7.48 | 0.10709 | 0 | 56.96 | 56.96 | 1 | 0 | 0 | 0 | 0
|  |  |  | 27.04 | 54.08 | 0 | 0 | 0 | 0 | 0 | 7.48 | 0.10709 | 0 | 54.08 | 54.08 | 1 | 0 | 0 | 0 | 0
|  |  |  | 28.44 | 56.88 | 0 | 0 | 0 | 0 | 0 | 7.48 | 0.10709 | 0 | 56.88 | 56.88 | 1 | 0 | 0 | 0 | 0
|  |  |  | 27.12 | 54.24 | 0 | 0 | 0 | 0 | 0 | 7.48 | 0.10709 | 0 | 54.24 | 54.24 | 1 | 0 | 0 | 0 | 0
|  |  |  | 27.84 | 55.68 | 0 | 0 | 0 | 0 | 0 | 7.48 | 0.10709 | 0 | 55.68 | 55.68 | 1 | 0 | 0 | 0 | 0
|  |  |  | 26.4 | 52.8 | 0 | 0 | 0 | 0 | 0 | 7.48 | 0.10709 | 0 | 52.8 | 52.8 | 1 | 0 | 0 | 0 | 0
|  |  |  | 26 | 52 | 0 | 0 | 0 | 0 | 0 | 7.48 | 0.10709 | 0 | 52 | 52 | 1 | 0 | 0 | 0 | 0
|  |  |  | 25.84 | 51.68 | 0 | 0 | 0 | 0 | 0 | 7.48 | 0.10709 | 0 | 51.68 | 51.68 | 1 | 0 | 0 | 0 | 0
|  |  |  | 23.24 | 46.48 | 0 | 0 | 0 | 0 | 0 | 7.48 | 0.10709 | 0 | 46.48 | 46.48 | 1 | 0 | 0 | 0 | 0
|  |  |  | 16.96 | 33.92 | 0 | 0 | 0 | 0 | 0 | 7.48 | 0.10709 | 0 | 33.92 | 33.92 | 1 | 0 | 0 | 0 | 0
|  |  |  | 15.12 | 30.24 | 0 | 0 | 0 | 0 | 0 | 7.48 | 0.10709 | 0 | 30.24 | 30.24 | 1 | 0 | 0 | 0 | 0
|  |  |  | 10.52 | 21.04 | 0 | 0 | 0 | 0 | 0 | 7.48 | 0.10709 | 0 | 21.04 | 21.04 | 1 | 0 | 0 | 0 | 0
|  |  |  | 12.16 | 24.32 | 0 | 0 | 0 | 0 | 0 | 7.48 | 0.10709 | 0 | 24.32 | 24.32 | 1 | 0 | 0 | 0 | 0
|  |  |  | 14.28 | 28.56 | 0 | 0 | 0 | 0 | 0 | 7.48 | 0.10709 | 0 | 28.56 | 28.56 | 1 | 0 | 0 | 0 | 0
|  |  |  | 15.16 | 30.32 | 0 | 0 | 0 | 0 | 0 | 7.48 | 0.10709 | 0 | 30.32 | 30.32 | 1 | 0 | 0 | 0 | 0
|  |  |  | 15.92 | 31.84 | 0 | 0 | 0 | 0 | 0 | 7.48 | 0.10709 | 0 | 31.84 | 31.84 | 1 | 0 | 0 | 0 | 0
|  |  |  | 22.44 | 44.88 | 0 | 0 | 0 | 0 | 0 | 7.48 | 0.10709 | 0 | 44.88 | 44.88 | 1 | 0 | 0 | 0 | 0
|  |  |  | 25.64 | 51.28 | 0 | 0 | 0 | 0 | 0 | 7.48 | 0.10709 | 0 | 51.28 | 51.28 | 1 | 0 | 0 | 0 | 0
|  |  |  | 28.56 | 57.12 | 0 | 0 | 0 | 0 | 0 | 7.48 | 0.10709 | 0 | 57.12 | 57.12 | 1 | 0 | 0 | 0 | 0
|  |  |  | 29.2 | 58.4 | 0 | 0 | 0 | 0 | 0 | 7.48 | 0.10709 | 0 | 58.4 | 58.4 | 1 | 0 | 0 | 0 | 0
|  |  |  | 29.52 | 59.04 | 0 | 0 | 0 | 0 | 0 | 7.48 | 0.12502 | 0 | 59.04 | 59.04 | 1 | 0 | 0 | 0 | 0
|  |  |  | 32.56 | 65.12 | 0 | 0 | 0 | 0 | 0 | 7.48 | 0.12502 | 0 | 65.12 | 65.12 | 1 | 0 | 0 | 0 | 0
|  |  |  | 30.32 | 60.64 | 0 | 0 | 0 | 0 | 0 | 7.48 | 0.12502 | 0 | 60.64 | 60.64 | 1 | 0 | 0 | 0 | 0
|  |  |  | 29.24 | 58.48 | 0 | 0 | 0 | 0 | 0 | 12.23 | 0.12502 | 0 | 58.48 | 58.48 | 1 | 0 | 0 | 0 | 0
|  |  |  | 27.44 | 54.88 | 0 | 0 | 0 | 0 | 0 | 12.23 | 0.12502 | 0 | 54.88 | 54.88 | 1 | 0 | 0 | 0 | 0
|  |  |  | 26.72 | 53.44 | 0 | 0 | 0 | 0 | 0 | 12.23 | 0.12502 | 0 | 53.44 | 53.44 | 1 | 0 | 0 | 0 | 0
|  |  |  | 27.36 | 54.72 | 0 | 0 | 0 | 0 | 0 | 12.23 | 0.12502 | 0 | 54.72 | 54.72 | 1 | 0 | 0 | 0 | 0
|  |  |  | 27.56 | 55.12 | 0 | 0 | 0 | 0 | 0 | 7.48 | 0.12502 | 0 | 55.12 | 55.12 | 1 | 0 | 0 | 0 | 0
|  |  |  | 27.48 | 54.96 | 0 | 0 | 0 | 0 | 0 | 7.48 | 0.12502 | 0 | 54.96 | 54.96 | 1 | 0 | 0 | 0 | 0
|  |  |  | 27.44 | 54.88 | 0 | 0 | 0 | 0 | 0 | 7.48 | 0.12502 | 0 | 54.88 | 52.202 | 0.2 | 0 | 2.678 | 0 | 0
|  |  |  | 27.28 | 54.56 | 0 | 0 | 0 | 0 | 0 | 7.48 | 0.10709 | 2.678 | 54.56 | 54.56 | 0.91885 | 0 | 0 | 0 | 0
|  |  |  | 27.56 | 55.12 | 0 | 0 | 0 | 0 | 0 | 7.48 | 0.10709 | 0.302 | 55.12 | 55.12 | 1 | 0 | 0 | 0 | 0
|  |  |  | 25.84 | 51.68 | 0 | 0 | 0 | 0 | 0 | 7.48 | 0.10709 | 0 | 51.68 | 51.68 | 1 | 0 | 0 | 0 | 0
|  |  |  | 18 | 36 | 0 | 0 | 0 | 0 | 0 | 7.48 | 0.10709 | 0 | 36 | 36 | 1 | 0 | 0 | 0 | 0
|  |  |  | 16.16 | 32.32 | 0 | 0 | 0 | 0 | 0 | 7.48 | 0.10709 | 0 | 32.32 | 32.32 | 1 | 0 | 0 | 0 | 0
|  |  |  | 15.36 | 30.72 | 0 | 0 | 0 | 0 | 0 | 7.48 | 0.10709 | 0 | 30.72 | 30.72 | 1 | 0 | 0 | 0 | 0
|  |  |  | 16.08 | 32.16 | 0 | 0 | 0 | 0 | 0 | 7.48 | 0.10709 | 0 | 32.16 | 32.16 | 1 | 0 | 0 | 0 | 0
|  |  |  | 15.6 | 31.2 | 0 | 0 | 0 | 0 | 0 | 7.48 | 0.10709 | 0 | 31.2 | 31.2 | 1 | 0 | 0 | 0 | 0
|  |  |  | 14.36 | 28.72 | 0 | 0 | 0 | 0 | 0 | 7.48 | 0.10709 | 0 | 28.72 | 28.72 | 1 | 0 | 0 | 0 | 0
|  |  |  | 16.32 | 32.64 | 0 | 0 | 0 | 0 | 0 | 7.48 | 0.10709 | 0 | 32.64 | 32.64 | 1 | 0 | 0 | 0 | 0
|  |  |  | 23.72 | 47.44 | 0 | 0 | 0 | 0 | 0 | 7.48 | 0.10709 | 0 | 47.44 | 47.44 | 1 | 0 | 0 | 0 | 0
|  |  |  | 26.56 | 53.12 | 0 | 0 | 0 | 0 | 0 | 7.48 | 0.10709 | 0 | 53.12 | 53.12 | 1 | 0 | 0 | 0 | 0
|  |  |  | 29.16 | 58.32 | 0 | 0 | 0 | 0 | 0 | 7.48 | 0.10709 | 0 | 58.32 | 58.32 | 1 | 0 | 0 | 0 | 0
|  |  |  | 31.56 | 63.12 | 0 | 0 | 0 | 0 | 0 | 7.48 | 0.10709 | 0 | 63.12 | 63.12 | 1 | 0 | 0 | 0 | 0
|  |  |  | 33.6 | 67.2 | 0 | 0 | 0 | 0 | 0 | 7.48 | 0.12502 | 0 | 67.2 | 67.2 | 1 | 0 | 0 | 0 | 0
|  |  |  | 33.52 | 67.04 | 0 | 0 | 0 | 0 | 0 | 7.48 | 0.12502 | 0 | 67.04 | 67.04 | 1 | 0 | 0 | 0 | 0
|  |  |  | 33.12 | 66.24 | 0 | 0 | 0 | 0 | 0 | 7.48 | 0.12502 | 0 | 66.24 | 65.162 | 0.67799 | 0 | 1.078 | 0 | 0
|  |  |  | 30.76 | 61.52 | 0 | 0 | 0 | 0 | 0 | 12.23 | 0.12502 | 0 | 61.52 | 61.52 | 0.67799 | 0 | 0 | 0 | 0
|  |  |  | 26.48 | 52.96 | 0 | 0 | 0 | 0 | 0 | 12.23 | 0.12502 | 0 | 52.96 | 52.96 | 0.67799 | 0 | 0 | 0 | 0
|  |  |  | 26.6 | 53.2 | 0 | 0 | 0 | 0 | 0 | 12.23 | 0.12502 | 0 | 53.2 | 53.2 | 0.67799 | 0 | 0 | 0 | 0
|  |  |  | 26.4 | 52.8 | 0 | 0 | 0 | 0 | 0 | 12.23 | 0.12502 | 0 | 52.8 | 52.8 | 0.67799 | 0 | 0 | 0 | 0
|  |  |  | 27.24 | 54.48 | 0 | 0 | 0 | 0 | 0 | 7.48 | 0.12502 | 0 | 54.48 | 54.48 | 0.67799 | 0 | 0 | 0 | 0
|  |  |  | 27.96 | 55.92 | 0 | 0 | 0 | 0 | 0 | 7.48 | 0.12502 | 0 | 55.92 | 55.92 | 0.67799 | 0 | 0 | 0 | 0
|  |  |  | 28.4 | 56.8 | 0 | 0 | 0 | 0 | 0 | 7.48 | 0.12502 | 0 | 56.8 | 55.2 | 0.2 | 0 | 1.6 | 0 | 0
|  |  |  | 27.28 | 54.56 | 0 | 0 | 0 | 0 | 0 | 7.48 | 0.10709 | 2.678 | 54.56 | 54.56 | 0.91885 | 0 | 0 | 0 | 0
|  |  |  | 23.76 | 47.52 | 0 | 0 | 0 | 0 | 0 | 7.48 | 0.10709 | 0.302 | 47.52 | 47.52 | 1 | 0 | 0 | 0 | 0
|  |  |  | 20.12 | 40.24 | 0 | 0 | 0 | 0 | 0 | 7.48 | 0.10709 | 0 | 40.24 | 40.24 | 1 | 0 | 0 | 0 | 0
|  |  |  | 14.44 | 28.88 | 0 | 0 | 0 | 0 | 0 | 7.48 | 0.10709 | 0 | 28.88 | 28.88 | 1 | 0 | 0 | 0 | 0
|  |  |  | 11.08 | 22.16 | 0 | 0 | 0 | 0 | 0 | 7.48 | 0.10709 | 0 | 22.16 | 22.16 | 1 | 0 | 0 | 0 | 0
|  |  |  | 11.24 | 22.48 | 0 | 0 | 0 | 0 | 0 | 7.48 | 0.10709 | 0 | 22.48 | 22.48 | 1 | 0 | 0 | 0 | 0
|  |  |  | 13.48 | 26.96 | 0 | 0 | 0 | 0 | 0 | 7.48 | 0.10709 | 0 | 26.96 | 26.96 | 1 | 0 | 0 | 0 | 0
|  |  |  | 13.88 | 27.76 | 0 | 0 | 0 | 0 | 0 | 7.48 | 0.10709 | 0 | 27.76 | 27.76 | 1 | 0 | 0 | 0 | 0
|  |  |  | 13.52 | 27.04 | 0 | 0 | 0 | 0 | 0 | 7.48 | 0.10709 | 0 | 27.04 | 27.04 | 1 | 0 | 0 | 0 | 0
|  |  |  | 15.2 | 30.4 | 0 | 0 | 0 | 0 | 0 | 7.48 | 0.10709 | 0 | 30.4 | 30.4 | 1 | 0 | 0 | 0 | 0
|  |  |  | 18.88 | 37.76 | 0 | 0 | 0 | 0 | 0 | 7.48 | 0.10709 | 0 | 37.76 | 37.76 | 1 | 0 | 0 | 0 | 0
|  |  |  | 24.28 | 48.56 | 0 | 0 | 0 | 0 | 0 | 7.48 | 0.10709 | 0 | 48.56 | 48.56 | 1 | 0 | 0 | 0 | 0
|  |  |  | 23.32 | 46.64 | 0 | 0 | 0 | 0 | 0 | 7.48 | 0.10709 | 0 | 46.64 | 46.64 | 1 | 0 | 0 | 0 | 0
|  |  |  | 22.96 | 45.92 | 0 | 0 | 0 | 0 | 0 | 7.48 | 0.10709 | 0 | 45.92 | 45.92 | 1 | 0 | 0 | 0 | 0
|  |  |  | 24.12 | 48.24 | 0 | 0 | 0 | 0 | 0 | 7.48 | 0.12502 | 0 | 48.24 | 48.24 | 1 | 0 | 0 | 0 | 0
|  |  |  | 26.4 | 52.8 | 0 | 0 | 0 | 0 | 0 | 7.48 | 0.12502 | 0 | 52.8 | 52.8 | 1 | 0 | 0 | 0 | 0
|  |  |  | 25.72 | 51.44 | 0 | 0 | 0 | 0 | 0 | 7.48 | 0.12502 | 0 | 51.44 | 51.44 | 1 | 0 | 0 | 0 | 0
|  |  |  | 25.72 | 51.44 | 0 | 0 | 0 | 0 | 0 | 12.23 | 0.12502 | 0 | 51.44 | 51.44 | 1 | 0 | 0 | 0 | 0
|  |  |  | 25.16 | 50.32 | 0 | 0 | 0 | 0 | 0 | 12.23 | 0.12502 | 0 | 50.32 | 50.32 | 1 | 0 | 0 | 0 | 0
|  |  |  | 25.44 | 50.88 | 0 | 0 | 0 | 0 | 0 | 12.23 | 0.12502 | 0 | 50.88 | 50.88 | 1 | 0 | 0 | 0 | 0
|  |  |  | 26.16 | 52.32 | 0 | 0 | 0 | 0 | 0 | 12.23 | 0.12502 | 0 | 52.32 | 52.32 | 1 | 0 | 0 | 0 | 0
|  |  |  | 25.4 | 50.8 | 0 | 0 | 0 | 0 | 0 | 7.48 | 0.12502 | 0 | 50.8 | 50.8 | 1 | 0 | 0 | 0 | 0
|  |  |  | 24.32 | 48.64 | 0 | 0 | 0 | 0 | 0 | 7.48 | 0.12502 | 0 | 48.64 | 48.64 | 1 | 0 | 0 | 0 | 0
|  |  |  | 24.8 | 49.6 | 0 | 0 | 0 | 0 | 0 | 7.48 | 0.12502 | 0 | 49.6 | 46.922 | 0.2 | 0 | 2.678 | 0 | 0
|  |  |  | 25.24 | 50.48 | 0 | 0 | 0 | 0 | 0 | 7.48 | 0.10709 | 2.678 | 50.48 | 50.48 | 0.91885 | 0 | 0 | 0 | 0
|  |  |  | 25.36 | 50.72 | 0 | 0 | 0 | 0 | 0 | 7.48 | 0.10709 | 0.302 | 50.72 | 50.72 | 1 | 0 | 0 | 0 | 0
|  |  |  | 23.68 | 47.36 | 0 | 0 | 0 | 0 | 0 | 7.48 | 0.10709 | 0 | 47.36 | 47.36 | 1 | 0 | 0 | 0 | 0
|  |  |  | 18.24 | 36.48 | 0 | 0 | 0 | 0 | 0 | 7.48 | 0.10709 | 0 | 36.48 | 36.48 | 1 | 0 | 0 | 0 | 0
|  |  |  | 18.04 | 36.08 | 0 | 0 | 0 | 0 | 0 | 7.48 | 0.10709 | 0 | 36.08 | 36.08 | 1 | 0 | 0 | 0 | 0
|  |  |  | 12.88 | 25.76 | 0 | 0 | 0 | 0 | 0 | 7.48 | 0.10709 | 0 | 25.76 | 25.76 | 1 | 0 | 0 | 0 | 0
|  |  |  | 12.6 | 25.2 | 0 | 0 | 0 | 0 | 0 | 7.48 | 0.10709 | 0 | 25.2 | 25.2 | 1 | 0 | 0 | 0 | 0
|  |  |  | 13.2 | 26.4 | 0 | 0 | 0 | 0 | 0 | 7.48 | 0.10709 | 0 | 26.4 | 26.4 | 1 | 0 | 0 | 0 | 0
|  |  |  | 14.72 | 29.44 | 0 | 0 | 0 | 0 | 0 | 7.48 | 0.10709 | 0 | 29.44 | 29.44 | 1 | 0 | 0 | 0 | 0
|  |  |  | 17.44 | 34.88 | 0 | 0 | 0 | 0 | 0 | 7.48 | 0.10709 | 0 | 34.88 | 34.88 | 1 | 0 | 0 | 0 | 0
|  |  |  | 17.6 | 35.2 | 0 | 0 | 0 | 0 | 0 | 7.48 | 0.10709 | 0 | 35.2 | 35.2 | 1 | 0 | 0 | 0 | 0
|  |  |  | 18.44 | 36.88 | 0 | 0 | 0 | 0 | 0 | 7.48 | 0.10709 | 0 | 36.88 | 36.88 | 1 | 0 | 0 | 0 | 0
|  |  |  | 23.72 | 47.44 | 0 | 0 | 0 | 0 | 0 | 7.48 | 0.10709 | 0 | 47.44 | 47.44 | 1 | 0 | 0 | 0 | 0
|  |  |  | 25.32 | 50.64 | 0 | 0 | 0 | 0 | 0 | 7.48 | 0.10709 | 0 | 50.64 | 50.64 | 1 | 0 | 0 | 0 | 0
|  |  |  | 24.04 | 48.08 | 0 | 0 | 0 | 0 | 0 | 7.48 | 0.12502 | 0 | 48.08 | 48.08 | 1 | 0 | 0 | 0 | 0
|  |  |  | 24.2 | 48.4 | 0 | 0 | 0 | 0 | 0 | 7.48 | 0.12502 | 0 | 48.4 | 48.4 | 1 | 0 | 0 | 0 | 0
|  |  |  | 23.24 | 46.48 | 0 | 0 | 0 | 0 | 0 | 7.48 | 0.12502 | 0 | 46.48 | 46.48 | 1 | 0 | 0 | 0 | 0
|  |  |  | 24.12 | 48.24 | 0 | 0 | 0 | 0 | 0 | 12.23 | 0.12502 | 0 | 48.24 | 48.24 | 1 | 0 | 0 | 0 | 0
|  |  |  | 23.88 | 47.76 | 0 | 0 | 0 | 0 | 0 | 12.23 | 0.12502 | 0 | 47.76 | 47.76 | 1 | 0 | 0 | 0 | 0
|  |  |  | 23 | 46 | 0 | 0 | 0 | 0 | 0 | 12.23 | 0.12502 | 0 | 46 | 46 | 1 | 0 | 0 | 0 | 0
|  |  |  | 23.64 | 47.28 | 0 | 0 | 0 | 0 | 0 | 12.23 | 0.12502 | 0 | 47.28 | 47.28 | 1 | 0 | 0 | 0 | 0
|  |  |  | 25.16 | 50.32 | 0 | 0 | 0 | 0 | 0 | 7.48 | 0.12502 | 0 | 50.32 | 50.32 | 1 | 0 | 0 | 0 | 0
|  |  |  | 25.4 | 50.8 | 0 | 0 | 0 | 0 | 0 | 7.48 | 0.12502 | 0 | 50.8 | 50.8 | 1 | 0 | 0 | 0 | 0
|  |  |  | 21.64 | 43.28 | 0 | 0 | 0 | 0 | 0 | 7.48 | 0.12502 | 0 | 43.28 | 40.602 | 0.2 | 0 | 2.678 | 0 | 0
|  |  |  | 18.76 | 37.52 | 0 | 0 | 0 | 0 | 0 | 7.48 | 0.10709 | 2.678 | 37.52 | 37.52 | 0.91885 | 0 | 0 | 0 | 0
|  |  |  | 20.6267 | 41.2533 | 0 | 0 | 0 | 0 | 0 | 7.48 | 0.10709 | 0.302 | 41.253 | 41.253 | 1 | 0 | 0 | 0 | 0
|  |  |  | 20.5467 | 41.0933 | 0 | 0 | 0 | 0 | 0 | 7.48 | 0.10709 | 0 | 41.093 | 41.093 | 1 | 0 | 0 | 0 | 0
|  |  |  | 13.7067 | 27.4133 | 0 | 0 | 0 | 0 | 0 | 7.48 | 0.10709 | 0 | 27.413 | 27.413 | 1 | 0 | 0 | 0 | 0
|  |  |  | 11.4933 | 22.9867 | 0 | 0 | 0 | 0 | 0 | 7.48 | 0.10709 | 0 | 22.987 | 22.987 | 1 | 0 | 0 | 0 | 0
|  |  |  | 11.52 | 23.04 | 0 | 0 | 0 | 0 | 0 | 7.48 | 0.10709 | 0 | 23.04 | 23.04 | 1 | 0 | 0 | 0 | 0
|  |  |  | 13.44 | 26.88 | 0 | 0 | 0 | 0 | 0 | 7.48 | 0.10709 | 0 | 26.88 | 26.88 | 1 | 0 | 0 | 0 | 0
|  |  |  | 16.2267 | 32.4533 | 0 | 0 | 0 | 0 | 0 | 7.48 | 0.10709 | 0 | 32.453 | 32.453 | 1 | 0 | 0 | 0 | 0
|  |  |  | 16.6133 | 33.2267 | 0 | 0 | 0 | 0 | 0 | 7.48 | 0.10709 | 0 | 33.227 | 33.227 | 1 | 0 | 0 | 0 | 0
|  |  |  | 17.3067 | 34.6133 | 0 | 0 | 0 | 0 | 0 | 7.48 | 0.10709 | 0 | 34.613 | 34.613 | 1 | 0 | 0 | 0 | 0
|  |  |  | 23.8533 | 47.7067 | 0 | 0 | 0 | 0 | 0 | 7.48 | 0.10709 | 0 | 47.707 | 47.707 | 1 | 0 | 0 | 0 | 0
|  |  |  | 26.28 | 52.56 | 0 | 0 | 0 | 0 | 0 | 7.48 | 0.10709 | 0 | 52.56 | 52.56 | 1 | 0 | 0 | 0 | 0
|  |  |  | 29.44 | 58.88 | 0 | 0 | 0 | 0 | 0 | 7.48 | 0.10709 | 0 | 58.88 | 58.88 | 1 | 0 | 0 | 0 | 0
|  |  |  | 32.48 | 64.96 | 0 | 0 | 0 | 0 | 0 | 7.48 | 0.10709 | 0 | 64.96 | 64.96 | 1 | 0 | 0 | 0 | 0
|  |  |  | 32.88 | 65.76 | 0 | 0 | 0 | 0 | 0 | 7.48 | 0.12502 | 0 | 65.76 | 65.76 | 1 | 0 | 0 | 0 | 0
|  |  |  | 34.6 | 69.2 | 0 | 0 | 0 | 0 | 0 | 7.48 | 0.12502 | 0 | 69.2 | 69.2 | 1 | 0 | 0 | 0 | 0
|  |  |  | 27.68 | 55.36 | 0 | 0 | 0 | 0 | 0 | 7.48 | 0.12502 | 0 | 55.36 | 55.36 | 1 | 0 | 0 | 0 | 0
|  |  |  | 25.88 | 51.76 | 0 | 0 | 0 | 0 | 0 | 12.23 | 0.12502 | 0 | 51.76 | 51.76 | 1 | 0 | 0 | 0 | 0
|  |  |  | 25.48 | 50.96 | 0 | 0 | 0 | 0 | 0 | 12.23 | 0.12502 | 0 | 50.96 | 50.96 | 1 | 0 | 0 | 0 | 0
|  |  |  | 24.84 | 49.68 | 0 | 0 | 0 | 0 | 0 | 12.23 | 0.12502 | 0 | 49.68 | 49.68 | 1 | 0 | 0 | 0 | 0
|  |  |  | 24.76 | 49.52 | 0 | 0 | 0 | 0 | 0 | 12.23 | 0.12502 | 0 | 49.52 | 49.52 | 1 | 0 | 0 | 0 | 0
|  |  |  | 26.68 | 53.36 | 0 | 0 | 0 | 0 | 0 | 7.48 | 0.12502 | 0 | 53.36 | 53.36 | 1 | 0 | 0 | 0 | 0
|  |  |  | 29.44 | 58.88 | 0 | 0 | 0 | 0 | 0 | 7.48 | 0.12502 | 0 | 58.88 | 58.88 | 1 | 0 | 0 | 0 | 0
|  |  |  | 30.48 | 60.96 | 0 | 0 | 0 | 0 | 0 | 7.48 | 0.12502 | 0 | 60.96 | 58.282 | 0.2 | 0 | 2.678 | 0 | 0
|  |  |  | 29.16 | 58.32 | 0 | 0 | 0 | 0 | 0 | 7.48 | 0.10709 | 2.678 | 58.32 | 58.32 | 0.91885 | 0 | 0 | 0 | 0
|  |  |  | 26.96 | 53.92 | 0 | 0 | 0 | 0 | 0 | 7.48 | 0.10709 | 0.302 | 53.92 | 53.92 | 1 | 0 | 0 | 0 | 0
|  |  |  | 21.52 | 43.04 | 0 | 0 | 0 | 0 | 0 | 7.48 | 0.10709 | 0 | 43.04 | 43.04 | 1 | 0 | 0 | 0 | 0
|  |  |  | 15.2 | 30.4 | 0 | 0 | 0 | 0 | 0 | 7.48 | 0.10709 | 0 | 30.4 | 30.4 | 1 | 0 | 0 | 0 | 0
|  |  |  | 14.16 | 28.32 | 0 | 0 | 0 | 0 | 0 | 7.48 | 0.10709 | 0 | 28.32 | 28.32 | 1 | 0 | 0 | 0 | 0
|  |  |  | 13.04 | 26.08 | 0 | 0 | 0 | 0 | 0 | 7.48 | 0.10709 | 0 | 26.08 | 26.08 | 1 | 0 | 0 | 0 | 0
|  |  |  | 13.84 | 27.68 | 0 | 0 | 0 | 0 | 0 | 7.48 | 0.10709 | 0 | 27.68 | 27.68 | 1 | 0 | 0 | 0 | 0
|  |  |  | 14.24 | 28.48 | 0 | 0 | 0 | 0 | 0 | 7.48 | 0.10709 | 0 | 28.48 | 28.48 | 1 | 0 | 0 | 0 | 0
|  |  |  | 16.04 | 32.08 | 0 | 0 | 0 | 0 | 0 | 7.48 | 0.10709 | 0 | 32.08 | 32.08 | 1 | 0 | 0 | 0 | 0
|  |  |  | 18.68 | 37.36 | 0 | 0 | 0 | 0 | 0 | 7.48 | 0.10709 | 0 | 37.36 | 37.36 | 1 | 0 | 0 | 0 | 0
|  |  |  | 24.68 | 49.36 | 0 | 0 | 0 | 0 | 0 | 7.48 | 0.10709 | 0 | 49.36 | 49.36 | 1 | 0 | 0 | 0 | 0
|  |  |  | 27 | 54 | 0 | 0 | 0 | 0 | 0 | 7.48 | 0.10709 | 0 | 54 | 54 | 1 | 0 | 0 | 0 | 0
|  |  |  | 27.04 | 54.08 | 0 | 0 | 0 | 0 | 0 | 7.48 | 0.10709 | 0 | 54.08 | 54.08 | 1 | 0 | 0 | 0 | 0
|  |  |  | 29.96 | 59.92 | 0 | 0 | 0 | 0 | 0 | 7.48 | 0.10709 | 0 | 59.92 | 59.92 | 1 | 0 | 0 | 0 | 0
|  |  |  | 35.32 | 70.64 | 0 | 0 | 0 | 0 | 0 | 7.48 | 0.10709 | 0 | 70.64 | 69.301 | 0.6 | 0 | 1.339 | 0 | 0
|  |  |  | 33.36 | 66.72 | 0 | 0 | 0 | 0 | 0 | 7.48 | 0.10709 | 1.49 | 66.72 | 66.72 | 1 | 0 | 0 | 0 | 0
|  |  |  | 29.56 | 59.12 | 0 | 0 | 0 | 0 | 0 | 7.48 | 0.10709 | 0 | 59.12 | 59.12 | 1 | 0 | 0 | 0 | 0
|  |  |  | 27.72 | 55.44 | 0 | 0 | 0 | 0 | 0 | 7.48 | 0.10709 | 0 | 55.44 | 55.44 | 1 | 0 | 0 | 0 | 0
|  |  |  | 28.16 | 56.32 | 0 | 0 | 0 | 0 | 0 | 7.48 | 0.10709 | 0 | 56.32 | 56.32 | 1 | 0 | 0 | 0 | 0
|  |  |  | 27.8 | 55.6 | 0 | 0 | 0 | 0 | 0 | 7.48 | 0.10709 | 0 | 55.6 | 55.6 | 1 | 0 | 0 | 0 | 0
|  |  |  | 28.96 | 57.92 | 0 | 0 | 0 | 0 | 0 | 7.48 | 0.10709 | 0 | 57.92 | 57.92 | 1 | 0 | 0 | 0 | 0
|  |  |  | 29.68 | 59.36 | 0 | 0 | 0 | 0 | 0 | 7.48 | 0.10709 | 0 | 59.36 | 59.36 | 1 | 0 | 0 | 0 | 0
|  |  |  | 29.48 | 58.96 | 0 | 0 | 0 | 0 | 0 | 7.48 | 0.10709 | 0 | 58.96 | 58.96 | 1 | 0 | 0 | 0 | 0
|  |  |  | 28.68 | 57.36 | 0 | 0 | 0 | 0 | 0 | 7.48 | 0.10709 | 0 | 57.36 | 57.36 | 1 | 0 | 0 | 0 | 0
|  |  |  | 27.04 | 54.08 | 0 | 0 | 0 | 0 | 0 | 7.48 | 0.10709 | 0 | 54.08 | 54.08 | 1 | 0 | 0 | 0 | 0
|  |  |  | 25.48 | 50.96 | 0 | 0 | 0 | 0 | 0 | 7.48 | 0.10709 | 0 | 50.96 | 50.96 | 1 | 0 | 0 | 0 | 0
|  |  |  | 18.56 | 37.12 | 0 | 0 | 0 | 0 | 0 | 7.48 | 0.10709 | 0 | 37.12 | 37.12 | 1 | 0 | 0 | 0 | 0
|  |  |  | 15.04 | 30.08 | 0 | 0 | 0 | 0 | 0 | 7.48 | 0.10709 | 0 | 30.08 | 30.08 | 1 | 0 | 0 | 0 | 0
|  |  |  | 13.44 | 26.88 | 0 | 0 | 0 | 0 | 0 | 7.48 | 0.10709 | 0 | 26.88 | 26.88 | 1 | 0 | 0 | 0 | 0
|  |  |  | 12.84 | 25.68 | 0 | 0 | 0 | 0 | 0 | 7.48 | 0.10709 | 0 | 25.68 | 25.68 | 1 | 0 | 0 | 0 | 0
|  |  |  | 13.44 | 26.88 | 0 | 0 | 0 | 0 | 0 | 7.48 | 0.10709 | 0 | 26.88 | 26.88 | 1 | 0 | 0 | 0 | 0
|  |  |  | 14.28 | 28.56 | 0 | 0 | 0 | 0 | 0 | 7.48 | 0.10709 | 0 | 28.56 | 28.56 | 1 | 0 | 0 | 0 | 0
|  |  |  | 14.84 | 29.68 | 0 | 0 | 0 | 0 | 0 | 7.48 | 0.10709 | 0 | 29.68 | 29.68 | 1 | 0 | 0 | 0 | 0
|  |  |  | 17.48 | 34.96 | 0 | 0 | 0 | 0 | 0 | 7.48 | 0.10709 | 0 | 34.96 | 34.96 | 1 | 0 | 0 | 0 | 0
|  |  |  | 24.2 | 48.4 | 0 | 0 | 0 | 0 | 0 | 7.48 | 0.10709 | 0 | 48.4 | 48.4 | 1 | 0 | 0 | 0 | 0
|  |  |  | 26.68 | 53.36 | 0 | 0 | 0 | 0 | 0 | 7.48 | 0.10709 | 0 | 53.36 | 53.36 | 1 | 0 | 0 | 0 | 0
|  |  |  | 27.8 | 55.6 | 0 | 0 | 0 | 0 | 0 | 7.48 | 0.10709 | 0 | 55.6 | 55.6 | 1 | 0 | 0 | 0 | 0
|  |  |  | 30.2 | 60.4 | 0 | 0 | 0 | 0 | 0 | 7.48 | 0.10709 | 0 | 60.4 | 60.4 | 1 | 0 | 0 | 0 | 0
|  |  |  | 31.12 | 62.24 | 0 | 0 | 0 | 0 | 0 | 7.48 | 0.10709 | 0 | 62.24 | 62.24 | 1 | 0 | 0 | 0 | 0
|  |  |  | 35.36 | 70.72 | 0 | 0 | 0 | 0 | 0 | 7.48 | 0.10709 | 0 | 70.72 | 69.301 | 0.5761 | 0 | 1.419 | 0 | 0
|  |  |  | 35.28 | 70.56 | 0 | 0 | 0 | 0 | 0 | 7.48 | 0.10709 | 0 | 70.56 | 69.301 | 0.2 | 0 | 1.259 | 0 | 0
|  |  |  | 33.92 | 67.84 | 0 | 0 | 0 | 0 | 0 | 7.48 | 0.10709 | 1.461 | 67.84 | 67.84 | 0.59221 | 0 | 0 | 0 | 0
|  |  |  | 29.92 | 59.84 | 0 | 0 | 0 | 0 | 0 | 7.48 | 0.10709 | 1.519 | 59.84 | 59.84 | 1 | 0 | 0 | 0 | 0
|  |  |  | 26.72 | 53.44 | 0 | 0 | 0 | 0 | 0 | 7.48 | 0.10709 | 0 | 53.44 | 53.44 | 1 | 0 | 0 | 0 | 0
|  |  |  | 26.88 | 53.76 | 0 | 0 | 0 | 0 | 0 | 7.48 | 0.10709 | 0 | 53.76 | 53.76 | 1 | 0 | 0 | 0 | 0
|  |  |  | 27.6 | 55.2 | 0 | 0 | 0 | 0 | 0 | 7.48 | 0.10709 | 0 | 55.2 | 55.2 | 1 | 0 | 0 | 0 | 0
|  |  |  | 28.08 | 56.16 | 0 | 0 | 0 | 0 | 0 | 7.48 | 0.10709 | 0 | 56.16 | 56.16 | 1 | 0 | 0 | 0 | 0
|  |  |  | 27.36 | 54.72 | 0 | 0 | 0 | 0 | 0 | 7.48 | 0.10709 | 0 | 54.72 | 54.72 | 1 | 0 | 0 | 0 | 0
|  |  |  | 26.84 | 53.68 | 0 | 0 | 0 | 0 | 0 | 7.48 | 0.10709 | 0 | 53.68 | 53.68 | 1 | 0 | 0 | 0 | 0
|  |  |  | 27.08 | 54.16 | 0 | 0 | 0 | 0 | 0 | 7.48 | 0.10709 | 0 | 54.16 | 54.16 | 1 | 0 | 0 | 0 | 0
|  |  |  | 20.68 | 41.36 | 0 | 0 | 0 | 0 | 0 | 7.48 | 0.10709 | 0 | 41.36 | 41.36 | 1 | 0 | 0 | 0 | 0
|  |  |  | 13.4 | 26.8 | 0 | 0 | 0 | 0 | 0 | 7.48 | 0.10709 | 0 | 26.8 | 26.8 | 1 | 0 | 0 | 0 | 0
|  |  |  | 11.96 | 23.92 | 0 | 0 | 0 | 0 | 0 | 7.48 | 0.10709 | 0 | 23.92 | 23.92 | 1 | 0 | 0 | 0 | 0
|  |  |  | 11.6 | 23.2 | 0 | 0 | 0 | 0 | 0 | 7.48 | 0.10709 | 0 | 23.2 | 23.2 | 1 | 0 | 0 | 0 | 0
|  |  |  | 13.44 | 26.88 | 0 | 0 | 0 | 0 | 0 | 7.48 | 0.10709 | 0 | 26.88 | 26.88 | 1 | 0 | 0 | 0 | 0
|  |  |  | 15.32 | 30.64 | 0 | 0 | 0 | 0 | 0 | 7.48 | 0.10709 | 0 | 30.64 | 30.64 | 1 | 0 | 0 | 0 | 0
|  |  |  | 14.36 | 28.72 | 0 | 0 | 0 | 0 | 0 | 7.48 | 0.10709 | 0 | 28.72 | 28.72 | 1 | 0 | 0 | 0 | 0
|  |  |  | 16.68 | 33.36 | 0 | 0 | 0 | 0 | 0 | 7.48 | 0.10709 | 0 | 33.36 | 33.36 | 1 | 0 | 0 | 0 | 0
|  |  |  | 24.8 | 49.6 | 0 | 0 | 0 | 0 | 0 | 7.48 | 0.10709 | 0 | 49.6 | 49.6 | 1 | 0 | 0 | 0 | 0
|  |  |  | 26.52 | 53.04 | 0 | 0 | 0 | 0 | 0 | 7.48 | 0.10709 | 0 | 53.04 | 53.04 | 1 | 0 | 0 | 0 | 0
|  |  |  | 28.56 | 57.12 | 0 | 0 | 0 | 0 | 0 | 7.48 | 0.10709 | 0 | 57.12 | 57.12 | 1 | 0 | 0 | 0 | 0
|  |  |  | 28.76 | 57.52 | 0 | 0 | 0 | 0 | 0 | 7.48 | 0.10709 | 0 | 57.52 | 57.52 | 1 | 0 | 0 | 0 | 0
|  |  |  | 32.76 | 65.52 | 0 | 0 | 0 | 0 | 0 | 7.48 | 0.12502 | 0 | 65.52 | 65.52 | 1 | 0 | 0 | 0 | 0
|  |  |  | 31 | 62 | 0 | 0 | 0 | 0 | 0 | 7.48 | 0.12502 | 0 | 62 | 62 | 1 | 0 | 0 | 0 | 0
|  |  |  | 28 | 56 | 0 | 0 | 0 | 0 | 0 | 7.48 | 0.12502 | 0 | 56 | 56 | 1 | 0 | 0 | 0 | 0
|  |  |  | 25.2 | 50.4 | 0 | 0 | 0 | 0 | 0 | 12.23 | 0.12502 | 0 | 50.4 | 50.4 | 1 | 0 | 0 | 0 | 0
|  |  |  | 24.84 | 49.68 | 0 | 0 | 0 | 0 | 0 | 12.23 | 0.12502 | 0 | 49.68 | 49.68 | 1 | 0 | 0 | 0 | 0
|  |  |  | 24.52 | 49.04 | 0 | 0 | 0 | 0 | 0 | 12.23 | 0.12502 | 0 | 49.04 | 49.04 | 1 | 0 | 0 | 0 | 0
|  |  |  | 24.08 | 48.16 | 0 | 0 | 0 | 0 | 0 | 12.23 | 0.12502 | 0 | 48.16 | 48.16 | 1 | 0 | 0 | 0 | 0
|  |  |  | 26.72 | 53.44 | 0 | 0 | 0 | 0 | 0 | 7.48 | 0.12502 | 0 | 53.44 | 53.44 | 1 | 0 | 0 | 0 | 0
|  |  |  | 26.72 | 53.44 | 0 | 0 | 0 | 0 | 0 | 7.48 | 0.12502 | 0 | 53.44 | 53.44 | 1 | 0 | 0 | 0 | 0
|  |  |  | 27.28 | 54.56 | 0 | 0 | 0 | 0 | 0 | 7.48 | 0.12502 | 0 | 54.56 | 51.882 | 0.2 | 0 | 2.678 | 0 | 0
|  |  |  | 27 | 54 | 0 | 0 | 0 | 0 | 0 | 7.48 | 0.10709 | 2.678 | 54 | 54 | 0.91885 | 0 | 0 | 0 | 0
|  |  |  | 26.44 | 52.88 | 0 | 0 | 0 | 0 | 0 | 7.48 | 0.10709 | 0.302 | 52.88 | 52.88 | 1 | 0 | 0 | 0 | 0
|  |  |  | 23.72 | 47.44 | 0 | 0 | 0 | 0 | 0 | 7.48 | 0.10709 | 0 | 47.44 | 47.44 | 1 | 0 | 0 | 0 | 0
|  |  |  | 17.2 | 34.4 | 0 | 0 | 0 | 0 | 0 | 7.48 | 0.10709 | 0 | 34.4 | 34.4 | 1 | 0 | 0 | 0 | 0
|  |  |  | 15.2 | 30.4 | 0 | 0 | 0 | 0 | 0 | 7.48 | 0.10709 | 0 | 30.4 | 30.4 | 1 | 0 | 0 | 0 | 0
|  |  |  | 15.84 | 31.68 | 0 | 0 | 0 | 0 | 0 | 7.48 | 0.10709 | 0 | 31.68 | 31.68 | 1 | 0 | 0 | 0 | 0
|  |  |  | 16.88 | 33.76 | 0 | 0 | 0 | 0 | 0 | 7.48 | 0.10709 | 0 | 33.76 | 33.76 | 1 | 0 | 0 | 0 | 0
|  |  |  | 16.88 | 33.76 | 0 | 0 | 0 | 0 | 0 | 7.48 | 0.10709 | 0 | 33.76 | 33.76 | 1 | 0 | 0 | 0 | 0
|  |  |  | 15.12 | 30.24 | 0 | 0 | 0 | 0 | 0 | 7.48 | 0.10709 | 0 | 30.24 | 30.24 | 1 | 0 | 0 | 0 | 0
|  |  |  | 16.28 | 32.56 | 0 | 0 | 0 | 0 | 0 | 7.48 | 0.10709 | 0 | 32.56 | 32.56 | 1 | 0 | 0 | 0 | 0
|  |  |  | 23.4 | 46.8 | 0 | 0 | 0 | 0 | 0 | 7.48 | 0.10709 | 0 | 46.8 | 46.8 | 1 | 0 | 0 | 0 | 0
|  |  |  | 23.08 | 46.16 | 0 | 0 | 0 | 0 | 0 | 7.48 | 0.10709 | 0 | 46.16 | 46.16 | 1 | 0 | 0 | 0 | 0
|  |  |  | 23.2 | 46.4 | 0 | 0 | 0 | 0 | 0 | 7.48 | 0.10709 | 0 | 46.4 | 46.4 | 1 | 0 | 0 | 0 | 0
|  |  |  | 21.12 | 42.24 | 0 | 0 | 0 | 0 | 0 | 7.48 | 0.10709 | 0 | 42.24 | 42.24 | 1 | 0 | 0 | 0 | 0
|  |  |  | 21.72 | 43.44 | 0 | 0 | 0 | 0 | 0 | 7.48 | 0.12502 | 0 | 43.44 | 43.44 | 1 | 0 | 0 | 0 | 0
|  |  |  | 23.8 | 47.6 | 0 | 0 | 0 | 0 | 0 | 7.48 | 0.12502 | 0 | 47.6 | 47.6 | 1 | 0 | 0 | 0 | 0
|  |  |  | 25 | 50 | 0 | 0 | 0 | 0 | 0 | 7.48 | 0.12502 | 0 | 50 | 50 | 1 | 0 | 0 | 0 | 0
|  |  |  | 24.04 | 48.08 | 0 | 0 | 0 | 0 | 0 | 12.23 | 0.12502 | 0 | 48.08 | 48.08 | 1 | 0 | 0 | 0 | 0
|  |  |  | 23.32 | 46.64 | 0 | 0 | 0 | 0 | 0 | 12.23 | 0.12502 | 0 | 46.64 | 46.64 | 1 | 0 | 0 | 0 | 0
|  |  |  | 23.56 | 47.12 | 0 | 0 | 0 | 0 | 0 | 12.23 | 0.12502 | 0 | 47.12 | 47.12 | 1 | 0 | 0 | 0 | 0
|  |  |  | 26.08 | 52.16 | 0 | 0 | 0 | 0 | 0 | 12.23 | 0.12502 | 0 | 52.16 | 52.16 | 1 | 0 | 0 | 0 | 0
|  |  |  | 25.84 | 51.68 | 0 | 0 | 0 | 0 | 0 | 7.48 | 0.12502 | 0 | 51.68 | 51.68 | 1 | 0 | 0 | 0 | 0
|  |  |  | 25.56 | 51.12 | 0 | 0 | 0 | 0 | 0 | 7.48 | 0.12502 | 0 | 51.12 | 51.12 | 1 | 0 | 0 | 0 | 0
|  |  |  | 25.88 | 51.76 | 0 | 0 | 0 | 0 | 0 | 7.48 | 0.12502 | 0 | 51.76 | 49.082 | 0.2 | 0 | 2.678 | 0 | 0
|  |  |  | 21.84 | 43.68 | 0 | 0 | 0 | 0 | 0 | 7.48 | 0.10709 | 2.678 | 43.68 | 43.68 | 0.91885 | 0 | 0 | 0 | 0
|  |  |  | 18.56 | 37.12 | 0 | 0 | 0 | 0 | 0 | 7.48 | 0.10709 | 0.302 | 37.12 | 37.12 | 1 | 0 | 0 | 0 | 0
|  |  |  | 17.8 | 35.6 | 0 | 0 | 0 | 0 | 0 | 7.48 | 0.10709 | 0 | 35.6 | 35.6 | 1 | 0 | 0 | 0 | 0
|  |  |  | 12.92 | 25.84 | 0 | 0 | 0 | 0 | 0 | 7.48 | 0.10709 | 0 | 25.84 | 25.84 | 1 | 0 | 0 | 0 | 0
|  |  |  | 10.88 | 21.76 | 0 | 0 | 0 | 0 | 0 | 7.48 | 0.10709 | 0 | 21.76 | 21.76 | 1 | 0 | 0 | 0 | 0
|  |  |  | 12.08 | 24.16 | 0 | 0 | 0 | 0 | 0 | 7.48 | 0.10709 | 0 | 24.16 | 24.16 | 1 | 0 | 0 | 0 | 0
|  |  |  | 13.04 | 26.08 | 0 | 0 | 0 | 0 | 0 | 7.48 | 0.10709 | 0 | 26.08 | 26.08 | 1 | 0 | 0 | 0 | 0
|  |  |  | 13.72 | 27.44 | 0 | 0 | 0 | 0 | 0 | 7.48 | 0.10709 | 0 | 27.44 | 27.44 | 1 | 0 | 0 | 0 | 0
|  |  |  | 13.96 | 27.92 | 0 | 0 | 0 | 0 | 0 | 7.48 | 0.10709 | 0 | 27.92 | 27.92 | 1 | 0 | 0 | 0 | 0
|  |  |  | 15.16 | 30.32 | 0 | 0 | 0 | 0 | 0 | 7.48 | 0.10709 | 0 | 30.32 | 30.32 | 1 | 0 | 0 | 0 | 0
|  |  |  | 17.48 | 34.96 | 0 | 0 | 0 | 0 | 0 | 7.48 | 0.10709 | 0 | 34.96 | 34.96 | 1 | 0 | 0 | 0 | 0
|  |  |  | 23 | 46 | 0 | 0 | 0 | 0 | 0 | 7.48 | 0.10709 | 0 | 46 | 46 | 1 | 0 | 0 | 0 | 0
|  |  |  | 22.84 | 45.68 | 0 | 0 | 0 | 0 | 0 | 7.48 | 0.10709 | 0 | 45.68 | 45.68 | 1 | 0 | 0 | 0 | 0
|  |  |  | 22.4 | 44.8 | 0 | 0 | 0 | 0 | 0 | 7.48 | 0.10709 | 0 | 44.8 | 44.8 | 1 | 0 | 0 | 0 | 0
|  |  |  | 22.08 | 44.16 | 0 | 0 | 0 | 0 | 0 | 7.48 | 0.12502 | 0 | 44.16 | 44.16 | 1 | 0 | 0 | 0 | 0
|  |  |  | 22.32 | 44.64 | 0 | 0 | 0 | 0 | 0 | 7.48 | 0.12502 | 0 | 44.64 | 44.64 | 1 | 0 | 0 | 0 | 0
|  |  |  | 22.96 | 45.92 | 0 | 0 | 0 | 0 | 0 | 7.48 | 0.12502 | 0 | 45.92 | 45.92 | 1 | 0 | 0 | 0 | 0
|  |  |  | 23.28 | 46.56 | 0 | 0 | 0 | 0 | 0 | 12.23 | 0.12502 | 0 | 46.56 | 46.56 | 1 | 0 | 0 | 0 | 0
|  |  |  | 22.28 | 44.56 | 0 | 0 | 0 | 0 | 0 | 12.23 | 0.12502 | 0 | 44.56 | 44.56 | 1 | 0 | 0 | 0 | 0
|  |  |  | 22.92 | 45.84 | 0 | 0 | 0 | 0 | 0 | 12.23 | 0.12502 | 0 | 45.84 | 45.84 | 1 | 0 | 0 | 0 | 0
|  |  |  | 24.88 | 49.76 | 0 | 0 | 0 | 0 | 0 | 12.23 | 0.12502 | 0 | 49.76 | 49.76 | 1 | 0 | 0 | 0 | 0
|  |  |  | 26.64 | 53.28 | 0 | 0 | 0 | 0 | 0 | 7.48 | 0.12502 | 0 | 53.28 | 53.28 | 1 | 0 | 0 | 0 | 0
|  |  |  | 22.72 | 45.44 | 0 | 0 | 0 | 0 | 0 | 7.48 | 0.12502 | 0 | 45.44 | 45.44 | 1 | 0 | 0 | 0 | 0
|  |  |  | 23.04 | 46.08 | 0 | 0 | 0 | 0 | 0 | 7.48 | 0.12502 | 0 | 46.08 | 43.402 | 0.2 | 0 | 2.678 | 0 | 0
|  |  |  | 23.16 | 46.32 | 0 | 0 | 0 | 0 | 0 | 7.48 | 0.10709 | 2.678 | 46.32 | 46.32 | 0.91885 | 0 | 0 | 0 | 0
|  |  |  | 23.48 | 46.96 | 0 | 0 | 0 | 0 | 0 | 7.48 | 0.10709 | 0.302 | 46.96 | 46.96 | 1 | 0 | 0 | 0 | 0
|  |  |  | 20.08 | 40.16 | 0 | 0 | 0 | 0 | 0 | 7.48 | 0.10709 | 0 | 40.16 | 40.16 | 1 | 0 | 0 | 0 | 0
|  |  |  | 15.56 | 31.12 | 0 | 0 | 0 | 0 | 0 | 7.48 | 0.10709 | 0 | 31.12 | 31.12 | 1 | 0 | 0 | 0 | 0
|  |  |  | 13.52 | 27.04 | 0 | 0 | 0 | 0 | 0 | 7.48 | 0.10709 | 0 | 27.04 | 27.04 | 1 | 0 | 0 | 0 | 0
|  |  |  | 13.08 | 26.16 | 0 | 0 | 0 | 0 | 0 | 7.48 | 0.10709 | 0 | 26.16 | 26.16 | 1 | 0 | 0 | 0 | 0
|  |  |  | 12.84 | 25.68 | 0 | 0 | 0 | 0 | 0 | 7.48 | 0.10709 | 0 | 25.68 | 25.68 | 1 | 0 | 0 | 0 | 0
|  |  |  | 13.76 | 27.52 | 0 | 0 | 0 | 0 | 0 | 7.48 | 0.10709 | 0 | 27.52 | 27.52 | 1 | 0 | 0 | 0 | 0
|  |  |  | 14.32 | 28.64 | 0 | 0 | 0 | 0 | 0 | 7.48 | 0.10709 | 0 | 28.64 | 28.64 | 1 | 0 | 0 | 0 | 0
|  |  |  | 16.08 | 32.16 | 0 | 0 | 0 | 0 | 0 | 7.48 | 0.10709 | 0 | 32.16 | 32.16 | 1 | 0 | 0 | 0 | 0
|  |  |  | 16.72 | 33.44 | 0 | 0 | 0 | 0 | 0 | 7.48 | 0.10709 | 0 | 33.44 | 33.44 | 1 | 0 | 0 | 0 | 0
|  |  |  | 18.44 | 36.88 | 0 | 0 | 0 | 0 | 0 | 7.48 | 0.10709 | 0 | 36.88 | 36.88 | 1 | 0 | 0 | 0 | 0
|  |  |  | 23.36 | 46.72 | 0 | 0 | 0 | 0 | 0 | 7.48 | 0.10709 | 0 | 46.72 | 46.72 | 1 | 0 | 0 | 0 | 0
|  |  |  | 23.84 | 47.68 | 0 | 0 | 0 | 0 | 0 | 7.48 | 0.10709 | 0 | 47.68 | 47.68 | 1 | 0 | 0 | 0 | 0
|  |  |  | 23.6 | 47.2 | 0 | 0 | 0 | 0 | 0 | 7.48 | 0.12502 | 0 | 47.2 | 47.2 | 1 | 0 | 0 | 0 | 0
|  |  |  | 23.36 | 46.72 | 0 | 0 | 0 | 0 | 0 | 7.48 | 0.12502 | 0 | 46.72 | 46.72 | 1 | 0 | 0 | 0 | 0
|  |  |  | 22.36 | 44.72 | 0 | 0 | 0 | 0 | 0 | 7.48 | 0.12502 | 0 | 44.72 | 44.72 | 1 | 0 | 0 | 0 | 0
|  |  |  | 22.52 | 45.04 | 0 | 0 | 0 | 0 | 0 | 12.23 | 0.12502 | 0 | 45.04 | 45.04 | 1 | 0 | 0 | 0 | 0
|  |  |  | 21.68 | 43.36 | 0 | 0 | 0 | 0 | 0 | 12.23 | 0.12502 | 0 | 43.36 | 43.36 | 1 | 0 | 0 | 0 | 0
|  |  |  | 21.32 | 42.64 | 0 | 0 | 0 | 0 | 0 | 12.23 | 0.12502 | 0 | 42.64 | 42.64 | 1 | 0 | 0 | 0 | 0
|  |  |  | 22.28 | 44.56 | 0 | 0 | 0 | 0 | 0 | 12.23 | 0.12502 | 0 | 44.56 | 44.56 | 1 | 0 | 0 | 0 | 0
|  |  |  | 23.16 | 46.32 | 0 | 0 | 0 | 0 | 0 | 7.48 | 0.12502 | 0 | 46.32 | 46.32 | 1 | 0 | 0 | 0 | 0
|  |  |  | 20.6 | 41.2 | 0 | 0 | 0 | 0 | 0 | 7.48 | 0.12502 | 0 | 41.2 | 41.2 | 1 | 0 | 0 | 0 | 0
|  |  |  | 18.2 | 36.4 | 0 | 0 | 0 | 0 | 0 | 7.48 | 0.12502 | 0 | 36.4 | 33.722 | 0.2 | 0 | 2.678 | 0 | 0
|  |  |  | 17.2 | 34.4 | 0 | 0 | 0 | 0 | 0 | 7.48 | 0.10709 | 2.678 | 34.4 | 34.4 | 0.91885 | 0 | 0 | 0 | 0
|  |  |  | 17.36 | 34.72 | 0 | 0 | 0 | 0 | 0 | 7.48 | 0.10709 | 0.302 | 34.72 | 34.72 | 1 | 0 | 0 | 0 | 0
|  |  |  | 17.28 | 34.56 | 0 | 0 | 0 | 0 | 0 | 7.48 | 0.10709 | 0 | 34.56 | 34.56 | 1 | 0 | 0 | 0 | 0
|  |  |  | 14.92 | 29.84 | 0 | 0 | 0 | 0 | 0 | 7.48 | 0.10709 | 0 | 29.84 | 29.84 | 1 | 0 | 0 | 0 | 0
|  |  |  | 15.88 | 31.76 | 0 | 0 | 0 | 0 | 0 | 7.48 | 0.10709 | 0 | 31.76 | 31.76 | 1 | 0 | 0 | 0 | 0
|  |  |  | 13.32 | 26.64 | 0 | 0 | 0 | 0 | 0 | 7.48 | 0.10709 | 0 | 26.64 | 26.64 | 1 | 0 | 0 | 0 | 0
|  |  |  | 13.04 | 26.08 | 0 | 0 | 0 | 0 | 0 | 7.48 | 0.10709 | 0 | 26.08 | 26.08 | 1 | 0 | 0 | 0 | 0
|  |  |  | 13.76 | 27.52 | 0 | 0 | 0 | 0 | 0 | 7.48 | 0.10709 | 0 | 27.52 | 27.52 | 1 | 0 | 0 | 0 | 0
|  |  |  | 14.92 | 29.84 | 0 | 0 | 0 | 0 | 0 | 7.48 | 0.10709 | 0 | 29.84 | 29.84 | 1 | 0 | 0 | 0 | 0
|  |  |  | 17.68 | 35.36 | 0 | 0 | 0 | 0 | 0 | 7.48 | 0.10709 | 0 | 35.36 | 35.36 | 1 | 0 | 0 | 0 | 0
|  |  |  | 24.44 | 48.88 | 0 | 0 | 0 | 0 | 0 | 7.48 | 0.10709 | 0 | 48.88 | 48.88 | 1 | 0 | 0 | 0 | 0
|  |  |  | 27.72 | 55.44 | 0 | 0 | 0 | 0 | 0 | 7.48 | 0.10709 | 0 | 55.44 | 55.44 | 1 | 0 | 0 | 0 | 0
|  |  |  | 29.64 | 59.28 | 0 | 0 | 0 | 0 | 0 | 7.48 | 0.10709 | 0 | 59.28 | 59.28 | 1 | 0 | 0 | 0 | 0
|  |  |  | 27.6 | 55.2 | 0 | 0 | 0 | 0 | 0 | 7.48 | 0.10709 | 0 | 55.2 | 55.2 | 1 | 0 | 0 | 0 | 0
|  |  |  | 28.56 | 57.12 | 0 | 0 | 0 | 0 | 0 | 7.48 | 0.12502 | 0 | 57.12 | 57.12 | 1 | 0 | 0 | 0 | 0
|  |  |  | 34.24 | 68.48 | 0 | 0 | 0 | 0 | 0 | 7.48 | 0.12502 | 0 | 68.48 | 68.48 | 1 | 0 | 0 | 0 | 0
|  |  |  | 33.92 | 67.84 | 0 | 0 | 0 | 0 | 0 | 7.48 | 0.12502 | 0 | 67.84 | 65.162 | 0.2 | 0 | 2.678 | 0 | 0
|  |  |  | 26.24 | 52.48 | 0 | 0 | 0 | 0 | 0 | 12.23 | 0.12502 | 0 | 52.48 | 52.48 | 0.2 | 0 | 0 | 0 | 0
|  |  |  | 25.4 | 50.8 | 0 | 0 | 0 | 0 | 0 | 12.23 | 0.12502 | 0 | 50.8 | 50.8 | 0.2 | 0 | 0 | 0 | 0
|  |  |  | 25.68 | 51.36 | 0 | 0 | 0 | 0 | 0 | 12.23 | 0.12502 | 0 | 51.36 | 51.36 | 0.2 | 0 | 0 | 0 | 0
|  |  |  | 27.32 | 54.64 | 0 | 0 | 0 | 0 | 0 | 12.23 | 0.12502 | 0 | 54.64 | 54.64 | 0.2 | 0 | 0 | 0 | 0
|  |  |  | 28.12 | 56.24 | 0 | 0 | 0 | 0 | 0 | 7.48 | 0.12502 | 0 | 56.24 | 56.24 | 0.2 | 0 | 0 | 0 | 0
|  |  |  | 28.44 | 56.88 | 0 | 0 | 0 | 0 | 0 | 7.48 | 0.12502 | 0 | 56.88 | 56.88 | 0.2 | 0 | 0 | 0 | 0
|  |  |  | 29.48 | 58.96 | 0 | 0 | 0 | 0 | 0 | 7.48 | 0.12502 | 0 | 58.96 | 58.96 | 0.2 | 0 | 0 | 0 | 0
|  |  |  | 27.92 | 55.84 | 0 | 0 | 0 | 0 | 0 | 7.48 | 0.10709 | 2.678 | 55.84 | 55.84 | 0.91885 | 0 | 0 | 0 | 0
|  |  |  | 27.28 | 54.56 | 0 | 0 | 0 | 0 | 0 | 7.48 | 0.10709 | 0.302 | 54.56 | 54.56 | 1 | 0 | 0 | 0 | 0
|  |  |  | 23.4 | 46.8 | 0 | 0 | 0 | 0 | 0 | 7.48 | 0.10709 | 0 | 46.8 | 46.8 | 1 | 0 | 0 | 0 | 0
|  |  |  | 15.08 | 30.16 | 0 | 0 | 0 | 0 | 0 | 7.48 | 0.10709 | 0 | 30.16 | 30.16 | 1 | 0 | 0 | 0 | 0
|  |  |  | 14.08 | 28.16 | 0 | 0 | 0 | 0 | 0 | 7.48 | 0.10709 | 0 | 28.16 | 28.16 | 1 | 0 | 0 | 0 | 0
|  |  |  | 13.84 | 27.68 | 0 | 0 | 0 | 0 | 0 | 7.48 | 0.10709 | 0 | 27.68 | 27.68 | 1 | 0 | 0 | 0 | 0
|  |  |  | 13.56 | 27.12 | 0 | 0 | 0 | 0 | 0 | 7.48 | 0.10709 | 0 | 27.12 | 27.12 | 1 | 0 | 0 | 0 | 0
|  |  |  | 14.04 | 28.08 | 0 | 0 | 0 | 0 | 0 | 7.48 | 0.10709 | 0 | 28.08 | 28.08 | 1 | 0 | 0 | 0 | 0
|  |  |  | 14.8 | 29.6 | 0 | 0 | 0 | 0 | 0 | 7.48 | 0.10709 | 0 | 29.6 | 29.6 | 1 | 0 | 0 | 0 | 0
|  |  |  | 17.08 | 34.16 | 0 | 0 | 0 | 0 | 0 | 7.48 | 0.10709 | 0 | 34.16 | 34.16 | 1 | 0 | 0 | 0 | 0
|  |  |  | 24.56 | 49.12 | 0 | 0 | 0 | 0 | 0 | 7.48 | 0.10709 | 0 | 49.12 | 49.12 | 1 | 0 | 0 | 0 | 0
|  |  |  | 26.28 | 52.56 | 0 | 0 | 0 | 0 | 0 | 7.48 | 0.10709 | 0 | 52.56 | 52.56 | 1 | 0 | 0 | 0 | 0
|  |  |  | 27.52 | 55.04 | 0 | 0 | 0 | 0 | 0 | 7.48 | 0.10709 | 0 | 55.04 | 55.04 | 1 | 0 | 0 | 0 | 0
|  |  |  | 28.92 | 57.84 | 0 | 0 | 0 | 0 | 0 | 7.48 | 0.10709 | 0 | 57.84 | 57.84 | 1 | 0 | 0 | 0 | 0
|  |  |  | 32.16 | 64.32 | 0 | 0 | 0 | 0 | 0 | 7.48 | 0.10709 | 0 | 64.32 | 64.32 | 1 | 0 | 0 | 0 | 0
|  |  |  | 33.76 | 67.52 | 0 | 0 | 0 | 0 | 0 | 7.48 | 0.10709 | 0 | 67.52 | 67.52 | 1 | 0 | 0 | 0 | 0
|  |  |  | 31.76 | 63.52 | 0 | 0 | 0 | 0 | 0 | 7.48 | 0.10709 | 0 | 63.52 | 63.52 | 1 | 0 | 0 | 0 | 0
|  |  |  | 25.96 | 51.92 | 0 | 0 | 0 | 0 | 0 | 7.48 | 0.10709 | 0 | 51.92 | 51.92 | 1 | 0 | 0 | 0 | 0
|  |  |  | 25.32 | 50.64 | 0 | 0 | 0 | 0 | 0 | 7.48 | 0.10709 | 0 | 50.64 | 50.64 | 1 | 0 | 0 | 0 | 0
|  |  |  | 24.28 | 48.56 | 0 | 0 | 0 | 0 | 0 | 7.48 | 0.10709 | 0 | 48.56 | 48.56 | 1 | 0 | 0 | 0 | 0
|  |  |  | 25.52 | 51.04 | 0 | 0 | 0 | 0 | 0 | 7.48 | 0.10709 | 0 | 51.04 | 51.04 | 1 | 0 | 0 | 0 | 0
|  |  |  | 26.56 | 53.12 | 0 | 0 | 0 | 0 | 0 | 7.48 | 0.10709 | 0 | 53.12 | 53.12 | 1 | 0 | 0 | 0 | 0
|  |  |  | 27.48 | 54.96 | 0 | 0 | 0 | 0 | 0 | 7.48 | 0.10709 | 0 | 54.96 | 54.96 | 1 | 0 | 0 | 0 | 0
|  |  |  | 27.68 | 55.36 | 0 | 0 | 0 | 0 | 0 | 7.48 | 0.10709 | 0 | 55.36 | 55.36 | 1 | 0 | 0 | 0 | 0
|  |  |  | 26.64 | 53.28 | 0 | 0 | 0 | 0 | 0 | 7.48 | 0.10709 | 0 | 53.28 | 53.28 | 1 | 0 | 0 | 0 | 0
|  |  |  | 24.56 | 49.12 | 0 | 0 | 0 | 0 | 0 | 7.48 | 0.10709 | 0 | 49.12 | 49.12 | 1 | 0 | 0 | 0 | 0
|  |  |  | 23.92 | 47.84 | 0 | 0 | 0 | 0 | 0 | 7.48 | 0.10709 | 0 | 47.84 | 47.84 | 1 | 0 | 0 | 0 | 0
|  |  |  | 17.04 | 34.08 | 0 | 0 | 0 | 0 | 0 | 7.48 | 0.10709 | 0 | 34.08 | 34.08 | 1 | 0 | 0 | 0 | 0
|  |  |  | 14.88 | 29.76 | 0 | 0 | 0 | 0 | 0 | 7.48 | 0.10709 | 0 | 29.76 | 29.76 | 1 | 0 | 0 | 0 | 0
|  |  |  | 14.68 | 29.36 | 0 | 0 | 0 | 0 | 0 | 7.48 | 0.10709 | 0 | 29.36 | 29.36 | 1 | 0 | 0 | 0 | 0
|  |  |  | 16.76 | 33.52 | 0 | 0 | 0 | 0 | 0 | 7.48 | 0.10709 | 0 | 33.52 | 33.52 | 1 | 0 | 0 | 0 | 0
|  |  |  | 18.48 | 36.96 | 0 | 0 | 0 | 0 | 0 | 7.48 | 0.10709 | 0 | 36.96 | 36.96 | 1 | 0 | 0 | 0 | 0
|  |  |  | 19.12 | 38.24 | 0 | 0 | 0 | 0 | 0 | 7.48 | 0.10709 | 0 | 38.24 | 38.24 | 1 | 0 | 0 | 0 | 0
|  |  |  | 15.68 | 31.36 | 0 | 0 | 0 | 0 | 0 | 7.48 | 0.10709 | 0 | 31.36 | 31.36 | 1 | 0 | 0 | 0 | 0
|  |  |  | 21.96 | 43.92 | 0 | 0 | 0 | 0 | 0 | 7.48 | 0.10709 | 0 | 43.92 | 43.92 | 1 | 0 | 0 | 0 | 0
|  |  |  | 25.72 | 51.44 | 0 | 0 | 0 | 0 | 0 | 7.48 | 0.10709 | 0 | 51.44 | 51.44 | 1 | 0 | 0 | 0 | 0
|  |  |  | 26.68 | 53.36 | 0 | 0 | 0 | 0 | 0 | 7.48 | 0.10709 | 0 | 53.36 | 53.36 | 1 | 0 | 0 | 0 | 0
|  |  |  | 28.76 | 57.52 | 0 | 0 | 0 | 0 | 0 | 7.48 | 0.10709 | 0 | 57.52 | 57.52 | 1 | 0 | 0 | 0 | 0
|  |  |  | 31.08 | 62.16 | 0 | 0 | 0 | 0 | 0 | 7.48 | 0.10709 | 0 | 62.16 | 62.16 | 1 | 0 | 0 | 0 | 0
|  |  |  | 32.92 | 65.84 | 0 | 0 | 0 | 0 | 0 | 7.48 | 0.10709 | 0 | 65.84 | 65.84 | 1 | 0 | 0 | 0 | 0
|  |  |  | 29.8 | 59.6 | 0 | 0 | 0 | 0 | 0 | 7.48 | 0.10709 | 0 | 59.6 | 59.6 | 1 | 0 | 0 | 0 | 0
|  |  |  | 27.04 | 54.08 | 0 | 0 | 0 | 0 | 0 | 7.48 | 0.10709 | 0 | 54.08 | 54.08 | 1 | 0 | 0 | 0 | 0
|  |  |  | 25.84 | 51.68 | 0 | 0 | 0 | 0 | 0 | 7.48 | 0.10709 | 0 | 51.68 | 51.68 | 1 | 0 | 0 | 0 | 0
|  |  |  | 25.32 | 50.64 | 0 | 0 | 0 | 0 | 0 | 7.48 | 0.10709 | 0 | 50.64 | 50.64 | 1 | 0 | 0 | 0 | 0
|  |  |  | 25.84 | 51.68 | 0 | 0 | 0 | 0 | 0 | 7.48 | 0.10709 | 0 | 51.68 | 51.68 | 1 | 0 | 0 | 0 | 0
|  |  |  | 27.6 | 55.2 | 0 | 0 | 0 | 0 | 0 | 7.48 | 0.10709 | 0 | 55.2 | 55.2 | 1 | 0 | 0 | 0 | 0
|  |  |  | 28.4 | 56.8 | 0 | 0 | 0 | 0 | 0 | 7.48 | 0.10709 | 0 | 56.8 | 56.8 | 1 | 0 | 0 | 0 | 0
|  |  |  | 27.36 | 54.72 | 0 | 0 | 0 | 0 | 0 | 7.48 | 0.10709 | 0 | 54.72 | 54.72 | 1 | 0 | 0 | 0 | 0
|  |  |  | 25.6 | 51.2 | 0 | 0 | 0 | 0 | 0 | 7.48 | 0.10709 | 0 | 51.2 | 51.2 | 1 | 0 | 0 | 0 | 0
|  |  |  | 25.48 | 50.96 | 0 | 0 | 0 | 0 | 0 | 7.48 | 0.10709 | 0 | 50.96 | 50.96 | 1 | 0 | 0 | 0 | 0
|  |  |  | 22.76 | 45.52 | 0 | 0 | 0 | 0 | 0 | 7.48 | 0.10709 | 0 | 45.52 | 45.52 | 1 | 0 | 0 | 0 | 0
|  |  |  | 19.52 | 39.04 | 0 | 0 | 0 | 0 | 0 | 7.48 | 0.10709 | 0 | 39.04 | 39.04 | 1 | 0 | 0 | 0 | 0
|  |  |  | 18.32 | 36.64 | 0 | 0 | 0 | 0 | 0 | 7.48 | 0.10709 | 0 | 36.64 | 36.64 | 1 | 0 | 0 | 0 | 0
|  |  |  | 18.32 | 36.64 | 0 | 0 | 0 | 0 | 0 | 7.48 | 0.10709 | 0 | 36.64 | 36.64 | 1 | 0 | 0 | 0 | 0
|  |  |  | 17.88 | 35.76 | 0 | 0 | 0 | 0 | 0 | 7.48 | 0.10709 | 0 | 35.76 | 35.76 | 1 | 0 | 0 | 0 | 0
|  |  |  | 18.64 | 37.28 | 0 | 0 | 0 | 0 | 0 | 7.48 | 0.10709 | 0 | 37.28 | 37.28 | 1 | 0 | 0 | 0 | 0
|  |  |  | 16.84 | 33.68 | 0 | 0 | 0 | 0 | 0 | 7.48 | 0.10709 | 0 | 33.68 | 33.68 | 1 | 0 | 0 | 0 | 0
|  |  |  | 16.24 | 32.48 | 0 | 0 | 0 | 0 | 0 | 7.48 | 0.10709 | 0 | 32.48 | 32.48 | 1 | 0 | 0 | 0 | 0
|  |  |  | 23.32 | 46.64 | 0 | 0 | 0 | 0 | 0 | 7.48 | 0.10709 | 0 | 46.64 | 46.64 | 1 | 0 | 0 | 0 | 0
|  |  |  | 27.04 | 54.08 | 0 | 0 | 0 | 0 | 0 | 7.48 | 0.10709 | 0 | 54.08 | 54.08 | 1 | 0 | 0 | 0 | 0
|  |  |  | 27.88 | 55.76 | 0 | 0 | 0 | 0 | 0 | 7.48 | 0.10709 | 0 | 55.76 | 55.76 | 1 | 0 | 0 | 0 | 0
|  |  |  | 26.88 | 53.76 | 0 | 0 | 0 | 0 | 0 | 7.48 | 0.10709 | 0 | 53.76 | 53.76 | 1 | 0 | 0 | 0 | 0
|  |  |  | 31.96 | 63.92 | 0 | 0 | 0 | 0 | 0 | 7.48 | 0.12502 | 0 | 63.92 | 63.92 | 1 | 0 | 0 | 0 | 0
|  |  |  | 32.04 | 64.08 | 0 | 0 | 0 | 0 | 0 | 7.48 | 0.12502 | 0 | 64.08 | 64.08 | 1 | 0 | 0 | 0 | 0
|  |  |  | 29.52 | 59.04 | 0 | 0 | 0 | 0 | 0 | 7.48 | 0.12502 | 0 | 59.04 | 59.04 | 1 | 0 | 0 | 0 | 0
|  |  |  | 27.04 | 54.08 | 0 | 0 | 0 | 0 | 0 | 12.23 | 0.12502 | 0 | 54.08 | 54.08 | 1 | 0 | 0 | 0 | 0
|  |  |  | 25.36 | 50.72 | 0 | 0 | 0 | 0 | 0 | 12.23 | 0.12502 | 0 | 50.72 | 50.72 | 1 | 0 | 0 | 0 | 0
|  |  |  | 23.48 | 46.96 | 0 | 0 | 0 | 0 | 0 | 12.23 | 0.12502 | 0 | 46.96 | 46.96 | 1 | 0 | 0 | 0 | 0
|  |  |  | 25.28 | 50.56 | 0 | 0 | 0 | 0 | 0 | 12.23 | 0.12502 | 0 | 50.56 | 50.56 | 1 | 0 | 0 | 0 | 0
|  |  |  | 27.56 | 55.12 | 0 | 0 | 0 | 0 | 0 | 7.48 | 0.12502 | 0 | 55.12 | 55.12 | 1 | 0 | 0 | 0 | 0
|  |  |  | 28.32 | 56.64 | 0 | 0 | 0 | 0 | 0 | 7.48 | 0.12502 | 0 | 56.64 | 56.64 | 1 | 0 | 0 | 0 | 0
|  |  |  | 28.48 | 56.96 | 0 | 0 | 0 | 0 | 0 | 7.48 | 0.12502 | 0 | 56.96 | 54.282 | 0.2 | 0 | 2.678 | 0 | 0
|  |  |  | 27.28 | 54.56 | 0 | 0 | 0 | 0 | 0 | 7.48 | 0.10709 | 2.678 | 54.56 | 54.56 | 0.91885 | 0 | 0 | 0 | 0
|  |  |  | 26.96 | 53.92 | 0 | 0 | 0 | 0 | 0 | 7.48 | 0.10709 | 0.302 | 53.92 | 53.92 | 1 | 0 | 0 | 0 | 0
|  |  |  | 20.6 | 41.2 | 0 | 0 | 0 | 0 | 0 | 7.48 | 0.10709 | 0 | 41.2 | 41.2 | 1 | 0 | 0 | 0 | 0
|  |  |  | 16.04 | 32.08 | 0 | 0 | 0 | 0 | 0 | 7.48 | 0.10709 | 0 | 32.08 | 32.08 | 1 | 0 | 0 | 0 | 0
|  |  |  | 14.64 | 29.28 | 0 | 0 | 0 | 0 | 0 | 7.48 | 0.10709 | 0 | 29.28 | 29.28 | 1 | 0 | 0 | 0 | 0
|  |  |  | 14.24 | 28.48 | 0 | 0 | 0 | 0 | 0 | 7.48 | 0.10709 | 0 | 28.48 | 28.48 | 1 | 0 | 0 | 0 | 0
|  |  |  | 14.12 | 28.24 | 0 | 0 | 0 | 0 | 0 | 7.48 | 0.10709 | 0 | 28.24 | 28.24 | 1 | 0 | 0 | 0 | 0
|  |  |  | 14.4 | 28.8 | 0 | 0 | 0 | 0 | 0 | 7.48 | 0.10709 | 0 | 28.8 | 28.8 | 1 | 0 | 0 | 0 | 0
|  |  |  | 15.12 | 30.24 | 0 | 0 | 0 | 0 | 0 | 7.48 | 0.10709 | 0 | 30.24 | 30.24 | 1 | 0 | 0 | 0 | 0
|  |  |  | 17.32 | 34.64 | 0 | 0 | 0 | 0 | 0 | 7.48 | 0.10709 | 0 | 34.64 | 34.64 | 1 | 0 | 0 | 0 | 0
|  |  |  | 24.88 | 49.76 | 0 | 0 | 0 | 0 | 0 | 7.48 | 0.10709 | 0 | 49.76 | 49.76 | 1 | 0 | 0 | 0 | 0
|  |  |  | 29.12 | 58.24 | 0 | 0 | 0 | 0 | 0 | 7.48 | 0.10709 | 0 | 58.24 | 58.24 | 1 | 0 | 0 | 0 | 0
|  |  |  | 33.24 | 66.48 | 0 | 0 | 0 | 0 | 0 | 7.48 | 0.10709 | 0 | 66.48 | 66.48 | 1 | 0 | 0 | 0 | 0
|  |  |  | 33.72 | 67.44 | 0 | 0 | 0 | 0 | 0 | 7.48 | 0.10709 | 0 | 67.44 | 67.44 | 1 | 0 | 0 | 0 | 0
|  |  |  | 34.28 | 68.56 | 0 | 0 | 0 | 0 | 0 | 7.48 | 0.12502 | 0 | 68.56 | 68.56 | 1 | 0 | 0 | 0 | 0
|  |  |  | 33.96 | 67.92 | 0 | 0 | 0 | 0 | 0 | 7.48 | 0.12502 | 0 | 67.92 | 67.92 | 1 | 0 | 0 | 0 | 0
|  |  |  | 31.72 | 63.44 | 0 | 0 | 0 | 0 | 0 | 7.48 | 0.12502 | 0 | 63.44 | 63.44 | 1 | 0 | 0 | 0 | 0
|  |  |  | 27.12 | 54.24 | 0 | 0 | 0 | 0 | 0 | 12.23 | 0.12502 | 0 | 54.24 | 54.24 | 1 | 0 | 0 | 0 | 0
|  |  |  | 26.28 | 52.56 | 0 | 0 | 0 | 0 | 0 | 12.23 | 0.12502 | 0 | 52.56 | 52.56 | 1 | 0 | 0 | 0 | 0
|  |  |  | 25.8 | 51.6 | 0 | 0 | 0 | 0 | 0 | 12.23 | 0.12502 | 0 | 51.6 | 51.6 | 1 | 0 | 0 | 0 | 0
|  |  |  | 26.48 | 52.96 | 0 | 0 | 0 | 0 | 0 | 12.23 | 0.12502 | 0 | 52.96 | 52.96 | 1 | 0 | 0 | 0 | 0
|  |  |  | 28 | 56 | 0 | 0 | 0 | 0 | 0 | 7.48 | 0.12502 | 0 | 56 | 56 | 1 | 0 | 0 | 0 | 0
|  |  |  | 28.08 | 56.16 | 0 | 0 | 0 | 0 | 0 | 7.48 | 0.12502 | 0 | 56.16 | 56.16 | 1 | 0 | 0 | 0 | 0
|  |  |  | 27.52 | 55.04 | 0 | 0 | 0 | 0 | 0 | 7.48 | 0.12502 | 0 | 55.04 | 52.362 | 0.2 | 0 | 2.678 | 0 | 0
|  |  |  | 27.36 | 54.72 | 0 | 0 | 0 | 0 | 0 | 7.48 | 0.10709 | 2.678 | 54.72 | 54.72 | 0.91885 | 0 | 0 | 0 | 0
|  |  |  | 26.8 | 53.6 | 0 | 0 | 0 | 0 | 0 | 7.48 | 0.10709 | 0.302 | 53.6 | 53.6 | 1 | 0 | 0 | 0 | 0
|  |  |  | 21.96 | 43.92 | 0 | 0 | 0 | 0 | 0 | 7.48 | 0.10709 | 0 | 43.92 | 43.92 | 1 | 0 | 0 | 0 | 0
|  |  |  | 17.36 | 34.72 | 0 | 0 | 0 | 0 | 0 | 7.48 | 0.10709 | 0 | 34.72 | 34.72 | 1 | 0 | 0 | 0 | 0
|  |  |  | 19.44 | 38.88 | 0 | 0 | 0 | 0 | 0 | 7.48 | 0.10709 | 0 | 38.88 | 38.88 | 1 | 0 | 0 | 0 | 0
|  |  |  | 19.16 | 38.32 | 0 | 0 | 0 | 0 | 0 | 7.48 | 0.10709 | 0 | 38.32 | 38.32 | 1 | 0 | 0 | 0 | 0
|  |  |  | 18.96 | 37.92 | 0 | 0 | 0 | 0 | 0 | 7.48 | 0.10709 | 0 | 37.92 | 37.92 | 1 | 0 | 0 | 0 | 0
|  |  |  | 19.4 | 38.8 | 0 | 0 | 0 | 0 | 0 | 7.48 | 0.10709 | 0 | 38.8 | 38.8 | 1 | 0 | 0 | 0 | 0
|  |  |  | 20.88 | 41.76 | 0 | 0 | 0 | 0 | 0 | 7.48 | 0.10709 | 0 | 41.76 | 41.76 | 1 | 0 | 0 | 0 | 0
|  |  |  | 22.04 | 44.08 | 0 | 0 | 0 | 0 | 0 | 7.48 | 0.10709 | 0 | 44.08 | 44.08 | 1 | 0 | 0 | 0 | 0
|  |  |  | 23.4 | 46.8 | 0 | 0 | 0 | 0 | 0 | 7.48 | 0.10709 | 0 | 46.8 | 46.8 | 1 | 0 | 0 | 0 | 0
|  |  |  | 24.64 | 49.28 | 0 | 0 | 0 | 0 | 0 | 7.48 | 0.10709 | 0 | 49.28 | 49.28 | 1 | 0 | 0 | 0 | 0
|  |  |  | 24.24 | 48.48 | 0 | 0 | 0 | 0 | 0 | 7.48 | 0.10709 | 0 | 48.48 | 48.48 | 1 | 0 | 0 | 0 | 0
|  |  |  | 23.72 | 47.44 | 0 | 0 | 0 | 0 | 0 | 7.48 | 0.10709 | 0 | 47.44 | 47.44 | 1 | 0 | 0 | 0 | 0
|  |  |  | 24.12 | 48.24 | 0 | 0 | 0 | 0 | 0 | 7.48 | 0.12502 | 0 | 48.24 | 48.24 | 1 | 0 | 0 | 0 | 0
|  |  |  | 23.68 | 47.36 | 0 | 0 | 0 | 0 | 0 | 7.48 | 0.12502 | 0 | 47.36 | 47.36 | 1 | 0 | 0 | 0 | 0
|  |  |  | 22.96 | 45.92 | 0 | 0 | 0 | 0 | 0 | 7.48 | 0.12502 | 0 | 45.92 | 45.92 | 1 | 0 | 0 | 0 | 0
|  |  |  | 23.12 | 46.24 | 0 | 0 | 0 | 0 | 0 | 12.23 | 0.12502 | 0 | 46.24 | 46.24 | 1 | 0 | 0 | 0 | 0
|  |  |  | 22.24 | 44.48 | 0 | 0 | 0 | 0 | 0 | 12.23 | 0.12502 | 0 | 44.48 | 44.48 | 1 | 0 | 0 | 0 | 0
|  |  |  | 23.52 | 47.04 | 0 | 0 | 0 | 0 | 0 | 12.23 | 0.12502 | 0 | 47.04 | 47.04 | 1 | 0 | 0 | 0 | 0
|  |  |  | 25.16 | 50.32 | 0 | 0 | 0 | 0 | 0 | 12.23 | 0.12502 | 0 | 50.32 | 50.32 | 1 | 0 | 0 | 0 | 0
|  |  |  | 26.52 | 53.04 | 0 | 0 | 0 | 0 | 0 | 7.48 | 0.12502 | 0 | 53.04 | 53.04 | 1 | 0 | 0 | 0 | 0
|  |  |  | 24.28 | 48.56 | 0 | 0 | 0 | 0 | 0 | 7.48 | 0.12502 | 0 | 48.56 | 48.56 | 1 | 0 | 0 | 0 | 0
|  |  |  | 24.2 | 48.4 | 0 | 0 | 0 | 0 | 0 | 7.48 | 0.12502 | 0 | 48.4 | 45.722 | 0.2 | 0 | 2.678 | 0 | 0
|  |  |  | 23.6 | 47.2 | 0 | 0 | 0 | 0 | 0 | 7.48 | 0.10709 | 2.678 | 47.2 | 47.2 | 0.91885 | 0 | 0 | 0 | 0
|  |  |  | 23.52 | 47.04 | 0 | 0 | 0 | 0 | 0 | 7.48 | 0.10709 | 0.302 | 47.04 | 47.04 | 1 | 0 | 0 | 0 | 0
|  |  |  | 18.56 | 37.12 | 0 | 0 | 0 | 0 | 0 | 7.48 | 0.10709 | 0 | 37.12 | 37.12 | 1 | 0 | 0 | 0 | 0
|  |  |  | 13.16 | 26.32 | 0 | 0 | 0 | 0 | 0 | 7.48 | 0.10709 | 0 | 26.32 | 26.32 | 1 | 0 | 0 | 0 | 0
|  |  |  | 11.68 | 23.36 | 0 | 0 | 0 | 0 | 0 | 7.48 | 0.10709 | 0 | 23.36 | 23.36 | 1 | 0 | 0 | 0 | 0
|  |  |  | 13.2 | 26.4 | 0 | 0 | 0 | 0 | 0 | 7.48 | 0.10709 | 0 | 26.4 | 26.4 | 1 | 0 | 0 | 0 | 0
|  |  |  | 13.36 | 26.72 | 0 | 0 | 0 | 0 | 0 | 7.48 | 0.10709 | 0 | 26.72 | 26.72 | 1 | 0 | 0 | 0 | 0
|  |  |  | 13.88 | 27.76 | 0 | 0 | 0 | 0 | 0 | 7.48 | 0.10709 | 0 | 27.76 | 27.76 | 1 | 0 | 0 | 0 | 0
|  |  |  | 14.8 | 29.6 | 0 | 0 | 0 | 0 | 0 | 7.48 | 0.10709 | 0 | 29.6 | 29.6 | 1 | 0 | 0 | 0 | 0
|  |  |  | 16.08 | 32.16 | 0 | 0 | 0 | 0 | 0 | 7.48 | 0.10709 | 0 | 32.16 | 32.16 | 1 | 0 | 0 | 0 | 0
|  |  |  | 18.04 | 36.08 | 0 | 0 | 0 | 0 | 0 | 7.48 | 0.10709 | 0 | 36.08 | 36.08 | 1 | 0 | 0 | 0 | 0
|  |  |  | 19.56 | 39.12 | 0 | 0 | 0 | 0 | 0 | 7.48 | 0.10709 | 0 | 39.12 | 39.12 | 1 | 0 | 0 | 0 | 0
|  |  |  | 24.32 | 48.64 | 0 | 0 | 0 | 0 | 0 | 7.48 | 0.10709 | 0 | 48.64 | 48.64 | 1 | 0 | 0 | 0 | 0
|  |  |  | 24.28 | 48.56 | 0 | 0 | 0 | 0 | 0 | 7.48 | 0.10709 | 0 | 48.56 | 48.56 | 1 | 0 | 0 | 0 | 0
|  |  |  | 24.68 | 49.36 | 0 | 0 | 0 | 0 | 0 | 7.48 | 0.12502 | 0 | 49.36 | 49.36 | 1 | 0 | 0 | 0 | 0
|  |  |  | 23.44 | 46.88 | 0 | 0 | 0 | 0 | 0 | 7.48 | 0.12502 | 0 | 46.88 | 46.88 | 1 | 0 | 0 | 0 | 0
|  |  |  | 22.16 | 44.32 | 0 | 0 | 0 | 0 | 0 | 7.48 | 0.12502 | 0 | 44.32 | 44.32 | 1 | 0 | 0 | 0 | 0
|  |  |  | 22.96 | 45.92 | 0 | 0 | 0 | 0 | 0 | 12.23 | 0.12502 | 0 | 45.92 | 45.92 | 1 | 0 | 0 | 0 | 0
|  |  |  | 22.36 | 44.72 | 0 | 0 | 0 | 0 | 0 | 12.23 | 0.12502 | 0 | 44.72 | 44.72 | 1 | 0 | 0 | 0 | 0
|  |  |  | 21.96 | 43.92 | 0 | 0 | 0 | 0 | 0 | 12.23 | 0.12502 | 0 | 43.92 | 43.92 | 1 | 0 | 0 | 0 | 0
|  |  |  | 23.44 | 46.88 | 0 | 0 | 0 | 0 | 0 | 12.23 | 0.12502 | 0 | 46.88 | 46.88 | 1 | 0 | 0 | 0 | 0
|  |  |  | 23.64 | 47.28 | 0 | 0 | 0 | 0 | 0 | 7.48 | 0.12502 | 0 | 47.28 | 47.28 | 1 | 0 | 0 | 0 | 0
|  |  |  | 22.96 | 45.92 | 0 | 0 | 0 | 0 | 0 | 7.48 | 0.12502 | 0 | 45.92 | 45.92 | 1 | 0 | 0 | 0 | 0
|  |  |  | 22 | 44 | 0 | 0 | 0 | 0 | 0 | 7.48 | 0.12502 | 0 | 44 | 41.322 | 0.2 | 0 | 2.678 | 0 | 0
|  |  |  | 21.88 | 43.76 | 0 | 0 | 0 | 0 | 0 | 7.48 | 0.10709 | 2.678 | 43.76 | 43.76 | 0.91885 | 0 | 0 | 0 | 0
|  |  |  | 24.08 | 48.16 | 0 | 0 | 0 | 0 | 0 | 7.48 | 0.10709 | 0.302 | 48.16 | 48.16 | 1 | 0 | 0 | 0 | 0
|  |  |  | 24.64 | 49.28 | 0 | 0 | 0 | 0 | 0 | 7.48 | 0.10709 | 0 | 49.28 | 49.28 | 1 | 0 | 0 | 0 | 0
|  |  |  | 19.6 | 39.2 | 0 | 0 | 0 | 0 | 0 | 7.48 | 0.10709 | 0 | 39.2 | 39.2 | 1 | 0 | 0 | 0 | 0
|  |  |  | 18.24 | 36.48 | 0 | 0 | 0 | 0 | 0 | 7.48 | 0.10709 | 0 | 36.48 | 36.48 | 1 | 0 | 0 | 0 | 0
|  |  |  | 15.36 | 30.72 | 0 | 0 | 0 | 0 | 0 | 7.48 | 0.10709 | 0 | 30.72 | 30.72 | 1 | 0 | 0 | 0 | 0
|  |  |  | 13.36 | 26.72 | 0 | 0 | 0 | 0 | 0 | 7.48 | 0.10709 | 0 | 26.72 | 26.72 | 1 | 0 | 0 | 0 | 0
|  |  |  | 13.96 | 27.92 | 0 | 0 | 0 | 0 | 0 | 7.48 | 0.10709 | 0 | 27.92 | 27.92 | 1 | 0 | 0 | 0 | 0
|  |  |  | 15.28 | 30.56 | 0 | 0 | 0 | 0 | 0 | 7.48 | 0.10709 | 0 | 30.56 | 30.56 | 1 | 0 | 0 | 0 | 0
|  |  |  | 16.64 | 33.28 | 0 | 0 | 0 | 0 | 0 | 7.48 | 0.10709 | 0 | 33.28 | 33.28 | 1 | 0 | 0 | 0 | 0
|  |  |  | 24.4 | 48.8 | 0 | 0 | 0 | 0 | 0 | 7.48 | 0.10709 | 0 | 48.8 | 48.8 | 1 | 0 | 0 | 0 | 0
|  |  |  | 24.84 | 49.68 | 0 | 0 | 0 | 0 | 0 | 7.48 | 0.10709 | 0 | 49.68 | 49.68 | 1 | 0 | 0 | 0 | 0
|  |  |  | 29.4 | 58.8 | 0 | 0 | 0 | 0 | 0 | 7.48 | 0.10709 | 0 | 58.8 | 58.8 | 1 | 0 | 0 | 0 | 0
|  |  |  | 29.32 | 58.64 | 0 | 0 | 0 | 0 | 0 | 7.48 | 0.10709 | 0 | 58.64 | 58.64 | 1 | 0 | 0 | 0 | 0
|  |  |  | 30.56 | 61.12 | 0 | 0 | 0 | 0 | 0 | 7.48 | 0.12502 | 0 | 61.12 | 61.12 | 1 | 0 | 0 | 0 | 0
|  |  |  | 33.6 | 67.2 | 0 | 0 | 0 | 0 | 0 | 7.48 | 0.12502 | 0 | 67.2 | 67.2 | 1 | 0 | 0 | 0 | 0
|  |  |  | 28.88 | 57.76 | 0 | 0 | 0 | 0 | 0 | 7.48 | 0.12502 | 0 | 57.76 | 57.76 | 1 | 0 | 0 | 0 | 0
|  |  |  | 27.24 | 54.48 | 0 | 0 | 0 | 0 | 0 | 12.23 | 0.12502 | 0 | 54.48 | 54.48 | 1 | 0 | 0 | 0 | 0
|  |  |  | 26.04 | 52.08 | 0 | 0 | 0 | 0 | 0 | 12.23 | 0.12502 | 0 | 52.08 | 52.08 | 1 | 0 | 0 | 0 | 0
|  |  |  | 25.68 | 51.36 | 0 | 0 | 0 | 0 | 0 | 12.23 | 0.12502 | 0 | 51.36 | 51.36 | 1 | 0 | 0 | 0 | 0
|  |  |  | 25.84 | 51.68 | 0 | 0 | 0 | 0 | 0 | 12.23 | 0.12502 | 0 | 51.68 | 51.68 | 1 | 0 | 0 | 0 | 0
|  |  |  | 27.96 | 55.92 | 0 | 0 | 0 | 0 | 0 | 7.48 | 0.12502 | 0 | 55.92 | 55.92 | 1 | 0 | 0 | 0 | 0
|  |  |  | 28.44 | 56.88 | 0 | 0 | 0 | 0 | 0 | 7.48 | 0.12502 | 0 | 56.88 | 56.88 | 1 | 0 | 0 | 0 | 0
|  |  |  | 29.36 | 58.72 | 0 | 0 | 0 | 0 | 0 | 7.48 | 0.12502 | 0 | 58.72 | 56.042 | 0.2 | 0 | 2.678 | 0 | 0
|  |  |  | 27.92 | 55.84 | 0 | 0 | 0 | 0 | 0 | 7.48 | 0.10709 | 2.678 | 55.84 | 55.84 | 0.91885 | 0 | 0 | 0 | 0
|  |  |  | 25.92 | 51.84 | 0 | 0 | 0 | 0 | 0 | 7.48 | 0.10709 | 0.302 | 51.84 | 51.84 | 1 | 0 | 0 | 0 | 0
|  |  |  | 20.36 | 40.72 | 0 | 0 | 0 | 0 | 0 | 7.48 | 0.10709 | 0 | 40.72 | 40.72 | 1 | 0 | 0 | 0 | 0
|  |  |  | 15.92 | 31.84 | 0 | 0 | 0 | 0 | 0 | 7.48 | 0.10709 | 0 | 31.84 | 31.84 | 1 | 0 | 0 | 0 | 0
|  |  |  | 14.72 | 29.44 | 0 | 0 | 0 | 0 | 0 | 7.48 | 0.10709 | 0 | 29.44 | 29.44 | 1 | 0 | 0 | 0 | 0
|  |  |  | 14.12 | 28.24 | 0 | 0 | 0 | 0 | 0 | 7.48 | 0.10709 | 0 | 28.24 | 28.24 | 1 | 0 | 0 | 0 | 0
|  |  |  | 14.2 | 28.4 | 0 | 0 | 0 | 0 | 0 | 7.48 | 0.10709 | 0 | 28.4 | 28.4 | 1 | 0 | 0 | 0 | 0
|  |  |  | 14.8 | 29.6 | 0 | 0 | 0 | 0 | 0 | 7.48 | 0.10709 | 0 | 29.6 | 29.6 | 1 | 0 | 0 | 0 | 0
|  |  |  | 15.6 | 31.2 | 0 | 0 | 0 | 0 | 0 | 7.48 | 0.10709 | 0 | 31.2 | 31.2 | 1 | 0 | 0 | 0 | 0
|  |  |  | 17.08 | 34.16 | 0 | 0 | 0 | 0 | 0 | 7.48 | 0.10709 | 0 | 34.16 | 34.16 | 1 | 0 | 0 | 0 | 0
|  |  |  | 23.44 | 46.88 | 0 | 0 | 0 | 0 | 0 | 7.48 | 0.10709 | 0 | 46.88 | 46.88 | 1 | 0 | 0 | 0 | 0
|  |  |  | 26.8 | 53.6 | 0 | 0 | 0 | 0 | 0 | 7.48 | 0.10709 | 0 | 53.6 | 53.6 | 1 | 0 | 0 | 0 | 0
|  |  |  | 27.04 | 54.08 | 0 | 0 | 0 | 0 | 0 | 7.48 | 0.10709 | 0 | 54.08 | 54.08 | 1 | 0 | 0 | 0 | 0
|  |  |  | 28.92 | 57.84 | 0 | 0 | 0 | 0 | 0 | 7.48 | 0.10709 | 0 | 57.84 | 57.84 | 1 | 0 | 0 | 0 | 0
|  |  |  | 28.4 | 56.8 | 0 | 0 | 0 | 0 | 0 | 7.48 | 0.10709 | 0 | 56.8 | 56.8 | 1 | 0 | 0 | 0 | 0
|  |  |  | 29 | 58 | 0 | 0 | 0 | 0 | 0 | 7.48 | 0.10709 | 0 | 58 | 58 | 1 | 0 | 0 | 0 | 0
|  |  |  | 28 | 56 | 0 | 0 | 0 | 0 | 0 | 7.48 | 0.10709 | 0 | 56 | 56 | 1 | 0 | 0 | 0 | 0
|  |  |  | 26.52 | 53.04 | 0 | 0 | 0 | 0 | 0 | 7.48 | 0.10709 | 0 | 53.04 | 53.04 | 1 | 0 | 0 | 0 | 0
|  |  |  | 25.4 | 50.8 | 0 | 0 | 0 | 0 | 0 | 7.48 | 0.10709 | 0 | 50.8 | 50.8 | 1 | 0 | 0 | 0 | 0
|  |  |  | 24.88 | 49.76 | 0 | 0 | 0 | 0 | 0 | 7.48 | 0.10709 | 0 | 49.76 | 49.76 | 1 | 0 | 0 | 0 | 0
|  |  |  | 25.68 | 51.36 | 0 | 0 | 0 | 0 | 0 | 7.48 | 0.10709 | 0 | 51.36 | 51.36 | 1 | 0 | 0 | 0 | 0
|  |  |  | 27.04 | 54.08 | 0 | 0 | 0 | 0 | 0 | 7.48 | 0.10709 | 0 | 54.08 | 54.08 | 1 | 0 | 0 | 0 | 0
|  |  |  | 26.84 | 53.68 | 0 | 0 | 0 | 0 | 0 | 7.48 | 0.10709 | 0 | 53.68 | 53.68 | 1 | 0 | 0 | 0 | 0
|  |  |  | 26.96 | 53.92 | 0 | 0 | 0 | 0 | 0 | 7.48 | 0.10709 | 0 | 53.92 | 53.92 | 1 | 0 | 0 | 0 | 0
|  |  |  | 25.76 | 51.52 | 0 | 0 | 0 | 0 | 0 | 7.48 | 0.10709 | 0 | 51.52 | 51.52 | 1 | 0 | 0 | 0 | 0
|  |  |  | 24.12 | 48.24 | 0 | 0 | 0 | 0 | 0 | 7.48 | 0.10709 | 0 | 48.24 | 48.24 | 1 | 0 | 0 | 0 | 0
|  |  |  | 18.56 | 37.12 | 0 | 0 | 0 | 0 | 0 | 7.48 | 0.10709 | 0 | 37.12 | 37.12 | 1 | 0 | 0 | 0 | 0
|  |  |  | 12.88 | 25.76 | 0 | 0 | 0 | 0 | 0 | 7.48 | 0.10709 | 0 | 25.76 | 25.76 | 1 | 0 | 0 | 0 | 0
|  |  |  | 10.72 | 21.44 | 0 | 0 | 0 | 0 | 0 | 7.48 | 0.10709 | 0 | 21.44 | 21.44 | 1 | 0 | 0 | 0 | 0
|  |  |  | 10.28 | 20.56 | 0 | 0 | 0 | 0 | 0 | 7.48 | 0.10709 | 0 | 20.56 | 20.56 | 1 | 0 | 0 | 0 | 0
|  |  |  | 12.8 | 25.6 | 0 | 0 | 0 | 0 | 0 | 7.48 | 0.10709 | 0 | 25.6 | 25.6 | 1 | 0 | 0 | 0 | 0
|  |  |  | 13.84 | 27.68 | 0 | 0 | 0 | 0 | 0 | 7.48 | 0.10709 | 0 | 27.68 | 27.68 | 1 | 0 | 0 | 0 | 0
|  |  |  | 14.48 | 28.96 | 0 | 0 | 0 | 0 | 0 | 7.48 | 0.10709 | 0 | 28.96 | 28.96 | 1 | 0 | 0 | 0 | 0
|  |  |  | 15.08 | 30.16 | 0 | 0 | 0 | 0 | 0 | 7.48 | 0.10709 | 0 | 30.16 | 30.16 | 1 | 0 | 0 | 0 | 0
|  |  |  | 22.48 | 44.96 | 0 | 0 | 0 | 0 | 0 | 7.48 | 0.10709 | 0 | 44.96 | 44.96 | 1 | 0 | 0 | 0 | 0
|  |  |  | 25.72 | 51.44 | 0 | 0 | 0 | 0 | 0 | 7.48 | 0.10709 | 0 | 51.44 | 51.44 | 1 | 0 | 0 | 0 | 0
|  |  |  | 26.12 | 52.24 | 0 | 0 | 0 | 0 | 0 | 7.48 | 0.10709 | 0 | 52.24 | 52.24 | 1 | 0 | 0 | 0 | 0
|  |  |  | 28.2 | 56.4 | 0 | 0 | 0 | 0 | 0 | 7.48 | 0.10709 | 0 | 56.4 | 56.4 | 1 | 0 | 0 | 0 | 0
|  |  |  | 32.44 | 64.88 | 0 | 0 | 0 | 0 | 0 | 7.48 | 0.10709 | 0 | 64.88 | 64.88 | 1 | 0 | 0 | 0 | 0
|  |  |  | 29.04 | 58.08 | 0 | 0 | 0 | 0 | 0 | 7.48 | 0.10709 | 0 | 58.08 | 58.08 | 1 | 0 | 0 | 0 | 0
|  |  |  | 28.48 | 56.96 | 0 | 0 | 0 | 0 | 0 | 7.48 | 0.10709 | 0 | 56.96 | 56.96 | 1 | 0 | 0 | 0 | 0
|  |  |  | 27.2 | 54.4 | 0 | 0 | 0 | 0 | 0 | 7.48 | 0.10709 | 0 | 54.4 | 54.4 | 1 | 0 | 0 | 0 | 0
|  |  |  | 26.64 | 53.28 | 0 | 0 | 0 | 0 | 0 | 7.48 | 0.10709 | 0 | 53.28 | 53.28 | 1 | 0 | 0 | 0 | 0
|  |  |  | 24.24 | 48.48 | 0 | 0 | 0 | 0 | 0 | 7.48 | 0.10709 | 0 | 48.48 | 48.48 | 1 | 0 | 0 | 0 | 0
|  |  |  | 25.36 | 50.72 | 0 | 0 | 0 | 0 | 0 | 7.48 | 0.10709 | 0 | 50.72 | 50.72 | 1 | 0 | 0 | 0 | 0
|  |  |  | 26.36 | 52.72 | 0 | 0 | 0 | 0 | 0 | 7.48 | 0.10709 | 0 | 52.72 | 52.72 | 1 | 0 | 0 | 0 | 0
|  |  |  | 25.16 | 50.32 | 0 | 0 | 0 | 0 | 0 | 7.48 | 0.10709 | 0 | 50.32 | 50.32 | 1 | 0 | 0 | 0 | 0
|  |  |  | 25.48 | 50.96 | 0 | 0 | 0 | 0 | 0 | 7.48 | 0.10709 | 0 | 50.96 | 50.96 | 1 | 0 | 0 | 0 | 0
|  |  |  | 20.36 | 40.72 | 0 | 0 | 0 | 0 | 0 | 7.48 | 0.10709 | 0 | 40.72 | 40.72 | 1 | 0 | 0 | 0 | 0
|  |  |  | 20.04 | 40.08 | 0 | 0 | 0 | 0 | 0 | 7.48 | 0.10709 | 0 | 40.08 | 40.08 | 1 | 0 | 0 | 0 | 0
|  |  |  | 17.48 | 34.96 | 0 | 0 | 0 | 0 | 0 | 7.48 | 0.10709 | 0 | 34.96 | 34.96 | 1 | 0 | 0 | 0 | 0
|  |  |  | 12.72 | 25.44 | 0 | 0 | 0 | 0 | 0 | 7.48 | 0.10709 | 0 | 25.44 | 25.44 | 1 | 0 | 0 | 0 | 0
|  |  |  | 10.88 | 21.76 | 0 | 0 | 0 | 0 | 0 | 7.48 | 0.10709 | 0 | 21.76 | 21.76 | 1 | 0 | 0 | 0 | 0
|  |  |  | 9.96 | 19.92 | 0 | 0 | 0 | 0 | 0 | 7.48 | 0.10709 | 0 | 19.92 | 19.92 | 1 | 0 | 0 | 0 | 0
|  |  |  | 10.6 | 21.2 | 0 | 0 | 0 | 0 | 0 | 7.48 | 0.10709 | 0 | 21.2 | 21.2 | 1 | 0 | 0 | 0 | 0
|  |  |  | 13.44 | 26.88 | 0 | 0 | 0 | 0 | 0 | 7.48 | 0.10709 | 0 | 26.88 | 26.88 | 1 | 0 | 0 | 0 | 0
|  |  |  | 14.12 | 28.24 | 0 | 0 | 0 | 0 | 0 | 7.48 | 0.10709 | 0 | 28.24 | 28.24 | 1 | 0 | 0 | 0 | 0
|  |  |  | 14.88 | 29.76 | 0 | 0 | 0 | 0 | 0 | 7.48 | 0.10709 | 0 | 29.76 | 29.76 | 1 | 0 | 0 | 0 | 0
|  |  |  | 16.24 | 32.48 | 0 | 0 | 0 | 0 | 0 | 7.48 | 0.10709 | 0 | 32.48 | 32.48 | 1 | 0 | 0 | 0 | 0
|  |  |  | 16.12 | 32.24 | 0 | 0 | 0 | 0 | 0 | 7.48 | 0.10709 | 0 | 32.24 | 32.24 | 1 | 0 | 0 | 0 | 0
|  |  |  | 15.76 | 31.52 | 0 | 0 | 0 | 0 | 0 | 7.48 | 0.10709 | 0 | 31.52 | 31.52 | 1 | 0 | 0 | 0 | 0
|  |  |  | 14.76 | 29.52 | 0 | 0 | 0 | 0 | 0 | 7.48 | 0.10709 | 0 | 29.52 | 29.52 | 1 | 0 | 0 | 0 | 0
|  |  |  | 14.6 | 29.2 | 0 | 0 | 0 | 0 | 0 | 7.48 | 0.12502 | 0 | 29.2 | 29.2 | 1 | 0 | 0 | 0 | 0
|  |  |  | 14.64 | 29.28 | 0 | 0 | 0 | 0 | 0 | 7.48 | 0.12502 | 0 | 29.28 | 29.28 | 1 | 0 | 0 | 0 | 0
|  |  |  | 14.64 | 29.28 | 0 | 0 | 0 | 0 | 0 | 7.48 | 0.12502 | 0 | 29.28 | 29.28 | 1 | 0 | 0 | 0 | 0
|  |  |  | 14.24 | 28.48 | 0 | 0 | 0 | 0 | 0 | 12.23 | 0.12502 | 0 | 28.48 | 28.48 | 1 | 0 | 0 | 0 | 0
|  |  |  | 14.8 | 29.6 | 0 | 0 | 0 | 0 | 0 | 12.23 | 0.12502 | 0 | 29.6 | 29.6 | 1 | 0 | 0 | 0 | 0
|  |  |  | 14.68 | 29.36 | 0 | 0 | 0 | 0 | 0 | 12.23 | 0.12502 | 0 | 29.36 | 29.36 | 1 | 0 | 0 | 0 | 0
|  |  |  | 15.6 | 31.2 | 0 | 0 | 0 | 0 | 0 | 12.23 | 0.12502 | 0 | 31.2 | 31.2 | 1 | 0 | 0 | 0 | 0
|  |  |  | 16.88 | 33.76 | 0 | 0 | 0 | 0 | 0 | 7.48 | 0.12502 | 0 | 33.76 | 33.76 | 1 | 0 | 0 | 0 | 0
|  |  |  | 16.68 | 33.36 | 0 | 0 | 0 | 0 | 0 | 7.48 | 0.12502 | 0 | 33.36 | 33.36 | 1 | 0 | 0 | 0 | 0
|  |  |  | 16.8 | 33.6 | 0 | 0 | 0 | 0 | 0 | 7.48 | 0.12502 | 0 | 33.6 | 30.922 | 0.2 | 0 | 2.678 | 0 | 0
|  |  |  | 17.16 | 34.32 | 0 | 0 | 0 | 0 | 0 | 7.48 | 0.10709 | 2.678 | 34.32 | 34.32 | 0.91885 | 0 | 0 | 0 | 0
|  |  |  | 16.96 | 33.92 | 0 | 0 | 0 | 0 | 0 | 7.48 | 0.10709 | 0.302 | 33.92 | 33.92 | 1 | 0 | 0 | 0 | 0
|  |  |  | 16.96 | 33.92 | 0 | 0 | 0 | 0 | 0 | 7.48 | 0.10709 | 0 | 33.92 | 33.92 | 1 | 0 | 0 | 0 | 0
|  |  |  | 11.92 | 23.84 | 0 | 0 | 0 | 0 | 0 | 7.48 | 0.10709 | 0 | 23.84 | 23.84 | 1 | 0 | 0 | 0 | 0
|  |  |  | 10.4 | 20.8 | 0 | 0 | 0 | 0 | 0 | 7.48 | 0.10709 | 0 | 20.8 | 20.8 | 1 | 0 | 0 | 0 | 0
|  |  |  | 10.56 | 21.12 | 0 | 0 | 0 | 0 | 0 | 7.48 | 0.10709 | 0 | 21.12 | 21.12 | 1 | 0 | 0 | 0 | 0
|  |  |  | 12.96 | 25.92 | 0 | 0 | 0 | 0 | 0 | 7.48 | 0.10709 | 0 | 25.92 | 25.92 | 1 | 0 | 0 | 0 | 0
|  |  |  | 13.36 | 26.72 | 0 | 0 | 0 | 0 | 0 | 7.48 | 0.10709 | 0 | 26.72 | 26.72 | 1 | 0 | 0 | 0 | 0
|  |  |  | 14.52 | 29.04 | 0 | 0 | 0 | 0 | 0 | 7.48 | 0.10709 | 0 | 29.04 | 29.04 | 1 | 0 | 0 | 0 | 0
|  |  |  | 16.44 | 32.88 | 0 | 0 | 0 | 0 | 0 | 7.48 | 0.10709 | 0 | 32.88 | 32.88 | 1 | 0 | 0 | 0 | 0
|  |  |  | 23.52 | 47.04 | 0 | 0 | 0 | 0 | 0 | 7.48 | 0.10709 | 0 | 47.04 | 47.04 | 1 | 0 | 0 | 0 | 0
|  |  |  | 23.88 | 47.76 | 0 | 0 | 0 | 0 | 0 | 7.48 | 0.10709 | 0 | 47.76 | 47.76 | 1 | 0 | 0 | 0 | 0
|  |  |  | 23.28 | 46.56 | 0 | 0 | 0 | 0 | 0 | 7.48 | 0.10709 | 0 | 46.56 | 46.56 | 1 | 0 | 0 | 0 | 0
|  |  |  | 22.64 | 45.28 | 0 | 0 | 0 | 0 | 0 | 7.48 | 0.10709 | 0 | 45.28 | 45.28 | 1 | 0 | 0 | 0 | 0
|  |  |  | 22.48 | 44.96 | 0 | 0 | 0 | 0 | 0 | 7.48 | 0.12502 | 0 | 44.96 | 44.96 | 1 | 0 | 0 | 0 | 0
|  |  |  | 22.04 | 44.08 | 0 | 0 | 0 | 0 | 0 | 7.48 | 0.12502 | 0 | 44.08 | 44.08 | 1 | 0 | 0 | 0 | 0
|  |  |  | 21.76 | 43.52 | 0 | 0 | 0 | 0 | 0 | 7.48 | 0.12502 | 0 | 43.52 | 43.52 | 1 | 0 | 0 | 0 | 0
|  |  |  | 21.8 | 43.6 | 0 | 0 | 0 | 0 | 0 | 12.23 | 0.12502 | 0 | 43.6 | 43.6 | 1 | 0 | 0 | 0 | 0
|  |  |  | 21.28 | 42.56 | 0 | 0 | 0 | 0 | 0 | 12.23 | 0.12502 | 0 | 42.56 | 42.56 | 1 | 0 | 0 | 0 | 0
|  |  |  | 21.92 | 43.84 | 0 | 0 | 0 | 0 | 0 | 12.23 | 0.12502 | 0 | 43.84 | 43.84 | 1 | 0 | 0 | 0 | 0
|  |  |  | 23.12 | 46.24 | 0 | 0 | 0 | 0 | 0 | 12.23 | 0.12502 | 0 | 46.24 | 46.24 | 1 | 0 | 0 | 0 | 0
|  |  |  | 24.8 | 49.6 | 0 | 0 | 0 | 0 | 0 | 7.48 | 0.12502 | 0 | 49.6 | 49.6 | 1 | 0 | 0 | 0 | 0
|  |  |  | 24.96 | 49.92 | 0 | 0 | 0 | 0 | 0 | 7.48 | 0.12502 | 0 | 49.92 | 49.92 | 1 | 0 | 0 | 0 | 0
|  |  |  | 25.64 | 51.28 | 0 | 0 | 0 | 0 | 0 | 7.48 | 0.12502 | 0 | 51.28 | 48.602 | 0.2 | 0 | 2.678 | 0 | 0
|  |  |  | 26.16 | 52.32 | 0 | 0 | 0 | 0 | 0 | 7.48 | 0.10709 | 2.678 | 52.32 | 52.32 | 0.91885 | 0 | 0 | 0 | 0
|  |  |  | 24.48 | 48.96 | 0 | 0 | 0 | 0 | 0 | 7.48 | 0.10709 | 0.302 | 48.96 | 48.96 | 1 | 0 | 0 | 0 | 0
|  |  |  | 23.4 | 46.8 | 0 | 0 | 0 | 0 | 0 | 7.48 | 0.10709 | 0 | 46.8 | 46.8 | 1 | 0 | 0 | 0 | 0
|  |  |  | 19.48 | 38.96 | 0 | 0 | 0 | 0 | 0 | 7.48 | 0.10709 | 0 | 38.96 | 38.96 | 1 | 0 | 0 | 0 | 0
|  |  |  | 18.4 | 36.8 | 0 | 0 | 0 | 0 | 0 | 7.48 | 0.10709 | 0 | 36.8 | 36.8 | 1 | 0 | 0 | 0 | 0
|  |  |  | 18.56 | 37.12 | 0 | 0 | 0 | 0 | 0 | 7.48 | 0.10709 | 0 | 37.12 | 37.12 | 1 | 0 | 0 | 0 | 0
|  |  |  | 18.2 | 36.4 | 0 | 0 | 0 | 0 | 0 | 7.48 | 0.10709 | 0 | 36.4 | 36.4 | 1 | 0 | 0 | 0 | 0
|  |  |  | 18.8 | 37.6 | 0 | 0 | 0 | 0 | 0 | 7.48 | 0.10709 | 0 | 37.6 | 37.6 | 1 | 0 | 0 | 0 | 0
|  |  |  | 19.36 | 38.72 | 0 | 0 | 0 | 0 | 0 | 7.48 | 0.10709 | 0 | 38.72 | 38.72 | 1 | 0 | 0 | 0 | 0
|  |  |  | 21.04 | 42.08 | 0 | 0 | 0 | 0 | 0 | 7.48 | 0.10709 | 0 | 42.08 | 42.08 | 1 | 0 | 0 | 0 | 0
|  |  |  | 22.44 | 44.88 | 0 | 0 | 0 | 0 | 0 | 7.48 | 0.10709 | 0 | 44.88 | 44.88 | 1 | 0 | 0 | 0 | 0
|  |  |  | 23.4 | 46.8 | 0 | 0 | 0 | 0 | 0 | 7.48 | 0.10709 | 0 | 46.8 | 46.8 | 1 | 0 | 0 | 0 | 0
|  |  |  | 24.36 | 48.72 | 0 | 0 | 0 | 0 | 0 | 7.48 | 0.10709 | 0 | 48.72 | 48.72 | 1 | 0 | 0 | 0 | 0
|  |  |  | 23.48 | 46.96 | 0 | 0 | 0 | 0 | 0 | 7.48 | 0.10709 | 0 | 46.96 | 46.96 | 1 | 0 | 0 | 0 | 0
|  |  |  | 23.32 | 46.64 | 0 | 0 | 0 | 0 | 0 | 7.48 | 0.12502 | 0 | 46.64 | 46.64 | 1 | 0 | 0 | 0 | 0
|  |  |  | 23 | 46 | 0 | 0 | 0 | 0 | 0 | 7.48 | 0.12502 | 0 | 46 | 46 | 1 | 0 | 0 | 0 | 0
|  |  |  | 22.64 | 45.28 | 0 | 0 | 0 | 0 | 0 | 7.48 | 0.12502 | 0 | 45.28 | 45.28 | 1 | 0 | 0 | 0 | 0
|  |  |  | 22.88 | 45.76 | 0 | 0 | 0 | 0 | 0 | 12.23 | 0.12502 | 0 | 45.76 | 45.76 | 1 | 0 | 0 | 0 | 0
|  |  |  | 22.68 | 45.36 | 0 | 0 | 0 | 0 | 0 | 12.23 | 0.12502 | 0 | 45.36 | 45.36 | 1 | 0 | 0 | 0 | 0
|  |  |  | 23 | 46 | 0 | 0 | 0 | 0 | 0 | 12.23 | 0.12502 | 0 | 46 | 46 | 1 | 0 | 0 | 0 | 0
|  |  |  | 24.96 | 49.92 | 0 | 0 | 0 | 0 | 0 | 12.23 | 0.12502 | 0 | 49.92 | 49.92 | 1 | 0 | 0 | 0 | 0
|  |  |  | 25.44 | 50.88 | 0 | 0 | 0 | 0 | 0 | 7.48 | 0.12502 | 0 | 50.88 | 50.88 | 1 | 0 | 0 | 0 | 0
|  |  |  | 23.56 | 47.12 | 0 | 0 | 0 | 0 | 0 | 7.48 | 0.12502 | 0 | 47.12 | 47.12 | 1 | 0 | 0 | 0 | 0
|  |  |  | 22.36 | 44.72 | 0 | 0 | 0 | 0 | 0 | 7.48 | 0.12502 | 0 | 44.72 | 42.042 | 0.2 | 0 | 2.678 | 0 | 0
|  |  |  | 21.8 | 43.6 | 0 | 0 | 0 | 0 | 0 | 7.48 | 0.10709 | 2.678 | 43.6 | 43.6 | 0.91885 | 0 | 0 | 0 | 0
|  |  |  | 22.16 | 44.32 | 0 | 0 | 0 | 0 | 0 | 7.48 | 0.10709 | 0.302 | 44.32 | 44.32 | 1 | 0 | 0 | 0 | 0
|  |  |  | 21.88 | 43.76 | 0 | 0 | 0 | 0 | 0 | 7.48 | 0.10709 | 0 | 43.76 | 43.76 | 1 | 0 | 0 | 0 | 0
|  |  |  | 19.48 | 38.96 | 0 | 0 | 0 | 0 | 0 | 7.48 | 0.10709 | 0 | 38.96 | 38.96 | 1 | 0 | 0 | 0 | 0
|  |  |  | 18.56 | 37.12 | 0 | 0 | 0 | 0 | 0 | 7.48 | 0.10709 | 0 | 37.12 | 37.12 | 1 | 0 | 0 | 0 | 0
|  |  |  | 17.6 | 35.2 | 0 | 0 | 0 | 0 | 0 | 7.48 | 0.10709 | 0 | 35.2 | 35.2 | 1 | 0 | 0 | 0 | 0
|  |  |  | 17.88 | 35.76 | 0 | 0 | 0 | 0 | 0 | 7.48 | 0.10709 | 0 | 35.76 | 35.76 | 1 | 0 | 0 | 0 | 0
|  |  |  | 18.68 | 37.36 | 0 | 0 | 0 | 0 | 0 | 7.48 | 0.10709 | 0 | 37.36 | 37.36 | 1 | 0 | 0 | 0 | 0
|  |  |  | 18.96 | 37.92 | 0 | 0 | 0 | 0 | 0 | 7.48 | 0.10709 | 0 | 37.92 | 37.92 | 1 | 0 | 0 | 0 | 0
|  |  |  | 20.24 | 40.48 | 0 | 0 | 0 | 0 | 0 | 7.48 | 0.10709 | 0 | 40.48 | 40.48 | 1 | 0 | 0 | 0 | 0
|  |  |  | 21.32 | 42.64 | 0 | 0 | 0 | 0 | 0 | 7.48 | 0.10709 | 0 | 42.64 | 42.64 | 1 | 0 | 0 | 0 | 0
|  |  |  | 22.12 | 44.24 | 0 | 0 | 0 | 0 | 0 | 7.48 | 0.10709 | 0 | 44.24 | 44.24 | 1 | 0 | 0 | 0 | 0
|  |  |  | 24.36 | 48.72 | 0 | 0 | 0 | 0 | 0 | 7.48 | 0.10709 | 0 | 48.72 | 48.72 | 1 | 0 | 0 | 0 | 0
|  |  |  | 23.76 | 47.52 | 0 | 0 | 0 | 0 | 0 | 7.48 | 0.10709 | 0 | 47.52 | 47.52 | 1 | 0 | 0 | 0 | 0
|  |  |  | 23.32 | 46.64 | 0 | 0 | 0 | 0 | 0 | 7.48 | 0.12502 | 0 | 46.64 | 46.64 | 1 | 0 | 0 | 0 | 0
|  |  |  | 22.64 | 45.28 | 0 | 0 | 0 | 0 | 0 | 7.48 | 0.12502 | 0 | 45.28 | 45.28 | 1 | 0 | 0 | 0 | 0
|  |  |  | 21.96 | 43.92 | 0 | 0 | 0 | 0 | 0 | 7.48 | 0.12502 | 0 | 43.92 | 43.92 | 1 | 0 | 0 | 0 | 0
|  |  |  | 23.36 | 46.72 | 0 | 0 | 0 | 0 | 0 | 12.23 | 0.12502 | 0 | 46.72 | 46.72 | 1 | 0 | 0 | 0 | 0
|  |  |  | 24.36 | 48.72 | 0 | 0 | 0 | 0 | 0 | 12.23 | 0.12502 | 0 | 48.72 | 48.72 | 1 | 0 | 0 | 0 | 0
|  |  |  | 24.84 | 49.68 | 0 | 0 | 0 | 0 | 0 | 12.23 | 0.12502 | 0 | 49.68 | 49.68 | 1 | 0 | 0 | 0 | 0
|  |  |  | 24.96 | 49.92 | 0 | 0 | 0 | 0 | 0 | 12.23 | 0.12502 | 0 | 49.92 | 49.92 | 1 | 0 | 0 | 0 | 0
|  |  |  | 25.96 | 51.92 | 0 | 0 | 0 | 0 | 0 | 7.48 | 0.12502 | 0 | 51.92 | 51.92 | 1 | 0 | 0 | 0 | 0
|  |  |  | 23.64 | 47.28 | 0 | 0 | 0 | 0 | 0 | 7.48 | 0.12502 | 0 | 47.28 | 47.28 | 1 | 0 | 0 | 0 | 0
|  |  |  | 22.92 | 45.84 | 0 | 0 | 0 | 0 | 0 | 7.48 | 0.12502 | 0 | 45.84 | 43.162 | 0.2 | 0 | 2.678 | 0 | 0
|  |  |  | 24.88 | 49.76 | 0 | 0 | 0 | 0 | 0 | 7.48 | 0.10709 | 2.678 | 49.76 | 49.76 | 0.91885 | 0 | 0 | 0 | 0
|  |  |  | 26 | 52 | 0 | 0 | 0 | 0 | 0 | 7.48 | 0.10709 | 0.302 | 52 | 52 | 1 | 0 | 0 | 0 | 0
|  |  |  | 23.96 | 47.92 | 0 | 0 | 0 | 0 | 0 | 7.48 | 0.10709 | 0 | 47.92 | 47.92 | 1 | 0 | 0 | 0 | 0
|  |  |  | 19.68 | 39.36 | 0 | 0 | 0 | 0 | 0 | 7.48 | 0.10709 | 0 | 39.36 | 39.36 | 1 | 0 | 0 | 0 | 0
|  |  |  | 18.68 | 37.36 | 0 | 0 | 0 | 0 | 0 | 7.48 | 0.10709 | 0 | 37.36 | 37.36 | 1 | 0 | 0 | 0 | 0
|  |  |  | 18.24 | 36.48 | 0 | 0 | 0 | 0 | 0 | 7.48 | 0.10709 | 0 | 36.48 | 36.48 | 1 | 0 | 0 | 0 | 0
|  |  |  | 17.88 | 35.76 | 0 | 0 | 0 | 0 | 0 | 7.48 | 0.10709 | 0 | 35.76 | 35.76 | 1 | 0 | 0 | 0 | 0
|  |  |  | 18.84 | 37.68 | 0 | 0 | 0 | 0 | 0 | 7.48 | 0.10709 | 0 | 37.68 | 37.68 | 1 | 0 | 0 | 0 | 0
|  |  |  | 19.2 | 38.4 | 0 | 0 | 0 | 0 | 0 | 7.48 | 0.10709 | 0 | 38.4 | 38.4 | 1 | 0 | 0 | 0 | 0
|  |  |  | 16.88 | 33.76 | 0 | 0 | 0 | 0 | 0 | 7.48 | 0.10709 | 0 | 33.76 | 33.76 | 1 | 0 | 0 | 0 | 0
|  |  |  | 24.84 | 49.68 | 0 | 0 | 0 | 0 | 0 | 7.48 | 0.10709 | 0 | 49.68 | 49.68 | 1 | 0 | 0 | 0 | 0
|  |  |  | 28.56 | 57.12 | 0 | 0 | 0 | 0 | 0 | 7.48 | 0.10709 | 0 | 57.12 | 57.12 | 1 | 0 | 0 | 0 | 0
|  |  |  | 30.4 | 60.8 | 0 | 0 | 0 | 0 | 0 | 7.48 | 0.10709 | 0 | 60.8 | 60.8 | 1 | 0 | 0 | 0 | 0
|  |  |  | 30.12 | 60.24 | 0 | 0 | 0 | 0 | 0 | 7.48 | 0.10709 | 0 | 60.24 | 60.24 | 1 | 0 | 0 | 0 | 0
|  |  |  | 31.72 | 63.44 | 0 | 0 | 0 | 0 | 0 | 7.48 | 0.12502 | 0 | 63.44 | 63.44 | 1 | 0 | 0 | 0 | 0
|  |  |  | 33.56 | 67.12 | 0 | 0 | 0 | 0 | 0 | 7.48 | 0.12502 | 0 | 67.12 | 67.12 | 1 | 0 | 0 | 0 | 0
|  |  |  | 29.4 | 58.8 | 0 | 0 | 0 | 0 | 0 | 7.48 | 0.12502 | 0 | 58.8 | 58.8 | 1 | 0 | 0 | 0 | 0
|  |  |  | 25.48 | 50.96 | 0 | 0 | 0 | 0 | 0 | 12.23 | 0.12502 | 0 | 50.96 | 50.96 | 1 | 0 | 0 | 0 | 0
|  |  |  | 24.2 | 48.4 | 0 | 0 | 0 | 0 | 0 | 12.23 | 0.12502 | 0 | 48.4 | 48.4 | 1 | 0 | 0 | 0 | 0
|  |  |  | 24.72 | 49.44 | 0 | 0 | 0 | 0 | 0 | 12.23 | 0.12502 | 0 | 49.44 | 49.44 | 1 | 0 | 0 | 0 | 0
|  |  |  | 26.12 | 52.24 | 0 | 0 | 0 | 0 | 0 | 12.23 | 0.12502 | 0 | 52.24 | 52.24 | 1 | 0 | 0 | 0 | 0
|  |  |  | 27.52 | 55.04 | 0 | 0 | 0 | 0 | 0 | 7.48 | 0.12502 | 0 | 55.04 | 55.04 | 1 | 0 | 0 | 0 | 0
|  |  |  | 29.12 | 58.24 | 0 | 0 | 0 | 0 | 0 | 7.48 | 0.12502 | 0 | 58.24 | 58.24 | 1 | 0 | 0 | 0 | 0
|  |  |  | 29.68 | 59.36 | 0 | 0 | 0 | 0 | 0 | 7.48 | 0.12502 | 0 | 59.36 | 56.682 | 0.2 | 0 | 2.678 | 0 | 0
|  |  |  | 28.72 | 57.44 | 0 | 0 | 0 | 0 | 0 | 7.48 | 0.10709 | 2.678 | 57.44 | 57.44 | 0.91885 | 0 | 0 | 0 | 0
|  |  |  | 26.36 | 52.72 | 0 | 0 | 0 | 0 | 0 | 7.48 | 0.10709 | 0.302 | 52.72 | 52.72 | 1 | 0 | 0 | 0 | 0
|  |  |  | 19.8 | 39.6 | 0 | 0 | 0 | 0 | 0 | 7.48 | 0.10709 | 0 | 39.6 | 39.6 | 1 | 0 | 0 | 0 | 0
|  |  |  | 15.44 | 30.88 | 0 | 0 | 0 | 0 | 0 | 7.48 | 0.10709 | 0 | 30.88 | 30.88 | 1 | 0 | 0 | 0 | 0
|  |  |  | 14.04 | 28.08 | 0 | 0 | 0 | 0 | 0 | 7.48 | 0.10709 | 0 | 28.08 | 28.08 | 1 | 0 | 0 | 0 | 0
|  |  |  | 13.8 | 27.6 | 0 | 0 | 0 | 0 | 0 | 7.48 | 0.10709 | 0 | 27.6 | 27.6 | 1 | 0 | 0 | 0 | 0
|  |  |  | 13.6 | 27.2 | 0 | 0 | 0 | 0 | 0 | 7.48 | 0.10709 | 0 | 27.2 | 27.2 | 1 | 0 | 0 | 0 | 0
|  |  |  | 14.36 | 28.72 | 0 | 0 | 0 | 0 | 0 | 7.48 | 0.10709 | 0 | 28.72 | 28.72 | 1 | 0 | 0 | 0 | 0
|  |  |  | 14.76 | 29.52 | 0 | 0 | 0 | 0 | 0 | 7.48 | 0.10709 | 0 | 29.52 | 29.52 | 1 | 0 | 0 | 0 | 0
|  |  |  | 17.12 | 34.24 | 0 | 0 | 0 | 0 | 0 | 7.48 | 0.10709 | 0 | 34.24 | 34.24 | 1 | 0 | 0 | 0 | 0
|  |  |  | 24.32 | 48.64 | 0 | 0 | 0 | 0 | 0 | 7.48 | 0.10709 | 0 | 48.64 | 48.64 | 1 | 0 | 0 | 0 | 0
|  |  |  | 26.64 | 53.28 | 0 | 0 | 0 | 0 | 0 | 7.48 | 0.10709 | 0 | 53.28 | 53.28 | 1 | 0 | 0 | 0 | 0
|  |  |  | 28.4 | 56.8 | 0 | 0 | 0 | 0 | 0 | 7.48 | 0.10709 | 0 | 56.8 | 56.8 | 1 | 0 | 0 | 0 | 0
|  |  |  | 27.8 | 55.6 | 0 | 0 | 0 | 0 | 0 | 7.48 | 0.10709 | 0 | 55.6 | 55.6 | 1 | 0 | 0 | 0 | 0
|  |  |  | 32.96 | 65.92 | 0 | 0 | 0 | 0 | 0 | 7.48 | 0.10709 | 0 | 65.92 | 65.92 | 1 | 0 | 0 | 0 | 0
|  |  |  | 29.48 | 58.96 | 0 | 0 | 0 | 0 | 0 | 7.48 | 0.10709 | 0 | 58.96 | 58.96 | 1 | 0 | 0 | 0 | 0
|  |  |  | 27.64 | 55.28 | 0 | 0 | 0 | 0 | 0 | 7.48 | 0.10709 | 0 | 55.28 | 55.28 | 1 | 0 | 0 | 0 | 0
|  |  |  | 26.64 | 53.28 | 0 | 0 | 0 | 0 | 0 | 7.48 | 0.10709 | 0 | 53.28 | 53.28 | 1 | 0 | 0 | 0 | 0
|  |  |  | 27 | 54 | 0 | 0 | 0 | 0 | 0 | 7.48 | 0.10709 | 0 | 54 | 54 | 1 | 0 | 0 | 0 | 0
|  |  |  | 26.48 | 52.96 | 0 | 0 | 0 | 0 | 0 | 7.48 | 0.10709 | 0 | 52.96 | 52.96 | 1 | 0 | 0 | 0 | 0
|  |  |  | 26.6 | 53.2 | 0 | 0 | 0 | 0 | 0 | 7.48 | 0.10709 | 0 | 53.2 | 53.2 | 1 | 0 | 0 | 0 | 0
|  |  |  | 27.68 | 55.36 | 0 | 0 | 0 | 0 | 0 | 7.48 | 0.10709 | 0 | 55.36 | 55.36 | 1 | 0 | 0 | 0 | 0
|  |  |  | 28.72 | 57.44 | 0 | 0 | 0 | 0 | 0 | 7.48 | 0.10709 | 0 | 57.44 | 57.44 | 1 | 0 | 0 | 0 | 0
|  |  |  | 29.76 | 59.52 | 0 | 0 | 0 | 0 | 0 | 7.48 | 0.10709 | 0 | 59.52 | 59.52 | 1 | 0 | 0 | 0 | 0
|  |  |  | 29.28 | 58.56 | 0 | 0 | 0 | 0 | 0 | 7.48 | 0.10709 | 0 | 58.56 | 58.56 | 1 | 0 | 0 | 0 | 0
|  |  |  | 27.92 | 55.84 | 0 | 0 | 0 | 0 | 0 | 7.48 | 0.10709 | 0 | 55.84 | 55.84 | 1 | 0 | 0 | 0 | 0
|  |  |  | 24.12 | 48.24 | 0 | 0 | 0 | 0 | 0 | 7.48 | 0.10709 | 0 | 48.24 | 48.24 | 1 | 0 | 0 | 0 | 0
|  |  |  | 19.84 | 39.68 | 0 | 0 | 0 | 0 | 0 | 7.48 | 0.10709 | 0 | 39.68 | 39.68 | 1 | 0 | 0 | 0 | 0
|  |  |  | 18.68 | 37.36 | 0 | 0 | 0 | 0 | 0 | 7.48 | 0.10709 | 0 | 37.36 | 37.36 | 1 | 0 | 0 | 0 | 0
|  |  |  | 18.72 | 37.44 | 0 | 0 | 0 | 0 | 0 | 7.48 | 0.10709 | 0 | 37.44 | 37.44 | 1 | 0 | 0 | 0 | 0
|  |  |  | 18.6 | 37.2 | 0 | 0 | 0 | 0 | 0 | 7.48 | 0.10709 | 0 | 37.2 | 37.2 | 1 | 0 | 0 | 0 | 0
|  |  |  | 19.08 | 38.16 | 0 | 0 | 0 | 0 | 0 | 7.48 | 0.10709 | 0 | 38.16 | 38.16 | 1 | 0 | 0 | 0 | 0
|  |  |  | 19.72 | 39.44 | 0 | 0 | 0 | 0 | 0 | 7.48 | 0.10709 | 0 | 39.44 | 39.44 | 1 | 0 | 0 | 0 | 0
|  |  |  | 21.44 | 42.88 | 0 | 0 | 0 | 0 | 0 | 7.48 | 0.10709 | 0 | 42.88 | 42.88 | 1 | 0 | 0 | 0 | 0
|  |  |  | 25.16 | 50.32 | 0 | 0 | 0 | 0 | 0 | 7.48 | 0.10709 | 0 | 50.32 | 50.32 | 1 | 0 | 0 | 0 | 0
|  |  |  | 25.68 | 51.36 | 0 | 0 | 0 | 0 | 0 | 7.48 | 0.10709 | 0 | 51.36 | 51.36 | 1 | 0 | 0 | 0 | 0
|  |  |  | 28.12 | 56.24 | 0 | 0 | 0 | 0 | 0 | 7.48 | 0.10709 | 0 | 56.24 | 56.24 | 1 | 0 | 0 | 0 | 0
|  |  |  | 29.04 | 58.08 | 0 | 0 | 0 | 0 | 0 | 7.48 | 0.10709 | 0 | 58.08 | 58.08 | 1 | 0 | 0 | 0 | 0
|  |  |  | 31.32 | 62.64 | 0 | 0 | 0 | 0 | 0 | 7.48 | 0.10709 | 0 | 62.64 | 62.64 | 1 | 0 | 0 | 0 | 0
|  |  |  | 32.96 | 65.92 | 0 | 0 | 0 | 0 | 0 | 7.48 | 0.10709 | 0 | 65.92 | 65.92 | 1 | 0 | 0 | 0 | 0
|  |  |  | 28.52 | 57.04 | 0 | 0 | 0 | 0 | 0 | 7.48 | 0.10709 | 0 | 57.04 | 57.04 | 1 | 0 | 0 | 0 | 0
|  |  |  | 26.32 | 52.64 | 0 | 0 | 0 | 0 | 0 | 7.48 | 0.10709 | 0 | 52.64 | 52.64 | 1 | 0 | 0 | 0 | 0
|  |  |  | 26.04 | 52.08 | 0 | 0 | 0 | 0 | 0 | 7.48 | 0.10709 | 0 | 52.08 | 52.08 | 1 | 0 | 0 | 0 | 0
|  |  |  | 25.48 | 50.96 | 0 | 0 | 0 | 0 | 0 | 7.48 | 0.10709 | 0 | 50.96 | 50.96 | 1 | 0 | 0 | 0 | 0
|  |  |  | 26.76 | 53.52 | 0 | 0 | 0 | 0 | 0 | 7.48 | 0.10709 | 0 | 53.52 | 53.52 | 1 | 0 | 0 | 0 | 0
|  |  |  | 28.16 | 56.32 | 0 | 0 | 0 | 0 | 0 | 7.48 | 0.10709 | 0 | 56.32 | 56.32 | 1 | 0 | 0 | 0 | 0
|  |  |  | 29.16 | 58.32 | 0 | 0 | 0 | 0 | 0 | 7.48 | 0.10709 | 0 | 58.32 | 58.32 | 1 | 0 | 0 | 0 | 0
|  |  |  | 28.08 | 56.16 | 0 | 0 | 0 | 0 | 0 | 7.48 | 0.10709 | 0 | 56.16 | 56.16 | 1 | 0 | 0 | 0 | 0
|  |  |  | 27.6 | 55.2 | 0 | 0 | 0 | 0 | 0 | 7.48 | 0.10709 | 0 | 55.2 | 55.2 | 1 | 0 | 0 | 0 | 0
|  |  |  | 27.28 | 54.56 | 0 | 0 | 0 | 0 | 0 | 7.48 | 0.10709 | 0 | 54.56 | 54.56 | 1 | 0 | 0 | 0 | 0
|  |  |  | 19.6267 | 39.2533 | 0 | 0 | 0 | 0 | 0 | 7.48 | 0.10709 | 0 | 39.253 | 39.253 | 1 | 0 | 0 | 0 | 0
|  |  |  | 15.2133 | 30.4267 | 0 | 0 | 0 | 0 | 0 | 7.48 | 0.10709 | 0 | 30.427 | 30.427 | 1 | 0 | 0 | 0 | 0
|  |  |  | 14.84 | 29.68 | 0 | 0 | 0 | 0 | 0 | 7.48 | 0.10709 | 0 | 29.68 | 29.68 | 1 | 0 | 0 | 0 | 0
|  |  |  | 13.48 | 26.96 | 0 | 0 | 0 | 0 | 0 | 7.48 | 0.10709 | 0 | 26.96 | 26.96 | 1 | 0 | 0 | 0 | 0
|  |  |  | 14.4933 | 28.9867 | 0 | 0 | 0 | 0 | 0 | 7.48 | 0.10709 | 0 | 28.987 | 28.987 | 1 | 0 | 0 | 0 | 0
|  |  |  | 16.08 | 32.16 | 0 | 0 | 0 | 0 | 0 | 7.48 | 0.10709 | 0 | 32.16 | 32.16 | 1 | 0 | 0 | 0 | 0
|  |  |  | 15.4533 | 30.9067 | 0 | 0 | 0 | 0 | 0 | 7.48 | 0.10709 | 0 | 30.907 | 30.907 | 1 | 0 | 0 | 0 | 0
|  |  |  | 16.28 | 32.56 | 0 | 0 | 0 | 0 | 0 | 7.48 | 0.10709 | 0 | 32.56 | 32.56 | 1 | 0 | 0 | 0 | 0
|  |  |  | 23.52 | 47.04 | 0 | 0 | 0 | 0 | 0 | 7.48 | 0.10709 | 0 | 47.04 | 47.04 | 1 | 0 | 0 | 0 | 0
|  |  |  | 26.4 | 52.8 | 0 | 0 | 0 | 0 | 0 | 7.48 | 0.10709 | 0 | 52.8 | 52.8 | 1 | 0 | 0 | 0 | 0
|  |  |  | 28.3333 | 56.6667 | 0 | 0 | 0 | 0 | 0 | 7.48 | 0.10709 | 0 | 56.667 | 56.667 | 1 | 0 | 0 | 0 | 0
|  |  |  | 28.4667 | 56.9333 | 0 | 0 | 0 | 0 | 0 | 7.48 | 0.10709 | 0 | 56.933 | 56.933 | 1 | 0 | 0 | 0 | 0
|  |  |  | 29.84 | 59.68 | 0 | 0 | 0 | 0 | 0 | 7.48 | 0.12502 | 0 | 59.68 | 59.68 | 1 | 0 | 0 | 0 | 0
|  |  |  | 31.76 | 63.52 | 0 | 0 | 0 | 0 | 0 | 7.48 | 0.12502 | 0 | 63.52 | 63.52 | 1 | 0 | 0 | 0 | 0
|  |  |  | 30 | 60 | 0 | 0 | 0 | 0 | 0 | 7.48 | 0.12502 | 0 | 60 | 60 | 1 | 0 | 0 | 0 | 0
|  |  |  | 27.56 | 55.12 | 0 | 0 | 0 | 0 | 0 | 12.23 | 0.12502 | 0 | 55.12 | 55.12 | 1 | 0 | 0 | 0 | 0
|  |  |  | 26.44 | 52.88 | 0 | 0 | 0 | 0 | 0 | 12.23 | 0.12502 | 0 | 52.88 | 52.88 | 1 | 0 | 0 | 0 | 0
|  |  |  | 26.2 | 52.4 | 0 | 0 | 0 | 0 | 0 | 12.23 | 0.12502 | 0 | 52.4 | 52.4 | 1 | 0 | 0 | 0 | 0
|  |  |  | 26.4 | 52.8 | 0 | 0 | 0 | 0 | 0 | 12.23 | 0.12502 | 0 | 52.8 | 52.8 | 1 | 0 | 0 | 0 | 0
|  |  |  | 27.28 | 54.56 | 0 | 0 | 0 | 0 | 0 | 7.48 | 0.12502 | 0 | 54.56 | 54.56 | 1 | 0 | 0 | 0 | 0
|  |  |  | 26.96 | 53.92 | 0 | 0 | 0 | 0 | 0 | 7.48 | 0.12502 | 0 | 53.92 | 53.92 | 1 | 0 | 0 | 0 | 0
|  |  |  | 26.96 | 53.92 | 0 | 0 | 0 | 0 | 0 | 7.48 | 0.12502 | 0 | 53.92 | 51.242 | 0.2 | 0 | 2.678 | 0 | 0
|  |  |  | 27.16 | 54.32 | 0 | 0 | 0 | 0 | 0 | 7.48 | 0.10709 | 2.678 | 54.32 | 54.32 | 0.91885 | 0 | 0 | 0 | 0
|  |  |  | 26.68 | 53.36 | 0 | 0 | 0 | 0 | 0 | 7.48 | 0.10709 | 0.302 | 53.36 | 53.36 | 1 | 0 | 0 | 0 | 0
|  |  |  | 20.32 | 40.64 | 0 | 0 | 0 | 0 | 0 | 7.48 | 0.10709 | 0 | 40.64 | 40.64 | 1 | 0 | 0 | 0 | 0
|  |  |  | 15.28 | 30.56 | 0 | 0 | 0 | 0 | 0 | 7.48 | 0.10709 | 0 | 30.56 | 30.56 | 1 | 0 | 0 | 0 | 0
|  |  |  | 13.6 | 27.2 | 0 | 0 | 0 | 0 | 0 | 7.48 | 0.10709 | 0 | 27.2 | 27.2 | 1 | 0 | 0 | 0 | 0
|  |  |  | 13.6 | 27.2 | 0 | 0 | 0 | 0 | 0 | 7.48 | 0.10709 | 0 | 27.2 | 27.2 | 1 | 0 | 0 | 0 | 0
|  |  |  | 12.32 | 24.64 | 0 | 0 | 0 | 0 | 0 | 7.48 | 0.10709 | 0 | 24.64 | 24.64 | 1 | 0 | 0 | 0 | 0
|  |  |  | 13.6 | 27.2 | 0 | 0 | 0 | 0 | 0 | 7.48 | 0.10709 | 0 | 27.2 | 27.2 | 1 | 0 | 0 | 0 | 0
|  |  |  | 18.4 | 36.8 | 0 | 0 | 0 | 0 | 0 | 7.48 | 0.10709 | 0 | 36.8 | 36.8 | 1 | 0 | 0 | 0 | 0
|  |  |  | 23.68 | 47.36 | 0 | 0 | 0 | 0 | 0 | 7.48 | 0.10709 | 0 | 47.36 | 47.36 | 1 | 0 | 0 | 0 | 0
|  |  |  | 27.2 | 54.4 | 0 | 0 | 0 | 0 | 0 | 7.48 | 0.10709 | 0 | 54.4 | 54.4 | 1 | 0 | 0 | 0 | 0
|  |  |  | 29.6 | 59.2 | 0 | 0 | 0 | 0 | 0 | 7.48 | 0.10709 | 0 | 59.2 | 59.2 | 1 | 0 | 0 | 0 | 0
|  |  |  | 33.6 | 67.2 | 0 | 0 | 0 | 0 | 0 | 7.48 | 0.10709 | 0 | 67.2 | 67.2 | 1 | 0 | 0 | 0 | 0
|  |  |  | 34.88 | 69.76 | 0 | 0 | 0 | 0 | 0 | 7.48 | 0.10709 | 0 | 69.76 | 69.76 | 1 | 0 | 0 | 0 | 0
|  |  |  | 34.4 | 68.8 | 0 | 0 | 0 | 0 | 0 | 7.48 | 0.12502 | 0 | 68.8 | 68.8 | 1 | 0 | 0 | 0 | 0
|  |  |  | 34.72 | 69.44 | 0 | 0 | 0 | 0 | 0 | 7.48 | 0.12502 | 0 | 69.44 | 69.44 | 1 | 0 | 0 | 0 | 0
|  |  |  | 35.84 | 71.68 | 0 | 0 | 0 | 0 | 0 | 7.48 | 0.12502 | 0 | 71.68 | 70.32 | 0.59371 | 0 | 1.36 | 0 | 0
|  |  |  | 33.28 | 66.56 | 0 | 0 | 0 | 0 | 0 | 12.23 | 0.12502 | 0 | 66.56 | 66.56 | 0.59371 | 0 | 0 | 0 | 0
|  |  |  | 31.52 | 63.04 | 0 | 0 | 0 | 0 | 0 | 12.23 | 0.12502 | 0 | 63.04 | 63.04 | 0.59371 | 0 | 0 | 0 | 0
|  |  |  | 31.68 | 63.36 | 0 | 0 | 0 | 0 | 0 | 12.23 | 0.12502 | 0 | 63.36 | 63.36 | 0.59371 | 0 | 0 | 0 | 0
|  |  |  | 32.8 | 65.6 | 0 | 0 | 0 | 0 | 0 | 12.23 | 0.12502 | 0 | 65.6 | 65.6 | 0.59371 | 0 | 0 | 0 | 0
|  |  |  | 32.8 | 65.6 | 0 | 0 | 0 | 0 | 0 | 7.48 | 0.12502 | 0 | 65.6 | 65.6 | 0.59371 | 0 | 0 | 0 | 0
|  |  |  | 32.64 | 65.28 | 0 | 0 | 0 | 0 | 0 | 7.48 | 0.12502 | 0 | 65.28 | 65.28 | 0.59371 | 0 | 0 | 0 | 0
|  |  |  | 32 | 64 | 0 | 0 | 0 | 0 | 0 | 7.48 | 0.12502 | 0 | 64 | 62.682 | 0.2 | 0 | 1.318 | 0 | 0
|  |  |  | 29.76 | 59.52 | 0 | 0 | 0 | 0 | 0 | 7.48 | 0.10709 | 2.678 | 59.52 | 59.52 | 0.91885 | 0 | 0 | 0 | 0
|  |  |  | 24.64 | 49.28 | 0 | 0 | 0 | 0 | 0 | 7.48 | 0.10709 | 0.302 | 49.28 | 49.28 | 1 | 0 | 0 | 0 | 0
|  |  |  | 18.72 | 37.44 | 0 | 0 | 0 | 0 | 0 | 7.48 | 0.10709 | 0 | 37.44 | 37.44 | 1 | 0 | 0 | 0 | 0
|  |  |  | 13.92 | 27.84 | 0 | 0 | 0 | 0 | 0 | 7.48 | 0.10709 | 0 | 27.84 | 27.84 | 1 | 0 | 0 | 0 | 0
|  |  |  | 13.12 | 26.24 | 0 | 0 | 0 | 0 | 0 | 7.48 | 0.10709 | 0 | 26.24 | 26.24 | 1 | 0 | 0 | 0 | 0
|  |  |  | 12.48 | 24.96 | 0 | 0 | 0 | 0 | 0 | 7.48 | 0.10709 | 0 | 24.96 | 24.96 | 1 | 0 | 0 | 0 | 0
|  |  |  | 12.32 | 24.64 | 0 | 0 | 0 | 0 | 0 | 7.48 | 0.10709 | 0 | 24.64 | 24.64 | 1 | 0 | 0 | 0 | 0
|  |  |  | 13.28 | 26.56 | 0 | 0 | 0 | 0 | 0 | 7.48 | 0.10709 | 0 | 26.56 | 26.56 | 1 | 0 | 0 | 0 | 0
|  |  |  | 19.04 | 38.08 | 0 | 0 | 0 | 0 | 0 | 7.48 | 0.10709 | 0 | 38.08 | 38.08 | 1 | 0 | 0 | 0 | 0
|  |  |  | 21.28 | 42.56 | 0 | 0 | 0 | 0 | 0 | 7.48 | 0.10709 | 0 | 42.56 | 42.56 | 1 | 0 | 0 | 0 | 0
|  |  |  | 22.4 | 44.8 | 0 | 0 | 0 | 0 | 0 | 7.48 | 0.10709 | 0 | 44.8 | 44.8 | 1 | 0 | 0 | 0 | 0
|  |  |  | 28.64 | 57.28 | 0 | 0 | 0 | 0 | 0 | 7.48 | 0.10709 | 0 | 57.28 | 57.28 | 1 | 0 | 0 | 0 | 0
|  |  |  | 27.68 | 55.36 | 0 | 0 | 0 | 0 | 0 | 7.48 | 0.10709 | 0 | 55.36 | 55.36 | 1 | 0 | 0 | 0 | 0
|  |  |  | 28.48 | 56.96 | 0 | 0 | 0 | 0 | 0 | 7.48 | 0.10709 | 0 | 56.96 | 56.96 | 1 | 0 | 0 | 0 | 0
|  |  |  | 27.68 | 55.36 | 0 | 0 | 0 | 0 | 0 | 7.48 | 0.12502 | 0 | 55.36 | 55.36 | 1 | 0 | 0 | 0 | 0
|  |  |  | 26.72 | 53.44 | 0 | 0 | 0 | 0 | 0 | 7.48 | 0.12502 | 0 | 53.44 | 53.44 | 1 | 0 | 0 | 0 | 0
|  |  |  | 25.44 | 50.88 | 0 | 0 | 0 | 0 | 0 | 7.48 | 0.12502 | 0 | 50.88 | 50.88 | 1 | 0 | 0 | 0 | 0
|  |  |  | 25.12 | 50.24 | 0 | 0 | 0 | 0 | 0 | 12.23 | 0.12502 | 0 | 50.24 | 50.24 | 1 | 0 | 0 | 0 | 0
|  |  |  | 25.12 | 50.24 | 0 | 0 | 0 | 0 | 0 | 12.23 | 0.12502 | 0 | 50.24 | 50.24 | 1 | 0 | 0 | 0 | 0
|  |  |  | 25.12 | 50.24 | 0 | 0 | 0 | 0 | 0 | 12.23 | 0.12502 | 0 | 50.24 | 50.24 | 1 | 0 | 0 | 0 | 0
|  |  |  | 26.24 | 52.48 | 0 | 0 | 0 | 0 | 0 | 12.23 | 0.12502 | 0 | 52.48 | 52.48 | 1 | 0 | 0 | 0 | 0
|  |  |  | 26.88 | 53.76 | 0 | 0 | 0 | 0 | 0 | 7.48 | 0.12502 | 0 | 53.76 | 53.76 | 1 | 0 | 0 | 0 | 0
|  |  |  | 26.24 | 52.48 | 0 | 0 | 0 | 0 | 0 | 7.48 | 0.12502 | 0 | 52.48 | 52.48 | 1 | 0 | 0 | 0 | 0
|  |  |  | 26.88 | 53.76 | 0 | 0 | 0 | 0 | 0 | 7.48 | 0.12502 | 0 | 53.76 | 51.082 | 0.2 | 0 | 2.678 | 0 | 0
|  |  |  | 26.88 | 53.76 | 0 | 0 | 0 | 0 | 0 | 7.48 | 0.10709 | 2.678 | 53.76 | 53.76 | 0.91885 | 0 | 0 | 0 | 0
|  |  |  | 26.88 | 53.76 | 0 | 0 | 0 | 0 | 0 | 7.48 | 0.10709 | 0.302 | 53.76 | 53.76 | 1 | 0 | 0 | 0 | 0
|  |  |  | 21.76 | 43.52 | 0 | 0 | 0 | 0 | 0 | 7.48 | 0.10709 | 0 | 43.52 | 43.52 | 1 | 0 | 0 | 0 | 0
|  |  |  | 20.48 | 40.96 | 0 | 0 | 0 | 0 | 0 | 7.48 | 0.10709 | 0 | 40.96 | 40.96 | 1 | 0 | 0 | 0 | 0
|  |  |  | 19.52 | 39.04 | 0 | 0 | 0 | 0 | 0 | 7.48 | 0.10709 | 0 | 39.04 | 39.04 | 1 | 0 | 0 | 0 | 0
|  |  |  | 18.08 | 36.16 | 0 | 0 | 0 | 0 | 0 | 7.48 | 0.10709 | 0 | 36.16 | 36.16 | 1 | 0 | 0 | 0 | 0
|  |  |  | 18.4 | 36.8 | 0 | 0 | 0 | 0 | 0 | 7.48 | 0.10709 | 0 | 36.8 | 36.8 | 1 | 0 | 0 | 0 | 0
|  |  |  | 19.2 | 38.4 | 0 | 0 | 0 | 0 | 0 | 7.48 | 0.10709 | 0 | 38.4 | 38.4 | 1 | 0 | 0 | 0 | 0
|  |  |  | 25.12 | 50.24 | 0 | 0 | 0 | 0 | 0 | 7.48 | 0.10709 | 0 | 50.24 | 50.24 | 1 | 0 | 0 | 0 | 0
|  |  |  | 27.04 | 54.08 | 0 | 0 | 0 | 0 | 0 | 7.48 | 0.10709 | 0 | 54.08 | 54.08 | 1 | 0 | 0 | 0 | 0
|  |  |  | 22.56 | 45.12 | 0 | 0 | 0 | 0 | 0 | 7.48 | 0.10709 | 0 | 45.12 | 45.12 | 1 | 0 | 0 | 0 | 0
|  |  |  | 20.48 | 40.96 | 0 | 0 | 0 | 0 | 0 | 7.48 | 0.10709 | 0 | 40.96 | 40.96 | 1 | 0 | 0 | 0 | 0
|  |  |  | 20 | 40 | 0 | 0 | 0 | 0 | 0 | 7.48 | 0.10709 | 0 | 40 | 40 | 1 | 0 | 0 | 0 | 0
|  |  |  | 19.84 | 39.68 | 0 | 0 | 0 | 0 | 0 | 7.48 | 0.10709 | 0 | 39.68 | 39.68 | 1 | 0 | 0 | 0 | 0
|  |  |  | 19.84 | 39.68 | 0 | 0 | 0 | 0 | 0 | 7.48 | 0.12502 | 0 | 39.68 | 39.68 | 1 | 0 | 0 | 0 | 0
|  |  |  | 19.84 | 39.68 | 0 | 0 | 0 | 0 | 0 | 7.48 | 0.12502 | 0 | 39.68 | 39.68 | 1 | 0 | 0 | 0 | 0
|  |  |  | 19.52 | 39.04 | 0 | 0 | 0 | 0 | 0 | 7.48 | 0.12502 | 0 | 39.04 | 39.04 | 1 | 0 | 0 | 0 | 0
|  |  |  | 19.36 | 38.72 | 0 | 0 | 0 | 0 | 0 | 12.23 | 0.12502 | 0 | 38.72 | 38.72 | 1 | 0 | 0 | 0 | 0
|  |  |  | 20.16 | 40.32 | 0 | 0 | 0 | 0 | 0 | 12.23 | 0.12502 | 0 | 40.32 | 40.32 | 1 | 0 | 0 | 0 | 0
|  |  |  | 19.84 | 39.68 | 0 | 0 | 0 | 0 | 0 | 12.23 | 0.12502 | 0 | 39.68 | 39.68 | 1 | 0 | 0 | 0 | 0
|  |  |  | 20.48 | 40.96 | 0 | 0 | 0 | 0 | 0 | 12.23 | 0.12502 | 0 | 40.96 | 40.96 | 1 | 0 | 0 | 0 | 0
|  |  |  | 20.8 | 41.6 | 0 | 0 | 0 | 0 | 0 | 7.48 | 0.12502 | 0 | 41.6 | 41.6 | 1 | 0 | 0 | 0 | 0
|  |  |  | 20.8 | 41.6 | 0 | 0 | 0 | 0 | 0 | 7.48 | 0.12502 | 0 | 41.6 | 41.6 | 1 | 0 | 0 | 0 | 0
|  |  |  | 20.8 | 41.6 | 0 | 0 | 0 | 0 | 0 | 7.48 | 0.12502 | 0 | 41.6 | 38.922 | 0.2 | 0 | 2.678 | 0 | 0
|  |  |  | 20.96 | 41.92 | 0 | 0 | 0 | 0 | 0 | 7.48 | 0.10709 | 2.678 | 41.92 | 41.92 | 0.91885 | 0 | 0 | 0 | 0
|  |  |  | 21.28 | 42.56 | 0 | 0 | 0 | 0 | 0 | 7.48 | 0.10709 | 0.302 | 42.56 | 42.56 | 1 | 0 | 0 | 0 | 0
|  |  |  | 16.8 | 33.6 | 0 | 0 | 0 | 0 | 0 | 7.48 | 0.10709 | 0 | 33.6 | 33.6 | 1 | 0 | 0 | 0 | 0
|  |  |  | 14.08 | 28.16 | 0 | 0 | 0 | 0 | 0 | 7.48 | 0.10709 | 0 | 28.16 | 28.16 | 1 | 0 | 0 | 0 | 0
|  |  |  | 14.08 | 28.16 | 0 | 0 | 0 | 0 | 0 | 7.48 | 0.10709 | 0 | 28.16 | 28.16 | 1 | 0 | 0 | 0 | 0
|  |  |  | 15.5733 | 31.1467 | 0 | 0 | 0 | 0 | 0 | 7.48 | 0.10709 | 0 | 31.147 | 31.147 | 1 | 0 | 0 | 0 | 0
|  |  |  | 14.4 | 28.8 | 0 | 0 | 0 | 0 | 0 | 7.48 | 0.10709 | 0 | 28.8 | 28.8 | 1 | 0 | 0 | 0 | 0
|  |  |  | 13.7067 | 27.4133 | 0 | 0 | 0 | 0 | 0 | 7.48 | 0.10709 | 0 | 27.413 | 27.413 | 1 | 0 | 0 | 0 | 0
|  |  |  | 18.1867 | 36.3733 | 0 | 0 | 0 | 0 | 0 | 7.48 | 0.10709 | 0 | 36.373 | 36.373 | 1 | 0 | 0 | 0 | 0
|  |  |  | 22.0267 | 44.0533 | 0 | 0 | 0 | 0 | 0 | 7.48 | 0.10709 | 0 | 44.053 | 44.053 | 1 | 0 | 0 | 0 | 0
|  |  |  | 22.24 | 44.48 | 0 | 0 | 0 | 0 | 0 | 7.48 | 0.10709 | 0 | 44.48 | 44.48 | 1 | 0 | 0 | 0 | 0
|  |  |  | 19.84 | 39.68 | 0 | 0 | 0 | 0 | 0 | 7.48 | 0.10709 | 0 | 39.68 | 39.68 | 1 | 0 | 0 | 0 | 0
|  |  |  | 18.9333 | 37.8667 | 0 | 0 | 0 | 0 | 0 | 7.48 | 0.10709 | 0 | 37.867 | 37.867 | 1 | 0 | 0 | 0 | 0
|  |  |  | 21.7067 | 43.4133 | 0 | 0 | 0 | 0 | 0 | 7.48 | 0.10709 | 0 | 43.413 | 43.413 | 1 | 0 | 0 | 0 | 0
|  |  |  | 29.12 | 58.24 | 0 | 0 | 0 | 0 | 0 | 7.48 | 0.12502 | 0 | 58.24 | 58.24 | 1 | 0 | 0 | 0 | 0
|  |  |  | 30.4 | 60.8 | 0 | 0 | 0 | 0 | 0 | 7.48 | 0.12502 | 0 | 60.8 | 60.8 | 1 | 0 | 0 | 0 | 0
|  |  |  | 31.36 | 62.72 | 0 | 0 | 0 | 0 | 0 | 7.48 | 0.12502 | 0 | 62.72 | 62.72 | 1 | 0 | 0 | 0 | 0
|  |  |  | 30.56 | 61.12 | 0 | 0 | 0 | 0 | 0 | 12.23 | 0.12502 | 0 | 61.12 | 61.12 | 1 | 0 | 0 | 0 | 0
|  |  |  | 30.56 | 61.12 | 0 | 0 | 0 | 0 | 0 | 12.23 | 0.12502 | 0 | 61.12 | 61.12 | 1 | 0 | 0 | 0 | 0
|  |  |  | 30.72 | 61.44 | 0 | 0 | 0 | 0 | 0 | 12.23 | 0.12502 | 0 | 61.44 | 61.44 | 1 | 0 | 0 | 0 | 0
|  |  |  | 32.32 | 64.64 | 0 | 0 | 0 | 0 | 0 | 12.23 | 0.12502 | 0 | 64.64 | 64.64 | 1 | 0 | 0 | 0 | 0
|  |  |  | 32.96 | 65.92 | 0 | 0 | 0 | 0 | 0 | 7.48 | 0.12502 | 0 | 65.92 | 65.92 | 1 | 0 | 0 | 0 | 0
|  |  |  | 32.48 | 64.96 | 0 | 0 | 0 | 0 | 0 | 7.48 | 0.12502 | 0 | 64.96 | 64.96 | 1 | 0 | 0 | 0 | 0
|  |  |  | 31.68 | 63.36 | 0 | 0 | 0 | 0 | 0 | 7.48 | 0.12502 | 0 | 63.36 | 60.682 | 0.2 | 0 | 2.678 | 0 | 0
|  |  |  | 31.52 | 63.04 | 0 | 0 | 0 | 0 | 0 | 7.48 | 0.10709 | 2.678 | 63.04 | 63.04 | 0.91885 | 0 | 0 | 0 | 0
|  |  |  | 29.12 | 58.24 | 0 | 0 | 0 | 0 | 0 | 7.48 | 0.10709 | 0.302 | 58.24 | 58.24 | 1 | 0 | 0 | 0 | 0
|  |  |  | 17.28 | 34.56 | 0 | 0 | 0 | 0 | 0 | 7.48 | 0.10709 | 0 | 34.56 | 34.56 | 1 | 0 | 0 | 0 | 0
|  |  |  | 14.72 | 29.44 | 0 | 0 | 0 | 0 | 0 | 7.48 | 0.10709 | 0 | 29.44 | 29.44 | 1 | 0 | 0 | 0 | 0
|  |  |  | 14.4 | 28.8 | 0 | 0 | 0 | 0 | 0 | 7.48 | 0.10709 | 0 | 28.8 | 28.8 | 1 | 0 | 0 | 0 | 0
|  |  |  | 16.96 | 33.92 | 0 | 0 | 0 | 0 | 0 | 7.48 | 0.10709 | 0 | 33.92 | 33.92 | 1 | 0 | 0 | 0 | 0
|  |  |  | 18.72 | 37.44 | 0 | 0 | 0 | 0 | 0 | 7.48 | 0.10709 | 0 | 37.44 | 37.44 | 1 | 0 | 0 | 0 | 0
|  |  |  | 15.2 | 30.4 | 0 | 0 | 0 | 0 | 0 | 7.48 | 0.10709 | 0 | 30.4 | 30.4 | 1 | 0 | 0 | 0 | 0
|  |  |  | 17.92 | 35.84 | 0 | 0 | 0 | 0 | 0 | 7.48 | 0.10709 | 0 | 35.84 | 35.84 | 1 | 0 | 0 | 0 | 0
|  |  |  | 22.4 | 44.8 | 0 | 0 | 0 | 0 | 0 | 7.48 | 0.10709 | 0 | 44.8 | 44.8 | 1 | 0 | 0 | 0 | 0
|  |  |  | 30.72 | 61.44 | 0 | 0 | 0 | 0 | 0 | 7.48 | 0.10709 | 0 | 61.44 | 61.44 | 1 | 0 | 0 | 0 | 0
|  |  |  | 30.24 | 60.48 | 0 | 0 | 0 | 0 | 0 | 7.48 | 0.10709 | 0 | 60.48 | 60.48 | 1 | 0 | 0 | 0 | 0
|  |  |  | 36.32 | 72.64 | 0 | 0 | 0 | 0 | 0 | 7.48 | 0.10709 | 0 | 72.64 | 72.64 | 1 | 0 | 0 | 0 | 0
|  |  |  | 38 | 76 | 0 | 0 | 0 | 0 | 0 | 7.48 | 0.10709 | 0 | 76 | 75.082 | 0.72579 | 0 | 0.918 | 0 | 0
|  |  |  | 37.36 | 74.72 | 0 | 0 | 0 | 0 | 0 | 7.48 | 0.10709 | 0.362 | 74.72 | 74.72 | 0.823 | 0 | 0 | 0 | 0
|  |  |  | 36.32 | 72.64 | 0 | 0 | 0 | 0 | 0 | 7.48 | 0.10709 | 0.659 | 72.64 | 72.64 | 1 | 0 | 0 | 0 | 0
|  |  |  | 32.48 | 64.96 | 0 | 0 | 0 | 0 | 0 | 7.48 | 0.10709 | 0 | 64.96 | 64.96 | 1 | 0 | 0 | 0 | 0
|  |  |  | 31.84 | 63.68 | 0 | 0 | 0 | 0 | 0 | 7.48 | 0.10709 | 0 | 63.68 | 63.68 | 1 | 0 | 0 | 0 | 0
|  |  |  | 31.04 | 62.08 | 0 | 0 | 0 | 0 | 0 | 7.48 | 0.10709 | 0 | 62.08 | 62.08 | 1 | 0 | 0 | 0 | 0
|  |  |  | 30.56 | 61.12 | 0 | 0 | 0 | 0 | 0 | 7.48 | 0.10709 | 0 | 61.12 | 61.12 | 1 | 0 | 0 | 0 | 0
|  |  |  | 31.84 | 63.68 | 0 | 0 | 0 | 0 | 0 | 7.48 | 0.10709 | 0 | 63.68 | 63.68 | 1 | 0 | 0 | 0 | 0
|  |  |  | 31.2 | 62.4 | 0 | 0 | 0 | 0 | 0 | 7.48 | 0.10709 | 0 | 62.4 | 62.4 | 1 | 0 | 0 | 0 | 0
|  |  |  | 30.24 | 60.48 | 0 | 0 | 0 | 0 | 0 | 7.48 | 0.10709 | 0 | 60.48 | 60.48 | 1 | 0 | 0 | 0 | 0
|  |  |  | 22.4 | 44.8 | 0 | 0 | 0 | 0 | 0 | 7.48 | 0.10709 | 0 | 44.8 | 44.8 | 1 | 0 | 0 | 0 | 0
|  |  |  | 20.32 | 40.64 | 0 | 0 | 0 | 0 | 0 | 7.48 | 0.10709 | 0 | 40.64 | 40.64 | 1 | 0 | 0 | 0 | 0
|  |  |  | 20 | 40 | 0 | 0 | 0 | 0 | 0 | 7.48 | 0.10709 | 0 | 40 | 40 | 1 | 0 | 0 | 0 | 0
|  |  |  | 16.8 | 33.6 | 0 | 0 | 0 | 0 | 0 | 7.48 | 0.10709 | 0 | 33.6 | 33.6 | 1 | 0 | 0 | 0 | 0
|  |  |  | 14.72 | 29.44 | 0 | 0 | 0 | 0 | 0 | 7.48 | 0.10709 | 0 | 29.44 | 29.44 | 1 | 0 | 0 | 0 | 0
|  |  |  | 14.5067 | 29.0133 | 0 | 0 | 0 | 0 | 0 | 7.48 | 0.10709 | 0 | 29.013 | 29.013 | 1 | 0 | 0 | 0 | 0
|  |  |  | 16.5867 | 33.1733 | 0 | 0 | 0 | 0 | 0 | 7.48 | 0.10709 | 0 | 33.173 | 33.173 | 1 | 0 | 0 | 0 | 0
|  |  |  | 17.44 | 34.88 | 0 | 0 | 0 | 0 | 0 | 7.48 | 0.10709 | 0 | 34.88 | 34.88 | 1 | 0 | 0 | 0 | 0
|  |  |  | 15.36 | 30.72 | 0 | 0 | 0 | 0 | 0 | 7.48 | 0.10709 | 0 | 30.72 | 30.72 | 1 | 0 | 0 | 0 | 0
|  |  |  | 18.08 | 36.16 | 0 | 0 | 0 | 0 | 0 | 7.48 | 0.10709 | 0 | 36.16 | 36.16 | 1 | 0 | 0 | 0 | 0
|  |  |  | 19.68 | 39.36 | 0 | 0 | 0 | 0 | 0 | 7.48 | 0.10709 | 0 | 39.36 | 39.36 | 1 | 0 | 0 | 0 | 0
|  |  |  | 19.84 | 39.68 | 0 | 0 | 0 | 0 | 0 | 7.48 | 0.10709 | 0 | 39.68 | 39.68 | 1 | 0 | 0 | 0 | 0
|  |  |  | 18.88 | 37.76 | 0 | 0 | 0 | 0 | 0 | 7.48 | 0.10709 | 0 | 37.76 | 37.76 | 1 | 0 | 0 | 0 | 0
|  |  |  | 18.72 | 37.44 | 0 | 0 | 0 | 0 | 0 | 7.48 | 0.10709 | 0 | 37.44 | 37.44 | 1 | 0 | 0 | 0 | 0
|  |  |  | 18.4 | 36.8 | 0 | 0 | 0 | 0 | 0 | 7.48 | 0.10709 | 0 | 36.8 | 36.8 | 1 | 0 | 0 | 0 | 0
|  |  |  | 18.56 | 37.12 | 0 | 0 | 0 | 0 | 0 | 7.48 | 0.10709 | 0 | 37.12 | 37.12 | 1 | 0 | 0 | 0 | 0
|  |  |  | 17.92 | 35.84 | 0 | 0 | 0 | 0 | 0 | 7.48 | 0.10709 | 0 | 35.84 | 35.84 | 1 | 0 | 0 | 0 | 0
|  |  |  | 17.44 | 34.88 | 0 | 0 | 0 | 0 | 0 | 7.48 | 0.10709 | 0 | 34.88 | 34.88 | 1 | 0 | 0 | 0 | 0
|  |  |  | 17.76 | 35.52 | 0 | 0 | 0 | 0 | 0 | 7.48 | 0.10709 | 0 | 35.52 | 35.52 | 1 | 0 | 0 | 0 | 0
|  |  |  | 18.08 | 36.16 | 0 | 0 | 0 | 0 | 0 | 7.48 | 0.10709 | 0 | 36.16 | 36.16 | 1 | 0 | 0 | 0 | 0
|  |  |  | 17.76 | 35.52 | 0 | 0 | 0 | 0 | 0 | 7.48 | 0.10709 | 0 | 35.52 | 35.52 | 1 | 0 | 0 | 0 | 0
|  |  |  | 19.2 | 38.4 | 0 | 0 | 0 | 0 | 0 | 7.48 | 0.10709 | 0 | 38.4 | 38.4 | 1 | 0 | 0 | 0 | 0
|  |  |  | 19.36 | 38.72 | 0 | 0 | 0 | 0 | 0 | 7.48 | 0.10709 | 0 | 38.72 | 38.72 | 1 | 0 | 0 | 0 | 0
|  |  |  | 20.16 | 40.32 | 0 | 0 | 0 | 0 | 0 | 7.48 | 0.10709 | 0 | 40.32 | 40.32 | 1 | 0 | 0 | 0 | 0
|  |  |  | 18.72 | 37.44 | 0 | 0 | 0 | 0 | 0 | 7.48 | 0.10709 | 0 | 37.44 | 37.44 | 1 | 0 | 0 | 0 | 0
|  |  |  | 18.72 | 37.44 | 0 | 0 | 0 | 0 | 0 | 7.48 | 0.10709 | 0 | 37.44 | 37.44 | 1 | 0 | 0 | 0 | 0
|  |  |  | 18.4 | 36.8 | 0 | 0 | 0 | 0 | 0 | 7.48 | 0.10709 | 0 | 36.8 | 36.8 | 1 | 0 | 0 | 0 | 0
|  |  |  | 14.4 | 28.8 | 0 | 0 | 0 | 0 | 0 | 7.48 | 0.10709 | 0 | 28.8 | 28.8 | 1 | 0 | 0 | 0 | 0
|  |  |  | 13.12 | 26.24 | 0 | 0 | 0 | 0 | 0 | 7.48 | 0.10709 | 0 | 26.24 | 26.24 | 1 | 0 | 0 | 0 | 0
|  |  |  | 13.44 | 26.88 | 0 | 0 | 0 | 0 | 0 | 7.48 | 0.10709 | 0 | 26.88 | 26.88 | 1 | 0 | 0 | 0 | 0
|  |  |  | 16.16 | 32.32 | 0 | 0 | 0 | 0 | 0 | 7.48 | 0.10709 | 0 | 32.32 | 32.32 | 1 | 0 | 0 | 0 | 0
|  |  |  | 12.16 | 24.32 | 0 | 0 | 0 | 0 | 0 | 7.48 | 0.10709 | 0 | 24.32 | 24.32 | 1 | 0 | 0 | 0 | 0
|  |  |  | 12.32 | 24.64 | 0 | 0 | 0 | 0 | 0 | 7.48 | 0.10709 | 0 | 24.64 | 24.64 | 1 | 0 | 0 | 0 | 0
|  |  |  | 18.24 | 36.48 | 0 | 0 | 0 | 0 | 0 | 7.48 | 0.10709 | 0 | 36.48 | 36.48 | 1 | 0 | 0 | 0 | 0
|  |  |  | 20 | 40 | 0 | 0 | 0 | 0 | 0 | 7.48 | 0.10709 | 0 | 40 | 40 | 1 | 0 | 0 | 0 | 0
|  |  |  | 20.32 | 40.64 | 0 | 0 | 0 | 0 | 0 | 7.48 | 0.10709 | 0 | 40.64 | 40.64 | 1 | 0 | 0 | 0 | 0
|  |  |  | 19.36 | 38.72 | 0 | 0 | 0 | 0 | 0 | 7.48 | 0.10709 | 0 | 38.72 | 38.72 | 1 | 0 | 0 | 0 | 0
|  |  |  | 18.72 | 37.44 | 0 | 0 | 0 | 0 | 0 | 7.48 | 0.10709 | 0 | 37.44 | 37.44 | 1 | 0 | 0 | 0 | 0
|  |  |  | 18.88 | 37.76 | 0 | 0 | 0 | 0 | 0 | 7.48 | 0.10709 | 0 | 37.76 | 37.76 | 1 | 0 | 0 | 0 | 0
|  |  |  | 27.2 | 54.4 | 0 | 0 | 0 | 0 | 0 | 7.48 | 0.12502 | 0 | 54.4 | 54.4 | 1 | 0 | 0 | 0 | 0
|  |  |  | 29.28 | 58.56 | 0 | 0 | 0 | 0 | 0 | 7.48 | 0.12502 | 0 | 58.56 | 58.56 | 1 | 0 | 0 | 0 | 0
|  |  |  | 28.16 | 56.32 | 0 | 0 | 0 | 0 | 0 | 7.48 | 0.12502 | 0 | 56.32 | 56.32 | 1 | 0 | 0 | 0 | 0
|  |  |  | 26.72 | 53.44 | 0 | 0 | 0 | 0 | 0 | 12.23 | 0.12502 | 0 | 53.44 | 53.44 | 1 | 0 | 0 | 0 | 0
|  |  |  | 27.2 | 54.4 | 0 | 0 | 0 | 0 | 0 | 12.23 | 0.12502 | 0 | 54.4 | 54.4 | 1 | 0 | 0 | 0 | 0
|  |  |  | 26.56 | 53.12 | 0 | 0 | 0 | 0 | 0 | 12.23 | 0.12502 | 0 | 53.12 | 53.12 | 1 | 0 | 0 | 0 | 0
|  |  |  | 28.8 | 57.6 | 0 | 0 | 0 | 0 | 0 | 12.23 | 0.12502 | 0 | 57.6 | 57.6 | 1 | 0 | 0 | 0 | 0
|  |  |  | 28.8 | 57.6 | 0 | 0 | 0 | 0 | 0 | 7.48 | 0.12502 | 0 | 57.6 | 57.6 | 1 | 0 | 0 | 0 | 0
|  |  |  | 20.48 | 40.96 | 0 | 0 | 0 | 0 | 0 | 7.48 | 0.12502 | 0 | 40.96 | 40.96 | 1 | 0 | 0 | 0 | 0
|  |  |  | 20.64 | 41.28 | 0 | 0 | 0 | 0 | 0 | 7.48 | 0.12502 | 0 | 41.28 | 38.602 | 0.2 | 0 | 2.678 | 0 | 0
|  |  |  | 20.96 | 41.92 | 0 | 0 | 0 | 0 | 0 | 7.48 | 0.10709 | 2.678 | 41.92 | 41.92 | 0.91885 | 0 | 0 | 0 | 0
|  |  |  | 20.96 | 41.92 | 0 | 0 | 0 | 0 | 0 | 7.48 | 0.10709 | 0.302 | 41.92 | 41.92 | 1 | 0 | 0 | 0 | 0
|  |  |  | 17.76 | 35.52 | 0 | 0 | 0 | 0 | 0 | 7.48 | 0.10709 | 0 | 35.52 | 35.52 | 1 | 0 | 0 | 0 | 0
|  |  |  | 15.68 | 31.36 | 0 | 0 | 0 | 0 | 0 | 7.48 | 0.10709 | 0 | 31.36 | 31.36 | 1 | 0 | 0 | 0 | 0
|  |  |  | 14.72 | 29.44 | 0 | 0 | 0 | 0 | 0 | 7.48 | 0.10709 | 0 | 29.44 | 29.44 | 1 | 0 | 0 | 0 | 0
|  |  |  | 15.36 | 30.72 | 0 | 0 | 0 | 0 | 0 | 7.48 | 0.10709 | 0 | 30.72 | 30.72 | 1 | 0 | 0 | 0 | 0
|  |  |  | 17.44 | 34.88 | 0 | 0 | 0 | 0 | 0 | 7.48 | 0.10709 | 0 | 34.88 | 34.88 | 1 | 0 | 0 | 0 | 0
|  |  |  | 13.28 | 26.56 | 0 | 0 | 0 | 0 | 0 | 7.48 | 0.10709 | 0 | 26.56 | 26.56 | 1 | 0 | 0 | 0 | 0
|  |  |  | 19.36 | 38.72 | 0 | 0 | 0 | 0 | 0 | 7.48 | 0.10709 | 0 | 38.72 | 38.72 | 1 | 0 | 0 | 0 | 0
|  |  |  | 20.32 | 40.64 | 0 | 0 | 0 | 0 | 0 | 7.48 | 0.10709 | 0 | 40.64 | 40.64 | 1 | 0 | 0 | 0 | 0
|  |  |  | 20.32 | 40.64 | 0 | 0 | 0 | 0 | 0 | 7.48 | 0.10709 | 0 | 40.64 | 40.64 | 1 | 0 | 0 | 0 | 0
|  |  |  | 19.84 | 39.68 | 0 | 0 | 0 | 0 | 0 | 7.48 | 0.10709 | 0 | 39.68 | 39.68 | 1 | 0 | 0 | 0 | 0
|  |  |  | 19.36 | 38.72 | 0 | 0 | 0 | 0 | 0 | 7.48 | 0.10709 | 0 | 38.72 | 38.72 | 1 | 0 | 0 | 0 | 0
|  |  |  | 21.28 | 42.56 | 0 | 0 | 0 | 0 | 0 | 7.48 | 0.10709 | 0 | 42.56 | 42.56 | 1 | 0 | 0 | 0 | 0
|  |  |  | 30.56 | 61.12 | 0 | 0 | 0 | 0 | 0 | 7.48 | 0.12502 | 0 | 61.12 | 61.12 | 1 | 0 | 0 | 0 | 0
|  |  |  | 31.36 | 62.72 | 0 | 0 | 0 | 0 | 0 | 7.48 | 0.12502 | 0 | 62.72 | 62.72 | 1 | 0 | 0 | 0 | 0
|  |  |  | 30.56 | 61.12 | 0 | 0 | 0 | 0 | 0 | 7.48 | 0.12502 | 0 | 61.12 | 61.12 | 1 | 0 | 0 | 0 | 0
|  |  |  | 30.72 | 61.44 | 0 | 0 | 0 | 0 | 0 | 12.23 | 0.12502 | 0 | 61.44 | 61.44 | 1 | 0 | 0 | 0 | 0
|  |  |  | 29.44 | 58.88 | 0 | 0 | 0 | 0 | 0 | 12.23 | 0.12502 | 0 | 58.88 | 58.88 | 1 | 0 | 0 | 0 | 0
|  |  |  | 30.24 | 60.48 | 0 | 0 | 0 | 0 | 0 | 12.23 | 0.12502 | 0 | 60.48 | 60.48 | 1 | 0 | 0 | 0 | 0
|  |  |  | 29.76 | 59.52 | 0 | 0 | 0 | 0 | 0 | 12.23 | 0.12502 | 0 | 59.52 | 59.52 | 1 | 0 | 0 | 0 | 0
|  |  |  | 29.76 | 59.52 | 0 | 0 | 0 | 0 | 0 | 7.48 | 0.12502 | 0 | 59.52 | 59.52 | 1 | 0 | 0 | 0 | 0
|  |  |  | 28.64 | 57.28 | 0 | 0 | 0 | 0 | 0 | 7.48 | 0.12502 | 0 | 57.28 | 57.28 | 1 | 0 | 0 | 0 | 0
|  |  |  | 28.96 | 57.92 | 0 | 0 | 0 | 0 | 0 | 7.48 | 0.12502 | 0 | 57.92 | 55.242 | 0.2 | 0 | 2.678 | 0 | 0
|  |  |  | 27.36 | 54.72 | 0 | 0 | 0 | 0 | 0 | 7.48 | 0.10709 | 2.678 | 54.72 | 54.72 | 0.91885 | 0 | 0 | 0 | 0
|  |  |  | 24.32 | 48.64 | 0 | 0 | 0 | 0 | 0 | 7.48 | 0.10709 | 0.302 | 48.64 | 48.64 | 1 | 0 | 0 | 0 | 0
|  |  |  | 18.72 | 37.44 | 0 | 0 | 0 | 0 | 0 | 7.48 | 0.10709 | 0 | 37.44 | 37.44 | 1 | 0 | 0 | 0 | 0
|  |  |  | 14.24 | 28.48 | 0 | 0 | 0 | 0 | 0 | 7.48 | 0.10709 | 0 | 28.48 | 28.48 | 1 | 0 | 0 | 0 | 0
|  |  |  | 13.12 | 26.24 | 0 | 0 | 0 | 0 | 0 | 7.48 | 0.10709 | 0 | 26.24 | 26.24 | 1 | 0 | 0 | 0 | 0
|  |  |  | 12.8 | 25.6 | 0 | 0 | 0 | 0 | 0 | 7.48 | 0.10709 | 0 | 25.6 | 25.6 | 1 | 0 | 0 | 0 | 0
|  |  |  | 12.64 | 25.28 | 0 | 0 | 0 | 0 | 0 | 7.48 | 0.10709 | 0 | 25.28 | 25.28 | 1 | 0 | 0 | 0 | 0
|  |  |  | 12.64 | 25.28 | 0 | 0 | 0 | 0 | 0 | 7.48 | 0.10709 | 0 | 25.28 | 25.28 | 1 | 0 | 0 | 0 | 0
|  |  |  | 19.2 | 38.4 | 0 | 0 | 0 | 0 | 0 | 7.48 | 0.10709 | 0 | 38.4 | 38.4 | 1 | 0 | 0 | 0 | 0
|  |  |  | 20.48 | 40.96 | 0 | 0 | 0 | 0 | 0 | 7.48 | 0.10709 | 0 | 40.96 | 40.96 | 1 | 0 | 0 | 0 | 0
|  |  |  | 19.36 | 38.72 | 0 | 0 | 0 | 0 | 0 | 7.48 | 0.10709 | 0 | 38.72 | 38.72 | 1 | 0 | 0 | 0 | 0
|  |  |  | 24.32 | 48.64 | 0 | 0 | 0 | 0 | 0 | 7.48 | 0.10709 | 0 | 48.64 | 48.64 | 1 | 0 | 0 | 0 | 0
|  |  |  | 25.92 | 51.84 | 0 | 0 | 0 | 0 | 0 | 7.48 | 0.10709 | 0 | 51.84 | 51.84 | 1 | 0 | 0 | 0 | 0
|  |  |  | 26.56 | 53.12 | 0 | 0 | 0 | 0 | 0 | 7.48 | 0.10709 | 0 | 53.12 | 53.12 | 1 | 0 | 0 | 0 | 0
|  |  |  | 26.72 | 53.44 | 0 | 0 | 0 | 0 | 0 | 7.48 | 0.12502 | 0 | 53.44 | 53.44 | 1 | 0 | 0 | 0 | 0
|  |  |  | 26.24 | 52.48 | 0 | 0 | 0 | 0 | 0 | 7.48 | 0.12502 | 0 | 52.48 | 52.48 | 1 | 0 | 0 | 0 | 0
|  |  |  | 25.6 | 51.2 | 0 | 0 | 0 | 0 | 0 | 7.48 | 0.12502 | 0 | 51.2 | 51.2 | 1 | 0 | 0 | 0 | 0
|  |  |  | 26.56 | 53.12 | 0 | 0 | 0 | 0 | 0 | 12.23 | 0.12502 | 0 | 53.12 | 53.12 | 1 | 0 | 0 | 0 | 0
|  |  |  | 25.76 | 51.52 | 0 | 0 | 0 | 0 | 0 | 12.23 | 0.12502 | 0 | 51.52 | 51.52 | 1 | 0 | 0 | 0 | 0
|  |  |  | 25.92 | 51.84 | 0 | 0 | 0 | 0 | 0 | 12.23 | 0.12502 | 0 | 51.84 | 51.84 | 1 | 0 | 0 | 0 | 0
|  |  |  | 27.68 | 55.36 | 0 | 0 | 0 | 0 | 0 | 12.23 | 0.12502 | 0 | 55.36 | 55.36 | 1 | 0 | 0 | 0 | 0
|  |  |  | 28.48 | 56.96 | 0 | 0 | 0 | 0 | 0 | 7.48 | 0.12502 | 0 | 56.96 | 56.96 | 1 | 0 | 0 | 0 | 0
|  |  |  | 26.72 | 53.44 | 0 | 0 | 0 | 0 | 0 | 7.48 | 0.12502 | 0 | 53.44 | 53.44 | 1 | 0 | 0 | 0 | 0
|  |  |  | 26.24 | 52.48 | 0 | 0 | 0 | 0 | 0 | 7.48 | 0.12502 | 0 | 52.48 | 49.802 | 0.2 | 0 | 2.678 | 0 | 0
|  |  |  | 26.56 | 53.12 | 0 | 0 | 0 | 0 | 0 | 7.48 | 0.10709 | 2.678 | 53.12 | 53.12 | 0.91885 | 0 | 0 | 0 | 0
|  |  |  | 25.6 | 51.2 | 0 | 0 | 0 | 0 | 0 | 7.48 | 0.10709 | 0.302 | 51.2 | 51.2 | 1 | 0 | 0 | 0 | 0
|  |  |  | 21.28 | 42.56 | 0 | 0 | 0 | 0 | 0 | 7.48 | 0.10709 | 0 | 42.56 | 42.56 | 1 | 0 | 0 | 0 | 0
|  |  |  | 20.8 | 41.6 | 0 | 0 | 0 | 0 | 0 | 7.48 | 0.10709 | 0 | 41.6 | 41.6 | 1 | 0 | 0 | 0 | 0
|  |  |  | 18.4 | 36.8 | 0 | 0 | 0 | 0 | 0 | 7.48 | 0.10709 | 0 | 36.8 | 36.8 | 1 | 0 | 0 | 0 | 0
|  |  |  | 18.4 | 36.8 | 0 | 0 | 0 | 0 | 0 | 7.48 | 0.10709 | 0 | 36.8 | 36.8 | 1 | 0 | 0 | 0 | 0
|  |  |  | 17.44 | 34.88 | 0 | 0 | 0 | 0 | 0 | 7.48 | 0.10709 | 0 | 34.88 | 34.88 | 1 | 0 | 0 | 0 | 0
|  |  |  | 18.4 | 36.8 | 0 | 0 | 0 | 0 | 0 | 7.48 | 0.10709 | 0 | 36.8 | 36.8 | 1 | 0 | 0 | 0 | 0
|  |  |  | 24.32 | 48.64 | 0 | 0 | 0 | 0 | 0 | 7.48 | 0.10709 | 0 | 48.64 | 48.64 | 1 | 0 | 0 | 0 | 0
|  |  |  | 26.56 | 53.12 | 0 | 0 | 0 | 0 | 0 | 7.48 | 0.10709 | 0 | 53.12 | 53.12 | 1 | 0 | 0 | 0 | 0
|  |  |  | 26.4 | 52.8 | 0 | 0 | 0 | 0 | 0 | 7.48 | 0.10709 | 0 | 52.8 | 52.8 | 1 | 0 | 0 | 0 | 0
|  |  |  | 26.24 | 52.48 | 0 | 0 | 0 | 0 | 0 | 7.48 | 0.10709 | 0 | 52.48 | 52.48 | 1 | 0 | 0 | 0 | 0
|  |  |  | 29.6 | 59.2 | 0 | 0 | 0 | 0 | 0 | 7.48 | 0.10709 | 0 | 59.2 | 59.2 | 1 | 0 | 0 | 0 | 0
|  |  |  | 30.08 | 60.16 | 0 | 0 | 0 | 0 | 0 | 7.48 | 0.10709 | 0 | 60.16 | 60.16 | 1 | 0 | 0 | 0 | 0
|  |  |  | 30.24 | 60.48 | 0 | 0 | 0 | 0 | 0 | 7.48 | 0.12502 | 0 | 60.48 | 60.48 | 1 | 0 | 0 | 0 | 0
|  |  |  | 30.56 | 61.12 | 0 | 0 | 0 | 0 | 0 | 7.48 | 0.12502 | 0 | 61.12 | 61.12 | 1 | 0 | 0 | 0 | 0
|  |  |  | 27.7867 | 55.5733 | 0 | 0 | 0 | 0 | 0 | 7.48 | 0.12502 | 0 | 55.573 | 55.573 | 1 | 0 | 0 | 0 | 0
|  |  |  | 23.68 | 47.36 | 0 | 0 | 0 | 0 | 0 | 12.23 | 0.12502 | 0 | 47.36 | 47.36 | 1 | 0 | 0 | 0 | 0
|  |  |  | 23.68 | 47.36 | 0 | 0 | 0 | 0 | 0 | 12.23 | 0.12502 | 0 | 47.36 | 47.36 | 1 | 0 | 0 | 0 | 0
|  |  |  | 28.48 | 56.96 | 0 | 0 | 0 | 0 | 0 | 12.23 | 0.12502 | 0 | 56.96 | 56.96 | 1 | 0 | 0 | 0 | 0
|  |  |  | 29.92 | 59.84 | 0 | 0 | 0 | 0 | 0 | 12.23 | 0.12502 | 0 | 59.84 | 59.84 | 1 | 0 | 0 | 0 | 0
|  |  |  | 30.56 | 61.12 | 0 | 0 | 0 | 0 | 0 | 7.48 | 0.12502 | 0 | 61.12 | 61.12 | 1 | 0 | 0 | 0 | 0
|  |  |  | 24.64 | 49.28 | 0 | 0 | 0 | 0 | 0 | 7.48 | 0.12502 | 0 | 49.28 | 49.28 | 1 | 0 | 0 | 0 | 0
|  |  |  | 20.48 | 40.96 | 0 | 0 | 0 | 0 | 0 | 7.48 | 0.12502 | 0 | 40.96 | 38.282 | 0.2 | 0 | 2.678 | 0 | 0
|  |  |  | 20.8 | 41.6 | 0 | 0 | 0 | 0 | 0 | 7.48 | 0.10709 | 2.678 | 41.6 | 41.6 | 0.91885 | 0 | 0 | 0 | 0
|  |  |  | 21.28 | 42.56 | 0 | 0 | 0 | 0 | 0 | 7.48 | 0.10709 | 0.302 | 42.56 | 42.56 | 1 | 0 | 0 | 0 | 0
|  |  |  | 17.6 | 35.2 | 0 | 0 | 0 | 0 | 0 | 7.48 | 0.10709 | 0 | 35.2 | 35.2 | 1 | 0 | 0 | 0 | 0
|  |  |  | 15.36 | 30.72 | 0 | 0 | 0 | 0 | 0 | 7.48 | 0.10709 | 0 | 30.72 | 30.72 | 1 | 0 | 0 | 0 | 0
|  |  |  | 13.96 | 27.92 | 0 | 0 | 0 | 0 | 0 | 7.48 | 0.10709 | 0 | 27.92 | 27.92 | 1 | 0 | 0 | 0 | 0
|  |  |  | 15.08 | 30.16 | 0 | 0 | 0 | 0 | 0 | 7.48 | 0.10709 | 0 | 30.16 | 30.16 | 1 | 0 | 0 | 0 | 0
|  |  |  | 15.88 | 31.76 | 0 | 0 | 0 | 0 | 0 | 7.48 | 0.10709 | 0 | 31.76 | 31.76 | 1 | 0 | 0 | 0 | 0
|  |  |  | 14.36 | 28.72 | 0 | 0 | 0 | 0 | 0 | 7.48 | 0.10709 | 0 | 28.72 | 28.72 | 1 | 0 | 0 | 0 | 0
|  |  |  | 18.88 | 37.76 | 0 | 0 | 0 | 0 | 0 | 7.48 | 0.10709 | 0 | 37.76 | 37.76 | 1 | 0 | 0 | 0 | 0
|  |  |  | 21.1467 | 42.2933 | 0 | 0 | 0 | 0 | 0 | 7.48 | 0.10709 | 0 | 42.293 | 42.293 | 1 | 0 | 0 | 0 | 0
|  |  |  | 24.1067 | 48.2133 | 0 | 0 | 0 | 0 | 0 | 7.48 | 0.10709 | 0 | 48.213 | 48.213 | 1 | 0 | 0 | 0 | 0
|  |  |  | 23.8133 | 47.6267 | 0 | 0 | 0 | 0 | 0 | 7.48 | 0.10709 | 0 | 47.627 | 47.627 | 1 | 0 | 0 | 0 | 0
|  |  |  | 23.4933 | 46.9867 | 0 | 0 | 0 | 0 | 0 | 7.48 | 0.10709 | 0 | 46.987 | 46.987 | 1 | 0 | 0 | 0 | 0
|  |  |  | 24.5333 | 49.0667 | 0 | 0 | 0 | 0 | 0 | 7.48 | 0.10709 | 0 | 49.067 | 49.067 | 1 | 0 | 0 | 0 | 0
|  |  |  | 29.0933 | 58.1867 | 0 | 0 | 0 | 0 | 0 | 7.48 | 0.12502 | 0 | 58.187 | 58.187 | 1 | 0 | 0 | 0 | 0
|  |  |  | 28.8533 | 57.7067 | 0 | 0 | 0 | 0 | 0 | 7.48 | 0.12502 | 0 | 57.707 | 57.707 | 1 | 0 | 0 | 0 | 0
|  |  |  | 27.8533 | 55.7067 | 0 | 0 | 0 | 0 | 0 | 7.48 | 0.12502 | 0 | 55.707 | 55.707 | 1 | 0 | 0 | 0 | 0
|  |  |  | 27.8533 | 55.7067 | 0 | 0 | 0 | 0 | 0 | 12.23 | 0.12502 | 0 | 55.707 | 55.707 | 1 | 0 | 0 | 0 | 0
|  |  |  | 26.5467 | 53.0933 | 0 | 0 | 0 | 0 | 0 | 12.23 | 0.12502 | 0 | 53.093 | 53.093 | 1 | 0 | 0 | 0 | 0
|  |  |  | 26.52 | 53.04 | 0 | 0 | 0 | 0 | 0 | 12.23 | 0.12502 | 0 | 53.04 | 53.04 | 1 | 0 | 0 | 0 | 0
|  |  |  | 30.5733 | 61.1467 | 0 | 0 | 0 | 0 | 0 | 12.23 | 0.12502 | 0 | 61.147 | 61.147 | 1 | 0 | 0 | 0 | 0
|  |  |  | 31.16 | 62.32 | 0 | 0 | 0 | 0 | 0 | 7.48 | 0.12502 | 0 | 62.32 | 62.32 | 1 | 0 | 0 | 0 | 0
|  |  |  | 32.96 | 65.92 | 0 | 0 | 0 | 0 | 0 | 7.48 | 0.12502 | 0 | 65.92 | 65.92 | 1 | 0 | 0 | 0 | 0
|  |  |  | 32.2 | 64.4 | 0 | 0 | 0 | 0 | 0 | 7.48 | 0.12502 | 0 | 64.4 | 61.722 | 0.2 | 0 | 2.678 | 0 | 0
|  |  |  | 32.24 | 64.48 | 0 | 0 | 0 | 0 | 0 | 7.48 | 0.10709 | 2.678 | 64.48 | 64.48 | 0.91885 | 0 | 0 | 0 | 0
|  |  |  | 28.76 | 57.52 | 0 | 0 | 0 | 0 | 0 | 7.48 | 0.10709 | 0.302 | 57.52 | 57.52 | 1 | 0 | 0 | 0 | 0
|  |  |  | 16.48 | 32.96 | 0 | 0 | 0 | 0 | 0 | 7.48 | 0.10709 | 0 | 32.96 | 32.96 | 1 | 0 | 0 | 0 | 0
|  |  |  | 14.24 | 28.48 | 0 | 0 | 0 | 0 | 0 | 7.48 | 0.10709 | 0 | 28.48 | 28.48 | 1 | 0 | 0 | 0 | 0
|  |  |  | 14.8 | 29.6 | 0 | 0 | 0 | 0 | 0 | 7.48 | 0.10709 | 0 | 29.6 | 29.6 | 1 | 0 | 0 | 0 | 0
|  |  |  | 18.28 | 36.56 | 0 | 0 | 0 | 0 | 0 | 7.48 | 0.10709 | 0 | 36.56 | 36.56 | 1 | 0 | 0 | 0 | 0
|  |  |  | 18.52 | 37.04 | 0 | 0 | 0 | 0 | 0 | 7.48 | 0.10709 | 0 | 37.04 | 37.04 | 1 | 0 | 0 | 0 | 0
|  |  |  | 16.96 | 33.92 | 0 | 0 | 0 | 0 | 0 | 7.48 | 0.10709 | 0 | 33.92 | 33.92 | 1 | 0 | 0 | 0 | 0
|  |  |  | 18.84 | 37.68 | 0 | 0 | 0 | 0 | 0 | 7.48 | 0.10709 | 0 | 37.68 | 37.68 | 1 | 0 | 0 | 0 | 0
|  |  |  | 20.24 | 40.48 | 0 | 0 | 0 | 0 | 0 | 7.48 | 0.10709 | 0 | 40.48 | 40.48 | 1 | 0 | 0 | 0 | 0
|  |  |  | 20.28 | 40.56 | 0 | 0 | 0 | 0 | 0 | 7.48 | 0.10709 | 0 | 40.56 | 40.56 | 1 | 0 | 0 | 0 | 0
|  |  |  | 19.68 | 39.36 | 0 | 0 | 0 | 0 | 0 | 7.48 | 0.10709 | 0 | 39.36 | 39.36 | 1 | 0 | 0 | 0 | 0
|  |  |  | 19 | 38 | 0 | 0 | 0 | 0 | 0 | 7.48 | 0.10709 | 0 | 38 | 38 | 1 | 0 | 0 | 0 | 0
|  |  |  | 19 | 38 | 0 | 0 | 0 | 0 | 0 | 7.48 | 0.10709 | 0 | 38 | 38 | 1 | 0 | 0 | 0 | 0
|  |  |  | 18.84 | 37.68 | 0 | 0 | 0 | 0 | 0 | 7.48 | 0.10709 | 0 | 37.68 | 37.68 | 1 | 0 | 0 | 0 | 0
|  |  |  | 18.88 | 37.76 | 0 | 0 | 0 | 0 | 0 | 7.48 | 0.10709 | 0 | 37.76 | 37.76 | 1 | 0 | 0 | 0 | 0
|  |  |  | 18.6 | 37.2 | 0 | 0 | 0 | 0 | 0 | 7.48 | 0.10709 | 0 | 37.2 | 37.2 | 1 | 0 | 0 | 0 | 0
|  |  |  | 18.8 | 37.6 | 0 | 0 | 0 | 0 | 0 | 7.48 | 0.10709 | 0 | 37.6 | 37.6 | 1 | 0 | 0 | 0 | 0
|  |  |  | 18.64 | 37.28 | 0 | 0 | 0 | 0 | 0 | 7.48 | 0.10709 | 0 | 37.28 | 37.28 | 1 | 0 | 0 | 0 | 0
|  |  |  | 18.6 | 37.2 | 0 | 0 | 0 | 0 | 0 | 7.48 | 0.10709 | 0 | 37.2 | 37.2 | 1 | 0 | 0 | 0 | 0
|  |  |  | 20.08 | 40.16 | 0 | 0 | 0 | 0 | 0 | 7.48 | 0.10709 | 0 | 40.16 | 40.16 | 1 | 0 | 0 | 0 | 0
|  |  |  | 20.12 | 40.24 | 0 | 0 | 0 | 0 | 0 | 7.48 | 0.10709 | 0 | 40.24 | 40.24 | 1 | 0 | 0 | 0 | 0
|  |  |  | 20.16 | 40.32 | 0 | 0 | 0 | 0 | 0 | 7.48 | 0.10709 | 0 | 40.32 | 40.32 | 1 | 0 | 0 | 0 | 0
|  |  |  | 20.6 | 41.2 | 0 | 0 | 0 | 0 | 0 | 7.48 | 0.10709 | 0 | 41.2 | 41.2 | 1 | 0 | 0 | 0 | 0
|  |  |  | 20.44 | 40.88 | 0 | 0 | 0 | 0 | 0 | 7.48 | 0.10709 | 0 | 40.88 | 40.88 | 1 | 0 | 0 | 0 | 0
|  |  |  | 20.52 | 41.04 | 0 | 0 | 0 | 0 | 0 | 7.48 | 0.10709 | 0 | 41.04 | 41.04 | 1 | 0 | 0 | 0 | 0
|  |  |  | 14.96 | 29.92 | 0 | 0 | 0 | 0 | 0 | 7.48 | 0.10709 | 0 | 29.92 | 29.92 | 1 | 0 | 0 | 0 | 0
|  |  |  | 13.04 | 26.08 | 0 | 0 | 0 | 0 | 0 | 7.48 | 0.10709 | 0 | 26.08 | 26.08 | 1 | 0 | 0 | 0 | 0
|  |  |  | 12.32 | 24.64 | 0 | 0 | 0 | 0 | 0 | 7.48 | 0.10709 | 0 | 24.64 | 24.64 | 1 | 0 | 0 | 0 | 0
|  |  |  | 11.6 | 23.2 | 0 | 0 | 0 | 0 | 0 | 7.48 | 0.10709 | 0 | 23.2 | 23.2 | 1 | 0 | 0 | 0 | 0
|  |  |  | 11.68 | 23.36 | 0 | 0 | 0 | 0 | 0 | 7.48 | 0.10709 | 0 | 23.36 | 23.36 | 1 | 0 | 0 | 0 | 0
|  |  |  | 12.84 | 25.68 | 0 | 0 | 0 | 0 | 0 | 7.48 | 0.10709 | 0 | 25.68 | 25.68 | 1 | 0 | 0 | 0 | 0
|  |  |  | 18.44 | 36.88 | 0 | 0 | 0 | 0 | 0 | 7.48 | 0.10709 | 0 | 36.88 | 36.88 | 1 | 0 | 0 | 0 | 0
|  |  |  | 22.88 | 45.76 | 0 | 0 | 0 | 0 | 0 | 7.48 | 0.10709 | 0 | 45.76 | 45.76 | 1 | 0 | 0 | 0 | 0
|  |  |  | 31.72 | 63.44 | 0 | 0 | 0 | 0 | 0 | 7.48 | 0.10709 | 0 | 63.44 | 63.44 | 1 | 0 | 0 | 0 | 0
|  |  |  | 31.92 | 63.84 | 0 | 0 | 0 | 0 | 0 | 7.48 | 0.10709 | 0 | 63.84 | 63.84 | 1 | 0 | 0 | 0 | 0
|  |  |  | 32.12 | 64.24 | 0 | 0 | 0 | 0 | 0 | 7.48 | 0.10709 | 0 | 64.24 | 64.24 | 1 | 0 | 0 | 0 | 0
|  |  |  | 33.32 | 66.64 | 0 | 0 | 0 | 0 | 0 | 7.48 | 0.10709 | 0 | 66.64 | 66.64 | 1 | 0 | 0 | 0 | 0
|  |  |  | 37.88 | 75.76 | 0 | 0 | 0 | 0 | 0 | 7.48 | 0.10709 | 0 | 75.76 | 75.082 | 0.79749 | 0 | 0.678 | 0 | 0
|  |  |  | 36.32 | 72.64 | 0 | 0 | 0 | 0 | 0 | 7.48 | 0.10709 | 0.754 | 72.64 | 72.64 | 1 | 0 | 0 | 0 | 0
|  |  |  | 34.4 | 68.8 | 0 | 0 | 0 | 0 | 0 | 7.48 | 0.10709 | 0 | 68.8 | 68.8 | 1 | 0 | 0 | 0 | 0
|  |  |  | 34.04 | 68.08 | 0 | 0 | 0 | 0 | 0 | 7.48 | 0.10709 | 0 | 68.08 | 68.08 | 1 | 0 | 0 | 0 | 0
|  |  |  | 31.56 | 63.12 | 0 | 0 | 0 | 0 | 0 | 7.48 | 0.10709 | 0 | 63.12 | 63.12 | 1 | 0 | 0 | 0 | 0
|  |  |  | 30.72 | 61.44 | 0 | 0 | 0 | 0 | 0 | 7.48 | 0.10709 | 0 | 61.44 | 61.44 | 1 | 0 | 0 | 0 | 0
|  |  |  | 31.76 | 63.52 | 0 | 0 | 0 | 0 | 0 | 7.48 | 0.10709 | 0 | 63.52 | 63.52 | 1 | 0 | 0 | 0 | 0
|  |  |  | 32.64 | 65.28 | 0 | 0 | 0 | 0 | 0 | 7.48 | 0.10709 | 0 | 65.28 | 65.28 | 1 | 0 | 0 | 0 | 0
|  |  |  | 32.52 | 65.04 | 0 | 0 | 0 | 0 | 0 | 7.48 | 0.10709 | 0 | 65.04 | 65.04 | 1 | 0 | 0 | 0 | 0
|  |  |  | 32.56 | 65.12 | 0 | 0 | 0 | 0 | 0 | 7.48 | 0.10709 | 0 | 65.12 | 65.12 | 1 | 0 | 0 | 0 | 0
|  |  |  | 31.84 | 63.68 | 0 | 0 | 0 | 0 | 0 | 7.48 | 0.10709 | 0 | 63.68 | 63.68 | 1 | 0 | 0 | 0 | 0
|  |  |  | 27.92 | 55.84 | 0 | 0 | 0 | 0 | 0 | 7.48 | 0.10709 | 0 | 55.84 | 55.84 | 1 | 0 | 0 | 0 | 0
|  |  |  | 18.36 | 36.72 | 0 | 0 | 0 | 0 | 0 | 7.48 | 0.10709 | 0 | 36.72 | 36.72 | 1 | 0 | 0 | 0 | 0
|  |  |  | 13.16 | 26.32 | 0 | 0 | 0 | 0 | 0 | 7.48 | 0.10709 | 0 | 26.32 | 26.32 | 1 | 0 | 0 | 0 | 0
|  |  |  | 12.72 | 25.44 | 0 | 0 | 0 | 0 | 0 | 7.48 | 0.10709 | 0 | 25.44 | 25.44 | 1 | 0 | 0 | 0 | 0
|  |  |  | 13.88 | 27.76 | 0 | 0 | 0 | 0 | 0 | 7.48 | 0.10709 | 0 | 27.76 | 27.76 | 1 | 0 | 0 | 0 | 0
|  |  |  | 12 | 24 | 0 | 0 | 0 | 0 | 0 | 7.48 | 0.10709 | 0 | 24 | 24 | 1 | 0 | 0 | 0 | 0
|  |  |  | 12.96 | 25.92 | 0 | 0 | 0 | 0 | 0 | 7.48 | 0.10709 | 0 | 25.92 | 25.92 | 1 | 0 | 0 | 0 | 0
|  |  |  | 18.6 | 37.2 | 0 | 0 | 0 | 0 | 0 | 7.48 | 0.10709 | 0 | 37.2 | 37.2 | 1 | 0 | 0 | 0 | 0
|  |  |  | 23.44 | 46.88 | 0 | 0 | 0 | 0 | 0 | 7.48 | 0.10709 | 0 | 46.88 | 46.88 | 1 | 0 | 0 | 0 | 0
|  |  |  | 30.92 | 61.84 | 0 | 0 | 0 | 0 | 0 | 7.48 | 0.10709 | 0 | 61.84 | 61.84 | 1 | 0 | 0 | 0 | 0
|  |  |  | 30.72 | 61.44 | 0 | 0 | 0 | 0 | 0 | 7.48 | 0.10709 | 0 | 61.44 | 61.44 | 1 | 0 | 0 | 0 | 0
|  |  |  | 32.76 | 65.52 | 0 | 0 | 0 | 0 | 0 | 7.48 | 0.10709 | 0 | 65.52 | 65.52 | 1 | 0 | 0 | 0 | 0
|  |  |  | 31.68 | 63.36 | 0 | 0 | 0 | 0 | 0 | 7.48 | 0.10709 | 0 | 63.36 | 63.36 | 1 | 0 | 0 | 0 | 0
|  |  |  | 34.6 | 69.2 | 0 | 0 | 0 | 0 | 0 | 7.48 | 0.12502 | 0 | 69.2 | 69.2 | 1 | 0 | 0 | 0 | 0
|  |  |  | 34.04 | 68.08 | 0 | 0 | 0 | 0 | 0 | 7.48 | 0.12502 | 0 | 68.08 | 68.08 | 1 | 0 | 0 | 0 | 0
|  |  |  | 31.04 | 62.08 | 0 | 0 | 0 | 0 | 0 | 7.48 | 0.12502 | 0 | 62.08 | 62.08 | 1 | 0 | 0 | 0 | 0
|  |  |  | 30.72 | 61.44 | 0 | 0 | 0 | 0 | 0 | 12.23 | 0.12502 | 0 | 61.44 | 61.44 | 1 | 0 | 0 | 0 | 0
|  |  |  | 29.76 | 59.52 | 0 | 0 | 0 | 0 | 0 | 12.23 | 0.12502 | 0 | 59.52 | 59.52 | 1 | 0 | 0 | 0 | 0
|  |  |  | 29.4 | 58.8 | 0 | 0 | 0 | 0 | 0 | 12.23 | 0.12502 | 0 | 58.8 | 58.8 | 1 | 0 | 0 | 0 | 0
|  |  |  | 30.52 | 61.04 | 0 | 0 | 0 | 0 | 0 | 12.23 | 0.12502 | 0 | 61.04 | 61.04 | 1 | 0 | 0 | 0 | 0
|  |  |  | 30.68 | 61.36 | 0 | 0 | 0 | 0 | 0 | 7.48 | 0.12502 | 0 | 61.36 | 61.36 | 1 | 0 | 0 | 0 | 0
|  |  |  | 31.12 | 62.24 | 0 | 0 | 0 | 0 | 0 | 7.48 | 0.12502 | 0 | 62.24 | 62.24 | 1 | 0 | 0 | 0 | 0
|  |  |  | 32.48 | 64.96 | 0 | 0 | 0 | 0 | 0 | 7.48 | 0.12502 | 0 | 64.96 | 62.282 | 0.2 | 0 | 2.678 | 0 | 0
|  |  |  | 32.56 | 65.12 | 0 | 0 | 0 | 0 | 0 | 7.48 | 0.10709 | 2.678 | 65.12 | 65.12 | 0.91885 | 0 | 0 | 0 | 0
|  |  |  | 29.64 | 59.28 | 0 | 0 | 0 | 0 | 0 | 7.48 | 0.10709 | 0.302 | 59.28 | 59.28 | 1 | 0 | 0 | 0 | 0
|  |  |  | 18.8 | 37.6 | 0 | 0 | 0 | 0 | 0 | 7.48 | 0.10709 | 0 | 37.6 | 37.6 | 1 | 0 | 0 | 0 | 0
|  |  |  | 16.24 | 32.48 | 0 | 0 | 0 | 0 | 0 | 7.48 | 0.10709 | 0 | 32.48 | 32.48 | 1 | 0 | 0 | 0 | 0
|  |  |  | 15.64 | 31.28 | 0 | 0 | 0 | 0 | 0 | 7.48 | 0.10709 | 0 | 31.28 | 31.28 | 1 | 0 | 0 | 0 | 0
|  |  |  | 17.64 | 35.28 | 0 | 0 | 0 | 0 | 0 | 7.48 | 0.10709 | 0 | 35.28 | 35.28 | 1 | 0 | 0 | 0 | 0
|  |  |  | 19.2 | 38.4 | 0 | 0 | 0 | 0 | 0 | 7.48 | 0.10709 | 0 | 38.4 | 38.4 | 1 | 0 | 0 | 0 | 0
|  |  |  | 16.56 | 33.12 | 0 | 0 | 0 | 0 | 0 | 7.48 | 0.10709 | 0 | 33.12 | 33.12 | 1 | 0 | 0 | 0 | 0
|  |  |  | 18.92 | 37.84 | 0 | 0 | 0 | 0 | 0 | 7.48 | 0.10709 | 0 | 37.84 | 37.84 | 1 | 0 | 0 | 0 | 0
|  |  |  | 23.52 | 47.04 | 0 | 0 | 0 | 0 | 0 | 7.48 | 0.10709 | 0 | 47.04 | 47.04 | 1 | 0 | 0 | 0 | 0
|  |  |  | 32.48 | 64.96 | 0 | 0 | 0 | 0 | 0 | 7.48 | 0.10709 | 0 | 64.96 | 64.96 | 1 | 0 | 0 | 0 | 0
|  |  |  | 32.52 | 65.04 | 0 | 0 | 0 | 0 | 0 | 7.48 | 0.10709 | 0 | 65.04 | 65.04 | 1 | 0 | 0 | 0 | 0
|  |  |  | 35.2 | 70.4 | 0 | 0 | 0 | 0 | 0 | 7.48 | 0.10709 | 0 | 70.4 | 70.4 | 1 | 0 | 0 | 0 | 0
|  |  |  | 35.48 | 70.96 | 0 | 0 | 0 | 0 | 0 | 7.48 | 0.10709 | 0 | 70.96 | 70.96 | 1 | 0 | 0 | 0 | 0
|  |  |  | 38.88 | 77.76 | 0 | 0 | 0 | 0 | 0 | 7.48 | 0.12502 | 0 | 77.76 | 75.082 | 0.2 | 0 | 2.678 | 0 | 0
|  |  |  | 35.92 | 71.84 | 0 | 0 | 0 | 0 | 0 | 7.48 | 0.12502 | 0 | 71.84 | 71.84 | 0.2 | 0 | 0 | 0 | 0
|  |  |  | 33.88 | 67.76 | 0 | 0 | 0 | 0 | 0 | 7.48 | 0.12502 | 0 | 67.76 | 67.76 | 0.2 | 0 | 0 | 0 | 0
|  |  |  | 32.88 | 65.76 | 0 | 0 | 0 | 0 | 0 | 12.23 | 0.12502 | 0 | 65.76 | 65.76 | 0.2 | 0 | 0 | 0 | 0
|  |  |  | 31.64 | 63.28 | 0 | 0 | 0 | 0 | 0 | 12.23 | 0.12502 | 0 | 63.28 | 63.28 | 0.2 | 0 | 0 | 0 | 0
|  |  |  | 30.68 | 61.36 | 0 | 0 | 0 | 0 | 0 | 12.23 | 0.12502 | 0 | 61.36 | 61.36 | 0.2 | 0 | 0 | 0 | 0
|  |  |  | 31.44 | 62.88 | 0 | 0 | 0 | 0 | 0 | 12.23 | 0.12502 | 0 | 62.88 | 62.88 | 0.2 | 0 | 0 | 0 | 0
|  |  |  | 30.4 | 60.8 | 0 | 0 | 0 | 0 | 0 | 7.48 | 0.12502 | 0 | 60.8 | 60.8 | 0.2 | 0 | 0 | 0 | 0
|  |  |  | 31.64 | 63.28 | 0 | 0 | 0 | 0 | 0 | 7.48 | 0.12502 | 0 | 63.28 | 63.28 | 0.2 | 0 | 0 | 0 | 0
|  |  |  | 31.44 | 62.88 | 0 | 0 | 0 | 0 | 0 | 7.48 | 0.12502 | 0 | 62.88 | 62.88 | 0.2 | 0 | 0 | 0 | 0
|  |  |  | 30.32 | 60.64 | 0 | 0 | 0 | 0 | 0 | 7.48 | 0.10709 | 2.678 | 60.64 | 60.64 | 0.91885 | 0 | 0 | 0 | 0
|  |  |  | 26.88 | 53.76 | 0 | 0 | 0 | 0 | 0 | 7.48 | 0.10709 | 0.302 | 53.76 | 53.76 | 1 | 0 | 0 | 0 | 0
|  |  |  | 17.92 | 35.84 | 0 | 0 | 0 | 0 | 0 | 7.48 | 0.10709 | 0 | 35.84 | 35.84 | 1 | 0 | 0 | 0 | 0
|  |  |  | 13.36 | 26.72 | 0 | 0 | 0 | 0 | 0 | 7.48 | 0.10709 | 0 | 26.72 | 26.72 | 1 | 0 | 0 | 0 | 0
|  |  |  | 12.84 | 25.68 | 0 | 0 | 0 | 0 | 0 | 7.48 | 0.10709 | 0 | 25.68 | 25.68 | 1 | 0 | 0 | 0 | 0
|  |  |  | 12.24 | 24.48 | 0 | 0 | 0 | 0 | 0 | 7.48 | 0.10709 | 0 | 24.48 | 24.48 | 1 | 0 | 0 | 0 | 0
|  |  |  | 11.96 | 23.92 | 0 | 0 | 0 | 0 | 0 | 7.48 | 0.10709 | 0 | 23.92 | 23.92 | 1 | 0 | 0 | 0 | 0
|  |  |  | 12.96 | 25.92 | 0 | 0 | 0 | 0 | 0 | 7.48 | 0.10709 | 0 | 25.92 | 25.92 | 1 | 0 | 0 | 0 | 0
|  |  |  | 18.88 | 37.76 | 0 | 0 | 0 | 0 | 0 | 7.48 | 0.10709 | 0 | 37.76 | 37.76 | 1 | 0 | 0 | 0 | 0
|  |  |  | 20.52 | 41.04 | 0 | 0 | 0 | 0 | 0 | 7.48 | 0.10709 | 0 | 41.04 | 41.04 | 1 | 0 | 0 | 0 | 0
|  |  |  | 22.32 | 44.64 | 0 | 0 | 0 | 0 | 0 | 7.48 | 0.10709 | 0 | 44.64 | 44.64 | 1 | 0 | 0 | 0 | 0
|  |  |  | 27.64 | 55.28 | 0 | 0 | 0 | 0 | 0 | 7.48 | 0.10709 | 0 | 55.28 | 55.28 | 1 | 0 | 0 | 0 | 0
|  |  |  | 27.04 | 54.08 | 0 | 0 | 0 | 0 | 0 | 7.48 | 0.10709 | 0 | 54.08 | 54.08 | 1 | 0 | 0 | 0 | 0
|  |  |  | 28.68 | 57.36 | 0 | 0 | 0 | 0 | 0 | 7.48 | 0.10709 | 0 | 57.36 | 57.36 | 1 | 0 | 0 | 0 | 0
|  |  |  | 29.2 | 58.4 | 0 | 0 | 0 | 0 | 0 | 7.48 | 0.12502 | 0 | 58.4 | 58.4 | 1 | 0 | 0 | 0 | 0
|  |  |  | 29.16 | 58.32 | 0 | 0 | 0 | 0 | 0 | 7.48 | 0.12502 | 0 | 58.32 | 58.32 | 1 | 0 | 0 | 0 | 0
|  |  |  | 29.12 | 58.24 | 0 | 0 | 0 | 0 | 0 | 7.48 | 0.12502 | 0 | 58.24 | 58.24 | 1 | 0 | 0 | 0 | 0
|  |  |  | 30.12 | 60.24 | 0 | 0 | 0 | 0 | 0 | 12.23 | 0.12502 | 0 | 60.24 | 60.24 | 1 | 0 | 0 | 0 | 0
|  |  |  | 28.84 | 57.68 | 0 | 0 | 0 | 0 | 0 | 12.23 | 0.12502 | 0 | 57.68 | 57.68 | 1 | 0 | 0 | 0 | 0
|  |  |  | 28.64 | 57.28 | 0 | 0 | 0 | 0 | 0 | 12.23 | 0.12502 | 0 | 57.28 | 57.28 | 1 | 0 | 0 | 0 | 0
|  |  |  | 30.96 | 61.92 | 0 | 0 | 0 | 0 | 0 | 12.23 | 0.12502 | 0 | 61.92 | 61.92 | 1 | 0 | 0 | 0 | 0
|  |  |  | 30.88 | 61.76 | 0 | 0 | 0 | 0 | 0 | 7.48 | 0.12502 | 0 | 61.76 | 61.76 | 1 | 0 | 0 | 0 | 0
|  |  |  | 28.72 | 57.44 | 0 | 0 | 0 | 0 | 0 | 7.48 | 0.12502 | 0 | 57.44 | 57.44 | 1 | 0 | 0 | 0 | 0
|  |  |  | 27.2 | 54.4 | 0 | 0 | 0 | 0 | 0 | 7.48 | 0.12502 | 0 | 54.4 | 51.722 | 0.2 | 0 | 2.678 | 0 | 0
|  |  |  | 26.52 | 53.04 | 0 | 0 | 0 | 0 | 0 | 7.48 | 0.10709 | 2.678 | 53.04 | 53.04 | 0.91885 | 0 | 0 | 0 | 0
|  |  |  | 26.88 | 53.76 | 0 | 0 | 0 | 0 | 0 | 7.48 | 0.10709 | 0.302 | 53.76 | 53.76 | 1 | 0 | 0 | 0 | 0
|  |  |  | 22.04 | 44.08 | 0 | 0 | 0 | 0 | 0 | 7.48 | 0.10709 | 0 | 44.08 | 44.08 | 1 | 0 | 0 | 0 | 0
|  |  |  | 21.68 | 43.36 | 0 | 0 | 0 | 0 | 0 | 7.48 | 0.10709 | 0 | 43.36 | 43.36 | 1 | 0 | 0 | 0 | 0
|  |  |  | 20.04 | 40.08 | 0 | 0 | 0 | 0 | 0 | 7.48 | 0.10709 | 0 | 40.08 | 40.08 | 1 | 0 | 0 | 0 | 0
|  |  |  | 17.64 | 35.28 | 0 | 0 | 0 | 0 | 0 | 7.48 | 0.10709 | 0 | 35.28 | 35.28 | 1 | 0 | 0 | 0 | 0
|  |  |  | 17.36 | 34.72 | 0 | 0 | 0 | 0 | 0 | 7.48 | 0.10709 | 0 | 34.72 | 34.72 | 1 | 0 | 0 | 0 | 0
|  |  |  | 18.16 | 36.32 | 0 | 0 | 0 | 0 | 0 | 7.48 | 0.10709 | 0 | 36.32 | 36.32 | 1 | 0 | 0 | 0 | 0
|  |  |  | 24.24 | 48.48 | 0 | 0 | 0 | 0 | 0 | 7.48 | 0.10709 | 0 | 48.48 | 48.48 | 1 | 0 | 0 | 0 | 0
|  |  |  | 25.52 | 51.04 | 0 | 0 | 0 | 0 | 0 | 7.48 | 0.10709 | 0 | 51.04 | 51.04 | 1 | 0 | 0 | 0 | 0
|  |  |  | 20.68 | 41.36 | 0 | 0 | 0 | 0 | 0 | 7.48 | 0.10709 | 0 | 41.36 | 41.36 | 1 | 0 | 0 | 0 | 0
|  |  |  | 20.32 | 40.64 | 0 | 0 | 0 | 0 | 0 | 7.48 | 0.10709 | 0 | 40.64 | 40.64 | 1 | 0 | 0 | 0 | 0
|  |  |  | 24.8 | 49.6 | 0 | 0 | 0 | 0 | 0 | 7.48 | 0.10709 | 0 | 49.6 | 49.6 | 1 | 0 | 0 | 0 | 0
|  |  |  | 27.68 | 55.36 | 0 | 0 | 0 | 0 | 0 | 7.48 | 0.10709 | 0 | 55.36 | 55.36 | 1 | 0 | 0 | 0 | 0
|  |  |  | 28.48 | 56.96 | 0 | 0 | 0 | 0 | 0 | 7.48 | 0.12502 | 0 | 56.96 | 56.96 | 1 | 0 | 0 | 0 | 0
|  |  |  | 27.84 | 55.68 | 0 | 0 | 0 | 0 | 0 | 7.48 | 0.12502 | 0 | 55.68 | 55.68 | 1 | 0 | 0 | 0 | 0
|  |  |  | 27.28 | 54.56 | 0 | 0 | 0 | 0 | 0 | 7.48 | 0.12502 | 0 | 54.56 | 54.56 | 1 | 0 | 0 | 0 | 0
|  |  |  | 27.8 | 55.6 | 0 | 0 | 0 | 0 | 0 | 12.23 | 0.12502 | 0 | 55.6 | 55.6 | 1 | 0 | 0 | 0 | 0
|  |  |  | 27.88 | 55.76 | 0 | 0 | 0 | 0 | 0 | 12.23 | 0.12502 | 0 | 55.76 | 55.76 | 1 | 0 | 0 | 0 | 0
|  |  |  | 27.24 | 54.48 | 0 | 0 | 0 | 0 | 0 | 12.23 | 0.12502 | 0 | 54.48 | 54.48 | 1 | 0 | 0 | 0 | 0
|  |  |  | 27.72 | 55.44 | 0 | 0 | 0 | 0 | 0 | 12.23 | 0.12502 | 0 | 55.44 | 55.44 | 1 | 0 | 0 | 0 | 0
|  |  |  | 28.12 | 56.24 | 0 | 0 | 0 | 0 | 0 | 7.48 | 0.12502 | 0 | 56.24 | 56.24 | 1 | 0 | 0 | 0 | 0
|  |  |  | 26.88 | 53.76 | 0 | 0 | 0 | 0 | 0 | 7.48 | 0.12502 | 0 | 53.76 | 53.76 | 1 | 0 | 0 | 0 | 0
|  |  |  | 20.52 | 41.04 | 0 | 0 | 0 | 0 | 0 | 7.48 | 0.12502 | 0 | 41.04 | 38.362 | 0.2 | 0 | 2.678 | 0 | 0
|  |  |  | 20.28 | 40.56 | 0 | 0 | 0 | 0 | 0 | 7.48 | 0.10709 | 2.678 | 40.56 | 40.56 | 0.91885 | 0 | 0 | 0 | 0
|  |  |  | 20.56 | 41.12 | 0 | 0 | 0 | 0 | 0 | 7.48 | 0.10709 | 0.302 | 41.12 | 41.12 | 1 | 0 | 0 | 0 | 0
|  |  |  | 17.08 | 34.16 | 0 | 0 | 0 | 0 | 0 | 7.48 | 0.10709 | 0 | 34.16 | 34.16 | 1 | 0 | 0 | 0 | 0
|  |  |  | 15 | 30 | 0 | 0 | 0 | 0 | 0 | 7.48 | 0.10709 | 0 | 30 | 30 | 1 | 0 | 0 | 0 | 0
|  |  |  | 13.68 | 27.36 | 0 | 0 | 0 | 0 | 0 | 7.48 | 0.10709 | 0 | 27.36 | 27.36 | 1 | 0 | 0 | 0 | 0
|  |  |  | 14.88 | 29.76 | 0 | 0 | 0 | 0 | 0 | 7.48 | 0.10709 | 0 | 29.76 | 29.76 | 1 | 0 | 0 | 0 | 0
|  |  |  | 12.08 | 24.16 | 0 | 0 | 0 | 0 | 0 | 7.48 | 0.10709 | 0 | 24.16 | 24.16 | 1 | 0 | 0 | 0 | 0
|  |  |  | 12.72 | 25.44 | 0 | 0 | 0 | 0 | 0 | 7.48 | 0.10709 | 0 | 25.44 | 25.44 | 1 | 0 | 0 | 0 | 0
|  |  |  | 18.72 | 37.44 | 0 | 0 | 0 | 0 | 0 | 7.48 | 0.10709 | 0 | 37.44 | 37.44 | 1 | 0 | 0 | 0 | 0
|  |  |  | 20.2 | 40.4 | 0 | 0 | 0 | 0 | 0 | 7.48 | 0.10709 | 0 | 40.4 | 40.4 | 1 | 0 | 0 | 0 | 0
|  |  |  | 27.68 | 55.36 | 0 | 0 | 0 | 0 | 0 | 7.48 | 0.10709 | 0 | 55.36 | 55.36 | 1 | 0 | 0 | 0 | 0
|  |  |  | 30.92 | 61.84 | 0 | 0 | 0 | 0 | 0 | 7.48 | 0.10709 | 0 | 61.84 | 61.84 | 1 | 0 | 0 | 0 | 0
|  |  |  | 33.12 | 66.24 | 0 | 0 | 0 | 0 | 0 | 7.48 | 0.10709 | 0 | 66.24 | 66.24 | 1 | 0 | 0 | 0 | 0
|  |  |  | 35.28 | 70.56 | 0 | 0 | 0 | 0 | 0 | 7.48 | 0.10709 | 0 | 70.56 | 70.56 | 1 | 0 | 0 | 0 | 0
|  |  |  | 38.4 | 76.8 | 0 | 0 | 0 | 0 | 0 | 7.48 | 0.12502 | 0 | 76.8 | 75.082 | 0.4868 | 0 | 1.718 | 0 | 0
|  |  |  | 36.12 | 72.24 | 0 | 0 | 0 | 0 | 0 | 7.48 | 0.12502 | 0 | 72.24 | 72.24 | 0.4868 | 0 | 0 | 0 | 0
|  |  |  | 32.32 | 64.64 | 0 | 0 | 0 | 0 | 0 | 7.48 | 0.12502 | 0 | 64.64 | 64.64 | 0.4868 | 0 | 0 | 0 | 0
|  |  |  | 30.92 | 61.84 | 0 | 0 | 0 | 0 | 0 | 12.23 | 0.12502 | 0 | 61.84 | 61.84 | 0.4868 | 0 | 0 | 0 | 0
|  |  |  | 28 | 56 | 0 | 0 | 0 | 0 | 0 | 12.23 | 0.12502 | 0 | 56 | 56 | 0.4868 | 0 | 0 | 0 | 0
|  |  |  | 28.04 | 56.08 | 0 | 0 | 0 | 0 | 0 | 12.23 | 0.12502 | 0 | 56.08 | 56.08 | 0.4868 | 0 | 0 | 0 | 0
|  |  |  | 29.4 | 58.8 | 0 | 0 | 0 | 0 | 0 | 12.23 | 0.12502 | 0 | 58.8 | 58.8 | 0.4868 | 0 | 0 | 0 | 0
|  |  |  | 30.4 | 60.8 | 0 | 0 | 0 | 0 | 0 | 7.48 | 0.12502 | 0 | 60.8 | 60.8 | 0.4868 | 0 | 0 | 0 | 0
|  |  |  | 31.24 | 62.48 | 0 | 0 | 0 | 0 | 0 | 7.48 | 0.12502 | 0 | 62.48 | 62.48 | 0.4868 | 0 | 0 | 0 | 0
|  |  |  | 31.8 | 63.6 | 0 | 0 | 0 | 0 | 0 | 7.48 | 0.12502 | 0 | 63.6 | 62.64 | 0.2 | 0 | 0.96 | 0 | 0
|  |  |  | 30.84 | 61.68 | 0 | 0 | 0 | 0 | 0 | 7.48 | 0.10709 | 2.678 | 61.68 | 61.68 | 0.91885 | 0 | 0 | 0 | 0
|  |  |  | 28.28 | 56.56 | 0 | 0 | 0 | 0 | 0 | 7.48 | 0.10709 | 0.302 | 56.56 | 56.56 | 1 | 0 | 0 | 0 | 0
|  |  |  | 16.8 | 33.6 | 0 | 0 | 0 | 0 | 0 | 7.48 | 0.10709 | 0 | 33.6 | 33.6 | 1 | 0 | 0 | 0 | 0
|  |  |  | 15.04 | 30.08 | 0 | 0 | 0 | 0 | 0 | 7.48 | 0.10709 | 0 | 30.08 | 30.08 | 1 | 0 | 0 | 0 | 0
|  |  |  | 14.96 | 29.92 | 0 | 0 | 0 | 0 | 0 | 7.48 | 0.10709 | 0 | 29.92 | 29.92 | 1 | 0 | 0 | 0 | 0
|  |  |  | 15.6 | 31.2 | 0 | 0 | 0 | 0 | 0 | 7.48 | 0.10709 | 0 | 31.2 | 31.2 | 1 | 0 | 0 | 0 | 0
|  |  |  | 19.12 | 38.24 | 0 | 0 | 0 | 0 | 0 | 7.48 | 0.10709 | 0 | 38.24 | 38.24 | 1 | 0 | 0 | 0 | 0
|  |  |  | 15.68 | 31.36 | 0 | 0 | 0 | 0 | 0 | 7.48 | 0.10709 | 0 | 31.36 | 31.36 | 1 | 0 | 0 | 0 | 0
|  |  |  | 19.16 | 38.32 | 0 | 0 | 0 | 0 | 0 | 7.48 | 0.10709 | 0 | 38.32 | 38.32 | 1 | 0 | 0 | 0 | 0
|  |  |  | 22.96 | 45.92 | 0 | 0 | 0 | 0 | 0 | 7.48 | 0.10709 | 0 | 45.92 | 45.92 | 1 | 0 | 0 | 0 | 0
|  |  |  | 31.6 | 63.2 | 0 | 0 | 0 | 0 | 0 | 7.48 | 0.10709 | 0 | 63.2 | 63.2 | 1 | 0 | 0 | 0 | 0
|  |  |  | 31.44 | 62.88 | 0 | 0 | 0 | 0 | 0 | 7.48 | 0.10709 | 0 | 62.88 | 62.88 | 1 | 0 | 0 | 0 | 0
|  |  |  | 32.4 | 64.8 | 0 | 0 | 0 | 0 | 0 | 7.48 | 0.10709 | 0 | 64.8 | 64.8 | 1 | 0 | 0 | 0 | 0
|  |  |  | 33.2 | 66.4 | 0 | 0 | 0 | 0 | 0 | 7.48 | 0.10709 | 0 | 66.4 | 66.4 | 1 | 0 | 0 | 0 | 0
|  |  |  | 34.32 | 68.64 | 0 | 0 | 0 | 0 | 0 | 7.48 | 0.10709 | 0 | 68.64 | 68.64 | 1 | 0 | 0 | 0 | 0
|  |  |  | 33.08 | 66.16 | 0 | 0 | 0 | 0 | 0 | 7.48 | 0.10709 | 0 | 66.16 | 66.16 | 1 | 0 | 0 | 0 | 0
|  |  |  | 30.32 | 60.64 | 0 | 0 | 0 | 0 | 0 | 7.48 | 0.10709 | 0 | 60.64 | 60.64 | 1 | 0 | 0 | 0 | 0
|  |  |  | 29.52 | 59.04 | 0 | 0 | 0 | 0 | 0 | 7.48 | 0.10709 | 0 | 59.04 | 59.04 | 1 | 0 | 0 | 0 | 0
|  |  |  | 28.28 | 56.56 | 0 | 0 | 0 | 0 | 0 | 7.48 | 0.10709 | 0 | 56.56 | 56.56 | 1 | 0 | 0 | 0 | 0
|  |  |  | 26.88 | 53.76 | 0 | 0 | 0 | 0 | 0 | 7.48 | 0.10709 | 0 | 53.76 | 53.76 | 1 | 0 | 0 | 0 | 0
|  |  |  | 28.36 | 56.72 | 0 | 0 | 0 | 0 | 0 | 7.48 | 0.10709 | 0 | 56.72 | 56.72 | 1 | 0 | 0 | 0 | 0
|  |  |  | 30.24 | 60.48 | 0 | 0 | 0 | 0 | 0 | 7.48 | 0.10709 | 0 | 60.48 | 60.48 | 1 | 0 | 0 | 0 | 0
|  |  |  | 29.72 | 59.44 | 0 | 0 | 0 | 0 | 0 | 7.48 | 0.10709 | 0 | 59.44 | 59.44 | 1 | 0 | 0 | 0 | 0
|  |  |  | 30.4 | 60.8 | 0 | 0 | 0 | 0 | 0 | 7.48 | 0.10709 | 0 | 60.8 | 60.8 | 1 | 0 | 0 | 0 | 0
|  |  |  | 29.76 | 59.52 | 0 | 0 | 0 | 0 | 0 | 7.48 | 0.10709 | 0 | 59.52 | 59.52 | 1 | 0 | 0 | 0 | 0
|  |  |  | 24.16 | 48.32 | 0 | 0 | 0 | 0 | 0 | 7.48 | 0.10709 | 0 | 48.32 | 48.32 | 1 | 0 | 0 | 0 | 0
|  |  |  | 15.96 | 31.92 | 0 | 0 | 0 | 0 | 0 | 7.48 | 0.10709 | 0 | 31.92 | 31.92 | 1 | 0 | 0 | 0 | 0
|  |  |  | 14.12 | 28.24 | 0 | 0 | 0 | 0 | 0 | 7.48 | 0.10709 | 0 | 28.24 | 28.24 | 1 | 0 | 0 | 0 | 0
|  |  |  | 13.88 | 27.76 | 0 | 0 | 0 | 0 | 0 | 7.48 | 0.10709 | 0 | 27.76 | 27.76 | 1 | 0 | 0 | 0 | 0
|  |  |  | 14.4 | 28.8 | 0 | 0 | 0 | 0 | 0 | 7.48 | 0.10709 | 0 | 28.8 | 28.8 | 1 | 0 | 0 | 0 | 0
|  |  |  | 12.92 | 25.84 | 0 | 0 | 0 | 0 | 0 | 7.48 | 0.10709 | 0 | 25.84 | 25.84 | 1 | 0 | 0 | 0 | 0
|  |  |  | 13.56 | 27.12 | 0 | 0 | 0 | 0 | 0 | 7.48 | 0.10709 | 0 | 27.12 | 27.12 | 1 | 0 | 0 | 0 | 0
|  |  |  | 18.56 | 37.12 | 0 | 0 | 0 | 0 | 0 | 7.48 | 0.10709 | 0 | 37.12 | 37.12 | 1 | 0 | 0 | 0 | 0
|  |  |  | 20.32 | 40.64 | 0 | 0 | 0 | 0 | 0 | 7.48 | 0.10709 | 0 | 40.64 | 40.64 | 1 | 0 | 0 | 0 | 0
|  |  |  | 30.28 | 60.56 | 0 | 0 | 0 | 0 | 0 | 7.48 | 0.10709 | 0 | 60.56 | 60.56 | 1 | 0 | 0 | 0 | 0
|  |  |  | 31.52 | 63.04 | 0 | 0 | 0 | 0 | 0 | 7.48 | 0.10709 | 0 | 63.04 | 63.04 | 1 | 0 | 0 | 0 | 0
|  |  |  | 32.88 | 65.76 | 0 | 0 | 0 | 0 | 0 | 7.48 | 0.10709 | 0 | 65.76 | 65.76 | 1 | 0 | 0 | 0 | 0
|  |  |  | 32.36 | 64.72 | 0 | 0 | 0 | 0 | 0 | 7.48 | 0.10709 | 0 | 64.72 | 64.72 | 1 | 0 | 0 | 0 | 0
|  |  |  | 32.32 | 64.64 | 0 | 0 | 0 | 0 | 0 | 7.48 | 0.10709 | 0 | 64.64 | 64.64 | 1 | 0 | 0 | 0 | 0
|  |  |  | 35.48 | 70.96 | 0 | 0 | 0 | 0 | 0 | 7.48 | 0.10709 | 0 | 70.96 | 70.96 | 1 | 0 | 0 | 0 | 0
|  |  |  | 31.88 | 63.76 | 0 | 0 | 0 | 0 | 0 | 7.48 | 0.10709 | 0 | 63.76 | 63.76 | 1 | 0 | 0 | 0 | 0
|  |  |  | 31.16 | 62.32 | 0 | 0 | 0 | 0 | 0 | 7.48 | 0.10709 | 0 | 62.32 | 62.32 | 1 | 0 | 0 | 0 | 0
|  |  |  | 30.8 | 61.6 | 0 | 0 | 0 | 0 | 0 | 7.48 | 0.10709 | 0 | 61.6 | 61.6 | 1 | 0 | 0 | 0 | 0
|  |  |  | 26.6 | 53.2 | 0 | 0 | 0 | 0 | 0 | 7.48 | 0.10709 | 0 | 53.2 | 53.2 | 1 | 0 | 0 | 0 | 0
|  |  |  | 29.64 | 59.28 | 0 | 0 | 0 | 0 | 0 | 7.48 | 0.10709 | 0 | 59.28 | 59.28 | 1 | 0 | 0 | 0 | 0
|  |  |  | 30.2 | 60.4 | 0 | 0 | 0 | 0 | 0 | 7.48 | 0.10709 | 0 | 60.4 | 60.4 | 1 | 0 | 0 | 0 | 0
|  |  |  | 30.64 | 61.28 | 0 | 0 | 0 | 0 | 0 | 7.48 | 0.10709 | 0 | 61.28 | 61.28 | 1 | 0 | 0 | 0 | 0
|  |  |  | 30.64 | 61.28 | 0 | 0 | 0 | 0 | 0 | 7.48 | 0.10709 | 0 | 61.28 | 61.28 | 1 | 0 | 0 | 0 | 0
|  |  |  | 30.32 | 60.64 | 0 | 0 | 0 | 0 | 0 | 7.48 | 0.10709 | 0 | 60.64 | 60.64 | 1 | 0 | 0 | 0 | 0
|  |  |  | 28.32 | 56.64 | 0 | 0 | 0 | 0 | 0 | 7.48 | 0.10709 | 0 | 56.64 | 56.64 | 1 | 0 | 0 | 0 | 0
|  |  |  | 20.52 | 41.04 | 0 | 0 | 0 | 0 | 0 | 7.48 | 0.10709 | 0 | 41.04 | 41.04 | 1 | 0 | 0 | 0 | 0
|  |  |  | 14.04 | 28.08 | 0 | 0 | 0 | 0 | 0 | 7.48 | 0.10709 | 0 | 28.08 | 28.08 | 1 | 0 | 0 | 0 | 0
|  |  |  | 13.48 | 26.96 | 0 | 0 | 0 | 0 | 0 | 7.48 | 0.10709 | 0 | 26.96 | 26.96 | 1 | 0 | 0 | 0 | 0
|  |  |  | 14.56 | 29.12 | 0 | 0 | 0 | 0 | 0 | 7.48 | 0.10709 | 0 | 29.12 | 29.12 | 1 | 0 | 0 | 0 | 0
|  |  |  | 12.04 | 24.08 | 0 | 0 | 0 | 0 | 0 | 7.48 | 0.10709 | 0 | 24.08 | 24.08 | 1 | 0 | 0 | 0 | 0
|  |  |  | 13.12 | 26.24 | 0 | 0 | 0 | 0 | 0 | 7.48 | 0.10709 | 0 | 26.24 | 26.24 | 1 | 0 | 0 | 0 | 0
|  |  |  | 18.76 | 37.52 | 0 | 0 | 0 | 0 | 0 | 7.48 | 0.10709 | 0 | 37.52 | 37.52 | 1 | 0 | 0 | 0 | 0
|  |  |  | 22.84 | 45.68 | 0 | 0 | 0 | 0 | 0 | 7.48 | 0.10709 | 0 | 45.68 | 45.68 | 1 | 0 | 0 | 0 | 0
|  |  |  | 30.88 | 61.76 | 0 | 0 | 0 | 0 | 0 | 7.48 | 0.10709 | 0 | 61.76 | 61.76 | 1 | 0 | 0 | 0 | 0
|  |  |  | 28.4 | 56.8 | 0 | 0 | 0 | 0 | 0 | 7.48 | 0.10709 | 0 | 56.8 | 56.8 | 1 | 0 | 0 | 0 | 0
|  |  |  | 30.72 | 61.44 | 0 | 0 | 0 | 0 | 0 | 7.48 | 0.10709 | 0 | 61.44 | 61.44 | 1 | 0 | 0 | 0 | 0
|  |  |  | 30.96 | 61.92 | 0 | 0 | 0 | 0 | 0 | 7.48 | 0.10709 | 0 | 61.92 | 61.92 | 1 | 0 | 0 | 0 | 0
|  |  |  | 31.72 | 63.44 | 0 | 0 | 0 | 0 | 0 | 7.48 | 0.12502 | 0 | 63.44 | 63.44 | 1 | 0 | 0 | 0 | 0
|  |  |  | 35.96 | 71.92 | 0 | 0 | 0 | 0 | 0 | 7.48 | 0.12502 | 0 | 71.92 | 71.92 | 1 | 0 | 0 | 0 | 0
|  |  |  | 31 | 62 | 0 | 0 | 0 | 0 | 0 | 7.48 | 0.12502 | 0 | 62 | 62 | 1 | 0 | 0 | 0 | 0
|  |  |  | 26.68 | 53.36 | 0 | 0 | 0 | 0 | 0 | 12.23 | 0.12502 | 0 | 53.36 | 53.36 | 1 | 0 | 0 | 0 | 0
|  |  |  | 25.84 | 51.68 | 0 | 0 | 0 | 0 | 0 | 12.23 | 0.12502 | 0 | 51.68 | 51.68 | 1 | 0 | 0 | 0 | 0
|  |  |  | 24.32 | 48.64 | 0 | 0 | 0 | 0 | 0 | 12.23 | 0.12502 | 0 | 48.64 | 48.64 | 1 | 0 | 0 | 0 | 0
|  |  |  | 26.36 | 52.72 | 0 | 0 | 0 | 0 | 0 | 12.23 | 0.12502 | 0 | 52.72 | 52.72 | 1 | 0 | 0 | 0 | 0
|  |  |  | 25.28 | 50.56 | 0 | 0 | 0 | 0 | 0 | 7.48 | 0.12502 | 0 | 50.56 | 50.56 | 1 | 0 | 0 | 0 | 0
|  |  |  | 28.16 | 56.32 | 0 | 0 | 0 | 0 | 0 | 7.48 | 0.12502 | 0 | 56.32 | 56.32 | 1 | 0 | 0 | 0 | 0
|  |  |  | 28.92 | 57.84 | 0 | 0 | 0 | 0 | 0 | 7.48 | 0.12502 | 0 | 57.84 | 55.162 | 0.2 | 0 | 2.678 | 0 | 0
|  |  |  | 29.68 | 59.36 | 0 | 0 | 0 | 0 | 0 | 7.48 | 0.10709 | 2.678 | 59.36 | 59.36 | 0.91885 | 0 | 0 | 0 | 0
|  |  |  | 25.12 | 50.24 | 0 | 0 | 0 | 0 | 0 | 7.48 | 0.10709 | 0.302 | 50.24 | 50.24 | 1 | 0 | 0 | 0 | 0
|  |  |  | 16.56 | 33.12 | 0 | 0 | 0 | 0 | 0 | 7.48 | 0.10709 | 0 | 33.12 | 33.12 | 1 | 0 | 0 | 0 | 0
|  |  |  | 14.96 | 29.92 | 0 | 0 | 0 | 0 | 0 | 7.48 | 0.10709 | 0 | 29.92 | 29.92 | 1 | 0 | 0 | 0 | 0
|  |  |  | 13.76 | 27.52 | 0 | 0 | 0 | 0 | 0 | 7.48 | 0.10709 | 0 | 27.52 | 27.52 | 1 | 0 | 0 | 0 | 0
|  |  |  | 14.2 | 28.4 | 0 | 0 | 0 | 0 | 0 | 7.48 | 0.10709 | 0 | 28.4 | 28.4 | 1 | 0 | 0 | 0 | 0
|  |  |  | 11.8 | 23.6 | 0 | 0 | 0 | 0 | 0 | 7.48 | 0.10709 | 0 | 23.6 | 23.6 | 1 | 0 | 0 | 0 | 0
|  |  |  | 12.72 | 25.44 | 0 | 0 | 0 | 0 | 0 | 7.48 | 0.10709 | 0 | 25.44 | 25.44 | 1 | 0 | 0 | 0 | 0
|  |  |  | 17.88 | 35.76 | 0 | 0 | 0 | 0 | 0 | 7.48 | 0.10709 | 0 | 35.76 | 35.76 | 1 | 0 | 0 | 0 | 0
|  |  |  | 22.52 | 45.04 | 0 | 0 | 0 | 0 | 0 | 7.48 | 0.10709 | 0 | 45.04 | 45.04 | 1 | 0 | 0 | 0 | 0
|  |  |  | 30.92 | 61.84 | 0 | 0 | 0 | 0 | 0 | 7.48 | 0.10709 | 0 | 61.84 | 61.84 | 1 | 0 | 0 | 0 | 0
|  |  |  | 30.96 | 61.92 | 0 | 0 | 0 | 0 | 0 | 7.48 | 0.10709 | 0 | 61.92 | 61.92 | 1 | 0 | 0 | 0 | 0
|  |  |  | 33.8 | 67.6 | 0 | 0 | 0 | 0 | 0 | 7.48 | 0.10709 | 0 | 67.6 | 67.6 | 1 | 0 | 0 | 0 | 0
|  |  |  | 32.68 | 65.36 | 0 | 0 | 0 | 0 | 0 | 7.48 | 0.10709 | 0 | 65.36 | 65.36 | 1 | 0 | 0 | 0 | 0
|  |  |  | 35.68 | 71.36 | 0 | 0 | 0 | 0 | 0 | 7.48 | 0.12502 | 0 | 71.36 | 71.36 | 1 | 0 | 0 | 0 | 0
|  |  |  | 38.08 | 76.16 | 0 | 0 | 0 | 0 | 0 | 7.48 | 0.12502 | 0 | 76.16 | 75.082 | 0.67799 | 0 | 1.078 | 0 | 0
|  |  |  | 35.96 | 71.92 | 0 | 0 | 0 | 0 | 0 | 7.48 | 0.12502 | 0 | 71.92 | 70.32 | 0.2 | 0 | 1.6 | 0 | 0
|  |  |  | 29.12 | 58.24 | 0 | 0 | 0 | 0 | 0 | 12.23 | 0.12502 | 0 | 58.24 | 58.24 | 0.2 | 0 | 0 | 0 | 0
|  |  |  | 28.28 | 56.56 | 0 | 0 | 0 | 0 | 0 | 12.23 | 0.12502 | 0 | 56.56 | 56.56 | 0.2 | 0 | 0 | 0 | 0
|  |  |  | 28.04 | 56.08 | 0 | 0 | 0 | 0 | 0 | 12.23 | 0.12502 | 0 | 56.08 | 56.08 | 0.2 | 0 | 0 | 0 | 0
|  |  |  | 28.52 | 57.04 | 0 | 0 | 0 | 0 | 0 | 12.23 | 0.12502 | 0 | 57.04 | 57.04 | 0.2 | 0 | 0 | 0 | 0
|  |  |  | 30.08 | 60.16 | 0 | 0 | 0 | 0 | 0 | 7.48 | 0.12502 | 0 | 60.16 | 60.16 | 0.2 | 0 | 0 | 0 | 0
|  |  |  | 30.12 | 60.24 | 0 | 0 | 0 | 0 | 0 | 7.48 | 0.12502 | 0 | 60.24 | 60.24 | 0.2 | 0 | 0 | 0 | 0
|  |  |  | 29.76 | 59.52 | 0 | 0 | 0 | 0 | 0 | 7.48 | 0.12502 | 0 | 59.52 | 59.52 | 0.2 | 0 | 0 | 0 | 0
|  |  |  | 29.24 | 58.48 | 0 | 0 | 0 | 0 | 0 | 7.48 | 0.10709 | 2.678 | 58.48 | 58.48 | 0.91885 | 0 | 0 | 0 | 0
|  |  |  | 27.44 | 54.88 | 0 | 0 | 0 | 0 | 0 | 7.48 | 0.10709 | 0.302 | 54.88 | 54.88 | 1 | 0 | 0 | 0 | 0
|  |  |  | 22.28 | 44.56 | 0 | 0 | 0 | 0 | 0 | 7.48 | 0.10709 | 0 | 44.56 | 44.56 | 1 | 0 | 0 | 0 | 0
|  |  |  | 18.68 | 37.36 | 0 | 0 | 0 | 0 | 0 | 7.48 | 0.10709 | 0 | 37.36 | 37.36 | 1 | 0 | 0 | 0 | 0
|  |  |  | 18.16 | 36.32 | 0 | 0 | 0 | 0 | 0 | 7.48 | 0.10709 | 0 | 36.32 | 36.32 | 1 | 0 | 0 | 0 | 0
|  |  |  | 17.52 | 35.04 | 0 | 0 | 0 | 0 | 0 | 7.48 | 0.10709 | 0 | 35.04 | 35.04 | 1 | 0 | 0 | 0 | 0
|  |  |  | 17.56 | 35.12 | 0 | 0 | 0 | 0 | 0 | 7.48 | 0.10709 | 0 | 35.12 | 35.12 | 1 | 0 | 0 | 0 | 0
|  |  |  | 17.2 | 34.4 | 0 | 0 | 0 | 0 | 0 | 7.48 | 0.10709 | 0 | 34.4 | 34.4 | 1 | 0 | 0 | 0 | 0
|  |  |  | 17.76 | 35.52 | 0 | 0 | 0 | 0 | 0 | 7.48 | 0.10709 | 0 | 35.52 | 35.52 | 1 | 0 | 0 | 0 | 0
|  |  |  | 19.44 | 38.88 | 0 | 0 | 0 | 0 | 0 | 7.48 | 0.10709 | 0 | 38.88 | 38.88 | 1 | 0 | 0 | 0 | 0
|  |  |  | 20.44 | 40.88 | 0 | 0 | 0 | 0 | 0 | 7.48 | 0.10709 | 0 | 40.88 | 40.88 | 1 | 0 | 0 | 0 | 0
|  |  |  | 26.68 | 53.36 | 0 | 0 | 0 | 0 | 0 | 7.48 | 0.10709 | 0 | 53.36 | 53.36 | 1 | 0 | 0 | 0 | 0
|  |  |  | 27.16 | 54.32 | 0 | 0 | 0 | 0 | 0 | 7.48 | 0.10709 | 0 | 54.32 | 54.32 | 1 | 0 | 0 | 0 | 0
|  |  |  | 28.88 | 57.76 | 0 | 0 | 0 | 0 | 0 | 7.48 | 0.10709 | 0 | 57.76 | 57.76 | 1 | 0 | 0 | 0 | 0
|  |  |  | 28.88 | 57.76 | 0 | 0 | 0 | 0 | 0 | 7.48 | 0.12502 | 0 | 57.76 | 57.76 | 1 | 0 | 0 | 0 | 0
|  |  |  | 28.88 | 57.76 | 0 | 0 | 0 | 0 | 0 | 7.48 | 0.12502 | 0 | 57.76 | 57.76 | 1 | 0 | 0 | 0 | 0
|  |  |  | 27.52 | 55.04 | 0 | 0 | 0 | 0 | 0 | 7.48 | 0.12502 | 0 | 55.04 | 55.04 | 1 | 0 | 0 | 0 | 0
|  |  |  | 27.32 | 54.64 | 0 | 0 | 0 | 0 | 0 | 12.23 | 0.12502 | 0 | 54.64 | 54.64 | 1 | 0 | 0 | 0 | 0
|  |  |  | 28.04 | 56.08 | 0 | 0 | 0 | 0 | 0 | 12.23 | 0.12502 | 0 | 56.08 | 56.08 | 1 | 0 | 0 | 0 | 0
|  |  |  | 27.68 | 55.36 | 0 | 0 | 0 | 0 | 0 | 12.23 | 0.12502 | 0 | 55.36 | 55.36 | 1 | 0 | 0 | 0 | 0
|  |  |  | 29.4 | 58.8 | 0 | 0 | 0 | 0 | 0 | 12.23 | 0.12502 | 0 | 58.8 | 58.8 | 1 | 0 | 0 | 0 | 0
|  |  |  | 27.8 | 55.6 | 0 | 0 | 0 | 0 | 0 | 7.48 | 0.12502 | 0 | 55.6 | 55.6 | 1 | 0 | 0 | 0 | 0
|  |  |  | 26.72 | 53.44 | 0 | 0 | 0 | 0 | 0 | 7.48 | 0.12502 | 0 | 53.44 | 53.44 | 1 | 0 | 0 | 0 | 0
|  |  |  | 26.92 | 53.84 | 0 | 0 | 0 | 0 | 0 | 7.48 | 0.12502 | 0 | 53.84 | 51.162 | 0.2 | 0 | 2.678 | 0 | 0
|  |  |  | 26.88 | 53.76 | 0 | 0 | 0 | 0 | 0 | 7.48 | 0.10709 | 2.678 | 53.76 | 53.76 | 0.91885 | 0 | 0 | 0 | 0
|  |  |  | 26.24 | 52.48 | 0 | 0 | 0 | 0 | 0 | 7.48 | 0.10709 | 0.302 | 52.48 | 52.48 | 1 | 0 | 0 | 0 | 0
|  |  |  | 21.68 | 43.36 | 0 | 0 | 0 | 0 | 0 | 7.48 | 0.10709 | 0 | 43.36 | 43.36 | 1 | 0 | 0 | 0 | 0
|  |  |  | 22 | 44 | 0 | 0 | 0 | 0 | 0 | 7.48 | 0.10709 | 0 | 44 | 44 | 1 | 0 | 0 | 0 | 0
|  |  |  | 19 | 38 | 0 | 0 | 0 | 0 | 0 | 7.48 | 0.10709 | 0 | 38 | 38 | 1 | 0 | 0 | 0 | 0
|  |  |  | 18 | 36 | 0 | 0 | 0 | 0 | 0 | 7.48 | 0.10709 | 0 | 36 | 36 | 1 | 0 | 0 | 0 | 0
|  |  |  | 17.96 | 35.92 | 0 | 0 | 0 | 0 | 0 | 7.48 | 0.10709 | 0 | 35.92 | 35.92 | 1 | 0 | 0 | 0 | 0
|  |  |  | 18.64 | 37.28 | 0 | 0 | 0 | 0 | 0 | 7.48 | 0.10709 | 0 | 37.28 | 37.28 | 1 | 0 | 0 | 0 | 0
|  |  |  | 23.36 | 46.72 | 0 | 0 | 0 | 0 | 0 | 7.48 | 0.10709 | 0 | 46.72 | 46.72 | 1 | 0 | 0 | 0 | 0
|  |  |  | 25.08 | 50.16 | 0 | 0 | 0 | 0 | 0 | 7.48 | 0.10709 | 0 | 50.16 | 50.16 | 1 | 0 | 0 | 0 | 0
|  |  |  | 22.56 | 45.12 | 0 | 0 | 0 | 0 | 0 | 7.48 | 0.10709 | 0 | 45.12 | 45.12 | 1 | 0 | 0 | 0 | 0
|  |  |  | 20 | 40 | 0 | 0 | 0 | 0 | 0 | 7.48 | 0.10709 | 0 | 40 | 40 | 1 | 0 | 0 | 0 | 0
|  |  |  | 24 | 48 | 0 | 0 | 0 | 0 | 0 | 7.48 | 0.10709 | 0 | 48 | 48 | 1 | 0 | 0 | 0 | 0
|  |  |  | 24.88 | 49.76 | 0 | 0 | 0 | 0 | 0 | 7.48 | 0.10709 | 0 | 49.76 | 49.76 | 1 | 0 | 0 | 0 | 0
|  |  |  | 26.4 | 52.8 | 0 | 0 | 0 | 0 | 0 | 7.48 | 0.12502 | 0 | 52.8 | 52.8 | 1 | 0 | 0 | 0 | 0
|  |  |  | 26.8 | 53.6 | 0 | 0 | 0 | 0 | 0 | 7.48 | 0.12502 | 0 | 53.6 | 53.6 | 1 | 0 | 0 | 0 | 0
|  |  |  | 27.28 | 54.56 | 0 | 0 | 0 | 0 | 0 | 7.48 | 0.12502 | 0 | 54.56 | 54.56 | 1 | 0 | 0 | 0 | 0
|  |  |  | 26.52 | 53.04 | 0 | 0 | 0 | 0 | 0 | 12.23 | 0.12502 | 0 | 53.04 | 53.04 | 1 | 0 | 0 | 0 | 0
|  |  |  | 25.12 | 50.24 | 0 | 0 | 0 | 0 | 0 | 12.23 | 0.12502 | 0 | 50.24 | 50.24 | 1 | 0 | 0 | 0 | 0
|  |  |  | 25.08 | 50.16 | 0 | 0 | 0 | 0 | 0 | 12.23 | 0.12502 | 0 | 50.16 | 50.16 | 1 | 0 | 0 | 0 | 0
|  |  |  | 26.44 | 52.88 | 0 | 0 | 0 | 0 | 0 | 12.23 | 0.12502 | 0 | 52.88 | 52.88 | 1 | 0 | 0 | 0 | 0
|  |  |  | 26.22 | 52.44 | 0 | 0 | 0 | 0 | 0 | 7.48 | 0.12502 | 0 | 52.44 | 52.44 | 1 | 0 | 0 | 0 | 0
|  |  |  | 22.52 | 45.04 | 0 | 0 | 0 | 0 | 0 | 7.48 | 0.12502 | 0 | 45.04 | 45.04 | 1 | 0 | 0 | 0 | 0
|  |  |  | 19.08 | 38.16 | 0 | 0 | 0 | 0 | 0 | 7.48 | 0.12502 | 0 | 38.16 | 35.482 | 0.2 | 0 | 2.678 | 0 | 0
|  |  |  | 18.8 | 37.6 | 0 | 0 | 0 | 0 | 0 | 7.48 | 0.10709 | 2.678 | 37.6 | 37.6 | 0.91885 | 0 | 0 | 0 | 0
|  |  |  | 19.56 | 39.12 | 0 | 0 | 0 | 0 | 0 | 7.48 | 0.10709 | 0.302 | 39.12 | 39.12 | 1 | 0 | 0 | 0 | 0
|  |  |  | 16.36 | 32.72 | 0 | 0 | 0 | 0 | 0 | 7.48 | 0.10709 | 0 | 32.72 | 32.72 | 1 | 0 | 0 | 0 | 0
|  |  |  | 14.28 | 28.56 | 0 | 0 | 0 | 0 | 0 | 7.48 | 0.10709 | 0 | 28.56 | 28.56 | 1 | 0 | 0 | 0 | 0
|  |  |  | 14.12 | 28.24 | 0 | 0 | 0 | 0 | 0 | 7.48 | 0.10709 | 0 | 28.24 | 28.24 | 1 | 0 | 0 | 0 | 0
|  |  |  | 16.24 | 32.48 | 0 | 0 | 0 | 0 | 0 | 7.48 | 0.10709 | 0 | 32.48 | 32.48 | 1 | 0 | 0 | 0 | 0
|  |  |  | 19.24 | 38.48 | 0 | 0 | 0 | 0 | 0 | 7.48 | 0.10709 | 0 | 38.48 | 38.48 | 1 | 0 | 0 | 0 | 0
|  |  |  | 18.68 | 37.36 | 0 | 0 | 0 | 0 | 0 | 7.48 | 0.10709 | 0 | 37.36 | 37.36 | 1 | 0 | 0 | 0 | 0
|  |  |  | 16.76 | 33.52 | 0 | 0 | 0 | 0 | 0 | 7.48 | 0.10709 | 0 | 33.52 | 33.52 | 1 | 0 | 0 | 0 | 0
|  |  |  | 21.04 | 42.08 | 0 | 0 | 0 | 0 | 0 | 7.48 | 0.10709 | 0 | 42.08 | 42.08 | 1 | 0 | 0 | 0 | 0
|  |  |  | 29.76 | 59.52 | 0 | 0 | 0 | 0 | 0 | 7.48 | 0.10709 | 0 | 59.52 | 59.52 | 1 | 0 | 0 | 0 | 0
|  |  |  | 29.12 | 58.24 | 0 | 0 | 0 | 0 | 0 | 7.48 | 0.10709 | 0 | 58.24 | 58.24 | 1 | 0 | 0 | 0 | 0
|  |  |  | 30.8 | 61.6 | 0 | 0 | 0 | 0 | 0 | 7.48 | 0.10709 | 0 | 61.6 | 61.6 | 1 | 0 | 0 | 0 | 0
|  |  |  | 30.92 | 61.84 | 0 | 0 | 0 | 0 | 0 | 7.48 | 0.10709 | 0 | 61.84 | 61.84 | 1 | 0 | 0 | 0 | 0
|  |  |  | 31.16 | 62.32 | 0 | 0 | 0 | 0 | 0 | 7.48 | 0.12502 | 0 | 62.32 | 62.32 | 1 | 0 | 0 | 0 | 0
|  |  |  | 35.6 | 71.2 | 0 | 0 | 0 | 0 | 0 | 7.48 | 0.12502 | 0 | 71.2 | 71.2 | 1 | 0 | 0 | 0 | 0
|  |  |  | 34.72 | 69.44 | 0 | 0 | 0 | 0 | 0 | 7.48 | 0.12502 | 0 | 69.44 | 69.44 | 1 | 0 | 0 | 0 | 0
|  |  |  | 29.48 | 58.96 | 0 | 0 | 0 | 0 | 0 | 12.23 | 0.12502 | 0 | 58.96 | 58.96 | 1 | 0 | 0 | 0 | 0
|  |  |  | 28.4 | 56.8 | 0 | 0 | 0 | 0 | 0 | 12.23 | 0.12502 | 0 | 56.8 | 56.8 | 1 | 0 | 0 | 0 | 0
|  |  |  | 25.56 | 51.12 | 0 | 0 | 0 | 0 | 0 | 12.23 | 0.12502 | 0 | 51.12 | 51.12 | 1 | 0 | 0 | 0 | 0
|  |  |  | 25.88 | 51.76 | 0 | 0 | 0 | 0 | 0 | 12.23 | 0.12502 | 0 | 51.76 | 51.76 | 1 | 0 | 0 | 0 | 0
|  |  |  | 28.12 | 56.24 | 0 | 0 | 0 | 0 | 0 | 7.48 | 0.12502 | 0 | 56.24 | 56.24 | 1 | 0 | 0 | 0 | 0
|  |  |  | 29.64 | 59.28 | 0 | 0 | 0 | 0 | 0 | 7.48 | 0.12502 | 0 | 59.28 | 59.28 | 1 | 0 | 0 | 0 | 0
|  |  |  | 29.48 | 58.96 | 0 | 0 | 0 | 0 | 0 | 7.48 | 0.12502 | 0 | 58.96 | 56.282 | 0.2 | 0 | 2.678 | 0 | 0
|  |  |  | 29.2 | 58.4 | 0 | 0 | 0 | 0 | 0 | 7.48 | 0.10709 | 2.678 | 58.4 | 58.4 | 0.91885 | 0 | 0 | 0 | 0
|  |  |  | 25.8 | 51.6 | 0 | 0 | 0 | 0 | 0 | 7.48 | 0.10709 | 0.302 | 51.6 | 51.6 | 1 | 0 | 0 | 0 | 0
|  |  |  | 16.16 | 32.32 | 0 | 0 | 0 | 0 | 0 | 7.48 | 0.10709 | 0 | 32.32 | 32.32 | 1 | 0 | 0 | 0 | 0
|  |  |  | 13.96 | 27.92 | 0 | 0 | 0 | 0 | 0 | 7.48 | 0.10709 | 0 | 27.92 | 27.92 | 1 | 0 | 0 | 0 | 0
|  |  |  | 13.84 | 27.68 | 0 | 0 | 0 | 0 | 0 | 7.48 | 0.10709 | 0 | 27.68 | 27.68 | 1 | 0 | 0 | 0 | 0
|  |  |  | 12.8 | 25.6 | 0 | 0 | 0 | 0 | 0 | 7.48 | 0.10709 | 0 | 25.6 | 25.6 | 1 | 0 | 0 | 0 | 0
|  |  |  | 11.8 | 23.6 | 0 | 0 | 0 | 0 | 0 | 7.48 | 0.10709 | 0 | 23.6 | 23.6 | 1 | 0 | 0 | 0 | 0
|  |  |  | 12.24 | 24.48 | 0 | 0 | 0 | 0 | 0 | 7.48 | 0.10709 | 0 | 24.48 | 24.48 | 1 | 0 | 0 | 0 | 0
|  |  |  | 16.16 | 32.32 | 0 | 0 | 0 | 0 | 0 | 7.48 | 0.10709 | 0 | 32.32 | 32.32 | 1 | 0 | 0 | 0 | 0
|  |  |  | 18.2 | 36.4 | 0 | 0 | 0 | 0 | 0 | 7.48 | 0.10709 | 0 | 36.4 | 36.4 | 1 | 0 | 0 | 0 | 0
|  |  |  | 29.08 | 58.16 | 0 | 0 | 0 | 0 | 0 | 7.48 | 0.10709 | 0 | 58.16 | 58.16 | 1 | 0 | 0 | 0 | 0
|  |  |  | 29.04 | 58.08 | 0 | 0 | 0 | 0 | 0 | 7.48 | 0.10709 | 0 | 58.08 | 58.08 | 1 | 0 | 0 | 0 | 0
|  |  |  | 30.96 | 61.92 | 0 | 0 | 0 | 0 | 0 | 7.48 | 0.10709 | 0 | 61.92 | 61.92 | 1 | 0 | 0 | 0 | 0
|  |  |  | 26.6 | 53.2 | 0 | 0 | 0 | 0 | 0 | 7.48 | 0.10709 | 0 | 53.2 | 53.2 | 1 | 0 | 0 | 0 | 0
|  |  |  | 26.52 | 53.04 | 0 | 0 | 0 | 0 | 0 | 7.48 | 0.10709 | 0 | 53.04 | 53.04 | 1 | 0 | 0 | 0 | 0
|  |  |  | 29.68 | 59.36 | 0 | 0 | 0 | 0 | 0 | 7.48 | 0.10709 | 0 | 59.36 | 59.36 | 1 | 0 | 0 | 0 | 0
|  |  |  | 28.6 | 57.2 | 0 | 0 | 0 | 0 | 0 | 7.48 | 0.10709 | 0 | 57.2 | 57.2 | 1 | 0 | 0 | 0 | 0
|  |  |  | 26.88 | 53.76 | 0 | 0 | 0 | 0 | 0 | 7.48 | 0.10709 | 0 | 53.76 | 53.76 | 1 | 0 | 0 | 0 | 0
|  |  |  | 26.08 | 52.16 | 0 | 0 | 0 | 0 | 0 | 7.48 | 0.10709 | 0 | 52.16 | 52.16 | 1 | 0 | 0 | 0 | 0
|  |  |  | 24.24 | 48.48 | 0 | 0 | 0 | 0 | 0 | 7.48 | 0.10709 | 0 | 48.48 | 48.48 | 1 | 0 | 0 | 0 | 0
|  |  |  | 24.56 | 49.12 | 0 | 0 | 0 | 0 | 0 | 7.48 | 0.10709 | 0 | 49.12 | 49.12 | 1 | 0 | 0 | 0 | 0
|  |  |  | 25.76 | 51.52 | 0 | 0 | 0 | 0 | 0 | 7.48 | 0.10709 | 0 | 51.52 | 51.52 | 1 | 0 | 0 | 0 | 0
|  |  |  | 26.3 | 52.6 | 0 | 0 | 0 | 0 | 0 | 7.48 | 0.10709 | 0 | 52.6 | 52.6 | 1 | 0 | 0 | 0 | 0
|  |  |  | 25.88 | 51.76 | 0 | 0 | 0 | 0 | 0 | 7.48 | 0.10709 | 0 | 51.76 | 51.76 | 1 | 0 | 0 | 0 | 0
|  |  |  | 23.44 | 46.88 | 0 | 0 | 0 | 0 | 0 | 7.48 | 0.10709 | 0 | 46.88 | 46.88 | 1 | 0 | 0 | 0 | 0
|  |  |  | 21.08 | 42.16 | 0 | 0 | 0 | 0 | 0 | 7.48 | 0.10709 | 0 | 42.16 | 42.16 | 1 | 0 | 0 | 0 | 0
|  |  |  | 15.88 | 31.76 | 0 | 0 | 0 | 0 | 0 | 7.48 | 0.10709 | 0 | 31.76 | 31.76 | 1 | 0 | 0 | 0 | 0
|  |  |  | 14.48 | 28.96 | 0 | 0 | 0 | 0 | 0 | 7.48 | 0.10709 | 0 | 28.96 | 28.96 | 1 | 0 | 0 | 0 | 0
|  |  |  | 13.56 | 27.12 | 0 | 0 | 0 | 0 | 0 | 7.48 | 0.10709 | 0 | 27.12 | 27.12 | 1 | 0 | 0 | 0 | 0
|  |  |  | 13.64 | 27.28 | 0 | 0 | 0 | 0 | 0 | 7.48 | 0.10709 | 0 | 27.28 | 27.28 | 1 | 0 | 0 | 0 | 0
|  |  |  | 13.4 | 26.8 | 0 | 0 | 0 | 0 | 0 | 7.48 | 0.10709 | 0 | 26.8 | 26.8 | 1 | 0 | 0 | 0 | 0
|  |  |  | 14 | 28 | 0 | 0 | 0 | 0 | 0 | 7.48 | 0.10709 | 0 | 28 | 28 | 1 | 0 | 0 | 0 | 0
|  |  |  | 14.76 | 29.52 | 0 | 0 | 0 | 0 | 0 | 7.48 | 0.10709 | 0 | 29.52 | 29.52 | 1 | 0 | 0 | 0 | 0
|  |  |  | 14.96 | 29.92 | 0 | 0 | 0 | 0 | 0 | 7.48 | 0.10709 | 0 | 29.92 | 29.92 | 1 | 0 | 0 | 0 | 0
|  |  |  | 26.12 | 52.24 | 0 | 0 | 0 | 0 | 0 | 7.48 | 0.10709 | 0 | 52.24 | 52.24 | 1 | 0 | 0 | 0 | 0
|  |  |  | 25.76 | 51.52 | 0 | 0 | 0 | 0 | 0 | 7.48 | 0.10709 | 0 | 51.52 | 51.52 | 1 | 0 | 0 | 0 | 0
|  |  |  | 26.04 | 52.08 | 0 | 0 | 0 | 0 | 0 | 7.48 | 0.10709 | 0 | 52.08 | 52.08 | 1 | 0 | 0 | 0 | 0
|  |  |  | 27.44 | 54.88 | 0 | 0 | 0 | 0 | 0 | 7.48 | 0.10709 | 0 | 54.88 | 54.88 | 1 | 0 | 0 | 0 | 0
|  |  |  | 29.84 | 59.68 | 0 | 0 | 0 | 0 | 0 | 7.48 | 0.10709 | 0 | 59.68 | 59.68 | 1 | 0 | 0 | 0 | 0
|  |  |  | 28.44 | 56.88 | 0 | 0 | 0 | 0 | 0 | 7.48 | 0.10709 | 0 | 56.88 | 56.88 | 1 | 0 | 0 | 0 | 0
|  |  |  | 27.36 | 54.72 | 0 | 0 | 0 | 0 | 0 | 7.48 | 0.10709 | 0 | 54.72 | 54.72 | 1 | 0 | 0 | 0 | 0
|  |  |  | 24.8 | 49.6 | 0 | 0 | 0 | 0 | 0 | 7.48 | 0.10709 | 0 | 49.6 | 49.6 | 1 | 0 | 0 | 0 | 0
|  |  |  | 25.16 | 50.32 | 0 | 0 | 0 | 0 | 0 | 7.48 | 0.10709 | 0 | 50.32 | 50.32 | 1 | 0 | 0 | 0 | 0
|  |  |  | 25.32 | 50.64 | 0 | 0 | 0 | 0 | 0 | 7.48 | 0.10709 | 0 | 50.64 | 50.64 | 1 | 0 | 0 | 0 | 0
|  |  |  | 26.84 | 53.68 | 0 | 0 | 0 | 0 | 0 | 7.48 | 0.10709 | 0 | 53.68 | 53.68 | 1 | 0 | 0 | 0 | 0
|  |  |  | 26.24 | 52.48 | 0 | 0 | 0 | 0 | 0 | 7.48 | 0.10709 | 0 | 52.48 | 52.48 | 1 | 0 | 0 | 0 | 0
|  |  |  | 26.4 | 52.8 | 0 | 0 | 0 | 0 | 0 | 7.48 | 0.10709 | 0 | 52.8 | 52.8 | 1 | 0 | 0 | 0 | 0
|  |  |  | 26.92 | 53.84 | 0 | 0 | 0 | 0 | 0 | 7.48 | 0.10709 | 0 | 53.84 | 53.84 | 1 | 0 | 0 | 0 | 0
|  |  |  | 26.2 | 52.4 | 0 | 0 | 0 | 0 | 0 | 7.48 | 0.10709 | 0 | 52.4 | 52.4 | 1 | 0 | 0 | 0 | 0
|  |  |  | 22.68 | 45.36 | 0 | 0 | 0 | 0 | 0 | 7.48 | 0.10709 | 0 | 45.36 | 45.36 | 1 | 0 | 0 | 0 | 0
|  |  |  | 21.28 | 42.56 | 0 | 0 | 0 | 0 | 0 | 7.48 | 0.10709 | 0 | 42.56 | 42.56 | 1 | 0 | 0 | 0 | 0
|  |  |  | 19.32 | 38.64 | 0 | 0 | 0 | 0 | 0 | 7.48 | 0.10709 | 0 | 38.64 | 38.64 | 1 | 0 | 0 | 0 | 0
|  |  |  | 18.52 | 37.04 | 0 | 0 | 0 | 0 | 0 | 7.48 | 0.10709 | 0 | 37.04 | 37.04 | 1 | 0 | 0 | 0 | 0
|  |  |  | 17.28 | 34.56 | 0 | 0 | 0 | 0 | 0 | 7.48 | 0.10709 | 0 | 34.56 | 34.56 | 1 | 0 | 0 | 0 | 0
|  |  |  | 17.64 | 35.28 | 0 | 0 | 0 | 0 | 0 | 7.48 | 0.10709 | 0 | 35.28 | 35.28 | 1 | 0 | 0 | 0 | 0
|  |  |  | 15.92 | 31.84 | 0 | 0 | 0 | 0 | 0 | 7.48 | 0.10709 | 0 | 31.84 | 31.84 | 1 | 0 | 0 | 0 | 0
|  |  |  | 14.4 | 28.8 | 0 | 0 | 0 | 0 | 0 | 7.48 | 0.10709 | 0 | 28.8 | 28.8 | 1 | 0 | 0 | 0 | 0
|  |  |  | 15 | 30 | 0 | 0 | 0 | 0 | 0 | 7.48 | 0.10709 | 0 | 30 | 30 | 1 | 0 | 0 | 0 | 0
|  |  |  | 25.56 | 51.12 | 0 | 0 | 0 | 0 | 0 | 7.48 | 0.10709 | 0 | 51.12 | 51.12 | 1 | 0 | 0 | 0 | 0
|  |  |  | 25.28 | 50.56 | 0 | 0 | 0 | 0 | 0 | 7.48 | 0.10709 | 0 | 50.56 | 50.56 | 1 | 0 | 0 | 0 | 0
|  |  |  | 27.72 | 55.44 | 0 | 0 | 0 | 0 | 0 | 7.48 | 0.10709 | 0 | 55.44 | 55.44 | 1 | 0 | 0 | 0 | 0
|  |  |  | 31.16 | 62.32 | 0 | 0 | 0 | 0 | 0 | 7.48 | 0.10709 | 0 | 62.32 | 62.32 | 1 | 0 | 0 | 0 | 0
|  |  |  | 31.72 | 63.44 | 0 | 0 | 0 | 0 | 0 | 7.48 | 0.12502 | 0 | 63.44 | 63.44 | 1 | 0 | 0 | 0 | 0
|  |  |  | 30.96 | 61.92 | 0 | 0 | 0 | 0 | 0 | 7.48 | 0.12502 | 0 | 61.92 | 61.92 | 1 | 0 | 0 | 0 | 0
|  |  |  | 27.52 | 55.04 | 0 | 0 | 0 | 0 | 0 | 7.48 | 0.12502 | 0 | 55.04 | 55.04 | 1 | 0 | 0 | 0 | 0
|  |  |  | 25.76 | 51.52 | 0 | 0 | 0 | 0 | 0 | 12.23 | 0.12502 | 0 | 51.52 | 51.52 | 1 | 0 | 0 | 0 | 0
|  |  |  | 25.64 | 51.28 | 0 | 0 | 0 | 0 | 0 | 12.23 | 0.12502 | 0 | 51.28 | 51.28 | 1 | 0 | 0 | 0 | 0
|  |  |  | 25.04 | 50.08 | 0 | 0 | 0 | 0 | 0 | 12.23 | 0.12502 | 0 | 50.08 | 50.08 | 1 | 0 | 0 | 0 | 0
|  |  |  | 26.12 | 52.24 | 0 | 0 | 0 | 0 | 0 | 12.23 | 0.12502 | 0 | 52.24 | 52.24 | 1 | 0 | 0 | 0 | 0
|  |  |  | 26.32 | 52.64 | 0 | 0 | 0 | 0 | 0 | 7.48 | 0.12502 | 0 | 52.64 | 52.64 | 1 | 0 | 0 | 0 | 0
|  |  |  | 27.64 | 55.28 | 0 | 0 | 0 | 0 | 0 | 7.48 | 0.12502 | 0 | 55.28 | 55.28 | 1 | 0 | 0 | 0 | 0
|  |  |  | 27.48 | 54.96 | 0 | 0 | 0 | 0 | 0 | 7.48 | 0.12502 | 0 | 54.96 | 52.282 | 0.2 | 0 | 2.678 | 0 | 0
|  |  |  | 26.96 | 53.92 | 0 | 0 | 0 | 0 | 0 | 7.48 | 0.10709 | 2.678 | 53.92 | 53.92 | 0.91885 | 0 | 0 | 0 | 0
|  |  |  | 23.92 | 47.84 | 0 | 0 | 0 | 0 | 0 | 7.48 | 0.10709 | 0.302 | 47.84 | 47.84 | 1 | 0 | 0 | 0 | 0
|  |  |  | 18.12 | 36.24 | 0 | 0 | 0 | 0 | 0 | 7.48 | 0.10709 | 0 | 36.24 | 36.24 | 1 | 0 | 0 | 0 | 0
|  |  |  | 14.56 | 29.12 | 0 | 0 | 0 | 0 | 0 | 7.48 | 0.10709 | 0 | 29.12 | 29.12 | 1 | 0 | 0 | 0 | 0
|  |  |  | 14.24 | 28.48 | 0 | 0 | 0 | 0 | 0 | 7.48 | 0.10709 | 0 | 28.48 | 28.48 | 1 | 0 | 0 | 0 | 0
|  |  |  | 13.28 | 26.56 | 0 | 0 | 0 | 0 | 0 | 7.48 | 0.10709 | 0 | 26.56 | 26.56 | 1 | 0 | 0 | 0 | 0
|  |  |  | 12.48 | 24.96 | 0 | 0 | 0 | 0 | 0 | 7.48 | 0.10709 | 0 | 24.96 | 24.96 | 1 | 0 | 0 | 0 | 0
|  |  |  | 13.84 | 27.68 | 0 | 0 | 0 | 0 | 0 | 7.48 | 0.10709 | 0 | 27.68 | 27.68 | 1 | 0 | 0 | 0 | 0
|  |  |  | 16.28 | 32.56 | 0 | 0 | 0 | 0 | 0 | 7.48 | 0.10709 | 0 | 32.56 | 32.56 | 1 | 0 | 0 | 0 | 0
|  |  |  | 16.84 | 33.68 | 0 | 0 | 0 | 0 | 0 | 7.48 | 0.10709 | 0 | 33.68 | 33.68 | 1 | 0 | 0 | 0 | 0
|  |  |  | 16.8 | 33.6 | 0 | 0 | 0 | 0 | 0 | 7.48 | 0.10709 | 0 | 33.6 | 33.6 | 1 | 0 | 0 | 0 | 0
|  |  |  | 16.48 | 32.96 | 0 | 0 | 0 | 0 | 0 | 7.48 | 0.10709 | 0 | 32.96 | 32.96 | 1 | 0 | 0 | 0 | 0
|  |  |  | 17.48 | 34.96 | 0 | 0 | 0 | 0 | 0 | 7.48 | 0.10709 | 0 | 34.96 | 34.96 | 1 | 0 | 0 | 0 | 0
|  |  |  | 17.92 | 35.84 | 0 | 0 | 0 | 0 | 0 | 7.48 | 0.10709 | 0 | 35.84 | 35.84 | 1 | 0 | 0 | 0 | 0
|  |  |  | 20.88 | 41.76 | 0 | 0 | 0 | 0 | 0 | 7.48 | 0.12502 | 0 | 41.76 | 41.76 | 1 | 0 | 0 | 0 | 0
|  |  |  | 33.6 | 67.2 | 0 | 0 | 0 | 0 | 0 | 7.48 | 0.12502 | 0 | 67.2 | 67.2 | 1 | 0 | 0 | 0 | 0
|  |  |  | 36.32 | 72.64 | 0 | 0 | 0 | 0 | 0 | 7.48 | 0.12502 | 0 | 72.64 | 70.32 | 0.30691 | 0 | 2.32 | 0 | 0
|  |  |  | 33.08 | 66.16 | 0 | 0 | 0 | 0 | 0 | 12.23 | 0.12502 | 0 | 66.16 | 66.16 | 0.30691 | 0 | 0 | 0 | 0
|  |  |  | 31.36 | 62.72 | 0 | 0 | 0 | 0 | 0 | 12.23 | 0.12502 | 0 | 62.72 | 62.72 | 0.30691 | 0 | 0 | 0 | 0
|  |  |  | 29.8 | 59.6 | 0 | 0 | 0 | 0 | 0 | 12.23 | 0.12502 | 0 | 59.6 | 59.6 | 0.30691 | 0 | 0 | 0 | 0
|  |  |  | 30.4 | 60.8 | 0 | 0 | 0 | 0 | 0 | 12.23 | 0.12502 | 0 | 60.8 | 60.8 | 0.30691 | 0 | 0 | 0 | 0
|  |  |  | 30.4 | 60.8 | 0 | 0 | 0 | 0 | 0 | 7.48 | 0.12502 | 0 | 60.8 | 60.8 | 0.30691 | 0 | 0 | 0 | 0
|  |  |  | 30.56 | 61.12 | 0 | 0 | 0 | 0 | 0 | 7.48 | 0.12502 | 0 | 61.12 | 61.12 | 0.30691 | 0 | 0 | 0 | 0
|  |  |  | 30.24 | 60.48 | 0 | 0 | 0 | 0 | 0 | 7.48 | 0.12502 | 0 | 60.48 | 60.122 | 0.2 | 0 | 0.358 | 0 | 0
|  |  |  | 29.16 | 58.32 | 0 | 0 | 0 | 0 | 0 | 7.48 | 0.10709 | 2.678 | 58.32 | 58.32 | 0.91885 | 0 | 0 | 0 | 0
|  |  |  | 23.4 | 46.8 | 0 | 0 | 0 | 0 | 0 | 7.48 | 0.10709 | 0.302 | 46.8 | 46.8 | 1 | 0 | 0 | 0 | 0
|  |  |  | 21.52 | 43.04 | 0 | 0 | 0 | 0 | 0 | 7.48 | 0.10709 | 0 | 43.04 | 43.04 | 1 | 0 | 0 | 0 | 0
|  |  |  | 15.24 | 30.48 | 0 | 0 | 0 | 0 | 0 | 7.48 | 0.10709 | 0 | 30.48 | 30.48 | 1 | 0 | 0 | 0 | 0
|  |  |  | 14.24 | 28.48 | 0 | 0 | 0 | 0 | 0 | 7.48 | 0.10709 | 0 | 28.48 | 28.48 | 1 | 0 | 0 | 0 | 0
|  |  |  | 12.92 | 25.84 | 0 | 0 | 0 | 0 | 0 | 7.48 | 0.10709 | 0 | 25.84 | 25.84 | 1 | 0 | 0 | 0 | 0
|  |  |  | 12.96 | 25.92 | 0 | 0 | 0 | 0 | 0 | 7.48 | 0.10709 | 0 | 25.92 | 25.92 | 1 | 0 | 0 | 0 | 0
|  |  |  | 13.4 | 26.8 | 0 | 0 | 0 | 0 | 0 | 7.48 | 0.10709 | 0 | 26.8 | 26.8 | 1 | 0 | 0 | 0 | 0
|  |  |  | 14.52 | 29.04 | 0 | 0 | 0 | 0 | 0 | 7.48 | 0.10709 | 0 | 29.04 | 29.04 | 1 | 0 | 0 | 0 | 0
|  |  |  | 14.72 | 29.44 | 0 | 0 | 0 | 0 | 0 | 7.48 | 0.10709 | 0 | 29.44 | 29.44 | 1 | 0 | 0 | 0 | 0
|  |  |  | 16 | 32 | 0 | 0 | 0 | 0 | 0 | 7.48 | 0.10709 | 0 | 32 | 32 | 1 | 0 | 0 | 0 | 0
|  |  |  | 20.64 | 41.28 | 0 | 0 | 0 | 0 | 0 | 7.48 | 0.10709 | 0 | 41.28 | 41.28 | 1 | 0 | 0 | 0 | 0
|  |  |  | 20.24 | 40.48 | 0 | 0 | 0 | 0 | 0 | 7.48 | 0.10709 | 0 | 40.48 | 40.48 | 1 | 0 | 0 | 0 | 0
|  |  |  | 21.88 | 43.76 | 0 | 0 | 0 | 0 | 0 | 7.48 | 0.10709 | 0 | 43.76 | 43.76 | 1 | 0 | 0 | 0 | 0
|  |  |  | 22.44 | 44.88 | 0 | 0 | 0 | 0 | 0 | 7.48 | 0.12502 | 0 | 44.88 | 44.88 | 1 | 0 | 0 | 0 | 0
|  |  |  | 22.52 | 45.04 | 0 | 0 | 0 | 0 | 0 | 7.48 | 0.12502 | 0 | 45.04 | 45.04 | 1 | 0 | 0 | 0 | 0
|  |  |  | 21.4 | 42.8 | 0 | 0 | 0 | 0 | 0 | 7.48 | 0.12502 | 0 | 42.8 | 42.8 | 1 | 0 | 0 | 0 | 0
|  |  |  | 21.8 | 43.6 | 0 | 0 | 0 | 0 | 0 | 12.23 | 0.12502 | 0 | 43.6 | 43.6 | 1 | 0 | 0 | 0 | 0
|  |  |  | 21.2 | 42.4 | 0 | 0 | 0 | 0 | 0 | 12.23 | 0.12502 | 0 | 42.4 | 42.4 | 1 | 0 | 0 | 0 | 0
|  |  |  | 21.24 | 42.48 | 0 | 0 | 0 | 0 | 0 | 12.23 | 0.12502 | 0 | 42.48 | 42.48 | 1 | 0 | 0 | 0 | 0
|  |  |  | 23.32 | 46.64 | 0 | 0 | 0 | 0 | 0 | 12.23 | 0.12502 | 0 | 46.64 | 46.64 | 1 | 0 | 0 | 0 | 0
|  |  |  | 24.16 | 48.32 | 0 | 0 | 0 | 0 | 0 | 7.48 | 0.12502 | 0 | 48.32 | 48.32 | 1 | 0 | 0 | 0 | 0
|  |  |  | 21.76 | 43.52 | 0 | 0 | 0 | 0 | 0 | 7.48 | 0.12502 | 0 | 43.52 | 43.52 | 1 | 0 | 0 | 0 | 0
|  |  |  | 20.04 | 40.08 | 0 | 0 | 0 | 0 | 0 | 7.48 | 0.12502 | 0 | 40.08 | 37.402 | 0.2 | 0 | 2.678 | 0 | 0
|  |  |  | 20.4 | 40.8 | 0 | 0 | 0 | 0 | 0 | 7.48 | 0.10709 | 2.678 | 40.8 | 40.8 | 0.91885 | 0 | 0 | 0 | 0
|  |  |  | 20.32 | 40.64 | 0 | 0 | 0 | 0 | 0 | 7.48 | 0.10709 | 0.302 | 40.64 | 40.64 | 1 | 0 | 0 | 0 | 0
|  |  |  | 16.8 | 33.6 | 0 | 0 | 0 | 0 | 0 | 7.48 | 0.10709 | 0 | 33.6 | 33.6 | 1 | 0 | 0 | 0 | 0
|  |  |  | 16.88 | 33.76 | 0 | 0 | 0 | 0 | 0 | 7.48 | 0.10709 | 0 | 33.76 | 33.76 | 1 | 0 | 0 | 0 | 0
|  |  |  | 16.44 | 32.88 | 0 | 0 | 0 | 0 | 0 | 7.48 | 0.10709 | 0 | 32.88 | 32.88 | 1 | 0 | 0 | 0 | 0
|  |  |  | 15.68 | 31.36 | 0 | 0 | 0 | 0 | 0 | 7.48 | 0.10709 | 0 | 31.36 | 31.36 | 1 | 0 | 0 | 0 | 0
|  |  |  | 13.52 | 27.04 | 0 | 0 | 0 | 0 | 0 | 7.48 | 0.10709 | 0 | 27.04 | 27.04 | 1 | 0 | 0 | 0 | 0
|  |  |  | 12.64 | 25.28 | 0 | 0 | 0 | 0 | 0 | 7.48 | 0.10709 | 0 | 25.28 | 25.28 | 1 | 0 | 0 | 0 | 0
|  |  |  | 13.6 | 27.2 | 0 | 0 | 0 | 0 | 0 | 7.48 | 0.10709 | 0 | 27.2 | 27.2 | 1 | 0 | 0 | 0 | 0
|  |  |  | 13.92 | 27.84 | 0 | 0 | 0 | 0 | 0 | 7.48 | 0.10709 | 0 | 27.84 | 27.84 | 1 | 0 | 0 | 0 | 0
|  |  |  | 14.4 | 28.8 | 0 | 0 | 0 | 0 | 0 | 7.48 | 0.10709 | 0 | 28.8 | 28.8 | 1 | 0 | 0 | 0 | 0
|  |  |  | 13.64 | 27.28 | 0 | 0 | 0 | 0 | 0 | 7.48 | 0.10709 | 0 | 27.28 | 27.28 | 1 | 0 | 0 | 0 | 0
|  |  |  | 20.48 | 40.96 | 0 | 0 | 0 | 0 | 0 | 7.48 | 0.10709 | 0 | 40.96 | 40.96 | 1 | 0 | 0 | 0 | 0
|  |  |  | 21.32 | 42.64 | 0 | 0 | 0 | 0 | 0 | 7.48 | 0.10709 | 0 | 42.64 | 42.64 | 1 | 0 | 0 | 0 | 0
|  |  |  | 21.44 | 42.88 | 0 | 0 | 0 | 0 | 0 | 7.48 | 0.12502 | 0 | 42.88 | 42.88 | 1 | 0 | 0 | 0 | 0
|  |  |  | 22.28 | 44.56 | 0 | 0 | 0 | 0 | 0 | 7.48 | 0.12502 | 0 | 44.56 | 44.56 | 1 | 0 | 0 | 0 | 0
|  |  |  | 22.28 | 44.56 | 0 | 0 | 0 | 0 | 0 | 7.48 | 0.12502 | 0 | 44.56 | 44.56 | 1 | 0 | 0 | 0 | 0
|  |  |  | 22.92 | 45.84 | 0 | 0 | 0 | 0 | 0 | 12.23 | 0.12502 | 0 | 45.84 | 45.84 | 1 | 0 | 0 | 0 | 0
|  |  |  | 21.44 | 42.88 | 0 | 0 | 0 | 0 | 0 | 12.23 | 0.12502 | 0 | 42.88 | 42.88 | 1 | 0 | 0 | 0 | 0
|  |  |  | 21.16 | 42.32 | 0 | 0 | 0 | 0 | 0 | 12.23 | 0.12502 | 0 | 42.32 | 42.32 | 1 | 0 | 0 | 0 | 0
|  |  |  | 22.48 | 44.96 | 0 | 0 | 0 | 0 | 0 | 12.23 | 0.12502 | 0 | 44.96 | 44.96 | 1 | 0 | 0 | 0 | 0
|  |  |  | 22.92 | 45.84 | 0 | 0 | 0 | 0 | 0 | 7.48 | 0.12502 | 0 | 45.84 | 45.84 | 1 | 0 | 0 | 0 | 0
|  |  |  | 21.84 | 43.68 | 0 | 0 | 0 | 0 | 0 | 7.48 | 0.12502 | 0 | 43.68 | 43.68 | 1 | 0 | 0 | 0 | 0
|  |  |  | 16.32 | 32.64 | 0 | 0 | 0 | 0 | 0 | 7.48 | 0.12502 | 0 | 32.64 | 29.962 | 0.2 | 0 | 2.678 | 0 | 0
|  |  |  | 16.56 | 33.12 | 0 | 0 | 0 | 0 | 0 | 7.48 | 0.10709 | 0 | 33.12 | 33.12 | 0.2 | 0 | 0 | 0 | 0
|  |  |  | 16.68 | 33.36 | 0 | 0 | 0 | 0 | 0 | 7.48 | 0.10709 | 0 | 33.36 | 33.36 | 0.2 | 0 | 0 | 0 | 0
|  |  |  | 18.44 | 36.88 | 0 | 0 | 0 | 0 | 0 | 7.48 | 0.10709 | 0 | 36.88 | 36.88 | 0.2 | 0 | 0 | 0 | 0
|  |  |  | 18.4 | 36.8 | 0 | 0 | 0 | 0 | 0 | 7.48 | 0.10709 | 0 | 36.8 | 36.8 | 0.2 | 0 | 0 | 0 | 0

## site3-With-PV_time_series
Financial¦offtaker_annual_free_cashflow_series_bau_us_dollars | Financial¦offtaker_annual_free_cashflow_series_us_dollars | Financial¦offtaker_discounted_annual_free_cashflow_series_bau_us_dollars | Financial¦offtaker_discounted_annual_free_cashflow_series_us_dollars | LoadProfile¦critical_load_series_kw | LoadProfile¦year_one_electric_load_series_kw | LoadProfileBoilerFuel¦year_one_boiler_fuel_load_series_mmbtu_per_hr | LoadProfileBoilerFuel¦year_one_boiler_thermal_load_series_mmbtu_per_hr | LoadProfileChillerThermal¦year_one_chiller_electric_load_series_kw | LoadProfileChillerThermal¦year_one_chiller_electric_load_series_kw_bau | LoadProfileChillerThermal¦year_one_chiller_thermal_load_series_ton | ElectricTariff¦year_one_demand_cost_series_us_dollars_per_kw | ElectricTariff¦year_one_energy_cost_series_us_dollars_per_kwh | ElectricTariff¦year_one_to_battery_series_kw | ElectricTariff¦year_one_to_load_series_bau_kw | ElectricTariff¦year_one_to_load_series_kw | PV¦year_one_curtailed_production_series_kw | PV¦year_one_power_production_series_kw | PV¦year_one_to_battery_series_kw | PV¦year_one_to_grid_series_kw | PV¦year_one_to_load_series_kw | Storage¦year_one_soc_series_pct | Storage¦year_one_to_grid_series_kw | Storage¦year_one_to_load_series_kw | ColdTES¦year_one_thermal_from_cold_tes_series_ton | HotTES¦year_one_thermal_from_hot_tes_series_mmbtu_per_hr
0 | -236944.58 | 0 | -236944.58 | 19.52 | 39.04 | 0 | 0 | 0 | 0 | 0 | 7.48 | 0.10709 | 0 | 39.04 | 39.04 | 0 | 0 | 0 | 0 | 0 | 0.5 | 0 | 0 | 0 | 0
-53003.25 | 75392.68 | -48941.14 | 69614.66 | 18.08 | 36.16 | 0 | 0 | 0 | 0 | 0 | 7.48 | 0.10709 | 0 | 36.16 | 36.16 | 0 | 0 | 0 | 0 | 0 | 0.5 | 0 | 0 | 0 | 0
-54222.33 | -35393.89 | -46229.72 | -30176.67 | 18.4 | 36.8 | 0 | 0 | 0 | 0 | 0 | 7.48 | 0.10709 | 0 | 36.8 | 36.8 | 0 | 0 | 0 | 0 | 0 | 0.5 | 0 | 0 | 0 | 0
-55469.44 | -36211.27 | -43668.52 | -28507.45 | 19.2 | 38.4 | 0 | 0 | 0 | 0 | 0 | 7.48 | 0.10709 | 0 | 38.4 | 38.4 | 0 | 0 | 0 | 0 | 0 | 0.5 | 0 | 0 | 0 | 0
-56745.24 | -37047.54 | -41249.21 | -26930.57 | 25.12 | 50.24 | 0 | 0 | 0 | 0 | 0 | 7.48 | 0.10709 | 0 | 50.24 | 50.24 | 0 | 0 | 0 | 0 | 0 | 0.5 | 0 | 0 | 0 | 0
-58050.38 | -37903.13 | -38963.93 | -25440.92 | 27.04 | 54.08 | 0 | 0 | 0 | 0 | 0 | 7.48 | 0.10709 | 0 | 54.08 | 54.08 | 0 | 0 | 0 | 0 | 0 | 0.5 | 0 | 0 | 0 | 0
-59385.54 | -38778.48 | -36805.27 | -24033.67 | 22.56 | 45.12 | 0 | 0 | 0 | 0 | 0 | 7.48 | 0.10709 | 0 | 45.12 | 45.12 | 0 | 0 | 0 | 0 | 0 | 0.5 | 0 | 0 | 0 | 0
-60751.41 | -39674.06 | -34766.19 | -22704.27 | 20.48 | 40.96 | 0 | 0 | 0 | 0 | 0 | 7.48 | 0.10709 | 0 | 40.96 | 30.231 | 0 | 9.447 | 0 | 0 | 9.447 | 0.45458 | 0 | 1.282 | 0 | 0
-62148.69 | -40590.32 | -32840.09 | -21448.4 | 20 | 40 | 0 | 0 | 0 | 0 | 0 | 7.48 | 0.10709 | 0 | 40 | 0 | 0 | 32.813 | 0 | 0 | 32.813 | 0.2 | 0 | 7.187 | 0 | 0
-63578.11 | -41527.76 | -31020.69 | -20262 | 19.84 | 39.68 | 0 | 0 | 0 | 0 | 0 | 7.48 | 0.10709 | 0 | 39.68 | 0 | 1.022 | 52.234 | 12.554 | 0 | 39.68 | 0.59956 | 0 | 0 | 0 | 0
-65040.41 | -50703.54 | -29302.1 | -22843.03 | 19.84 | 39.68 | 0 | 0 | 0 | 0 | 0 | 7.48 | 0.12502 | 0 | 39.68 | 0 | 12.774 | 52.234 | 12.554 | 0 | 39.68 | 0.99913 | 0 | 0 | 0 | 0
-66536.34 | -43468.1 | -27678.71 | -18082.47 | 19.84 | 39.68 | 0 | 0 | 0 | 0 | 0 | 7.48 | 0.12502 | 0 | 39.68 | 0 | 28.903 | 39.707 | 0.027 | 0 | 39.68 | 1 | 0 | 0 | 0 | 0
-68066.67 | -44472.02 | -26145.26 | -17082.26 | 19.52 | 39.04 | 0 | 0 | 0 | 0 | 0 | 7.48 | 0.12502 | 0 | 39.04 | 0 | 28.953 | 39.04 | 0 | 0 | 39.04 | 1 | 0 | 0 | 0 | 0
-69632.2 | -45499.13 | -24696.77 | -16137.38 | 19.36 | 38.72 | 0 | 0 | 0 | 0 | 0 | 7.48 | 0.12502 | 0 | 38.72 | 0 | 21.968 | 38.72 | 0 | 0 | 38.72 | 1 | 0 | 0 | 0 | 0
-71233.75 | -46549.98 | -23328.53 | -15244.78 | 20.16 | 40.32 | 0 | 0 | 0 | 0 | 0 | 12.23 | 0.12502 | 0 | 40.32 | 0 | 7.369 | 40.32 | 0 | 0 | 40.32 | 1 | 0 | 0 | 0 | 0
-72872.12 | -47625.1 | -22036.09 | -14401.54 | 19.84 | 39.68 | 0 | 0 | 0 | 0 | 0 | 12.23 | 0.12502 | 0 | 39.68 | 11.44 | 0 | 28.24 | 0 | 0 | 28.24 | 1 | 0 | 0 | 0 | 0
-74548.18 | -48725.06 | -20815.26 | -13604.95 | 20.48 | 40.96 | 0 | 0 | 0 | 0 | 0 | 12.23 | 0.12502 | 0 | 40.96 | 34.146 | 0 | 6.814 | 0 | 0 | 6.814 | 1 | 0 | 0 | 0 | 0
-76262.79 | -49850.44 | -19662.06 | -12852.43 | 20.8 | 41.6 | 0 | 0 | 0 | 0 | 0 | 12.23 | 0.12502 | 0 | 41.6 | 41.6 | 0 | 0 | 0 | 0 | 0 | 1 | 0 | 0 | 0 | 0
-78016.83 | -51001.81 | -18572.74 | -12141.53 | 20.8 | 41.6 | 0 | 0 | 0 | 0 | 0 | 7.48 | 0.12502 | 0 | 41.6 | 31.568 | 0 | 0 | 0 | 0 | 0 | 0.64467 | 0 | 10.032 | 0 | 0
-79811.22 | -52179.79 | -17543.78 | -11469.95 | 20.8 | 41.6 | 0 | 0 | 0 | 0 | 0 | 7.48 | 0.12502 | 0 | 41.6 | 29.046 | 0 | 0 | 0 | 0 | 0 | 0.2 | 0 | 12.554 | 0 | 0
-81646.88 | -53384.99 | -16571.83 | -10835.53 | 20.96 | 41.92 | 0 | 0 | 0 | 0 | 0 | 7.48 | 0.10709 | 0 | 41.92 | 41.92 | 0 | 0 | 0 | 0 | 0 | 0.2 | 0 | 0 | 0 | 0
-83524.76 | -54618.03 | -15653.72 | -10236.19 | 21.28 | 42.56 | 0 | 0 | 0 | 0 | 0 | 7.48 | 0.10709 | 0 | 42.56 | 42.56 | 0 | 0 | 0 | 0 | 0 | 0.2 | 0 | 0 | 0 | 0
-85445.83 | -55879.56 | -14786.48 | -9670.01 | 16.8 | 33.6 | 0 | 0 | 0 | 0 | 0 | 7.48 | 0.10709 | 0 | 33.6 | 33.6 | 0 | 0 | 0 | 0 | 0 | 0.2 | 0 | 0 | 0 | 0
-87411.08 | -57170.24 | -13967.28 | -9135.15 | 14.08 | 28.16 | 0 | 0 | 0 | 0 | 0 | 7.48 | 0.10709 | 0 | 28.16 | 28.16 | 0 | 0 | 0 | 0 | 0 | 0.2 | 0 | 0 | 0 | 0
-89421.53 | -58490.74 | -13193.47 | -8629.87 | 14.08 | 28.16 | 0 | 0 | 0 | 0 | 0 | 7.48 | 0.10709 | 0 | 28.16 | 28.16 | 0 | 0 | 0 | 0 | 0 | 0.2 | 0 | 0 | 0 | 0
-91478.23 | -59841.75 | -12462.53 | -8152.54 | 15.5733 | 31.1467 | 0 | 0 | 0 | 0 | 0 | 7.48 | 0.10709 | 0 | 31.147 | 31.147 | 0 | 0 | 0 | 0 | 0 | 0.2 | 0 | 0 | 0 | 0
|  |  |  | 14.4 | 28.8 | 0 | 0 | 0 | 0 | 0 | 7.48 | 0.10709 | 0 | 28.8 | 28.8 | 0 | 0 | 0 | 0 | 0 | 0.2 | 0 | 0 | 0 | 0
|  |  |  | 13.7067 | 27.4133 | 0 | 0 | 0 | 0 | 0 | 7.48 | 0.10709 | 0 | 27.413 | 27.413 | 0 | 0 | 0 | 0 | 0 | 0.2 | 0 | 0 | 0 | 0
|  |  |  | 18.1867 | 36.3733 | 0 | 0 | 0 | 0 | 0 | 7.48 | 0.10709 | 0 | 36.373 | 36.373 | 0 | 0 | 0 | 0 | 0 | 0.2 | 0 | 0 | 0 | 0
|  |  |  | 22.0267 | 44.0533 | 0 | 0 | 0 | 0 | 0 | 7.48 | 0.10709 | 0 | 44.053 | 44.053 | 0 | 0 | 0 | 0 | 0 | 0.2 | 0 | 0 | 0 | 0
|  |  |  | 22.24 | 44.48 | 0 | 0 | 0 | 0 | 0 | 7.48 | 0.10709 | 0 | 44.48 | 44.48 | 0 | 0 | 0 | 0 | 0 | 0.2 | 0 | 0 | 0 | 0
|  |  |  | 19.84 | 39.68 | 0 | 0 | 0 | 0 | 0 | 7.48 | 0.10709 | 0 | 39.68 | 31.039 | 0 | 8.641 | 0 | 0 | 8.641 | 0.2 | 0 | 0 | 0 | 0
|  |  |  | 18.9333 | 37.8667 | 0 | 0 | 0 | 0 | 0 | 7.48 | 0.10709 | 0 | 37.867 | 6.566 | 0 | 31.301 | 0 | 0 | 31.301 | 0.2 | 0 | 0 | 0 | 0
|  |  |  | 21.7067 | 43.4133 | 0 | 0 | 0 | 0 | 0 | 7.48 | 0.10709 | 0 | 43.413 | 0 | 0 | 49.792 | 6.379 | 0 | 43.413 | 0.40302 | 0 | 0 | 0 | 0
|  |  |  | 29.12 | 58.24 | 0 | 0 | 0 | 0 | 0 | 7.48 | 0.12502 | 0 | 58.24 | 0 | 0 | 61.519 | 3.279 | 0 | 58.24 | 0.50738 | 0 | 0 | 0 | 0
|  |  |  | 30.4 | 60.8 | 0 | 0 | 0 | 0 | 0 | 7.48 | 0.12502 | 0 | 60.8 | 0 | 0 | 69.177 | 8.377 | 0 | 60.8 | 0.77402 | 0 | 0 | 0 | 0
|  |  |  | 31.36 | 62.72 | 0 | 0 | 0 | 0 | 0 | 7.48 | 0.12502 | 0 | 62.72 | 0 | 0 | 68.321 | 5.601 | 0 | 62.72 | 0.95228 | 0 | 0 | 0 | 0
|  |  |  | 30.56 | 61.12 | 0 | 0 | 0 | 0 | 0 | 7.48 | 0.12502 | 0 | 61.12 | 0 | 0.65 | 62.619 | 1.499 | 0 | 61.12 | 1 | 0 | 0 | 0 | 0
|  |  |  | 30.56 | 61.12 | 0 | 0 | 0 | 0 | 0 | 12.23 | 0.12502 | 0 | 61.12 | 11.756 | 0 | 49.364 | 0 | 0 | 49.364 | 1 | 0 | 0 | 0 | 0
|  |  |  | 30.72 | 61.44 | 0 | 0 | 0 | 0 | 0 | 12.23 | 0.12502 | 0 | 61.44 | 32.57 | 0 | 28.87 | 0 | 0 | 28.87 | 1 | 0 | 0 | 0 | 0
|  |  |  | 32.32 | 64.64 | 0 | 0 | 0 | 0 | 0 | 12.23 | 0.12502 | 0 | 64.64 | 50.207 | 0 | 6.802 | 0 | 0 | 6.802 | 0.72968 | 0 | 7.632 | 0 | 0
|  |  |  | 32.96 | 65.92 | 0 | 0 | 0 | 0 | 0 | 12.23 | 0.12502 | 0 | 65.92 | 60.582 | 0 | 0 | 0 | 0 | 0 | 0.54059 | 0 | 5.338 | 0 | 0
|  |  |  | 32.48 | 64.96 | 0 | 0 | 0 | 0 | 0 | 7.48 | 0.12502 | 0 | 64.96 | 60.582 | 0 | 0 | 0 | 0 | 0 | 0.3855 | 0 | 4.378 | 0 | 0
|  |  |  | 31.68 | 63.36 | 0 | 0 | 0 | 0 | 0 | 7.48 | 0.12502 | 0 | 63.36 | 60.582 | 0 | 0 | 0 | 0 | 0 | 0.28708 | 0 | 2.778 | 0 | 0
|  |  |  | 31.52 | 63.04 | 0 | 0 | 0 | 0 | 0 | 7.48 | 0.10709 | 0 | 63.04 | 60.582 | 0 | 0 | 0 | 0 | 0 | 0.2 | 0 | 2.458 | 0 | 0
|  |  |  | 29.12 | 58.24 | 0 | 0 | 0 | 0 | 0 | 7.48 | 0.10709 | 2.342 | 58.24 | 58.24 | 0 | 0 | 0 | 0 | 0 | 0.27453 | 0 | 0 | 0 | 0
|  |  |  | 17.28 | 34.56 | 0 | 0 | 0 | 0 | 0 | 7.48 | 0.10709 | 12.554 | 34.56 | 34.56 | 0 | 0 | 0 | 0 | 0 | 0.67409 | 0 | 0 | 0 | 0
|  |  |  | 14.72 | 29.44 | 0 | 0 | 0 | 0 | 0 | 7.48 | 0.10709 | 10.24 | 29.44 | 29.44 | 0 | 0 | 0 | 0 | 0 | 1 | 0 | 0 | 0 | 0
|  |  |  | 14.4 | 28.8 | 0 | 0 | 0 | 0 | 0 | 7.48 | 0.10709 | 0 | 28.8 | 28.8 | 0 | 0 | 0 | 0 | 0 | 1 | 0 | 0 | 0 | 0
|  |  |  | 16.96 | 33.92 | 0 | 0 | 0 | 0 | 0 | 7.48 | 0.10709 | 0 | 33.92 | 33.92 | 0 | 0 | 0 | 0 | 0 | 1 | 0 | 0 | 0 | 0
|  |  |  | 18.72 | 37.44 | 0 | 0 | 0 | 0 | 0 | 7.48 | 0.10709 | 0 | 37.44 | 37.44 | 0 | 0 | 0 | 0 | 0 | 1 | 0 | 0 | 0 | 0
|  |  |  | 15.2 | 30.4 | 0 | 0 | 0 | 0 | 0 | 7.48 | 0.10709 | 0 | 30.4 | 30.4 | 0 | 0 | 0 | 0 | 0 | 1 | 0 | 0 | 0 | 0
|  |  |  | 17.92 | 35.84 | 0 | 0 | 0 | 0 | 0 | 7.48 | 0.10709 | 0 | 35.84 | 35.84 | 0 | 0 | 0 | 0 | 0 | 1 | 0 | 0 | 0 | 0
|  |  |  | 22.4 | 44.8 | 0 | 0 | 0 | 0 | 0 | 7.48 | 0.10709 | 0 | 44.8 | 44.8 | 0 | 0 | 0 | 0 | 0 | 1 | 0 | 0 | 0 | 0
|  |  |  | 30.72 | 61.44 | 0 | 0 | 0 | 0 | 0 | 7.48 | 0.10709 | 0 | 61.44 | 60.582 | 0 | 0 | 0 | 0 | 0 | 0.96959 | 0 | 0.858 | 0 | 0
|  |  |  | 30.24 | 60.48 | 0 | 0 | 0 | 0 | 0 | 7.48 | 0.10709 | 0.955 | 60.48 | 52.129 | 0 | 8.351 | 0 | 0 | 8.351 | 1 | 0 | 0 | 0 | 0
|  |  |  | 36.32 | 72.64 | 0 | 0 | 0 | 0 | 0 | 7.48 | 0.10709 | 0 | 72.64 | 42.649 | 0 | 29.991 | 0 | 0 | 29.991 | 1 | 0 | 0 | 0 | 0
|  |  |  | 38 | 76 | 0 | 0 | 0 | 0 | 0 | 7.48 | 0.10709 | 0 | 76 | 27.354 | 0 | 48.646 | 0 | 0 | 48.646 | 1 | 0 | 0 | 0 | 0
|  |  |  | 37.36 | 74.72 | 0 | 0 | 0 | 0 | 0 | 7.48 | 0.12502 | 0 | 74.72 | 13.78 | 0 | 60.94 | 0 | 0 | 60.94 | 1 | 0 | 0 | 0 | 0
|  |  |  | 36.32 | 72.64 | 0 | 0 | 0 | 0 | 0 | 7.48 | 0.12502 | 0 | 72.64 | 3.931 | 0 | 66.368 | 0 | 0 | 66.368 | 0.91709 | 0 | 2.341 | 0 | 0
|  |  |  | 32.48 | 64.96 | 0 | 0 | 0 | 0 | 0 | 7.48 | 0.12502 | 0 | 64.96 | 0 | 0 | 67.565 | 2.605 | 0 | 64.96 | 1 | 0 | 0 | 0 | 0
|  |  |  | 31.84 | 63.68 | 0 | 0 | 0 | 0 | 0 | 7.48 | 0.12502 | 0 | 63.68 | 2.841 | 0 | 60.839 | 0 | 0 | 60.839 | 1 | 0 | 0 | 0 | 0
|  |  |  | 31.04 | 62.08 | 0 | 0 | 0 | 0 | 0 | 12.23 | 0.12502 | 0 | 62.08 | 14.933 | 0 | 47.147 | 0 | 0 | 47.147 | 1 | 0 | 0 | 0 | 0
|  |  |  | 30.56 | 61.12 | 0 | 0 | 0 | 0 | 0 | 12.23 | 0.12502 | 0 | 61.12 | 33.447 | 0 | 27.673 | 0 | 0 | 27.673 | 1 | 0 | 0 | 0 | 0
|  |  |  | 31.84 | 63.68 | 0 | 0 | 0 | 0 | 0 | 12.23 | 0.12502 | 0 | 63.68 | 50.207 | 0 | 6.651 | 0 | 0 | 6.651 | 0.75833 | 0 | 6.823 | 0 | 0
|  |  |  | 31.2 | 62.4 | 0 | 0 | 0 | 0 | 0 | 12.23 | 0.12502 | 0 | 62.4 | 60.582 | 0 | 0 | 0 | 0 | 0 | 0.69392 | 0 | 1.818 | 0 | 0
|  |  |  | 30.24 | 60.48 | 0 | 0 | 0 | 0 | 0 | 7.48 | 0.12502 | 0 | 60.48 | 59.09 | 0 | 0 | 0 | 0 | 0 | 0.64467 | 0 | 1.39 | 0 | 0
|  |  |  | 22.4 | 44.8 | 0 | 0 | 0 | 0 | 0 | 7.48 | 0.12502 | 0 | 44.8 | 32.246 | 0 | 0 | 0 | 0 | 0 | 0.2 | 0 | 12.554 | 0 | 0
|  |  |  | 20.32 | 40.64 | 0 | 0 | 0 | 0 | 0 | 7.48 | 0.10709 | 0 | 40.64 | 40.64 | 0 | 0 | 0 | 0 | 0 | 0.2 | 0 | 0 | 0 | 0
|  |  |  | 20 | 40 | 0 | 0 | 0 | 0 | 0 | 7.48 | 0.10709 | 0 | 40 | 40 | 0 | 0 | 0 | 0 | 0 | 0.2 | 0 | 0 | 0 | 0
|  |  |  | 16.8 | 33.6 | 0 | 0 | 0 | 0 | 0 | 7.48 | 0.10709 | 0 | 33.6 | 33.6 | 0 | 0 | 0 | 0 | 0 | 0.2 | 0 | 0 | 0 | 0
|  |  |  | 14.72 | 29.44 | 0 | 0 | 0 | 0 | 0 | 7.48 | 0.10709 | 0 | 29.44 | 29.44 | 0 | 0 | 0 | 0 | 0 | 0.2 | 0 | 0 | 0 | 0
|  |  |  | 14.5067 | 29.0133 | 0 | 0 | 0 | 0 | 0 | 7.48 | 0.10709 | 0 | 29.013 | 29.013 | 0 | 0 | 0 | 0 | 0 | 0.2 | 0 | 0 | 0 | 0
|  |  |  | 16.5867 | 33.1733 | 0 | 0 | 0 | 0 | 0 | 7.48 | 0.10709 | 0 | 33.173 | 33.173 | 0 | 0 | 0 | 0 | 0 | 0.2 | 0 | 0 | 0 | 0
|  |  |  | 17.44 | 34.88 | 0 | 0 | 0 | 0 | 0 | 7.48 | 0.10709 | 0 | 34.88 | 34.88 | 0 | 0 | 0 | 0 | 0 | 0.2 | 0 | 0 | 0 | 0
|  |  |  | 15.36 | 30.72 | 0 | 0 | 0 | 0 | 0 | 7.48 | 0.10709 | 0 | 30.72 | 30.72 | 0 | 0 | 0 | 0 | 0 | 0.2 | 0 | 0 | 0 | 0
|  |  |  | 18.08 | 36.16 | 0 | 0 | 0 | 0 | 0 | 7.48 | 0.10709 | 0 | 36.16 | 36.16 | 0 | 0 | 0 | 0 | 0 | 0.2 | 0 | 0 | 0 | 0
|  |  |  | 19.68 | 39.36 | 0 | 0 | 0 | 0 | 0 | 7.48 | 0.10709 | 0 | 39.36 | 39.36 | 0 | 0 | 0 | 0 | 0 | 0.2 | 0 | 0 | 0 | 0
|  |  |  | 19.84 | 39.68 | 0 | 0 | 0 | 0 | 0 | 7.48 | 0.10709 | 0 | 39.68 | 39.68 | 0 | 0 | 0 | 0 | 0 | 0.2 | 0 | 0 | 0 | 0
|  |  |  | 18.88 | 37.76 | 0 | 0 | 0 | 0 | 0 | 7.48 | 0.10709 | 0 | 37.76 | 29.472 | 0 | 8.288 | 0 | 0 | 8.288 | 0.2 | 0 | 0 | 0 | 0
|  |  |  | 18.72 | 37.44 | 0 | 0 | 0 | 0 | 0 | 7.48 | 0.10709 | 0 | 37.44 | 7.159 | 0 | 30.281 | 0 | 0 | 30.281 | 0.2 | 0 | 0 | 0 | 0
|  |  |  | 18.4 | 36.8 | 0 | 0 | 0 | 0 | 0 | 7.48 | 0.10709 | 0 | 36.8 | 0 | 0 | 48.948 | 12.148 | 0 | 36.8 | 0.58665 | 0 | 0 | 0 | 0
|  |  |  | 18.56 | 37.12 | 0 | 0 | 0 | 0 | 0 | 7.48 | 0.10709 | 0 | 37.12 | 0 | 10.434 | 49.674 | 12.554 | 0 | 37.12 | 0.98621 | 0 | 0 | 0 | 0
|  |  |  | 17.92 | 35.84 | 0 | 0 | 0 | 0 | 0 | 7.48 | 0.10709 | 0 | 35.84 | 0 | 29.125 | 36.273 | 0.433 | 0 | 35.84 | 1 | 0 | 0 | 0 | 0
|  |  |  | 17.44 | 34.88 | 0 | 0 | 0 | 0 | 0 | 7.48 | 0.10709 | 0 | 34.88 | 0 | 18.363 | 34.88 | 0 | 0 | 34.88 | 1 | 0 | 0 | 0 | 0
|  |  |  | 17.76 | 35.52 | 0 | 0 | 0 | 0 | 0 | 7.48 | 0.10709 | 0 | 35.52 | 0 | 24.765 | 35.52 | 0 | 0 | 35.52 | 1 | 0 | 0 | 0 | 0
|  |  |  | 18.08 | 36.16 | 0 | 0 | 0 | 0 | 0 | 7.48 | 0.10709 | 0 | 36.16 | 0 | 11.062 | 36.16 | 0 | 0 | 36.16 | 1 | 0 | 0 | 0 | 0
|  |  |  | 17.76 | 35.52 | 0 | 0 | 0 | 0 | 0 | 7.48 | 0.10709 | 0 | 35.52 | 7.494 | 0 | 28.026 | 0 | 0 | 28.026 | 1 | 0 | 0 | 0 | 0
|  |  |  | 19.2 | 38.4 | 0 | 0 | 0 | 0 | 0 | 7.48 | 0.10709 | 0 | 38.4 | 31.359 | 0 | 7.041 | 0 | 0 | 7.041 | 1 | 0 | 0 | 0 | 0
|  |  |  | 19.36 | 38.72 | 0 | 0 | 0 | 0 | 0 | 7.48 | 0.10709 | 0 | 38.72 | 38.72 | 0 | 0 | 0 | 0 | 0 | 1 | 0 | 0 | 0 | 0
|  |  |  | 20.16 | 40.32 | 0 | 0 | 0 | 0 | 0 | 7.48 | 0.10709 | 0 | 40.32 | 40.32 | 0 | 0 | 0 | 0 | 0 | 1 | 0 | 0 | 0 | 0
|  |  |  | 18.72 | 37.44 | 0 | 0 | 0 | 0 | 0 | 7.48 | 0.10709 | 0 | 37.44 | 37.44 | 0 | 0 | 0 | 0 | 0 | 1 | 0 | 0 | 0 | 0
|  |  |  | 18.72 | 37.44 | 0 | 0 | 0 | 0 | 0 | 7.48 | 0.10709 | 0 | 37.44 | 37.44 | 0 | 0 | 0 | 0 | 0 | 1 | 0 | 0 | 0 | 0
|  |  |  | 18.4 | 36.8 | 0 | 0 | 0 | 0 | 0 | 7.48 | 0.10709 | 0 | 36.8 | 36.8 | 0 | 0 | 0 | 0 | 0 | 1 | 0 | 0 | 0 | 0
|  |  |  | 14.4 | 28.8 | 0 | 0 | 0 | 0 | 0 | 7.48 | 0.10709 | 0 | 28.8 | 28.8 | 0 | 0 | 0 | 0 | 0 | 1 | 0 | 0 | 0 | 0
|  |  |  | 13.12 | 26.24 | 0 | 0 | 0 | 0 | 0 | 7.48 | 0.10709 | 0 | 26.24 | 26.24 | 0 | 0 | 0 | 0 | 0 | 1 | 0 | 0 | 0 | 0
|  |  |  | 10.72 | 21.44 | 0 | 0 | 0 | 0 | 0 | 7.48 | 0.10709 | 0 | 21.44 | 21.44 | 0 | 0 | 0 | 0 | 0 | 1 | 0 | 0 | 0 | 0
|  |  |  | 16 | 32 | 0 | 0 | 0 | 0 | 0 | 7.48 | 0.10709 | 0 | 32 | 32 | 0 | 0 | 0 | 0 | 0 | 1 | 0 | 0 | 0 | 0
|  |  |  | 13.28 | 26.56 | 0 | 0 | 0 | 0 | 0 | 7.48 | 0.10709 | 0 | 26.56 | 26.56 | 0 | 0 | 0 | 0 | 0 | 1 | 0 | 0 | 0 | 0
|  |  |  | 13.28 | 26.56 | 0 | 0 | 0 | 0 | 0 | 7.48 | 0.10709 | 0 | 26.56 | 26.56 | 0 | 0 | 0 | 0 | 0 | 1 | 0 | 0 | 0 | 0
|  |  |  | 17.28 | 34.56 | 0 | 0 | 0 | 0 | 0 | 7.48 | 0.10709 | 0 | 34.56 | 34.56 | 0 | 0 | 0 | 0 | 0 | 1 | 0 | 0 | 0 | 0
|  |  |  | 20.48 | 40.96 | 0 | 0 | 0 | 0 | 0 | 7.48 | 0.10709 | 0 | 40.96 | 40.96 | 0 | 0 | 0 | 0 | 0 | 1 | 0 | 0 | 0 | 0
|  |  |  | 31.04 | 62.08 | 0 | 0 | 0 | 0 | 0 | 7.48 | 0.10709 | 0 | 62.08 | 60.582 | 0 | 0 | 0 | 0 | 0 | 0.94692 | 0 | 1.498 | 0 | 0
|  |  |  | 30.56 | 61.12 | 0 | 0 | 0 | 0 | 0 | 7.48 | 0.10709 | 0 | 61.12 | 56.762 | 0 | 4.358 | 0 | 0 | 4.358 | 0.94692 | 0 | 0 | 0 | 0
|  |  |  | 38.08 | 76.16 | 0 | 0 | 0 | 0 | 0 | 7.48 | 0.10709 | 0 | 76.16 | 45.804 | 0 | 30.356 | 0 | 0 | 30.356 | 0.94692 | 0 | 0 | 0 | 0
|  |  |  | 36.64 | 73.28 | 0 | 0 | 0 | 0 | 0 | 7.48 | 0.10709 | 0 | 73.28 | 23.727 | 0 | 49.553 | 0 | 0 | 49.553 | 0.94692 | 0 | 0 | 0 | 0
|  |  |  | 35.68 | 71.36 | 0 | 0 | 0 | 0 | 0 | 7.48 | 0.10709 | 0 | 71.36 | 4.142 | 0 | 61.506 | 0 | 0 | 61.506 | 0.74461 | 0 | 5.712 | 0 | 0
|  |  |  | 31.84 | 63.68 | 0 | 0 | 0 | 0 | 0 | 7.48 | 0.10709 | 0 | 63.68 | 0 | 0 | 65.713 | 2.033 | 0 | 63.68 | 0.80933 | 0 | 0 | 0 | 0
|  |  |  | 30.4 | 60.8 | 0 | 0 | 0 | 0 | 0 | 7.48 | 0.10709 | 0 | 60.8 | 0 | 0 | 65.197 | 4.397 | 0 | 60.8 | 0.94927 | 0 | 0 | 0 | 0
|  |  |  | 28.64 | 57.28 | 0 | 0 | 0 | 0 | 0 | 7.48 | 0.10709 | 0 | 57.28 | 0 | 0 | 58.874 | 1.594 | 0 | 57.28 | 1 | 0 | 0 | 0 | 0
|  |  |  | 29.28 | 58.56 | 0 | 0 | 0 | 0 | 0 | 7.48 | 0.10709 | 0 | 58.56 | 13.479 | 0 | 45.081 | 0 | 0 | 45.081 | 1 | 0 | 0 | 0 | 0
|  |  |  | 29.44 | 58.88 | 0 | 0 | 0 | 0 | 0 | 7.48 | 0.10709 | 0 | 58.88 | 38.348 | 0 | 20.532 | 0 | 0 | 20.532 | 1 | 0 | 0 | 0 | 0
|  |  |  | 30.08 | 60.16 | 0 | 0 | 0 | 0 | 0 | 7.48 | 0.10709 | 0 | 60.16 | 52.766 | 0 | 7.394 | 0 | 0 | 7.394 | 1 | 0 | 0 | 0 | 0
|  |  |  | 30.08 | 60.16 | 0 | 0 | 0 | 0 | 0 | 7.48 | 0.10709 | 0 | 60.16 | 60.16 | 0 | 0 | 0 | 0 | 0 | 1 | 0 | 0 | 0 | 0
|  |  |  | 29.28 | 58.56 | 0 | 0 | 0 | 0 | 0 | 7.48 | 0.10709 | 0 | 58.56 | 58.56 | 0 | 0 | 0 | 0 | 0 | 1 | 0 | 0 | 0 | 0
|  |  |  | 28.64 | 57.28 | 0 | 0 | 0 | 0 | 0 | 7.48 | 0.10709 | 0 | 57.28 | 57.28 | 0 | 0 | 0 | 0 | 0 | 1 | 0 | 0 | 0 | 0
|  |  |  | 29.44 | 58.88 | 0 | 0 | 0 | 0 | 0 | 7.48 | 0.10709 | 0 | 58.88 | 58.88 | 0 | 0 | 0 | 0 | 0 | 1 | 0 | 0 | 0 | 0
|  |  |  | 26.56 | 53.12 | 0 | 0 | 0 | 0 | 0 | 7.48 | 0.10709 | 0 | 53.12 | 53.12 | 0 | 0 | 0 | 0 | 0 | 1 | 0 | 0 | 0 | 0
|  |  |  | 15.36 | 30.72 | 0 | 0 | 0 | 0 | 0 | 7.48 | 0.10709 | 0 | 30.72 | 30.72 | 0 | 0 | 0 | 0 | 0 | 1 | 0 | 0 | 0 | 0
|  |  |  | 13.76 | 27.52 | 0 | 0 | 0 | 0 | 0 | 7.48 | 0.10709 | 0 | 27.52 | 27.52 | 0 | 0 | 0 | 0 | 0 | 1 | 0 | 0 | 0 | 0
|  |  |  | 13.6 | 27.2 | 0 | 0 | 0 | 0 | 0 | 7.48 | 0.10709 | 0 | 27.2 | 27.2 | 0 | 0 | 0 | 0 | 0 | 1 | 0 | 0 | 0 | 0
|  |  |  | 13.6 | 27.2 | 0 | 0 | 0 | 0 | 0 | 7.48 | 0.10709 | 0 | 27.2 | 27.2 | 0 | 0 | 0 | 0 | 0 | 1 | 0 | 0 | 0 | 0
|  |  |  | 12.32 | 24.64 | 0 | 0 | 0 | 0 | 0 | 7.48 | 0.10709 | 0 | 24.64 | 24.64 | 0 | 0 | 0 | 0 | 0 | 1 | 0 | 0 | 0 | 0
|  |  |  | 13.6 | 27.2 | 0 | 0 | 0 | 0 | 0 | 7.48 | 0.10709 | 0 | 27.2 | 27.2 | 0 | 0 | 0 | 0 | 0 | 1 | 0 | 0 | 0 | 0
|  |  |  | 18.4 | 36.8 | 0 | 0 | 0 | 0 | 0 | 7.48 | 0.10709 | 0 | 36.8 | 36.8 | 0 | 0 | 0 | 0 | 0 | 1 | 0 | 0 | 0 | 0
|  |  |  | 23.68 | 47.36 | 0 | 0 | 0 | 0 | 0 | 7.48 | 0.10709 | 0 | 47.36 | 47.36 | 0 | 0 | 0 | 0 | 0 | 1 | 0 | 0 | 0 | 0
|  |  |  | 27.2 | 54.4 | 0 | 0 | 0 | 0 | 0 | 7.48 | 0.10709 | 0 | 54.4 | 54.4 | 0 | 0 | 0 | 0 | 0 | 1 | 0 | 0 | 0 | 0
|  |  |  | 29.6 | 59.2 | 0 | 0 | 0 | 0 | 0 | 7.48 | 0.10709 | 0 | 59.2 | 50.811 | 0 | 8.389 | 0 | 0 | 8.389 | 1 | 0 | 0 | 0 | 0
|  |  |  | 33.6 | 67.2 | 0 | 0 | 0 | 0 | 0 | 7.48 | 0.10709 | 0 | 67.2 | 36.504 | 0 | 30.696 | 0 | 0 | 30.696 | 1 | 0 | 0 | 0 | 0
|  |  |  | 34.88 | 69.76 | 0 | 0 | 0 | 0 | 0 | 7.48 | 0.10709 | 0 | 69.76 | 20.157 | 0 | 49.603 | 0 | 0 | 49.603 | 1 | 0 | 0 | 0 | 0
|  |  |  | 34.4 | 68.8 | 0 | 0 | 0 | 0 | 0 | 7.48 | 0.12502 | 0 | 68.8 | 6.765 | 0 | 62.035 | 0 | 0 | 62.035 | 1 | 0 | 0 | 0 | 0
|  |  |  | 34.72 | 69.44 | 0 | 0 | 0 | 0 | 0 | 7.48 | 0.12502 | 0 | 69.44 | 2.87 | 0 | 66.57 | 0 | 0 | 66.57 | 1 | 0 | 0 | 0 | 0
|  |  |  | 35.84 | 71.68 | 0 | 0 | 0 | 0 | 0 | 7.48 | 0.12502 | 0 | 71.68 | 5.74 | 0 | 65.94 | 0 | 0 | 65.94 | 1 | 0 | 0 | 0 | 0
|  |  |  | 33.28 | 66.56 | 0 | 0 | 0 | 0 | 0 | 7.48 | 0.12502 | 0 | 66.56 | 8.921 | 0 | 57.639 | 0 | 0 | 57.639 | 1 | 0 | 0 | 0 | 0
|  |  |  | 31.52 | 63.04 | 0 | 0 | 0 | 0 | 0 | 12.23 | 0.12502 | 0 | 63.04 | 17.329 | 0 | 45.711 | 0 | 0 | 45.711 | 1 | 0 | 0 | 0 | 0
|  |  |  | 31.68 | 63.36 | 0 | 0 | 0 | 0 | 0 | 12.23 | 0.12502 | 0 | 63.36 | 35.233 | 0 | 28.127 | 0 | 0 | 28.127 | 1 | 0 | 0 | 0 | 0
|  |  |  | 32.8 | 65.6 | 0 | 0 | 0 | 0 | 0 | 12.23 | 0.12502 | 0 | 65.6 | 50.207 | 0 | 7.57 | 0 | 0 | 7.57 | 0.7229 | 0 | 7.823 | 0 | 0
|  |  |  | 32.8 | 65.6 | 0 | 0 | 0 | 0 | 0 | 12.23 | 0.12502 | 0 | 65.6 | 60.582 | 0 | 0 | 0 | 0 | 0 | 0.54514 | 0 | 5.018 | 0 | 0
|  |  |  | 32.64 | 65.28 | 0 | 0 | 0 | 0 | 0 | 7.48 | 0.12502 | 0 | 65.28 | 60.582 | 0 | 0 | 0 | 0 | 0 | 0.37871 | 0 | 4.698 | 0 | 0
|  |  |  | 32 | 64 | 0 | 0 | 0 | 0 | 0 | 7.48 | 0.12502 | 0 | 64 | 58.955 | 0 | 0 | 0 | 0 | 0 | 0.2 | 0 | 5.045 | 0 | 0
|  |  |  | 29.76 | 59.52 | 0 | 0 | 0 | 0 | 0 | 7.48 | 0.10709 | 1.062 | 59.52 | 59.52 | 0 | 0 | 0 | 0 | 0 | 0.23379 | 0 | 0 | 0 | 0
|  |  |  | 24.64 | 49.28 | 0 | 0 | 0 | 0 | 0 | 7.48 | 0.10709 | 4.575 | 49.28 | 49.28 | 0 | 0 | 0 | 0 | 0 | 0.37941 | 0 | 0 | 0 | 0
|  |  |  | 18.72 | 37.44 | 0 | 0 | 0 | 0 | 0 | 7.48 | 0.10709 | 0 | 37.44 | 37.44 | 0 | 0 | 0 | 0 | 0 | 0.37941 | 0 | 0 | 0 | 0
|  |  |  | 13.92 | 27.84 | 0 | 0 | 0 | 0 | 0 | 7.48 | 0.10709 | 0 | 27.84 | 27.84 | 0 | 0 | 0 | 0 | 0 | 0.37941 | 0 | 0 | 0 | 0
|  |  |  | 13.12 | 26.24 | 0 | 0 | 0 | 0 | 0 | 7.48 | 0.10709 | 0 | 26.24 | 26.24 | 0 | 0 | 0 | 0 | 0 | 0.37941 | 0 | 0 | 0 | 0
|  |  |  | 12.48 | 24.96 | 0 | 0 | 0 | 0 | 0 | 7.48 | 0.10709 | 0 | 24.96 | 24.96 | 0 | 0 | 0 | 0 | 0 | 0.37941 | 0 | 0 | 0 | 0
|  |  |  | 12.32 | 24.64 | 0 | 0 | 0 | 0 | 0 | 7.48 | 0.10709 | 0 | 24.64 | 24.64 | 0 | 0 | 0 | 0 | 0 | 0.37941 | 0 | 0 | 0 | 0
|  |  |  | 13.28 | 26.56 | 0 | 0 | 0 | 0 | 0 | 7.48 | 0.10709 | 0 | 26.56 | 26.56 | 0 | 0 | 0 | 0 | 0 | 0.37941 | 0 | 0 | 0 | 0
|  |  |  | 19.04 | 38.08 | 0 | 0 | 0 | 0 | 0 | 7.48 | 0.10709 | 0 | 38.08 | 38.08 | 0 | 0 | 0 | 0 | 0 | 0.37941 | 0 | 0 | 0 | 0
|  |  |  | 21.28 | 42.56 | 0 | 0 | 0 | 0 | 0 | 7.48 | 0.10709 | 0 | 42.56 | 42.56 | 0 | 0 | 0 | 0 | 0 | 0.37941 | 0 | 0 | 0 | 0
|  |  |  | 22.4 | 44.8 | 0 | 0 | 0 | 0 | 0 | 7.48 | 0.10709 | 0 | 44.8 | 44.8 | 0 | 0 | 0 | 0 | 0 | 0.37941 | 0 | 0 | 0 | 0
|  |  |  | 28.64 | 57.28 | 0 | 0 | 0 | 0 | 0 | 7.48 | 0.10709 | 0 | 57.28 | 49.294 | 0 | 7.986 | 0 | 0 | 7.986 | 0.37941 | 0 | 0 | 0 | 0
|  |  |  | 27.68 | 55.36 | 0 | 0 | 0 | 0 | 0 | 7.48 | 0.10709 | 0 | 55.36 | 25.747 | 0 | 29.613 | 0 | 0 | 29.613 | 0.37941 | 0 | 0 | 0 | 0
|  |  |  | 28.48 | 56.96 | 0 | 0 | 0 | 0 | 0 | 7.48 | 0.10709 | 0 | 56.96 | 8.264 | 0 | 48.696 | 0 | 0 | 48.696 | 0.37941 | 0 | 0 | 0 | 0
|  |  |  | 27.68 | 55.36 | 0 | 0 | 0 | 0 | 0 | 7.48 | 0.12502 | 0 | 55.36 | 0 | 0 | 60.587 | 5.227 | 0 | 55.36 | 0.54577 | 0 | 0 | 0 | 0
|  |  |  | 26.72 | 53.44 | 0 | 0 | 0 | 0 | 0 | 7.48 | 0.12502 | 0 | 53.44 | 0 | 0 | 63.862 | 10.422 | 0 | 53.44 | 0.87747 | 0 | 0 | 0 | 0
|  |  |  | 25.44 | 50.88 | 0 | 0 | 0 | 0 | 0 | 7.48 | 0.12502 | 0 | 50.88 | 0 | 0 | 54.73 | 3.85 | 0 | 50.88 | 1 | 0 | 0 | 0 | 0
|  |  |  | 25.12 | 50.24 | 0 | 0 | 0 | 0 | 0 | 7.48 | 0.12502 | 0 | 50.24 | 1.708 | 0 | 48.532 | 0 | 0 | 48.532 | 1 | 0 | 0 | 0 | 0
|  |  |  | 25.12 | 50.24 | 0 | 0 | 0 | 0 | 0 | 12.23 | 0.12502 | 0 | 50.24 | 20.211 | 0 | 30.029 | 0 | 0 | 30.029 | 1 | 0 | 0 | 0 | 0
|  |  |  | 25.12 | 50.24 | 0 | 0 | 0 | 0 | 0 | 12.23 | 0.12502 | 0 | 50.24 | 38.538 | 0 | 11.702 | 0 | 0 | 11.702 | 1 | 0 | 0 | 0 | 0
|  |  |  | 26.24 | 52.48 | 0 | 0 | 0 | 0 | 0 | 12.23 | 0.12502 | 0 | 52.48 | 49.192 | 0 | 3.288 | 0 | 0 | 3.288 | 1 | 0 | 0 | 0 | 0
|  |  |  | 26.88 | 53.76 | 0 | 0 | 0 | 0 | 0 | 12.23 | 0.12502 | 0 | 53.76 | 53.76 | 0 | 0 | 0 | 0 | 0 | 1 | 0 | 0 | 0 | 0
|  |  |  | 26.24 | 52.48 | 0 | 0 | 0 | 0 | 0 | 7.48 | 0.12502 | 0 | 52.48 | 42.448 | 0 | 0 | 0 | 0 | 0 | 0.64467 | 0 | 10.032 | 0 | 0
|  |  |  | 26.88 | 53.76 | 0 | 0 | 0 | 0 | 0 | 7.48 | 0.12502 | 0 | 53.76 | 41.206 | 0 | 0 | 0 | 0 | 0 | 0.2 | 0 | 12.554 | 0 | 0
|  |  |  | 26.88 | 53.76 | 0 | 0 | 0 | 0 | 0 | 7.48 | 0.10709 | 0 | 53.76 | 53.76 | 0 | 0 | 0 | 0 | 0 | 0.2 | 0 | 0 | 0 | 0
|  |  |  | 26.88 | 53.76 | 0 | 0 | 0 | 0 | 0 | 7.48 | 0.10709 | 0 | 53.76 | 53.76 | 0 | 0 | 0 | 0 | 0 | 0.2 | 0 | 0 | 0 | 0
|  |  |  | 21.76 | 43.52 | 0 | 0 | 0 | 0 | 0 | 7.48 | 0.10709 | 0 | 43.52 | 43.52 | 0 | 0 | 0 | 0 | 0 | 0.2 | 0 | 0 | 0 | 0
|  |  |  | 20.48 | 40.96 | 0 | 0 | 0 | 0 | 0 | 7.48 | 0.10709 | 0 | 40.96 | 40.96 | 0 | 0 | 0 | 0 | 0 | 0.2 | 0 | 0 | 0 | 0
|  |  |  | 19.52 | 39.04 | 0 | 0 | 0 | 0 | 0 | 7.48 | 0.10709 | 0 | 39.04 | 39.04 | 0 | 0 | 0 | 0 | 0 | 0.2 | 0 | 0 | 0 | 0
|  |  |  | 18.08 | 36.16 | 0 | 0 | 0 | 0 | 0 | 7.48 | 0.10709 | 0 | 36.16 | 36.16 | 0 | 0 | 0 | 0 | 0 | 0.2 | 0 | 0 | 0 | 0
|  |  |  | 18.4 | 36.8 | 0 | 0 | 0 | 0 | 0 | 7.48 | 0.10709 | 0 | 36.8 | 36.8 | 0 | 0 | 0 | 0 | 0 | 0.2 | 0 | 0 | 0 | 0
|  |  |  | 19.2 | 38.4 | 0 | 0 | 0 | 0 | 0 | 7.48 | 0.10709 | 0 | 38.4 | 38.4 | 0 | 0 | 0 | 0 | 0 | 0.2 | 0 | 0 | 0 | 0
|  |  |  | 25.12 | 50.24 | 0 | 0 | 0 | 0 | 0 | 7.48 | 0.10709 | 0 | 50.24 | 50.24 | 0 | 0 | 0 | 0 | 0 | 0.2 | 0 | 0 | 0 | 0
|  |  |  | 27.04 | 54.08 | 0 | 0 | 0 | 0 | 0 | 7.48 | 0.10709 | 0 | 54.08 | 54.08 | 0 | 0 | 0 | 0 | 0 | 0.2 | 0 | 0 | 0 | 0
|  |  |  | 22.56 | 45.12 | 0 | 0 | 0 | 0 | 0 | 7.48 | 0.10709 | 0 | 45.12 | 45.12 | 0 | 0 | 0 | 0 | 0 | 0.2 | 0 | 0 | 0 | 0
|  |  |  | 20.48 | 40.96 | 0 | 0 | 0 | 0 | 0 | 7.48 | 0.10709 | 0 | 40.96 | 38.932 | 0 | 2.028 | 0 | 0 | 2.028 | 0.2 | 0 | 0 | 0 | 0
|  |  |  | 20 | 40 | 0 | 0 | 0 | 0 | 0 | 7.48 | 0.10709 | 0 | 40 | 22.328 | 0 | 17.672 | 0 | 0 | 17.672 | 0.2 | 0 | 0 | 0 | 0
|  |  |  | 19.84 | 39.68 | 0 | 0 | 0 | 0 | 0 | 7.48 | 0.10709 | 0 | 39.68 | 0 | 0 | 45.119 | 5.439 | 0 | 39.68 | 0.37311 | 0 | 0 | 0 | 0
|  |  |  | 19.84 | 39.68 | 0 | 0 | 0 | 0 | 0 | 7.48 | 0.12502 | 0 | 39.68 | 0 | 4.725 | 52.234 | 12.554 | 0 | 39.68 | 0.77267 | 0 | 0 | 0 | 0
|  |  |  | 19.84 | 39.68 | 0 | 0 | 0 | 0 | 0 | 7.48 | 0.12502 | 0 | 39.68 | 0 | 17.442 | 46.822 | 7.142 | 0 | 39.68 | 1 | 0 | 0 | 0 | 0
|  |  |  | 19.52 | 39.04 | 0 | 0 | 0 | 0 | 0 | 7.48 | 0.12502 | 0 | 39.04 | 0 | 24.986 | 39.04 | 0 | 0 | 39.04 | 1 | 0 | 0 | 0 | 0
|  |  |  | 19.36 | 38.72 | 0 | 0 | 0 | 0 | 0 | 7.48 | 0.12502 | 0 | 38.72 | 0 | 19.222 | 38.72 | 0 | 0 | 38.72 | 1 | 0 | 0 | 0 | 0
|  |  |  | 20.16 | 40.32 | 0 | 0 | 0 | 0 | 0 | 12.23 | 0.12502 | 0 | 40.32 | 0 | 5 | 40.32 | 0 | 0 | 40.32 | 1 | 0 | 0 | 0 | 0
|  |  |  | 19.84 | 39.68 | 0 | 0 | 0 | 0 | 0 | 12.23 | 0.12502 | 0 | 39.68 | 21.63 | 0 | 18.05 | 0 | 0 | 18.05 | 1 | 0 | 0 | 0 | 0
|  |  |  | 20.48 | 40.96 | 0 | 0 | 0 | 0 | 0 | 12.23 | 0.12502 | 0 | 40.96 | 40.62 | 0 | 0.34 | 0 | 0 | 0.34 | 1 | 0 | 0 | 0 | 0
|  |  |  | 20.8 | 41.6 | 0 | 0 | 0 | 0 | 0 | 12.23 | 0.12502 | 0 | 41.6 | 41.6 | 0 | 0 | 0 | 0 | 0 | 1 | 0 | 0 | 0 | 0
|  |  |  | 20.8 | 41.6 | 0 | 0 | 0 | 0 | 0 | 7.48 | 0.12502 | 0 | 41.6 | 31.568 | 0 | 0 | 0 | 0 | 0 | 0.64467 | 0 | 10.032 | 0 | 0
|  |  |  | 20.8 | 41.6 | 0 | 0 | 0 | 0 | 0 | 7.48 | 0.12502 | 0 | 41.6 | 29.046 | 0 | 0 | 0 | 0 | 0 | 0.2 | 0 | 12.554 | 0 | 0
|  |  |  | 20.96 | 41.92 | 0 | 0 | 0 | 0 | 0 | 7.48 | 0.10709 | 12.554 | 41.92 | 41.92 | 0 | 0 | 0 | 0 | 0 | 0.59956 | 0 | 0 | 0 | 0
|  |  |  | 21.28 | 42.56 | 0 | 0 | 0 | 0 | 0 | 7.48 | 0.10709 | 12.554 | 42.56 | 42.56 | 0 | 0 | 0 | 0 | 0 | 0.99913 | 0 | 0 | 0 | 0
|  |  |  | 16.8 | 33.6 | 0 | 0 | 0 | 0 | 0 | 7.48 | 0.10709 | 0.027 | 33.6 | 33.6 | 0 | 0 | 0 | 0 | 0 | 1 | 0 | 0 | 0 | 0
|  |  |  | 14.08 | 28.16 | 0 | 0 | 0 | 0 | 0 | 7.48 | 0.10709 | 0 | 28.16 | 28.16 | 0 | 0 | 0 | 0 | 0 | 1 | 0 | 0 | 0 | 0
|  |  |  | 14.08 | 28.16 | 0 | 0 | 0 | 0 | 0 | 7.48 | 0.10709 | 0 | 28.16 | 28.16 | 0 | 0 | 0 | 0 | 0 | 1 | 0 | 0 | 0 | 0
|  |  |  | 15.5733 | 31.1467 | 0 | 0 | 0 | 0 | 0 | 7.48 | 0.10709 | 0 | 31.147 | 31.147 | 0 | 0 | 0 | 0 | 0 | 1 | 0 | 0 | 0 | 0
|  |  |  | 14.4 | 28.8 | 0 | 0 | 0 | 0 | 0 | 7.48 | 0.10709 | 0 | 28.8 | 28.8 | 0 | 0 | 0 | 0 | 0 | 1 | 0 | 0 | 0 | 0
|  |  |  | 13.7067 | 27.4133 | 0 | 0 | 0 | 0 | 0 | 7.48 | 0.10709 | 0 | 27.413 | 27.413 | 0 | 0 | 0 | 0 | 0 | 1 | 0 | 0 | 0 | 0
|  |  |  | 18.1867 | 36.3733 | 0 | 0 | 0 | 0 | 0 | 7.48 | 0.10709 | 0 | 36.373 | 36.373 | 0 | 0 | 0 | 0 | 0 | 1 | 0 | 0 | 0 | 0
|  |  |  | 22.0267 | 44.0533 | 0 | 0 | 0 | 0 | 0 | 7.48 | 0.10709 | 0 | 44.053 | 44.053 | 0 | 0 | 0 | 0 | 0 | 1 | 0 | 0 | 0 | 0
|  |  |  | 22.24 | 44.48 | 0 | 0 | 0 | 0 | 0 | 7.48 | 0.10709 | 0 | 44.48 | 44.48 | 0 | 0 | 0 | 0 | 0 | 1 | 0 | 0 | 0 | 0
|  |  |  | 19.84 | 39.68 | 0 | 0 | 0 | 0 | 0 | 7.48 | 0.10709 | 0 | 39.68 | 32.878 | 0 | 6.802 | 0 | 0 | 6.802 | 1 | 0 | 0 | 0 | 0
|  |  |  | 18.9333 | 37.8667 | 0 | 0 | 0 | 0 | 0 | 7.48 | 0.10709 | 0 | 37.867 | 10.445 | 0 | 27.422 | 0 | 0 | 27.422 | 1 | 0 | 0 | 0 | 0
|  |  |  | 21.7067 | 43.4133 | 0 | 0 | 0 | 0 | 0 | 7.48 | 0.10709 | 0 | 43.413 | 10.613 | 0 | 32.8 | 0 | 0 | 32.8 | 1 | 0 | 0 | 0 | 0
|  |  |  | 29.12 | 58.24 | 0 | 0 | 0 | 0 | 0 | 7.48 | 0.12502 | 0 | 58.24 | 15.275 | 0 | 42.965 | 0 | 0 | 42.965 | 1 | 0 | 0 | 0 | 0
|  |  |  | 30.4 | 60.8 | 0 | 0 | 0 | 0 | 0 | 7.48 | 0.12502 | 0 | 60.8 | 5.352 | 0 | 55.448 | 0 | 0 | 55.448 | 1 | 0 | 0 | 0 | 0
|  |  |  | 31.36 | 62.72 | 0 | 0 | 0 | 0 | 0 | 7.48 | 0.12502 | 0 | 62.72 | 14.112 | 0 | 48.608 | 0 | 0 | 48.608 | 1 | 0 | 0 | 0 | 0
|  |  |  | 30.56 | 61.12 | 0 | 0 | 0 | 0 | 0 | 7.48 | 0.12502 | 0 | 61.12 | 18.016 | 0 | 43.104 | 0 | 0 | 43.104 | 1 | 0 | 0 | 0 | 0
|  |  |  | 30.56 | 61.12 | 0 | 0 | 0 | 0 | 0 | 12.23 | 0.12502 | 0 | 61.12 | 24.025 | 0 | 37.095 | 0 | 0 | 37.095 | 1 | 0 | 0 | 0 | 0
|  |  |  | 30.72 | 61.44 | 0 | 0 | 0 | 0 | 0 | 12.23 | 0.12502 | 0 | 61.44 | 32.482 | 0 | 28.958 | 0 | 0 | 28.958 | 1 | 0 | 0 | 0 | 0
|  |  |  | 32.32 | 64.64 | 0 | 0 | 0 | 0 | 0 | 12.23 | 0.12502 | 0 | 64.64 | 50.207 | 0 | 7.873 | 0 | 0 | 7.873 | 0.76761 | 0 | 6.561 | 0 | 0
|  |  |  | 32.96 | 65.92 | 0 | 0 | 0 | 0 | 0 | 12.23 | 0.12502 | 0 | 65.92 | 60.582 | 0 | 0 | 0 | 0 | 0 | 0.57851 | 0 | 5.338 | 0 | 0
|  |  |  | 32.48 | 64.96 | 0 | 0 | 0 | 0 | 0 | 7.48 | 0.12502 | 0 | 64.96 | 60.582 | 0 | 0 | 0 | 0 | 0 | 0.42342 | 0 | 4.378 | 0 | 0
|  |  |  | 31.68 | 63.36 | 0 | 0 | 0 | 0 | 0 | 7.48 | 0.12502 | 0 | 63.36 | 59.511 | 0 | 0 | 0 | 0 | 0 | 0.28708 | 0 | 3.849 | 0 | 0
|  |  |  | 31.52 | 63.04 | 0 | 0 | 0 | 0 | 0 | 7.48 | 0.10709 | 0 | 63.04 | 60.582 | 0 | 0 | 0 | 0 | 0 | 0.2 | 0 | 2.458 | 0 | 0
|  |  |  | 29.12 | 58.24 | 0 | 0 | 0 | 0 | 0 | 7.48 | 0.10709 | 2.342 | 58.24 | 58.24 | 0 | 0 | 0 | 0 | 0 | 0.27453 | 0 | 0 | 0 | 0
|  |  |  | 17.28 | 34.56 | 0 | 0 | 0 | 0 | 0 | 7.48 | 0.10709 | 12.554 | 34.56 | 34.56 | 0 | 0 | 0 | 0 | 0 | 0.67409 | 0 | 0 | 0 | 0
|  |  |  | 14.72 | 29.44 | 0 | 0 | 0 | 0 | 0 | 7.48 | 0.10709 | 10.24 | 29.44 | 29.44 | 0 | 0 | 0 | 0 | 0 | 1 | 0 | 0 | 0 | 0
|  |  |  | 14.4 | 28.8 | 0 | 0 | 0 | 0 | 0 | 7.48 | 0.10709 | 0 | 28.8 | 28.8 | 0 | 0 | 0 | 0 | 0 | 1 | 0 | 0 | 0 | 0
|  |  |  | 16.96 | 33.92 | 0 | 0 | 0 | 0 | 0 | 7.48 | 0.10709 | 0 | 33.92 | 33.92 | 0 | 0 | 0 | 0 | 0 | 1 | 0 | 0 | 0 | 0
|  |  |  | 18.72 | 37.44 | 0 | 0 | 0 | 0 | 0 | 7.48 | 0.10709 | 0 | 37.44 | 37.44 | 0 | 0 | 0 | 0 | 0 | 1 | 0 | 0 | 0 | 0
|  |  |  | 15.2 | 30.4 | 0 | 0 | 0 | 0 | 0 | 7.48 | 0.10709 | 0 | 30.4 | 30.4 | 0 | 0 | 0 | 0 | 0 | 1 | 0 | 0 | 0 | 0
|  |  |  | 17.92 | 35.84 | 0 | 0 | 0 | 0 | 0 | 7.48 | 0.10709 | 0 | 35.84 | 35.84 | 0 | 0 | 0 | 0 | 0 | 1 | 0 | 0 | 0 | 0
|  |  |  | 22.4 | 44.8 | 0 | 0 | 0 | 0 | 0 | 7.48 | 0.10709 | 0 | 44.8 | 44.8 | 0 | 0 | 0 | 0 | 0 | 1 | 0 | 0 | 0 | 0
|  |  |  | 30.72 | 61.44 | 0 | 0 | 0 | 0 | 0 | 7.48 | 0.10709 | 0 | 61.44 | 60.582 | 0 | 0 | 0 | 0 | 0 | 0.96959 | 0 | 0.858 | 0 | 0
|  |  |  | 30.24 | 60.48 | 0 | 0 | 0 | 0 | 0 | 7.48 | 0.10709 | 0.955 | 60.48 | 57.885 | 0 | 2.595 | 0 | 0 | 2.595 | 1 | 0 | 0 | 0 | 0
|  |  |  | 36.32 | 72.64 | 0 | 0 | 0 | 0 | 0 | 7.48 | 0.10709 | 0 | 72.64 | 60.582 | 0 | 1.461 | 0 | 0 | 1.461 | 0.62463 | 0 | 10.597 | 0 | 0
|  |  |  | 38 | 76 | 0 | 0 | 0 | 0 | 0 | 7.48 | 0.10709 | 0 | 76 | 60.582 | 0 | 8.54 | 0 | 0 | 8.54 | 0.38099 | 0 | 6.878 | 0 | 0
|  |  |  | 37.36 | 74.72 | 0 | 0 | 0 | 0 | 0 | 7.48 | 0.12502 | 12.489 | 74.72 | 48.092 | 0 | 26.628 | 0 | 0 | 26.628 | 0.77851 | 0 | 0 | 0 | 0
|  |  |  | 36.32 | 72.64 | 0 | 0 | 0 | 0 | 0 | 7.48 | 0.12502 | 0 | 72.64 | 60.582 | 0 | 15.505 | 3.447 | 0 | 12.058 | 0.88822 | 0 | 0 | 0 | 0
|  |  |  | 32.48 | 64.96 | 0 | 0 | 0 | 0 | 0 | 7.48 | 0.12502 | 0 | 64.96 | 50.888 | 0 | 17.584 | 3.512 | 0 | 14.072 | 1 | 0 | 0 | 0 | 0
|  |  |  | 31.84 | 63.68 | 0 | 0 | 0 | 0 | 0 | 7.48 | 0.12502 | 0 | 63.68 | 34.898 | 0 | 28.782 | 0 | 0 | 28.782 | 1 | 0 | 0 | 0 | 0
|  |  |  | 31.04 | 62.08 | 0 | 0 | 0 | 0 | 0 | 12.23 | 0.12502 | 0 | 62.08 | 50.207 | 0 | 6.991 | 0 | 0 | 6.991 | 0.82705 | 0 | 4.883 | 0 | 0
|  |  |  | 30.56 | 61.12 | 0 | 0 | 0 | 0 | 0 | 12.23 | 0.12502 | 0 | 61.12 | 50.207 | 0 | 7.583 | 0 | 0 | 7.583 | 0.70908 | 0 | 3.331 | 0 | 0
|  |  |  | 31.84 | 63.68 | 0 | 0 | 0 | 0 | 0 | 12.23 | 0.12502 | 0 | 63.68 | 50.207 | 0 | 0.92 | 0 | 0 | 0.92 | 0.26441 | 0 | 12.554 | 0 | 0
|  |  |  | 31.2 | 62.4 | 0 | 0 | 0 | 0 | 0 | 12.23 | 0.12502 | 0 | 62.4 | 60.582 | 0 | 0 | 0 | 0 | 0 | 0.2 | 0 | 1.818 | 0 | 0
|  |  |  | 30.24 | 60.48 | 0 | 0 | 0 | 0 | 0 | 7.48 | 0.12502 | 0 | 60.48 | 60.48 | 0 | 0 | 0 | 0 | 0 | 0.2 | 0 | 0 | 0 | 0
|  |  |  | 22.4 | 44.8 | 0 | 0 | 0 | 0 | 0 | 7.48 | 0.12502 | 0 | 44.8 | 44.8 | 0 | 0 | 0 | 0 | 0 | 0.2 | 0 | 0 | 0 | 0
|  |  |  | 20.32 | 40.64 | 0 | 0 | 0 | 0 | 0 | 7.48 | 0.10709 | 0 | 40.64 | 40.64 | 0 | 0 | 0 | 0 | 0 | 0.2 | 0 | 0 | 0 | 0
|  |  |  | 20 | 40 | 0 | 0 | 0 | 0 | 0 | 7.48 | 0.10709 | 0 | 40 | 40 | 0 | 0 | 0 | 0 | 0 | 0.2 | 0 | 0 | 0 | 0
|  |  |  | 16.8 | 33.6 | 0 | 0 | 0 | 0 | 0 | 7.48 | 0.10709 | 0 | 33.6 | 33.6 | 0 | 0 | 0 | 0 | 0 | 0.2 | 0 | 0 | 0 | 0
|  |  |  | 14.72 | 29.44 | 0 | 0 | 0 | 0 | 0 | 7.48 | 0.10709 | 0 | 29.44 | 29.44 | 0 | 0 | 0 | 0 | 0 | 0.2 | 0 | 0 | 0 | 0
|  |  |  | 14.5067 | 29.0133 | 0 | 0 | 0 | 0 | 0 | 7.48 | 0.10709 | 0 | 29.013 | 29.013 | 0 | 0 | 0 | 0 | 0 | 0.2 | 0 | 0 | 0 | 0
|  |  |  | 16.5867 | 33.1733 | 0 | 0 | 0 | 0 | 0 | 7.48 | 0.10709 | 0 | 33.173 | 33.173 | 0 | 0 | 0 | 0 | 0 | 0.2 | 0 | 0 | 0 | 0
|  |  |  | 17.44 | 34.88 | 0 | 0 | 0 | 0 | 0 | 7.48 | 0.10709 | 0 | 34.88 | 34.88 | 0 | 0 | 0 | 0 | 0 | 0.2 | 0 | 0 | 0 | 0
|  |  |  | 15.36 | 30.72 | 0 | 0 | 0 | 0 | 0 | 7.48 | 0.10709 | 0 | 30.72 | 30.72 | 0 | 0 | 0 | 0 | 0 | 0.2 | 0 | 0 | 0 | 0
|  |  |  | 18.08 | 36.16 | 0 | 0 | 0 | 0 | 0 | 7.48 | 0.10709 | 0 | 36.16 | 36.16 | 0 | 0 | 0 | 0 | 0 | 0.2 | 0 | 0 | 0 | 0
|  |  |  | 19.68 | 39.36 | 0 | 0 | 0 | 0 | 0 | 7.48 | 0.10709 | 0 | 39.36 | 39.36 | 0 | 0 | 0 | 0 | 0 | 0.2 | 0 | 0 | 0 | 0
|  |  |  | 19.84 | 39.68 | 0 | 0 | 0 | 0 | 0 | 7.48 | 0.10709 | 0 | 39.68 | 39.68 | 0 | 0 | 0 | 0 | 0 | 0.2 | 0 | 0 | 0 | 0
|  |  |  | 18.88 | 37.76 | 0 | 0 | 0 | 0 | 0 | 7.48 | 0.10709 | 0 | 37.76 | 37.76 | 0 | 0 | 0 | 0 | 0 | 0.2 | 0 | 0 | 0 | 0
|  |  |  | 18.72 | 37.44 | 0 | 0 | 0 | 0 | 0 | 7.48 | 0.10709 | 0 | 37.44 | 35.954 | 0 | 1.486 | 0 | 0 | 1.486 | 0.2 | 0 | 0 | 0 | 0
|  |  |  | 18.4 | 36.8 | 0 | 0 | 0 | 0 | 0 | 7.48 | 0.10709 | 0 | 36.8 | 25.086 | 0 | 11.714 | 0 | 0 | 11.714 | 0.2 | 0 | 0 | 0 | 0
|  |  |  | 18.56 | 37.12 | 0 | 0 | 0 | 0 | 0 | 7.48 | 0.10709 | 0 | 37.12 | 14.548 | 0 | 22.572 | 0 | 0 | 22.572 | 0.2 | 0 | 0 | 0 | 0
|  |  |  | 17.92 | 35.84 | 0 | 0 | 0 | 0 | 0 | 7.48 | 0.10709 | 0 | 35.84 | 11.479 | 0 | 24.361 | 0 | 0 | 24.361 | 0.2 | 0 | 0 | 0 | 0
|  |  |  | 17.44 | 34.88 | 0 | 0 | 0 | 0 | 0 | 7.48 | 0.10709 | 0 | 34.88 | 6.526 | 0 | 28.354 | 0 | 0 | 28.354 | 0.2 | 0 | 0 | 0 | 0
|  |  |  | 17.76 | 35.52 | 0 | 0 | 0 | 0 | 0 | 7.48 | 0.10709 | 0 | 35.52 | 8.993 | 0 | 26.527 | 0 | 0 | 26.527 | 0.2 | 0 | 0 | 0 | 0
|  |  |  | 18.08 | 36.16 | 0 | 0 | 0 | 0 | 0 | 7.48 | 0.10709 | 0 | 36.16 | 29.572 | 0 | 6.588 | 0 | 0 | 6.588 | 0.2 | 0 | 0 | 0 | 0
|  |  |  | 17.76 | 35.52 | 0 | 0 | 0 | 0 | 0 | 7.48 | 0.10709 | 0 | 35.52 | 28.97 | 0 | 6.55 | 0 | 0 | 6.55 | 0.2 | 0 | 0 | 0 | 0
|  |  |  | 19.2 | 38.4 | 0 | 0 | 0 | 0 | 0 | 7.48 | 0.10709 | 0 | 38.4 | 37.808 | 0 | 0.592 | 0 | 0 | 0.592 | 0.2 | 0 | 0 | 0 | 0
|  |  |  | 19.36 | 38.72 | 0 | 0 | 0 | 0 | 0 | 7.48 | 0.10709 | 0 | 38.72 | 38.72 | 0 | 0 | 0 | 0 | 0 | 0.2 | 0 | 0 | 0 | 0
|  |  |  | 20.16 | 40.32 | 0 | 0 | 0 | 0 | 0 | 7.48 | 0.10709 | 0 | 40.32 | 40.32 | 0 | 0 | 0 | 0 | 0 | 0.2 | 0 | 0 | 0 | 0
|  |  |  | 18.72 | 37.44 | 0 | 0 | 0 | 0 | 0 | 7.48 | 0.10709 | 0 | 37.44 | 37.44 | 0 | 0 | 0 | 0 | 0 | 0.2 | 0 | 0 | 0 | 0
|  |  |  | 18.72 | 37.44 | 0 | 0 | 0 | 0 | 0 | 7.48 | 0.10709 | 0 | 37.44 | 37.44 | 0 | 0 | 0 | 0 | 0 | 0.2 | 0 | 0 | 0 | 0
|  |  |  | 18.4 | 36.8 | 0 | 0 | 0 | 0 | 0 | 7.48 | 0.10709 | 0 | 36.8 | 36.8 | 0 | 0 | 0 | 0 | 0 | 0.2 | 0 | 0 | 0 | 0
|  |  |  | 14.4 | 28.8 | 0 | 0 | 0 | 0 | 0 | 7.48 | 0.10709 | 0 | 28.8 | 28.8 | 0 | 0 | 0 | 0 | 0 | 0.2 | 0 | 0 | 0 | 0
|  |  |  | 13.12 | 26.24 | 0 | 0 | 0 | 0 | 0 | 7.48 | 0.10709 | 0 | 26.24 | 26.24 | 0 | 0 | 0 | 0 | 0 | 0.2 | 0 | 0 | 0 | 0
|  |  |  | 13.44 | 26.88 | 0 | 0 | 0 | 0 | 0 | 7.48 | 0.10709 | 0 | 26.88 | 26.88 | 0 | 0 | 0 | 0 | 0 | 0.2 | 0 | 0 | 0 | 0
|  |  |  | 16.16 | 32.32 | 0 | 0 | 0 | 0 | 0 | 7.48 | 0.10709 | 0 | 32.32 | 32.32 | 0 | 0 | 0 | 0 | 0 | 0.2 | 0 | 0 | 0 | 0
|  |  |  | 12.16 | 24.32 | 0 | 0 | 0 | 0 | 0 | 7.48 | 0.10709 | 0 | 24.32 | 24.32 | 0 | 0 | 0 | 0 | 0 | 0.2 | 0 | 0 | 0 | 0
|  |  |  | 12.32 | 24.64 | 0 | 0 | 0 | 0 | 0 | 7.48 | 0.10709 | 0 | 24.64 | 24.64 | 0 | 0 | 0 | 0 | 0 | 0.2 | 0 | 0 | 0 | 0
|  |  |  | 18.24 | 36.48 | 0 | 0 | 0 | 0 | 0 | 7.48 | 0.10709 | 0 | 36.48 | 36.48 | 0 | 0 | 0 | 0 | 0 | 0.2 | 0 | 0 | 0 | 0
|  |  |  | 20 | 40 | 0 | 0 | 0 | 0 | 0 | 7.48 | 0.10709 | 0 | 40 | 40 | 0 | 0 | 0 | 0 | 0 | 0.2 | 0 | 0 | 0 | 0
|  |  |  | 20.32 | 40.64 | 0 | 0 | 0 | 0 | 0 | 7.48 | 0.10709 | 0 | 40.64 | 40.64 | 0 | 0 | 0 | 0 | 0 | 0.2 | 0 | 0 | 0 | 0
|  |  |  | 19.36 | 38.72 | 0 | 0 | 0 | 0 | 0 | 7.48 | 0.10709 | 0 | 38.72 | 32.094 | 0 | 6.626 | 0 | 0 | 6.626 | 0.2 | 0 | 0 | 0 | 0
|  |  |  | 18.72 | 37.44 | 0 | 0 | 0 | 0 | 0 | 7.48 | 0.10709 | 0 | 37.44 | 21.493 | 0 | 15.947 | 0 | 0 | 15.947 | 0.2 | 0 | 0 | 0 | 0
|  |  |  | 18.88 | 37.76 | 0 | 0 | 0 | 0 | 0 | 7.48 | 0.10709 | 0 | 37.76 | 3.549 | 0 | 34.211 | 0 | 0 | 34.211 | 0.2 | 0 | 0 | 0 | 0
|  |  |  | 27.2 | 54.4 | 0 | 0 | 0 | 0 | 0 | 7.48 | 0.10709 | 0 | 54.4 | 6.283 | 0 | 48.117 | 0 | 0 | 48.117 | 0.2 | 0 | 0 | 0 | 0
|  |  |  | 29.28 | 58.56 | 0 | 0 | 0 | 0 | 0 | 7.48 | 0.10709 | 0 | 58.56 | 2.243 | 0 | 56.317 | 0 | 0 | 56.317 | 0.2 | 0 | 0 | 0 | 0
|  |  |  | 28.16 | 56.32 | 0 | 0 | 0 | 0 | 0 | 7.48 | 0.10709 | 0 | 56.32 | 7.435 | 0 | 48.885 | 0 | 0 | 48.885 | 0.2 | 0 | 0 | 0 | 0
|  |  |  | 26.72 | 53.44 | 0 | 0 | 0 | 0 | 0 | 7.48 | 0.10709 | 0 | 53.44 | 0 | 0 | 59.806 | 6.366 | 0 | 53.44 | 0.40261 | 0 | 0 | 0 | 0
|  |  |  | 27.2 | 54.4 | 0 | 0 | 0 | 0 | 0 | 7.48 | 0.10709 | 0 | 54.4 | 7.429 | 0 | 46.971 | 0 | 0 | 46.971 | 0.40261 | 0 | 0 | 0 | 0
|  |  |  | 26.56 | 53.12 | 0 | 0 | 0 | 0 | 0 | 7.48 | 0.10709 | 0 | 53.12 | 24.401 | 0 | 28.719 | 0 | 0 | 28.719 | 0.40261 | 0 | 0 | 0 | 0
|  |  |  | 28.8 | 57.6 | 0 | 0 | 0 | 0 | 0 | 7.48 | 0.10709 | 0 | 57.6 | 49.551 | 0 | 8.049 | 0 | 0 | 8.049 | 0.40261 | 0 | 0 | 0 | 0
|  |  |  | 28.8 | 57.6 | 0 | 0 | 0 | 0 | 0 | 7.48 | 0.10709 | 0 | 57.6 | 57.6 | 0 | 0 | 0 | 0 | 0 | 0.40261 | 0 | 0 | 0 | 0
|  |  |  | 20.48 | 40.96 | 0 | 0 | 0 | 0 | 0 | 7.48 | 0.10709 | 0 | 40.96 | 40.96 | 0 | 0 | 0 | 0 | 0 | 0.40261 | 0 | 0 | 0 | 0
|  |  |  | 20.64 | 41.28 | 0 | 0 | 0 | 0 | 0 | 7.48 | 0.10709 | 0 | 41.28 | 41.28 | 0 | 0 | 0 | 0 | 0 | 0.40261 | 0 | 0 | 0 | 0
|  |  |  | 20.96 | 41.92 | 0 | 0 | 0 | 0 | 0 | 7.48 | 0.10709 | 0 | 41.92 | 41.92 | 0 | 0 | 0 | 0 | 0 | 0.40261 | 0 | 0 | 0 | 0
|  |  |  | 20.96 | 41.92 | 0 | 0 | 0 | 0 | 0 | 7.48 | 0.10709 | 0 | 41.92 | 41.92 | 0 | 0 | 0 | 0 | 0 | 0.40261 | 0 | 0 | 0 | 0
|  |  |  | 17.76 | 35.52 | 0 | 0 | 0 | 0 | 0 | 7.48 | 0.10709 | 0 | 35.52 | 35.52 | 0 | 0 | 0 | 0 | 0 | 0.40261 | 0 | 0 | 0 | 0
|  |  |  | 15.68 | 31.36 | 0 | 0 | 0 | 0 | 0 | 7.48 | 0.10709 | 0 | 31.36 | 31.36 | 0 | 0 | 0 | 0 | 0 | 0.40261 | 0 | 0 | 0 | 0
|  |  |  | 14.72 | 29.44 | 0 | 0 | 0 | 0 | 0 | 7.48 | 0.10709 | 0 | 29.44 | 29.44 | 0 | 0 | 0 | 0 | 0 | 0.40261 | 0 | 0 | 0 | 0
|  |  |  | 15.36 | 30.72 | 0 | 0 | 0 | 0 | 0 | 7.48 | 0.10709 | 0 | 30.72 | 30.72 | 0 | 0 | 0 | 0 | 0 | 0.40261 | 0 | 0 | 0 | 0
|  |  |  | 17.44 | 34.88 | 0 | 0 | 0 | 0 | 0 | 7.48 | 0.10709 | 0 | 34.88 | 34.88 | 0 | 0 | 0 | 0 | 0 | 0.40261 | 0 | 0 | 0 | 0
|  |  |  | 13.28 | 26.56 | 0 | 0 | 0 | 0 | 0 | 7.48 | 0.10709 | 0 | 26.56 | 26.56 | 0 | 0 | 0 | 0 | 0 | 0.40261 | 0 | 0 | 0 | 0
|  |  |  | 19.36 | 38.72 | 0 | 0 | 0 | 0 | 0 | 7.48 | 0.10709 | 0 | 38.72 | 38.72 | 0 | 0 | 0 | 0 | 0 | 0.40261 | 0 | 0 | 0 | 0
|  |  |  | 20.32 | 40.64 | 0 | 0 | 0 | 0 | 0 | 7.48 | 0.10709 | 0 | 40.64 | 40.64 | 0 | 0 | 0 | 0 | 0 | 0.40261 | 0 | 0 | 0 | 0
|  |  |  | 20.32 | 40.64 | 0 | 0 | 0 | 0 | 0 | 7.48 | 0.10709 | 0 | 40.64 | 40.64 | 0 | 0 | 0 | 0 | 0 | 0.40261 | 0 | 0 | 0 | 0
|  |  |  | 19.84 | 39.68 | 0 | 0 | 0 | 0 | 0 | 7.48 | 0.10709 | 0 | 39.68 | 32.135 | 0 | 7.545 | 0 | 0 | 7.545 | 0.40261 | 0 | 0 | 0 | 0
|  |  |  | 19.36 | 38.72 | 0 | 0 | 0 | 0 | 0 | 7.48 | 0.10709 | 0 | 38.72 | 3.097 | 0 | 29.903 | 0 | 0 | 29.903 | 0.2 | 0 | 5.72 | 0 | 0
|  |  |  | 21.28 | 42.56 | 0 | 0 | 0 | 0 | 0 | 7.48 | 0.10709 | 0 | 42.56 | 0 | 0 | 50.485 | 7.925 | 0 | 42.56 | 0.45223 | 0 | 0 | 0 | 0
|  |  |  | 30.56 | 61.12 | 0 | 0 | 0 | 0 | 0 | 7.48 | 0.12502 | 0 | 61.12 | 0 | 0 | 63.333 | 2.213 | 0 | 61.12 | 0.52266 | 0 | 0 | 0 | 0
|  |  |  | 31.36 | 62.72 | 0 | 0 | 0 | 0 | 0 | 7.48 | 0.12502 | 0 | 62.72 | 0 | 0 | 70.034 | 7.314 | 0 | 62.72 | 0.75544 | 0 | 0 | 0 | 0
|  |  |  | 30.56 | 61.12 | 0 | 0 | 0 | 0 | 0 | 7.48 | 0.12502 | 0 | 61.12 | 0 | 1.671 | 68.804 | 7.684 | 0 | 61.12 | 1 | 0 | 0 | 0 | 0
|  |  |  | 30.72 | 61.44 | 0 | 0 | 0 | 0 | 0 | 7.48 | 0.12502 | 0 | 61.44 | 0 | 2.762 | 61.44 | 0 | 0 | 61.44 | 1 | 0 | 0 | 0 | 0
|  |  |  | 29.44 | 58.88 | 0 | 0 | 0 | 0 | 0 | 12.23 | 0.12502 | 0 | 58.88 | 7.337 | 0 | 51.543 | 0 | 0 | 51.543 | 1 | 0 | 0 | 0 | 0
|  |  |  | 30.24 | 60.48 | 0 | 0 | 0 | 0 | 0 | 12.23 | 0.12502 | 0 | 60.48 | 28.511 | 0 | 31.969 | 0 | 0 | 31.969 | 1 | 0 | 0 | 0 | 0
|  |  |  | 29.76 | 59.52 | 0 | 0 | 0 | 0 | 0 | 12.23 | 0.12502 | 0 | 59.52 | 50.136 | 0 | 9.384 | 0 | 0 | 9.384 | 1 | 0 | 0 | 0 | 0
|  |  |  | 29.76 | 59.52 | 0 | 0 | 0 | 0 | 0 | 12.23 | 0.12502 | 0 | 59.52 | 59.52 | 0 | 0 | 0 | 0 | 0 | 1 | 0 | 0 | 0 | 0
|  |  |  | 28.64 | 57.28 | 0 | 0 | 0 | 0 | 0 | 7.48 | 0.12502 | 0 | 57.28 | 47.248 | 0 | 0 | 0 | 0 | 0 | 0.64467 | 0 | 10.032 | 0 | 0
|  |  |  | 28.96 | 57.92 | 0 | 0 | 0 | 0 | 0 | 7.48 | 0.12502 | 0 | 57.92 | 45.366 | 0 | 0 | 0 | 0 | 0 | 0.2 | 0 | 12.554 | 0 | 0
|  |  |  | 27.36 | 54.72 | 0 | 0 | 0 | 0 | 0 | 7.48 | 0.10709 | 0 | 54.72 | 54.72 | 0 | 0 | 0 | 0 | 0 | 0.2 | 0 | 0 | 0 | 0
|  |  |  | 24.32 | 48.64 | 0 | 0 | 0 | 0 | 0 | 7.48 | 0.10709 | 0 | 48.64 | 48.64 | 0 | 0 | 0 | 0 | 0 | 0.2 | 0 | 0 | 0 | 0
|  |  |  | 18.72 | 37.44 | 0 | 0 | 0 | 0 | 0 | 7.48 | 0.10709 | 0 | 37.44 | 37.44 | 0 | 0 | 0 | 0 | 0 | 0.2 | 0 | 0 | 0 | 0
|  |  |  | 14.24 | 28.48 | 0 | 0 | 0 | 0 | 0 | 7.48 | 0.10709 | 0 | 28.48 | 28.48 | 0 | 0 | 0 | 0 | 0 | 0.2 | 0 | 0 | 0 | 0
|  |  |  | 13.12 | 26.24 | 0 | 0 | 0 | 0 | 0 | 7.48 | 0.10709 | 0 | 26.24 | 26.24 | 0 | 0 | 0 | 0 | 0 | 0.2 | 0 | 0 | 0 | 0
|  |  |  | 12.8 | 25.6 | 0 | 0 | 0 | 0 | 0 | 7.48 | 0.10709 | 0 | 25.6 | 25.6 | 0 | 0 | 0 | 0 | 0 | 0.2 | 0 | 0 | 0 | 0
|  |  |  | 12.64 | 25.28 | 0 | 0 | 0 | 0 | 0 | 7.48 | 0.10709 | 0 | 25.28 | 25.28 | 0 | 0 | 0 | 0 | 0 | 0.2 | 0 | 0 | 0 | 0
|  |  |  | 12.64 | 25.28 | 0 | 0 | 0 | 0 | 0 | 7.48 | 0.10709 | 0 | 25.28 | 25.28 | 0 | 0 | 0 | 0 | 0 | 0.2 | 0 | 0 | 0 | 0
|  |  |  | 19.2 | 38.4 | 0 | 0 | 0 | 0 | 0 | 7.48 | 0.10709 | 0 | 38.4 | 38.4 | 0 | 0 | 0 | 0 | 0 | 0.2 | 0 | 0 | 0 | 0
|  |  |  | 20.48 | 40.96 | 0 | 0 | 0 | 0 | 0 | 7.48 | 0.10709 | 0 | 40.96 | 40.96 | 0 | 0 | 0 | 0 | 0 | 0.2 | 0 | 0 | 0 | 0
|  |  |  | 19.36 | 38.72 | 0 | 0 | 0 | 0 | 0 | 7.48 | 0.10709 | 0 | 38.72 | 38.72 | 0 | 0 | 0 | 0 | 0 | 0.2 | 0 | 0 | 0 | 0
|  |  |  | 24.32 | 48.64 | 0 | 0 | 0 | 0 | 0 | 7.48 | 0.10709 | 0 | 48.64 | 40.1 | 0 | 8.54 | 0 | 0 | 8.54 | 0.2 | 0 | 0 | 0 | 0
|  |  |  | 25.92 | 51.84 | 0 | 0 | 0 | 0 | 0 | 7.48 | 0.10709 | 0 | 51.84 | 20.111 | 0 | 31.729 | 0 | 0 | 31.729 | 0.2 | 0 | 0 | 0 | 0
|  |  |  | 26.56 | 53.12 | 0 | 0 | 0 | 0 | 0 | 7.48 | 0.10709 | 0 | 53.12 | 1.476 | 0 | 51.644 | 0 | 0 | 51.644 | 0.2 | 0 | 0 | 0 | 0
|  |  |  | 26.72 | 53.44 | 0 | 0 | 0 | 0 | 0 | 7.48 | 0.12502 | 0 | 53.44 | 0 | 0 | 63.66 | 10.22 | 0 | 53.44 | 0.52529 | 0 | 0 | 0 | 0
|  |  |  | 26.24 | 52.48 | 0 | 0 | 0 | 0 | 0 | 7.48 | 0.12502 | 0 | 52.48 | 0 | 4.798 | 65.034 | 12.554 | 0 | 52.48 | 0.92485 | 0 | 0 | 0 | 0
|  |  |  | 25.6 | 51.2 | 0 | 0 | 0 | 0 | 0 | 7.48 | 0.12502 | 0 | 51.2 | 0 | 16.41 | 53.561 | 2.361 | 0 | 51.2 | 1 | 0 | 0 | 0 | 0
|  |  |  | 26.56 | 53.12 | 0 | 0 | 0 | 0 | 0 | 7.48 | 0.12502 | 0 | 53.12 | 0 | 10.465 | 53.12 | 0 | 0 | 53.12 | 1 | 0 | 0 | 0 | 0
|  |  |  | 25.76 | 51.52 | 0 | 0 | 0 | 0 | 0 | 12.23 | 0.12502 | 0 | 51.52 | 0.405 | 0 | 51.115 | 0 | 0 | 51.115 | 1 | 0 | 0 | 0 | 0
|  |  |  | 25.92 | 51.84 | 0 | 0 | 0 | 0 | 0 | 12.23 | 0.12502 | 0 | 51.84 | 19.506 | 0 | 32.334 | 0 | 0 | 32.334 | 1 | 0 | 0 | 0 | 0
|  |  |  | 27.68 | 55.36 | 0 | 0 | 0 | 0 | 0 | 12.23 | 0.12502 | 0 | 55.36 | 45.661 | 0 | 9.699 | 0 | 0 | 9.699 | 1 | 0 | 0 | 0 | 0
|  |  |  | 28.48 | 56.96 | 0 | 0 | 0 | 0 | 0 | 12.23 | 0.12502 | 0 | 56.96 | 56.96 | 0 | 0 | 0 | 0 | 0 | 1 | 0 | 0 | 0 | 0
|  |  |  | 26.72 | 53.44 | 0 | 0 | 0 | 0 | 0 | 7.48 | 0.12502 | 0 | 53.44 | 43.408 | 0 | 0 | 0 | 0 | 0 | 0.64467 | 0 | 10.032 | 0 | 0
|  |  |  | 26.24 | 52.48 | 0 | 0 | 0 | 0 | 0 | 7.48 | 0.12502 | 0 | 52.48 | 39.926 | 0 | 0 | 0 | 0 | 0 | 0.2 | 0 | 12.554 | 0 | 0
|  |  |  | 26.56 | 53.12 | 0 | 0 | 0 | 0 | 0 | 7.48 | 0.10709 | 0 | 53.12 | 53.12 | 0 | 0 | 0 | 0 | 0 | 0.2 | 0 | 0 | 0 | 0
|  |  |  | 25.6 | 51.2 | 0 | 0 | 0 | 0 | 0 | 7.48 | 0.10709 | 0 | 51.2 | 51.2 | 0 | 0 | 0 | 0 | 0 | 0.2 | 0 | 0 | 0 | 0
|  |  |  | 21.28 | 42.56 | 0 | 0 | 0 | 0 | 0 | 7.48 | 0.10709 | 0 | 42.56 | 42.56 | 0 | 0 | 0 | 0 | 0 | 0.2 | 0 | 0 | 0 | 0
|  |  |  | 20.8 | 41.6 | 0 | 0 | 0 | 0 | 0 | 7.48 | 0.10709 | 0 | 41.6 | 41.6 | 0 | 0 | 0 | 0 | 0 | 0.2 | 0 | 0 | 0 | 0
|  |  |  | 18.4 | 36.8 | 0 | 0 | 0 | 0 | 0 | 7.48 | 0.10709 | 0 | 36.8 | 36.8 | 0 | 0 | 0 | 0 | 0 | 0.2 | 0 | 0 | 0 | 0
|  |  |  | 18.4 | 36.8 | 0 | 0 | 0 | 0 | 0 | 7.48 | 0.10709 | 0 | 36.8 | 36.8 | 0 | 0 | 0 | 0 | 0 | 0.2 | 0 | 0 | 0 | 0
|  |  |  | 17.44 | 34.88 | 0 | 0 | 0 | 0 | 0 | 7.48 | 0.10709 | 0 | 34.88 | 34.88 | 0 | 0 | 0 | 0 | 0 | 0.2 | 0 | 0 | 0 | 0
|  |  |  | 18.4 | 36.8 | 0 | 0 | 0 | 0 | 0 | 7.48 | 0.10709 | 0 | 36.8 | 36.8 | 0 | 0 | 0 | 0 | 0 | 0.2 | 0 | 0 | 0 | 0
|  |  |  | 24.32 | 48.64 | 0 | 0 | 0 | 0 | 0 | 7.48 | 0.10709 | 0 | 48.64 | 48.64 | 0 | 0 | 0 | 0 | 0 | 0.2 | 0 | 0 | 0 | 0
|  |  |  | 26.56 | 53.12 | 0 | 0 | 0 | 0 | 0 | 7.48 | 0.10709 | 0 | 53.12 | 53.12 | 0 | 0 | 0 | 0 | 0 | 0.2 | 0 | 0 | 0 | 0
|  |  |  | 26.4 | 52.8 | 0 | 0 | 0 | 0 | 0 | 7.48 | 0.10709 | 0 | 52.8 | 52.8 | 0 | 0 | 0 | 0 | 0 | 0.2 | 0 | 0 | 0 | 0
|  |  |  | 26.24 | 52.48 | 0 | 0 | 0 | 0 | 0 | 7.48 | 0.10709 | 0 | 52.48 | 44.003 | 0 | 8.477 | 0 | 0 | 8.477 | 0.2 | 0 | 0 | 0 | 0
|  |  |  | 29.6 | 59.2 | 0 | 0 | 0 | 0 | 0 | 7.48 | 0.10709 | 0 | 59.2 | 27.508 | 0 | 31.692 | 0 | 0 | 31.692 | 0.2 | 0 | 0 | 0 | 0
|  |  |  | 30.08 | 60.16 | 0 | 0 | 0 | 0 | 0 | 7.48 | 0.10709 | 0 | 60.16 | 8.705 | 0 | 51.455 | 0 | 0 | 51.455 | 0.2 | 0 | 0 | 0 | 0
|  |  |  | 30.24 | 60.48 | 0 | 0 | 0 | 0 | 0 | 7.48 | 0.12502 | 0 | 60.48 | 0 | 0 | 63.434 | 2.954 | 0 | 60.48 | 0.29401 | 0 | 0 | 0 | 0
|  |  |  | 30.56 | 61.12 | 0 | 0 | 0 | 0 | 0 | 7.48 | 0.12502 | 0 | 61.12 | 0 | 0 | 69.618 | 8.498 | 0 | 61.12 | 0.56449 | 0 | 0 | 0 | 0
|  |  |  | 27.7867 | 55.5733 | 0 | 0 | 0 | 0 | 0 | 7.48 | 0.12502 | 0 | 55.573 | 0 | 0 | 67.124 | 11.551 | 0 | 55.573 | 0.93212 | 0 | 0 | 0 | 0
|  |  |  | 23.68 | 47.36 | 0 | 0 | 0 | 0 | 0 | 7.48 | 0.12502 | 0 | 47.36 | 0 | 11.762 | 49.493 | 2.133 | 0 | 47.36 | 1 | 0 | 0 | 0 | 0
|  |  |  | 23.68 | 47.36 | 0 | 0 | 0 | 0 | 0 | 12.23 | 0.12502 | 0 | 47.36 | 0 | 2.004 | 47.36 | 0 | 0 | 47.36 | 1 | 0 | 0 | 0 | 0
|  |  |  | 28.48 | 56.96 | 0 | 0 | 0 | 0 | 0 | 12.23 | 0.12502 | 0 | 56.96 | 25.47 | 0 | 31.49 | 0 | 0 | 31.49 | 1 | 0 | 0 | 0 | 0
|  |  |  | 29.92 | 59.84 | 0 | 0 | 0 | 0 | 0 | 12.23 | 0.12502 | 0 | 59.84 | 50.015 | 0 | 9.825 | 0 | 0 | 9.825 | 1 | 0 | 0 | 0 | 0
|  |  |  | 30.56 | 61.12 | 0 | 0 | 0 | 0 | 0 | 12.23 | 0.12502 | 0 | 61.12 | 60.582 | 0 | 0 | 0 | 0 | 0 | 0.98093 | 0 | 0.538 | 0 | 0
|  |  |  | 24.64 | 49.28 | 0 | 0 | 0 | 0 | 0 | 7.48 | 0.12502 | 0 | 49.28 | 39.787 | 0 | 0 | 0 | 0 | 0 | 0.64467 | 0 | 9.493 | 0 | 0
|  |  |  | 20.48 | 40.96 | 0 | 0 | 0 | 0 | 0 | 7.48 | 0.12502 | 0 | 40.96 | 28.406 | 0 | 0 | 0 | 0 | 0 | 0.2 | 0 | 12.554 | 0 | 0
|  |  |  | 20.8 | 41.6 | 0 | 0 | 0 | 0 | 0 | 7.48 | 0.10709 | 12.554 | 41.6 | 41.6 | 0 | 0 | 0 | 0 | 0 | 0.59956 | 0 | 0 | 0 | 0
|  |  |  | 21.28 | 42.56 | 0 | 0 | 0 | 0 | 0 | 7.48 | 0.10709 | 6.698 | 42.56 | 42.56 | 0 | 0 | 0 | 0 | 0 | 0.81274 | 0 | 0 | 0 | 0
|  |  |  | 17.6 | 35.2 | 0 | 0 | 0 | 0 | 0 | 7.48 | 0.10709 | 0 | 35.2 | 35.2 | 0 | 0 | 0 | 0 | 0 | 0.81274 | 0 | 0 | 0 | 0
|  |  |  | 15.36 | 30.72 | 0 | 0 | 0 | 0 | 0 | 7.48 | 0.10709 | 0 | 30.72 | 30.72 | 0 | 0 | 0 | 0 | 0 | 0.81274 | 0 | 0 | 0 | 0
|  |  |  | 13.96 | 27.92 | 0 | 0 | 0 | 0 | 0 | 7.48 | 0.10709 | 0 | 27.92 | 27.92 | 0 | 0 | 0 | 0 | 0 | 0.81274 | 0 | 0 | 0 | 0
|  |  |  | 15.08 | 30.16 | 0 | 0 | 0 | 0 | 0 | 7.48 | 0.10709 | 0 | 30.16 | 30.16 | 0 | 0 | 0 | 0 | 0 | 0.81274 | 0 | 0 | 0 | 0
|  |  |  | 15.88 | 31.76 | 0 | 0 | 0 | 0 | 0 | 7.48 | 0.10709 | 0 | 31.76 | 31.76 | 0 | 0 | 0 | 0 | 0 | 0.81274 | 0 | 0 | 0 | 0
|  |  |  | 14.36 | 28.72 | 0 | 0 | 0 | 0 | 0 | 7.48 | 0.10709 | 0 | 28.72 | 28.72 | 0 | 0 | 0 | 0 | 0 | 0.81274 | 0 | 0 | 0 | 0
|  |  |  | 18.88 | 37.76 | 0 | 0 | 0 | 0 | 0 | 7.48 | 0.10709 | 0 | 37.76 | 37.76 | 0 | 0 | 0 | 0 | 0 | 0.81274 | 0 | 0 | 0 | 0
|  |  |  | 21.1467 | 42.2933 | 0 | 0 | 0 | 0 | 0 | 7.48 | 0.10709 | 0 | 42.293 | 42.293 | 0 | 0 | 0 | 0 | 0 | 0.81274 | 0 | 0 | 0 | 0
|  |  |  | 24.1067 | 48.2133 | 0 | 0 | 0 | 0 | 0 | 7.48 | 0.10709 | 0 | 48.213 | 48.213 | 0 | 0 | 0 | 0 | 0 | 0.81274 | 0 | 0 | 0 | 0
|  |  |  | 23.8133 | 47.6267 | 0 | 0 | 0 | 0 | 0 | 7.48 | 0.10709 | 0 | 47.627 | 39.326 | 0 | 8.301 | 0 | 0 | 8.301 | 0.81274 | 0 | 0 | 0 | 0
|  |  |  | 23.4933 | 46.9867 | 0 | 0 | 0 | 0 | 0 | 7.48 | 0.10709 | 0 | 46.987 | 16.227 | 0 | 30.759 | 0 | 0 | 30.759 | 0.81274 | 0 | 0 | 0 | 0
|  |  |  | 24.5333 | 49.0667 | 0 | 0 | 0 | 0 | 0 | 7.48 | 0.10709 | 0 | 49.067 | 0 | 0 | 49.389 | 0.322 | 0 | 49.067 | 0.823 | 0 | 0 | 0 | 0
|  |  |  | 29.0933 | 58.1867 | 0 | 0 | 0 | 0 | 0 | 7.48 | 0.12502 | 0 | 58.187 | 0 | 0 | 50.359 | 0 | 0 | 50.359 | 0.54574 | 0 | 7.828 | 0 | 0
|  |  |  | 28.8533 | 57.7067 | 0 | 0 | 0 | 0 | 0 | 7.48 | 0.12502 | 0 | 57.707 | 0 | 0 | 61.935 | 4.228 | 0 | 57.707 | 0.6803 | 0 | 0 | 0 | 0
|  |  |  | 27.8533 | 55.7067 | 0 | 0 | 0 | 0 | 0 | 7.48 | 0.12502 | 0 | 55.707 | 0 | 0 | 65.752 | 10.045 | 0 | 55.707 | 1 | 0 | 0 | 0 | 0
|  |  |  | 27.8533 | 55.7067 | 0 | 0 | 0 | 0 | 0 | 7.48 | 0.12502 | 0 | 55.707 | 6.444 | 0 | 49.263 | 0 | 0 | 49.263 | 1 | 0 | 0 | 0 | 0
|  |  |  | 26.5467 | 53.0933 | 0 | 0 | 0 | 0 | 0 | 12.23 | 0.12502 | 0 | 53.093 | 3.075 | 0 | 50.019 | 0 | 0 | 50.019 | 1 | 0 | 0 | 0 | 0
|  |  |  | 26.52 | 53.04 | 0 | 0 | 0 | 0 | 0 | 12.23 | 0.12502 | 0 | 53.04 | 21.348 | 0 | 31.692 | 0 | 0 | 31.692 | 1 | 0 | 0 | 0 | 0
|  |  |  | 30.5733 | 61.1467 | 0 | 0 | 0 | 0 | 0 | 12.23 | 0.12502 | 0 | 61.147 | 50.207 | 0 | 9.712 | 0 | 0 | 9.712 | 0.95649 | 0 | 1.229 | 0 | 0
|  |  |  | 31.16 | 62.32 | 0 | 0 | 0 | 0 | 0 | 12.23 | 0.12502 | 0 | 62.32 | 60.582 | 0 | 0 | 0 | 0 | 0 | 0.89491 | 0 | 1.738 | 0 | 0
|  |  |  | 32.96 | 65.92 | 0 | 0 | 0 | 0 | 0 | 7.48 | 0.12502 | 0 | 65.92 | 60.582 | 0 | 0 | 0 | 0 | 0 | 0.70581 | 0 | 5.338 | 0 | 0
|  |  |  | 32.2 | 64.4 | 0 | 0 | 0 | 0 | 0 | 7.48 | 0.12502 | 0 | 64.4 | 54.018 | 0 | 0 | 0 | 0 | 0 | 0.33809 | 0 | 10.382 | 0 | 0
|  |  |  | 32.24 | 64.48 | 0 | 0 | 0 | 0 | 0 | 7.48 | 0.10709 | 0 | 64.48 | 60.582 | 0 | 0 | 0 | 0 | 0 | 0.2 | 0 | 3.898 | 0 | 0
|  |  |  | 28.76 | 57.52 | 0 | 0 | 0 | 0 | 0 | 7.48 | 0.10709 | 0 | 57.52 | 57.52 | 0 | 0 | 0 | 0 | 0 | 0.2 | 0 | 0 | 0 | 0
|  |  |  | 16.48 | 32.96 | 0 | 0 | 0 | 0 | 0 | 7.48 | 0.10709 | 0 | 32.96 | 32.96 | 0 | 0 | 0 | 0 | 0 | 0.2 | 0 | 0 | 0 | 0
|  |  |  | 14.24 | 28.48 | 0 | 0 | 0 | 0 | 0 | 7.48 | 0.10709 | 0 | 28.48 | 28.48 | 0 | 0 | 0 | 0 | 0 | 0.2 | 0 | 0 | 0 | 0
|  |  |  | 14.8 | 29.6 | 0 | 0 | 0 | 0 | 0 | 7.48 | 0.10709 | 0 | 29.6 | 29.6 | 0 | 0 | 0 | 0 | 0 | 0.2 | 0 | 0 | 0 | 0
|  |  |  | 18.28 | 36.56 | 0 | 0 | 0 | 0 | 0 | 7.48 | 0.10709 | 0 | 36.56 | 36.56 | 0 | 0 | 0 | 0 | 0 | 0.2 | 0 | 0 | 0 | 0
|  |  |  | 18.52 | 37.04 | 0 | 0 | 0 | 0 | 0 | 7.48 | 0.10709 | 0 | 37.04 | 37.04 | 0 | 0 | 0 | 0 | 0 | 0.2 | 0 | 0 | 0 | 0
|  |  |  | 16.96 | 33.92 | 0 | 0 | 0 | 0 | 0 | 7.48 | 0.10709 | 0 | 33.92 | 33.92 | 0 | 0 | 0 | 0 | 0 | 0.2 | 0 | 0 | 0 | 0
|  |  |  | 18.84 | 37.68 | 0 | 0 | 0 | 0 | 0 | 7.48 | 0.10709 | 0 | 37.68 | 37.68 | 0 | 0 | 0 | 0 | 0 | 0.2 | 0 | 0 | 0 | 0
|  |  |  | 20.24 | 40.48 | 0 | 0 | 0 | 0 | 0 | 7.48 | 0.10709 | 0 | 40.48 | 40.48 | 0 | 0 | 0 | 0 | 0 | 0.2 | 0 | 0 | 0 | 0
|  |  |  | 20.28 | 40.56 | 0 | 0 | 0 | 0 | 0 | 7.48 | 0.10709 | 0 | 40.56 | 40.56 | 0 | 0 | 0 | 0 | 0 | 0.2 | 0 | 0 | 0 | 0
|  |  |  | 19.68 | 39.36 | 0 | 0 | 0 | 0 | 0 | 7.48 | 0.10709 | 0 | 39.36 | 31.336 | 0 | 8.024 | 0 | 0 | 8.024 | 0.2 | 0 | 0 | 0 | 0
|  |  |  | 19 | 38 | 0 | 0 | 0 | 0 | 0 | 7.48 | 0.10709 | 0 | 38 | 7.707 | 0 | 30.293 | 0 | 0 | 30.293 | 0.2 | 0 | 0 | 0 | 0
|  |  |  | 19 | 38 | 0 | 0 | 0 | 0 | 0 | 7.48 | 0.10709 | 0 | 38 | 0 | 0 | 49.704 | 11.704 | 0 | 38 | 0.57251 | 0 | 0 | 0 | 0
|  |  |  | 18.84 | 37.68 | 0 | 0 | 0 | 0 | 0 | 7.48 | 0.12502 | 0 | 37.68 | 0 | 12.62 | 50.234 | 12.554 | 0 | 37.68 | 0.97207 | 0 | 0 | 0 | 0
|  |  |  | 18.88 | 37.76 | 0 | 0 | 0 | 0 | 0 | 7.48 | 0.12502 | 0 | 37.76 | 0 | 29.23 | 38.637 | 0.877 | 0 | 37.76 | 1 | 0 | 0 | 0 | 0
|  |  |  | 18.6 | 37.2 | 0 | 0 | 0 | 0 | 0 | 7.48 | 0.12502 | 0 | 37.2 | 0 | 30.604 | 37.2 | 0 | 0 | 37.2 | 1 | 0 | 0 | 0 | 0
|  |  |  | 18.8 | 37.6 | 0 | 0 | 0 | 0 | 0 | 7.48 | 0.12502 | 0 | 37.6 | 0 | 24.435 | 37.6 | 0 | 0 | 37.6 | 1 | 0 | 0 | 0 | 0
|  |  |  | 18.64 | 37.28 | 0 | 0 | 0 | 0 | 0 | 12.23 | 0.12502 | 0 | 37.28 | 0 | 11.517 | 37.28 | 0 | 0 | 37.28 | 1 | 0 | 0 | 0 | 0
|  |  |  | 18.6 | 37.2 | 0 | 0 | 0 | 0 | 0 | 12.23 | 0.12502 | 0 | 37.2 | 6.037 | 0 | 31.163 | 0 | 0 | 31.163 | 1 | 0 | 0 | 0 | 0
|  |  |  | 20.08 | 40.16 | 0 | 0 | 0 | 0 | 0 | 12.23 | 0.12502 | 0 | 40.16 | 30.26 | 0 | 9.9 | 0 | 0 | 9.9 | 1 | 0 | 0 | 0 | 0
|  |  |  | 20.12 | 40.24 | 0 | 0 | 0 | 0 | 0 | 12.23 | 0.12502 | 0 | 40.24 | 40.24 | 0 | 0 | 0 | 0 | 0 | 1 | 0 | 0 | 0 | 0
|  |  |  | 20.16 | 40.32 | 0 | 0 | 0 | 0 | 0 | 7.48 | 0.12502 | 0 | 40.32 | 30.288 | 0 | 0 | 0 | 0 | 0 | 0.64467 | 0 | 10.032 | 0 | 0
|  |  |  | 20.6 | 41.2 | 0 | 0 | 0 | 0 | 0 | 7.48 | 0.12502 | 0 | 41.2 | 28.646 | 0 | 0 | 0 | 0 | 0 | 0.2 | 0 | 12.554 | 0 | 0
|  |  |  | 20.44 | 40.88 | 0 | 0 | 0 | 0 | 0 | 7.48 | 0.10709 | 12.554 | 40.88 | 40.88 | 0 | 0 | 0 | 0 | 0 | 0.59956 | 0 | 0 | 0 | 0
|  |  |  | 20.52 | 41.04 | 0 | 0 | 0 | 0 | 0 | 7.48 | 0.10709 | 12.554 | 41.04 | 41.04 | 0 | 0 | 0 | 0 | 0 | 0.99913 | 0 | 0 | 0 | 0
|  |  |  | 14.96 | 29.92 | 0 | 0 | 0 | 0 | 0 | 7.48 | 0.10709 | 0.027 | 29.92 | 29.92 | 0 | 0 | 0 | 0 | 0 | 1 | 0 | 0 | 0 | 0
|  |  |  | 13.04 | 26.08 | 0 | 0 | 0 | 0 | 0 | 7.48 | 0.10709 | 0 | 26.08 | 26.08 | 0 | 0 | 0 | 0 | 0 | 1 | 0 | 0 | 0 | 0
|  |  |  | 12.32 | 24.64 | 0 | 0 | 0 | 0 | 0 | 7.48 | 0.10709 | 0 | 24.64 | 24.64 | 0 | 0 | 0 | 0 | 0 | 1 | 0 | 0 | 0 | 0
|  |  |  | 11.6 | 23.2 | 0 | 0 | 0 | 0 | 0 | 7.48 | 0.10709 | 0 | 23.2 | 23.2 | 0 | 0 | 0 | 0 | 0 | 1 | 0 | 0 | 0 | 0
|  |  |  | 11.68 | 23.36 | 0 | 0 | 0 | 0 | 0 | 7.48 | 0.10709 | 0 | 23.36 | 23.36 | 0 | 0 | 0 | 0 | 0 | 1 | 0 | 0 | 0 | 0
|  |  |  | 12.84 | 25.68 | 0 | 0 | 0 | 0 | 0 | 7.48 | 0.10709 | 0 | 25.68 | 25.68 | 0 | 0 | 0 | 0 | 0 | 1 | 0 | 0 | 0 | 0
|  |  |  | 18.44 | 36.88 | 0 | 0 | 0 | 0 | 0 | 7.48 | 0.10709 | 0 | 36.88 | 36.88 | 0 | 0 | 0 | 0 | 0 | 1 | 0 | 0 | 0 | 0
|  |  |  | 22.88 | 45.76 | 0 | 0 | 0 | 0 | 0 | 7.48 | 0.10709 | 0 | 45.76 | 45.76 | 0 | 0 | 0 | 0 | 0 | 1 | 0 | 0 | 0 | 0
|  |  |  | 31.72 | 63.44 | 0 | 0 | 0 | 0 | 0 | 7.48 | 0.10709 | 0 | 63.44 | 60.582 | 0 | 0 | 0 | 0 | 0 | 0.89875 | 0 | 2.858 | 0 | 0
|  |  |  | 31.92 | 63.84 | 0 | 0 | 0 | 0 | 0 | 7.48 | 0.10709 | 3.181 | 63.84 | 56.005 | 0 | 7.835 | 0 | 0 | 7.835 | 1 | 0 | 0 | 0 | 0
|  |  |  | 32.12 | 64.24 | 0 | 0 | 0 | 0 | 0 | 7.48 | 0.10709 | 0 | 64.24 | 34.375 | 0 | 29.865 | 0 | 0 | 29.865 | 1 | 0 | 0 | 0 | 0
|  |  |  | 33.32 | 66.64 | 0 | 0 | 0 | 0 | 0 | 7.48 | 0.10709 | 0 | 66.64 | 30.049 | 0 | 36.591 | 0 | 0 | 36.591 | 1 | 0 | 0 | 0 | 0
|  |  |  | 37.88 | 75.76 | 0 | 0 | 0 | 0 | 0 | 7.48 | 0.10709 | 0 | 75.76 | 15.866 | 0 | 59.894 | 0 | 0 | 59.894 | 1 | 0 | 0 | 0 | 0
|  |  |  | 36.32 | 72.64 | 0 | 0 | 0 | 0 | 0 | 7.48 | 0.10709 | 0 | 72.64 | 21.022 | 0 | 51.618 | 0 | 0 | 51.618 | 1 | 0 | 0 | 0 | 0
|  |  |  | 34.4 | 68.8 | 0 | 0 | 0 | 0 | 0 | 7.48 | 0.10709 | 0 | 68.8 | 19.575 | 0 | 49.225 | 0 | 0 | 49.225 | 1 | 0 | 0 | 0 | 0
|  |  |  | 34.04 | 68.08 | 0 | 0 | 0 | 0 | 0 | 7.48 | 0.10709 | 0 | 68.08 | 20.429 | 0 | 47.651 | 0 | 0 | 47.651 | 1 | 0 | 0 | 0 | 0
|  |  |  | 31.56 | 63.12 | 0 | 0 | 0 | 0 | 0 | 7.48 | 0.10709 | 0 | 63.12 | 23.191 | 0 | 39.929 | 0 | 0 | 39.929 | 1 | 0 | 0 | 0 | 0
|  |  |  | 30.72 | 61.44 | 0 | 0 | 0 | 0 | 0 | 7.48 | 0.10709 | 0 | 61.44 | 37.797 | 0 | 23.643 | 0 | 0 | 23.643 | 1 | 0 | 0 | 0 | 0
|  |  |  | 31.76 | 63.52 | 0 | 0 | 0 | 0 | 0 | 7.48 | 0.10709 | 0 | 63.52 | 53.859 | 0 | 9.661 | 0 | 0 | 9.661 | 1 | 0 | 0 | 0 | 0
|  |  |  | 32.64 | 65.28 | 0 | 0 | 0 | 0 | 0 | 7.48 | 0.10709 | 0 | 65.28 | 60.582 | 0 | 0 | 0 | 0 | 0 | 0.83357 | 0 | 4.698 | 0 | 0
|  |  |  | 32.52 | 65.04 | 0 | 0 | 0 | 0 | 0 | 7.48 | 0.10709 | 0 | 65.04 | 60.582 | 0 | 0 | 0 | 0 | 0 | 0.67565 | 0 | 4.458 | 0 | 0
|  |  |  | 32.56 | 65.12 | 0 | 0 | 0 | 0 | 0 | 7.48 | 0.10709 | 0 | 65.12 | 60.582 | 0 | 0 | 0 | 0 | 0 | 0.51489 | 0 | 4.538 | 0 | 0
|  |  |  | 31.84 | 63.68 | 0 | 0 | 0 | 0 | 0 | 7.48 | 0.10709 | 0 | 63.68 | 60.582 | 0 | 0 | 0 | 0 | 0 | 0.40514 | 0 | 3.098 | 0 | 0
|  |  |  | 27.92 | 55.84 | 0 | 0 | 0 | 0 | 0 | 7.48 | 0.10709 | 4.742 | 55.84 | 55.84 | 0 | 0 | 0 | 0 | 0 | 0.55605 | 0 | 0 | 0 | 0
|  |  |  | 18.36 | 36.72 | 0 | 0 | 0 | 0 | 0 | 7.48 | 0.10709 | 7.958 | 36.72 | 36.72 | 0 | 0 | 0 | 0 | 0 | 0.80936 | 0 | 0 | 0 | 0
|  |  |  | 13.16 | 26.32 | 0 | 0 | 0 | 0 | 0 | 7.48 | 0.10709 | 0 | 26.32 | 26.32 | 0 | 0 | 0 | 0 | 0 | 0.80936 | 0 | 0 | 0 | 0
|  |  |  | 12.72 | 25.44 | 0 | 0 | 0 | 0 | 0 | 7.48 | 0.10709 | 0 | 25.44 | 25.44 | 0 | 0 | 0 | 0 | 0 | 0.80936 | 0 | 0 | 0 | 0
|  |  |  | 13.88 | 27.76 | 0 | 0 | 0 | 0 | 0 | 7.48 | 0.10709 | 0 | 27.76 | 27.76 | 0 | 0 | 0 | 0 | 0 | 0.80936 | 0 | 0 | 0 | 0
|  |  |  | 12 | 24 | 0 | 0 | 0 | 0 | 0 | 7.48 | 0.10709 | 0 | 24 | 24 | 0 | 0 | 0 | 0 | 0 | 0.80936 | 0 | 0 | 0 | 0
|  |  |  | 12.96 | 25.92 | 0 | 0 | 0 | 0 | 0 | 7.48 | 0.10709 | 0 | 25.92 | 25.92 | 0 | 0 | 0 | 0 | 0 | 0.80936 | 0 | 0 | 0 | 0
|  |  |  | 18.6 | 37.2 | 0 | 0 | 0 | 0 | 0 | 7.48 | 0.10709 | 0 | 37.2 | 37.2 | 0 | 0 | 0 | 0 | 0 | 0.80936 | 0 | 0 | 0 | 0
|  |  |  | 23.44 | 46.88 | 0 | 0 | 0 | 0 | 0 | 7.48 | 0.10709 | 0 | 46.88 | 46.88 | 0 | 0 | 0 | 0 | 0 | 0.80936 | 0 | 0 | 0 | 0
|  |  |  | 30.92 | 61.84 | 0 | 0 | 0 | 0 | 0 | 7.48 | 0.10709 | 0 | 61.84 | 60.582 | 0 | 0 | 0 | 0 | 0 | 0.76478 | 0 | 1.258 | 0 | 0
|  |  |  | 30.72 | 61.44 | 0 | 0 | 0 | 0 | 0 | 7.48 | 0.10709 | 0 | 61.44 | 59.639 | 0 | 1.801 | 0 | 0 | 1.801 | 0.76478 | 0 | 0 | 0 | 0
|  |  |  | 32.76 | 65.52 | 0 | 0 | 0 | 0 | 0 | 7.48 | 0.10709 | 0 | 65.52 | 43.099 | 0 | 22.421 | 0 | 0 | 22.421 | 0.76478 | 0 | 0 | 0 | 0
|  |  |  | 31.68 | 63.36 | 0 | 0 | 0 | 0 | 0 | 7.48 | 0.10709 | 0 | 63.36 | 13.606 | 0 | 49.754 | 0 | 0 | 49.754 | 0.76478 | 0 | 0 | 0 | 0
|  |  |  | 34.6 | 69.2 | 0 | 0 | 0 | 0 | 0 | 7.48 | 0.10709 | 0 | 69.2 | 8.865 | 0 | 60.335 | 0 | 0 | 60.335 | 0.76478 | 0 | 0 | 0 | 0
|  |  |  | 34.04 | 68.08 | 0 | 0 | 0 | 0 | 0 | 7.48 | 0.10709 | 0 | 68.08 | 2.203 | 0 | 65.877 | 0 | 0 | 65.877 | 0.76478 | 0 | 0 | 0 | 0
|  |  |  | 31.04 | 62.08 | 0 | 0 | 0 | 0 | 0 | 7.48 | 0.10709 | 0 | 62.08 | 0 | 0 | 68.22 | 6.14 | 0 | 62.08 | 0.9602 | 0 | 0 | 0 | 0
|  |  |  | 30.72 | 61.44 | 0 | 0 | 0 | 0 | 0 | 7.48 | 0.10709 | 0 | 61.44 | 0 | 0 | 62.69 | 1.25 | 0 | 61.44 | 1 | 0 | 0 | 0 | 0
|  |  |  | 29.76 | 59.52 | 0 | 0 | 0 | 0 | 0 | 7.48 | 0.10709 | 0 | 59.52 | 7.788 | 0 | 51.732 | 0 | 0 | 51.732 | 1 | 0 | 0 | 0 | 0
|  |  |  | 29.4 | 58.8 | 0 | 0 | 0 | 0 | 0 | 7.48 | 0.10709 | 0 | 58.8 | 25.861 | 0 | 32.939 | 0 | 0 | 32.939 | 1 | 0 | 0 | 0 | 0
|  |  |  | 30.52 | 61.04 | 0 | 0 | 0 | 0 | 0 | 7.48 | 0.10709 | 0 | 61.04 | 50.485 | 0 | 10.555 | 0 | 0 | 10.555 | 1 | 0 | 0 | 0 | 0
|  |  |  | 30.68 | 61.36 | 0 | 0 | 0 | 0 | 0 | 7.48 | 0.10709 | 0 | 61.36 | 60.582 | 0 | 0 | 0 | 0 | 0 | 0.97243 | 0 | 0.778 | 0 | 0
|  |  |  | 31.12 | 62.24 | 0 | 0 | 0 | 0 | 0 | 7.48 | 0.10709 | 0 | 62.24 | 60.582 | 0 | 0 | 0 | 0 | 0 | 0.91368 | 0 | 1.658 | 0 | 0
|  |  |  | 32.48 | 64.96 | 0 | 0 | 0 | 0 | 0 | 7.48 | 0.10709 | 0 | 64.96 | 60.582 | 0 | 0 | 0 | 0 | 0 | 0.75859 | 0 | 4.378 | 0 | 0
|  |  |  | 32.56 | 65.12 | 0 | 0 | 0 | 0 | 0 | 7.48 | 0.10709 | 0 | 65.12 | 60.582 | 0 | 0 | 0 | 0 | 0 | 0.59783 | 0 | 4.538 | 0 | 0
|  |  |  | 29.64 | 59.28 | 0 | 0 | 0 | 0 | 0 | 7.48 | 0.10709 | 1.302 | 59.28 | 59.28 | 0 | 0 | 0 | 0 | 0 | 0.63926 | 0 | 0 | 0 | 0
|  |  |  | 18.8 | 37.6 | 0 | 0 | 0 | 0 | 0 | 7.48 | 0.10709 | 11.334 | 37.6 | 37.6 | 0 | 0 | 0 | 0 | 0 | 1 | 0 | 0 | 0 | 0
|  |  |  | 16.24 | 32.48 | 0 | 0 | 0 | 0 | 0 | 7.48 | 0.10709 | 0 | 32.48 | 32.48 | 0 | 0 | 0 | 0 | 0 | 1 | 0 | 0 | 0 | 0
|  |  |  | 15.64 | 31.28 | 0 | 0 | 0 | 0 | 0 | 7.48 | 0.10709 | 0 | 31.28 | 31.28 | 0 | 0 | 0 | 0 | 0 | 1 | 0 | 0 | 0 | 0
|  |  |  | 17.64 | 35.28 | 0 | 0 | 0 | 0 | 0 | 7.48 | 0.10709 | 0 | 35.28 | 35.28 | 0 | 0 | 0 | 0 | 0 | 1 | 0 | 0 | 0 | 0
|  |  |  | 19.2 | 38.4 | 0 | 0 | 0 | 0 | 0 | 7.48 | 0.10709 | 0 | 38.4 | 38.4 | 0 | 0 | 0 | 0 | 0 | 1 | 0 | 0 | 0 | 0
|  |  |  | 16.56 | 33.12 | 0 | 0 | 0 | 0 | 0 | 7.48 | 0.10709 | 0 | 33.12 | 33.12 | 0 | 0 | 0 | 0 | 0 | 1 | 0 | 0 | 0 | 0
|  |  |  | 18.92 | 37.84 | 0 | 0 | 0 | 0 | 0 | 7.48 | 0.10709 | 0 | 37.84 | 37.84 | 0 | 0 | 0 | 0 | 0 | 1 | 0 | 0 | 0 | 0
|  |  |  | 23.52 | 47.04 | 0 | 0 | 0 | 0 | 0 | 7.48 | 0.10709 | 0 | 47.04 | 47.04 | 0 | 0 | 0 | 0 | 0 | 1 | 0 | 0 | 0 | 0
|  |  |  | 32.48 | 64.96 | 0 | 0 | 0 | 0 | 0 | 7.48 | 0.10709 | 0 | 64.96 | 60.582 | 0 | 0 | 0 | 0 | 0 | 0.84491 | 0 | 4.378 | 0 | 0
|  |  |  | 32.52 | 65.04 | 0 | 0 | 0 | 0 | 0 | 7.48 | 0.10709 | 0 | 65.04 | 60.582 | 0 | 2.053 | 0 | 0 | 2.053 | 0.75971 | 0 | 2.405 | 0 | 0
|  |  |  | 35.2 | 70.4 | 0 | 0 | 0 | 0 | 0 | 7.48 | 0.10709 | 0 | 70.4 | 60.582 | 0 | 4.472 | 0 | 0 | 4.472 | 0.57032 | 0 | 5.347 | 0 | 0
|  |  |  | 35.48 | 70.96 | 0 | 0 | 0 | 0 | 0 | 7.48 | 0.10709 | 12.554 | 70.96 | 45.39 | 0 | 25.57 | 0 | 0 | 25.57 | 0.96988 | 0 | 0 | 0 | 0
|  |  |  | 38.88 | 77.76 | 0 | 0 | 0 | 0 | 0 | 7.48 | 0.12502 | 0 | 77.76 | 31.835 | 0 | 45.925 | 0 | 0 | 45.925 | 0.96988 | 0 | 0 | 0 | 0
|  |  |  | 35.92 | 71.84 | 0 | 0 | 0 | 0 | 0 | 7.48 | 0.12502 | 0 | 71.84 | 42.705 | 0 | 29.135 | 0 | 0 | 29.135 | 0.96988 | 0 | 0 | 0 | 0
|  |  |  | 33.88 | 67.76 | 0 | 0 | 0 | 0 | 0 | 7.48 | 0.12502 | 0 | 67.76 | 22.477 | 0 | 45.283 | 0 | 0 | 45.283 | 0.96988 | 0 | 0 | 0 | 0
|  |  |  | 32.88 | 65.76 | 0 | 0 | 0 | 0 | 0 | 7.48 | 0.12502 | 0 | 65.76 | 39.737 | 0 | 26.023 | 0 | 0 | 26.023 | 0.96988 | 0 | 0 | 0 | 0
|  |  |  | 31.64 | 63.28 | 0 | 0 | 0 | 0 | 0 | 12.23 | 0.12502 | 0 | 63.28 | 50.207 | 0 | 9.006 | 0 | 0 | 9.006 | 0.82582 | 0 | 4.067 | 0 | 0
|  |  |  | 30.68 | 61.36 | 0 | 0 | 0 | 0 | 0 | 12.23 | 0.12502 | 0 | 61.36 | 38.007 | 0 | 23.353 | 0 | 0 | 23.353 | 0.82582 | 0 | 0 | 0 | 0
|  |  |  | 31.44 | 62.88 | 0 | 0 | 0 | 0 | 0 | 12.23 | 0.12502 | 0 | 62.88 | 50.207 | 0 | 10.392 | 0 | 0 | 10.392 | 0.745 | 0 | 2.282 | 0 | 0
|  |  |  | 30.4 | 60.8 | 0 | 0 | 0 | 0 | 0 | 12.23 | 0.12502 | 0 | 60.8 | 60.582 | 0 | 0 | 0 | 0 | 0 | 0.73726 | 0 | 0.218 | 0 | 0
|  |  |  | 31.64 | 63.28 | 0 | 0 | 0 | 0 | 0 | 7.48 | 0.12502 | 0 | 63.28 | 60.582 | 0 | 0 | 0 | 0 | 0 | 0.64167 | 0 | 2.698 | 0 | 0
|  |  |  | 31.44 | 62.88 | 0 | 0 | 0 | 0 | 0 | 7.48 | 0.12502 | 0 | 62.88 | 50.469 | 0 | 0 | 0 | 0 | 0 | 0.20207 | 0 | 12.411 | 0 | 0
|  |  |  | 30.32 | 60.64 | 0 | 0 | 0 | 0 | 0 | 7.48 | 0.10709 | 0 | 60.64 | 60.582 | 0 | 0 | 0 | 0 | 0 | 0.2 | 0 | 0.058 | 0 | 0
|  |  |  | 26.88 | 53.76 | 0 | 0 | 0 | 0 | 0 | 7.48 | 0.10709 | 0 | 53.76 | 53.76 | 0 | 0 | 0 | 0 | 0 | 0.2 | 0 | 0 | 0 | 0
|  |  |  | 17.92 | 35.84 | 0 | 0 | 0 | 0 | 0 | 7.48 | 0.10709 | 0 | 35.84 | 35.84 | 0 | 0 | 0 | 0 | 0 | 0.2 | 0 | 0 | 0 | 0
|  |  |  | 13.36 | 26.72 | 0 | 0 | 0 | 0 | 0 | 7.48 | 0.10709 | 0 | 26.72 | 26.72 | 0 | 0 | 0 | 0 | 0 | 0.2 | 0 | 0 | 0 | 0
|  |  |  | 12.84 | 25.68 | 0 | 0 | 0 | 0 | 0 | 7.48 | 0.10709 | 0 | 25.68 | 25.68 | 0 | 0 | 0 | 0 | 0 | 0.2 | 0 | 0 | 0 | 0
|  |  |  | 12.24 | 24.48 | 0 | 0 | 0 | 0 | 0 | 7.48 | 0.10709 | 0 | 24.48 | 24.48 | 0 | 0 | 0 | 0 | 0 | 0.2 | 0 | 0 | 0 | 0
|  |  |  | 11.96 | 23.92 | 0 | 0 | 0 | 0 | 0 | 7.48 | 0.10709 | 0 | 23.92 | 23.92 | 0 | 0 | 0 | 0 | 0 | 0.2 | 0 | 0 | 0 | 0
|  |  |  | 12.96 | 25.92 | 0 | 0 | 0 | 0 | 0 | 7.48 | 0.10709 | 0 | 25.92 | 25.92 | 0 | 0 | 0 | 0 | 0 | 0.2 | 0 | 0 | 0 | 0
|  |  |  | 18.88 | 37.76 | 0 | 0 | 0 | 0 | 0 | 7.48 | 0.10709 | 0 | 37.76 | 37.76 | 0 | 0 | 0 | 0 | 0 | 0.2 | 0 | 0 | 0 | 0
|  |  |  | 20.52 | 41.04 | 0 | 0 | 0 | 0 | 0 | 7.48 | 0.10709 | 0 | 41.04 | 41.04 | 0 | 0 | 0 | 0 | 0 | 0.2 | 0 | 0 | 0 | 0
|  |  |  | 22.32 | 44.64 | 0 | 0 | 0 | 0 | 0 | 7.48 | 0.10709 | 0 | 44.64 | 44.64 | 0 | 0 | 0 | 0 | 0 | 0.2 | 0 | 0 | 0 | 0
|  |  |  | 27.64 | 55.28 | 0 | 0 | 0 | 0 | 0 | 7.48 | 0.10709 | 0 | 55.28 | 46.941 | 0 | 8.339 | 0 | 0 | 8.339 | 0.2 | 0 | 0 | 0 | 0
|  |  |  | 27.04 | 54.08 | 0 | 0 | 0 | 0 | 0 | 7.48 | 0.10709 | 0 | 54.08 | 39.582 | 0 | 14.498 | 0 | 0 | 14.498 | 0.2 | 0 | 0 | 0 | 0
|  |  |  | 28.68 | 57.36 | 0 | 0 | 0 | 0 | 0 | 7.48 | 0.10709 | 0 | 57.36 | 5.893 | 0 | 51.467 | 0 | 0 | 51.467 | 0.2 | 0 | 0 | 0 | 0
|  |  |  | 29.2 | 58.4 | 0 | 0 | 0 | 0 | 0 | 7.48 | 0.12502 | 0 | 58.4 | 0 | 0 | 64.58 | 6.18 | 0 | 58.4 | 0.39669 | 0 | 0 | 0 | 0
|  |  |  | 29.16 | 58.32 | 0 | 0 | 0 | 0 | 0 | 7.48 | 0.12502 | 0 | 58.32 | 0 | 0 | 69.908 | 11.588 | 0 | 58.32 | 0.76551 | 0 | 0 | 0 | 0
|  |  |  | 29.12 | 58.24 | 0 | 0 | 0 | 0 | 0 | 7.48 | 0.12502 | 0 | 58.24 | 0 | 4.578 | 65.607 | 7.367 | 0 | 58.24 | 1 | 0 | 0 | 0 | 0
|  |  |  | 30.12 | 60.24 | 0 | 0 | 0 | 0 | 0 | 7.48 | 0.12502 | 0 | 60.24 | 0 | 4.126 | 60.24 | 0 | 0 | 60.24 | 1 | 0 | 0 | 0 | 0
|  |  |  | 28.84 | 57.68 | 0 | 0 | 0 | 0 | 0 | 12.23 | 0.12502 | 0 | 57.68 | 5.23 | 0 | 52.45 | 0 | 0 | 52.45 | 1 | 0 | 0 | 0 | 0
|  |  |  | 28.64 | 57.28 | 0 | 0 | 0 | 0 | 0 | 12.23 | 0.12502 | 0 | 57.28 | 22.893 | 0 | 34.387 | 0 | 0 | 34.387 | 1 | 0 | 0 | 0 | 0
|  |  |  | 30.96 | 61.92 | 0 | 0 | 0 | 0 | 0 | 12.23 | 0.12502 | 0 | 61.92 | 50.042 | 0 | 11.878 | 0 | 0 | 11.878 | 1 | 0 | 0 | 0 | 0
|  |  |  | 30.88 | 61.76 | 0 | 0 | 0 | 0 | 0 | 12.23 | 0.12502 | 0 | 61.76 | 60.582 | 0 | 0 | 0 | 0 | 0 | 0.95826 | 0 | 1.178 | 0 | 0
|  |  |  | 28.72 | 57.44 | 0 | 0 | 0 | 0 | 0 | 7.48 | 0.12502 | 0 | 57.44 | 48.587 | 0 | 0 | 0 | 0 | 0 | 0.64467 | 0 | 8.853 | 0 | 0
|  |  |  | 27.2 | 54.4 | 0 | 0 | 0 | 0 | 0 | 7.48 | 0.12502 | 0 | 54.4 | 41.846 | 0 | 0 | 0 | 0 | 0 | 0.2 | 0 | 12.554 | 0 | 0
|  |  |  | 26.52 | 53.04 | 0 | 0 | 0 | 0 | 0 | 7.48 | 0.10709 | 7.542 | 53.04 | 53.04 | 0 | 0 | 0 | 0 | 0 | 0.44003 | 0 | 0 | 0 | 0
|  |  |  | 26.88 | 53.76 | 0 | 0 | 0 | 0 | 0 | 7.48 | 0.10709 | 0.501 | 53.76 | 53.76 | 0 | 0 | 0 | 0 | 0 | 0.45598 | 0 | 0 | 0 | 0
|  |  |  | 22.04 | 44.08 | 0 | 0 | 0 | 0 | 0 | 7.48 | 0.10709 | 0 | 44.08 | 44.08 | 0 | 0 | 0 | 0 | 0 | 0.45598 | 0 | 0 | 0 | 0
|  |  |  | 21.68 | 43.36 | 0 | 0 | 0 | 0 | 0 | 7.48 | 0.10709 | 0 | 43.36 | 43.36 | 0 | 0 | 0 | 0 | 0 | 0.45598 | 0 | 0 | 0 | 0
|  |  |  | 20.04 | 40.08 | 0 | 0 | 0 | 0 | 0 | 7.48 | 0.10709 | 0 | 40.08 | 40.08 | 0 | 0 | 0 | 0 | 0 | 0.45598 | 0 | 0 | 0 | 0
|  |  |  | 17.64 | 35.28 | 0 | 0 | 0 | 0 | 0 | 7.48 | 0.10709 | 0 | 35.28 | 35.28 | 0 | 0 | 0 | 0 | 0 | 0.45598 | 0 | 0 | 0 | 0
|  |  |  | 17.36 | 34.72 | 0 | 0 | 0 | 0 | 0 | 7.48 | 0.10709 | 0 | 34.72 | 34.72 | 0 | 0 | 0 | 0 | 0 | 0.45598 | 0 | 0 | 0 | 0
|  |  |  | 18.16 | 36.32 | 0 | 0 | 0 | 0 | 0 | 7.48 | 0.10709 | 0 | 36.32 | 36.32 | 0 | 0 | 0 | 0 | 0 | 0.45598 | 0 | 0 | 0 | 0
|  |  |  | 24.24 | 48.48 | 0 | 0 | 0 | 0 | 0 | 7.48 | 0.10709 | 0 | 48.48 | 48.48 | 0 | 0 | 0 | 0 | 0 | 0.45598 | 0 | 0 | 0 | 0
|  |  |  | 25.52 | 51.04 | 0 | 0 | 0 | 0 | 0 | 7.48 | 0.10709 | 0 | 51.04 | 51.04 | 0 | 0 | 0 | 0 | 0 | 0.45598 | 0 | 0 | 0 | 0
|  |  |  | 20.68 | 41.36 | 0 | 0 | 0 | 0 | 0 | 7.48 | 0.10709 | 0 | 41.36 | 41.36 | 0 | 0 | 0 | 0 | 0 | 0.45598 | 0 | 0 | 0 | 0
|  |  |  | 20.32 | 40.64 | 0 | 0 | 0 | 0 | 0 | 7.48 | 0.10709 | 0 | 40.64 | 35.073 | 0 | 5.567 | 0 | 0 | 5.567 | 0.45598 | 0 | 0 | 0 | 0
|  |  |  | 24.8 | 49.6 | 0 | 0 | 0 | 0 | 0 | 7.48 | 0.10709 | 0 | 49.6 | 30.945 | 0 | 18.655 | 0 | 0 | 18.655 | 0.45598 | 0 | 0 | 0 | 0
|  |  |  | 27.68 | 55.36 | 0 | 0 | 0 | 0 | 0 | 7.48 | 0.10709 | 0 | 55.36 | 14.058 | 0 | 41.302 | 0 | 0 | 41.302 | 0.45598 | 0 | 0 | 0 | 0
|  |  |  | 28.48 | 56.96 | 0 | 0 | 0 | 0 | 0 | 7.48 | 0.12502 | 0 | 56.96 | 0 | 0 | 55.611 | 0 | 0 | 55.611 | 0.40821 | 0 | 1.349 | 0 | 0
|  |  |  | 27.84 | 55.68 | 0 | 0 | 0 | 0 | 0 | 7.48 | 0.12502 | 0 | 55.68 | 0 | 5.365 | 68.234 | 12.554 | 0 | 55.68 | 0.80778 | 0 | 0 | 0 | 0
|  |  |  | 27.28 | 54.56 | 0 | 0 | 0 | 0 | 0 | 7.48 | 0.12502 | 0 | 54.56 | 0 | 0 | 60.599 | 6.039 | 0 | 54.56 | 1 | 0 | 0 | 0 | 0
|  |  |  | 27.8 | 55.6 | 0 | 0 | 0 | 0 | 0 | 7.48 | 0.12502 | 0 | 55.6 | 7.206 | 0 | 48.394 | 0 | 0 | 48.394 | 1 | 0 | 0 | 0 | 0
|  |  |  | 27.88 | 55.76 | 0 | 0 | 0 | 0 | 0 | 12.23 | 0.12502 | 0 | 55.76 | 28.553 | 0 | 27.207 | 0 | 0 | 27.207 | 1 | 0 | 0 | 0 | 0
|  |  |  | 27.24 | 54.48 | 0 | 0 | 0 | 0 | 0 | 12.23 | 0.12502 | 0 | 54.48 | 49.139 | 0 | 5.341 | 0 | 0 | 5.341 | 1 | 0 | 0 | 0 | 0
|  |  |  | 27.72 | 55.44 | 0 | 0 | 0 | 0 | 0 | 12.23 | 0.12502 | 0 | 55.44 | 48.399 | 0 | 7.041 | 0 | 0 | 7.041 | 1 | 0 | 0 | 0 | 0
|  |  |  | 28.12 | 56.24 | 0 | 0 | 0 | 0 | 0 | 12.23 | 0.12502 | 0 | 56.24 | 56.24 | 0 | 0 | 0 | 0 | 0 | 1 | 0 | 0 | 0 | 0
|  |  |  | 26.88 | 53.76 | 0 | 0 | 0 | 0 | 0 | 7.48 | 0.12502 | 0 | 53.76 | 43.728 | 0 | 0 | 0 | 0 | 0 | 0.64467 | 0 | 10.032 | 0 | 0
|  |  |  | 20.52 | 41.04 | 0 | 0 | 0 | 0 | 0 | 7.48 | 0.12502 | 0 | 41.04 | 28.486 | 0 | 0 | 0 | 0 | 0 | 0.2 | 0 | 12.554 | 0 | 0
|  |  |  | 20.28 | 40.56 | 0 | 0 | 0 | 0 | 0 | 7.48 | 0.10709 | 12.554 | 40.56 | 40.56 | 0 | 0 | 0 | 0 | 0 | 0.59956 | 0 | 0 | 0 | 0
|  |  |  | 20.56 | 41.12 | 0 | 0 | 0 | 0 | 0 | 7.48 | 0.10709 | 12.554 | 41.12 | 41.12 | 0 | 0 | 0 | 0 | 0 | 0.99913 | 0 | 0 | 0 | 0
|  |  |  | 17.08 | 34.16 | 0 | 0 | 0 | 0 | 0 | 7.48 | 0.10709 | 0.027 | 34.16 | 34.16 | 0 | 0 | 0 | 0 | 0 | 1 | 0 | 0 | 0 | 0
|  |  |  | 15 | 30 | 0 | 0 | 0 | 0 | 0 | 7.48 | 0.10709 | 0 | 30 | 30 | 0 | 0 | 0 | 0 | 0 | 1 | 0 | 0 | 0 | 0
|  |  |  | 13.68 | 27.36 | 0 | 0 | 0 | 0 | 0 | 7.48 | 0.10709 | 0 | 27.36 | 27.36 | 0 | 0 | 0 | 0 | 0 | 1 | 0 | 0 | 0 | 0
|  |  |  | 14.88 | 29.76 | 0 | 0 | 0 | 0 | 0 | 7.48 | 0.10709 | 0 | 29.76 | 29.76 | 0 | 0 | 0 | 0 | 0 | 1 | 0 | 0 | 0 | 0
|  |  |  | 12.08 | 24.16 | 0 | 0 | 0 | 0 | 0 | 7.48 | 0.10709 | 0 | 24.16 | 24.16 | 0 | 0 | 0 | 0 | 0 | 1 | 0 | 0 | 0 | 0
|  |  |  | 12.72 | 25.44 | 0 | 0 | 0 | 0 | 0 | 7.48 | 0.10709 | 0 | 25.44 | 25.44 | 0 | 0 | 0 | 0 | 0 | 1 | 0 | 0 | 0 | 0
|  |  |  | 18.72 | 37.44 | 0 | 0 | 0 | 0 | 0 | 7.48 | 0.10709 | 0 | 37.44 | 37.44 | 0 | 0 | 0 | 0 | 0 | 1 | 0 | 0 | 0 | 0
|  |  |  | 20.2 | 40.4 | 0 | 0 | 0 | 0 | 0 | 7.48 | 0.10709 | 0 | 40.4 | 40.4 | 0 | 0 | 0 | 0 | 0 | 1 | 0 | 0 | 0 | 0
|  |  |  | 27.68 | 55.36 | 0 | 0 | 0 | 0 | 0 | 7.48 | 0.10709 | 0 | 55.36 | 55.36 | 0 | 0 | 0 | 0 | 0 | 1 | 0 | 0 | 0 | 0
|  |  |  | 30.92 | 61.84 | 0 | 0 | 0 | 0 | 0 | 7.48 | 0.10709 | 0 | 61.84 | 52.985 | 0 | 8.855 | 0 | 0 | 8.855 | 1 | 0 | 0 | 0 | 0
|  |  |  | 33.12 | 66.24 | 0 | 0 | 0 | 0 | 0 | 7.48 | 0.10709 | 0 | 66.24 | 33.906 | 0 | 32.334 | 0 | 0 | 32.334 | 1 | 0 | 0 | 0 | 0
|  |  |  | 35.28 | 70.56 | 0 | 0 | 0 | 0 | 0 | 7.48 | 0.10709 | 0 | 70.56 | 17.795 | 0 | 52.765 | 0 | 0 | 52.765 | 1 | 0 | 0 | 0 | 0
|  |  |  | 38.4 | 76.8 | 0 | 0 | 0 | 0 | 0 | 7.48 | 0.12502 | 0 | 76.8 | 9.145 | 0 | 65.008 | 0 | 0 | 65.008 | 0.90623 | 0 | 2.647 | 0 | 0
|  |  |  | 36.12 | 72.24 | 0 | 0 | 0 | 0 | 0 | 7.48 | 0.12502 | 0 | 72.24 | 0 | 0 | 69.039 | 0 | 0 | 69.039 | 0.79284 | 0 | 3.201 | 0 | 0
|  |  |  | 32.32 | 64.64 | 0 | 0 | 0 | 0 | 0 | 7.48 | 0.12502 | 0 | 64.64 | 0 | 0 | 69.266 | 4.626 | 0 | 64.64 | 0.94006 | 0 | 0 | 0 | 0
|  |  |  | 30.92 | 61.84 | 0 | 0 | 0 | 0 | 0 | 7.48 | 0.12502 | 0 | 61.84 | 0 | 0 | 63.723 | 1.883 | 0 | 61.84 | 1 | 0 | 0 | 0 | 0
|  |  |  | 28 | 56 | 0 | 0 | 0 | 0 | 0 | 12.23 | 0.12502 | 0 | 56 | 3.878 | 0 | 52.122 | 0 | 0 | 52.122 | 1 | 0 | 0 | 0 | 0
|  |  |  | 28.04 | 56.08 | 0 | 0 | 0 | 0 | 0 | 12.23 | 0.12502 | 0 | 56.08 | 21.68 | 0 | 34.4 | 0 | 0 | 34.4 | 1 | 0 | 0 | 0 | 0
|  |  |  | 29.4 | 58.8 | 0 | 0 | 0 | 0 | 0 | 12.23 | 0.12502 | 0 | 58.8 | 46.544 | 0 | 12.256 | 0 | 0 | 12.256 | 1 | 0 | 0 | 0 | 0
|  |  |  | 30.4 | 60.8 | 0 | 0 | 0 | 0 | 0 | 12.23 | 0.12502 | 0 | 60.8 | 60.582 | 0 | 0 | 0 | 0 | 0 | 0.99226 | 0 | 0.218 | 0 | 0
|  |  |  | 31.24 | 62.48 | 0 | 0 | 0 | 0 | 0 | 7.48 | 0.12502 | 0 | 62.48 | 53.765 | 0 | 0 | 0 | 0 | 0 | 0.68358 | 0 | 8.715 | 0 | 0
|  |  |  | 31.8 | 63.6 | 0 | 0 | 0 | 0 | 0 | 7.48 | 0.12502 | 0 | 63.6 | 51.046 | 0 | 0 | 0 | 0 | 0 | 0.23891 | 0 | 12.554 | 0 | 0
|  |  |  | 30.84 | 61.68 | 0 | 0 | 0 | 0 | 0 | 7.48 | 0.10709 | 0 | 61.68 | 60.582 | 0 | 0 | 0 | 0 | 0 | 0.2 | 0 | 1.098 | 0 | 0
|  |  |  | 28.28 | 56.56 | 0 | 0 | 0 | 0 | 0 | 7.48 | 0.10709 | 3.269 | 56.56 | 56.56 | 0 | 0 | 0 | 0 | 0 | 0.30406 | 0 | 0 | 0 | 0
|  |  |  | 16.8 | 33.6 | 0 | 0 | 0 | 0 | 0 | 7.48 | 0.10709 | 0 | 33.6 | 33.6 | 0 | 0 | 0 | 0 | 0 | 0.30406 | 0 | 0 | 0 | 0
|  |  |  | 15.04 | 30.08 | 0 | 0 | 0 | 0 | 0 | 7.48 | 0.10709 | 0 | 30.08 | 30.08 | 0 | 0 | 0 | 0 | 0 | 0.30406 | 0 | 0 | 0 | 0
|  |  |  | 14.96 | 29.92 | 0 | 0 | 0 | 0 | 0 | 7.48 | 0.10709 | 0 | 29.92 | 29.92 | 0 | 0 | 0 | 0 | 0 | 0.30406 | 0 | 0 | 0 | 0
|  |  |  | 15.6 | 31.2 | 0 | 0 | 0 | 0 | 0 | 7.48 | 0.10709 | 0 | 31.2 | 31.2 | 0 | 0 | 0 | 0 | 0 | 0.30406 | 0 | 0 | 0 | 0
|  |  |  | 19.12 | 38.24 | 0 | 0 | 0 | 0 | 0 | 7.48 | 0.10709 | 0 | 38.24 | 38.24 | 0 | 0 | 0 | 0 | 0 | 0.30406 | 0 | 0 | 0 | 0
|  |  |  | 15.68 | 31.36 | 0 | 0 | 0 | 0 | 0 | 7.48 | 0.10709 | 0 | 31.36 | 31.36 | 0 | 0 | 0 | 0 | 0 | 0.30406 | 0 | 0 | 0 | 0
|  |  |  | 19.16 | 38.32 | 0 | 0 | 0 | 0 | 0 | 7.48 | 0.10709 | 0 | 38.32 | 38.32 | 0 | 0 | 0 | 0 | 0 | 0.30406 | 0 | 0 | 0 | 0
|  |  |  | 22.96 | 45.92 | 0 | 0 | 0 | 0 | 0 | 7.48 | 0.10709 | 0 | 45.92 | 45.92 | 0 | 0 | 0 | 0 | 0 | 0.30406 | 0 | 0 | 0 | 0
|  |  |  | 31.6 | 63.2 | 0 | 0 | 0 | 0 | 0 | 7.48 | 0.10709 | 0 | 63.2 | 60.582 | 0 | 0 | 0 | 0 | 0 | 0.21131 | 0 | 2.618 | 0 | 0
|  |  |  | 31.44 | 62.88 | 0 | 0 | 0 | 0 | 0 | 7.48 | 0.10709 | 0 | 62.88 | 53.471 | 0 | 9.409 | 0 | 0 | 9.409 | 0.21131 | 0 | 0 | 0 | 0
|  |  |  | 32.4 | 64.8 | 0 | 0 | 0 | 0 | 0 | 7.48 | 0.10709 | 0 | 64.8 | 31.509 | 0 | 33.291 | 0 | 0 | 33.291 | 0.21131 | 0 | 0 | 0 | 0
|  |  |  | 33.2 | 66.4 | 0 | 0 | 0 | 0 | 0 | 7.48 | 0.10709 | 0 | 66.4 | 11.998 | 0 | 54.402 | 0 | 0 | 54.402 | 0.21131 | 0 | 0 | 0 | 0
|  |  |  | 34.32 | 68.64 | 0 | 0 | 0 | 0 | 0 | 7.48 | 0.12502 | 0 | 68.64 | 0 | 0 | 68.321 | 0 | 0 | 68.321 | 0.2 | 0 | 0.319 | 0 | 0
|  |  |  | 33.08 | 66.16 | 0 | 0 | 0 | 0 | 0 | 7.48 | 0.12502 | 0 | 66.16 | 0 | 0 | 75.526 | 9.366 | 0 | 66.16 | 0.49809 | 0 | 0 | 0 | 0
|  |  |  | 30.32 | 60.64 | 0 | 0 | 0 | 0 | 0 | 7.48 | 0.12502 | 0 | 60.64 | 0 | 2.382 | 73.194 | 12.554 | 0 | 60.64 | 0.89765 | 0 | 0 | 0 | 0
|  |  |  | 29.52 | 59.04 | 0 | 0 | 0 | 0 | 0 | 7.48 | 0.12502 | 0 | 59.04 | 0 | 6.909 | 62.256 | 3.216 | 0 | 59.04 | 1 | 0 | 0 | 0 | 0
|  |  |  | 28.28 | 56.56 | 0 | 0 | 0 | 0 | 0 | 12.23 | 0.12502 | 0 | 56.56 | 0.949 | 0 | 55.611 | 0 | 0 | 55.611 | 1 | 0 | 0 | 0 | 0
|  |  |  | 26.88 | 53.76 | 0 | 0 | 0 | 0 | 0 | 12.23 | 0.12502 | 0 | 53.76 | 17.647 | 0 | 36.113 | 0 | 0 | 36.113 | 1 | 0 | 0 | 0 | 0
|  |  |  | 28.36 | 56.72 | 0 | 0 | 0 | 0 | 0 | 12.23 | 0.12502 | 0 | 56.72 | 44.023 | 0 | 12.697 | 0 | 0 | 12.697 | 1 | 0 | 0 | 0 | 0
|  |  |  | 30.24 | 60.48 | 0 | 0 | 0 | 0 | 0 | 12.23 | 0.12502 | 0 | 60.48 | 60.48 | 0 | 0 | 0 | 0 | 0 | 1 | 0 | 0 | 0 | 0
|  |  |  | 29.72 | 59.44 | 0 | 0 | 0 | 0 | 0 | 7.48 | 0.12502 | 0 | 59.44 | 49.408 | 0 | 0 | 0 | 0 | 0 | 0.64467 | 0 | 10.032 | 0 | 0
|  |  |  | 30.4 | 60.8 | 0 | 0 | 0 | 0 | 0 | 7.48 | 0.12502 | 0 | 60.8 | 48.246 | 0 | 0 | 0 | 0 | 0 | 0.2 | 0 | 12.554 | 0 | 0
|  |  |  | 29.76 | 59.52 | 0 | 0 | 0 | 0 | 0 | 7.48 | 0.10709 | 1.062 | 59.52 | 59.52 | 0 | 0 | 0 | 0 | 0 | 0.23379 | 0 | 0 | 0 | 0
|  |  |  | 24.16 | 48.32 | 0 | 0 | 0 | 0 | 0 | 7.48 | 0.10709 | 8.944 | 48.32 | 48.32 | 0 | 0 | 0 | 0 | 0 | 0.51844 | 0 | 0 | 0 | 0
|  |  |  | 15.96 | 31.92 | 0 | 0 | 0 | 0 | 0 | 7.48 | 0.10709 | 0 | 31.92 | 31.92 | 0 | 0 | 0 | 0 | 0 | 0.51844 | 0 | 0 | 0 | 0
|  |  |  | 14.12 | 28.24 | 0 | 0 | 0 | 0 | 0 | 7.48 | 0.10709 | 0 | 28.24 | 28.24 | 0 | 0 | 0 | 0 | 0 | 0.51844 | 0 | 0 | 0 | 0
|  |  |  | 13.88 | 27.76 | 0 | 0 | 0 | 0 | 0 | 7.48 | 0.10709 | 0 | 27.76 | 27.76 | 0 | 0 | 0 | 0 | 0 | 0.51844 | 0 | 0 | 0 | 0
|  |  |  | 14.4 | 28.8 | 0 | 0 | 0 | 0 | 0 | 7.48 | 0.10709 | 0 | 28.8 | 28.8 | 0 | 0 | 0 | 0 | 0 | 0.51844 | 0 | 0 | 0 | 0
|  |  |  | 12.92 | 25.84 | 0 | 0 | 0 | 0 | 0 | 7.48 | 0.10709 | 0 | 25.84 | 25.84 | 0 | 0 | 0 | 0 | 0 | 0.51844 | 0 | 0 | 0 | 0
|  |  |  | 13.56 | 27.12 | 0 | 0 | 0 | 0 | 0 | 7.48 | 0.10709 | 0 | 27.12 | 27.12 | 0 | 0 | 0 | 0 | 0 | 0.51844 | 0 | 0 | 0 | 0
|  |  |  | 18.56 | 37.12 | 0 | 0 | 0 | 0 | 0 | 7.48 | 0.10709 | 0 | 37.12 | 37.12 | 0 | 0 | 0 | 0 | 0 | 0.51844 | 0 | 0 | 0 | 0
|  |  |  | 20.32 | 40.64 | 0 | 0 | 0 | 0 | 0 | 7.48 | 0.10709 | 0 | 40.64 | 40.64 | 0 | 0 | 0 | 0 | 0 | 0.51844 | 0 | 0 | 0 | 0
|  |  |  | 30.28 | 60.56 | 0 | 0 | 0 | 0 | 0 | 7.48 | 0.10709 | 0 | 60.56 | 60.56 | 0 | 0 | 0 | 0 | 0 | 0.51844 | 0 | 0 | 0 | 0
|  |  |  | 31.52 | 63.04 | 0 | 0 | 0 | 0 | 0 | 7.48 | 0.10709 | 0 | 63.04 | 53.593 | 0 | 9.447 | 0 | 0 | 9.447 | 0.51844 | 0 | 0 | 0 | 0
|  |  |  | 32.88 | 65.76 | 0 | 0 | 0 | 0 | 0 | 7.48 | 0.10709 | 0 | 65.76 | 32.632 | 0 | 33.128 | 0 | 0 | 33.128 | 0.51844 | 0 | 0 | 0 | 0
|  |  |  | 32.36 | 64.72 | 0 | 0 | 0 | 0 | 0 | 7.48 | 0.10709 | 0 | 64.72 | 11.489 | 0 | 53.231 | 0 | 0 | 53.231 | 0.51844 | 0 | 0 | 0 | 0
|  |  |  | 32.32 | 64.64 | 0 | 0 | 0 | 0 | 0 | 7.48 | 0.10709 | 0 | 64.64 | 0 | 0 | 66.255 | 1.615 | 0 | 64.64 | 0.56984 | 0 | 0 | 0 | 0
|  |  |  | 35.48 | 70.96 | 0 | 0 | 0 | 0 | 0 | 7.48 | 0.10709 | 0 | 70.96 | 0 | 0 | 72.881 | 1.921 | 0 | 70.96 | 0.63097 | 0 | 0 | 0 | 0
|  |  |  | 31.88 | 63.76 | 0 | 0 | 0 | 0 | 0 | 7.48 | 0.10709 | 0 | 63.76 | 0 | 0 | 71.835 | 8.075 | 0 | 63.76 | 0.88799 | 0 | 0 | 0 | 0
|  |  |  | 31.16 | 62.32 | 0 | 0 | 0 | 0 | 0 | 7.48 | 0.10709 | 0 | 62.32 | 0 | 0 | 65.839 | 3.519 | 0 | 62.32 | 1 | 0 | 0 | 0 | 0
|  |  |  | 30.8 | 61.6 | 0 | 0 | 0 | 0 | 0 | 7.48 | 0.10709 | 0 | 61.6 | 27.314 | 0 | 34.286 | 0 | 0 | 34.286 | 1 | 0 | 0 | 0 | 0
|  |  |  | 26.6 | 53.2 | 0 | 0 | 0 | 0 | 0 | 7.48 | 0.10709 | 0 | 53.2 | 42.67 | 0 | 10.53 | 0 | 0 | 10.53 | 1 | 0 | 0 | 0 | 0
|  |  |  | 29.64 | 59.28 | 0 | 0 | 0 | 0 | 0 | 7.48 | 0.10709 | 0 | 59.28 | 58.184 | 0 | 1.096 | 0 | 0 | 1.096 | 1 | 0 | 0 | 0 | 0
|  |  |  | 30.2 | 60.4 | 0 | 0 | 0 | 0 | 0 | 7.48 | 0.10709 | 0 | 60.4 | 60.4 | 0 | 0 | 0 | 0 | 0 | 1 | 0 | 0 | 0 | 0
|  |  |  | 30.64 | 61.28 | 0 | 0 | 0 | 0 | 0 | 7.48 | 0.10709 | 0 | 61.28 | 60.582 | 0 | 0 | 0 | 0 | 0 | 0.97526 | 0 | 0.698 | 0 | 0
|  |  |  | 30.64 | 61.28 | 0 | 0 | 0 | 0 | 0 | 7.48 | 0.10709 | 0 | 61.28 | 60.582 | 0 | 0 | 0 | 0 | 0 | 0.95052 | 0 | 0.698 | 0 | 0
|  |  |  | 30.32 | 60.64 | 0 | 0 | 0 | 0 | 0 | 7.48 | 0.10709 | 0 | 60.64 | 60.582 | 0 | 0 | 0 | 0 | 0 | 0.94845 | 0 | 0.058 | 0 | 0
|  |  |  | 28.32 | 56.64 | 0 | 0 | 0 | 0 | 0 | 7.48 | 0.10709 | 1.62 | 56.64 | 56.64 | 0 | 0 | 0 | 0 | 0 | 1 | 0 | 0 | 0 | 0
|  |  |  | 20.52 | 41.04 | 0 | 0 | 0 | 0 | 0 | 7.48 | 0.10709 | 0 | 41.04 | 41.04 | 0 | 0 | 0 | 0 | 0 | 1 | 0 | 0 | 0 | 0
|  |  |  | 14.04 | 28.08 | 0 | 0 | 0 | 0 | 0 | 7.48 | 0.10709 | 0 | 28.08 | 28.08 | 0 | 0 | 0 | 0 | 0 | 1 | 0 | 0 | 0 | 0
|  |  |  | 13.48 | 26.96 | 0 | 0 | 0 | 0 | 0 | 7.48 | 0.10709 | 0 | 26.96 | 26.96 | 0 | 0 | 0 | 0 | 0 | 1 | 0 | 0 | 0 | 0
|  |  |  | 14.56 | 29.12 | 0 | 0 | 0 | 0 | 0 | 7.48 | 0.10709 | 0 | 29.12 | 29.12 | 0 | 0 | 0 | 0 | 0 | 1 | 0 | 0 | 0 | 0
|  |  |  | 12.04 | 24.08 | 0 | 0 | 0 | 0 | 0 | 7.48 | 0.10709 | 0 | 24.08 | 24.08 | 0 | 0 | 0 | 0 | 0 | 1 | 0 | 0 | 0 | 0
|  |  |  | 13.12 | 26.24 | 0 | 0 | 0 | 0 | 0 | 7.48 | 0.10709 | 0 | 26.24 | 26.24 | 0 | 0 | 0 | 0 | 0 | 1 | 0 | 0 | 0 | 0
|  |  |  | 18.76 | 37.52 | 0 | 0 | 0 | 0 | 0 | 7.48 | 0.10709 | 0 | 37.52 | 37.52 | 0 | 0 | 0 | 0 | 0 | 1 | 0 | 0 | 0 | 0
|  |  |  | 22.84 | 45.68 | 0 | 0 | 0 | 0 | 0 | 7.48 | 0.10709 | 0 | 45.68 | 45.68 | 0 | 0 | 0 | 0 | 0 | 1 | 0 | 0 | 0 | 0
|  |  |  | 30.88 | 61.76 | 0 | 0 | 0 | 0 | 0 | 7.48 | 0.10709 | 0 | 61.76 | 60.582 | 0 | 0 | 0 | 0 | 0 | 0.95826 | 0 | 1.178 | 0 | 0
|  |  |  | 28.4 | 56.8 | 0 | 0 | 0 | 0 | 0 | 7.48 | 0.10709 | 1.312 | 56.8 | 56.006 | 0 | 0.794 | 0 | 0 | 0.794 | 1 | 0 | 0 | 0 | 0
|  |  |  | 30.72 | 61.44 | 0 | 0 | 0 | 0 | 0 | 7.48 | 0.10709 | 0 | 61.44 | 43.566 | 0 | 17.874 | 0 | 0 | 17.874 | 1 | 0 | 0 | 0 | 0
|  |  |  | 30.96 | 61.92 | 0 | 0 | 0 | 0 | 0 | 7.48 | 0.10709 | 0 | 61.92 | 33.843 | 0 | 28.077 | 0 | 0 | 28.077 | 1 | 0 | 0 | 0 | 0
|  |  |  | 31.72 | 63.44 | 0 | 0 | 0 | 0 | 0 | 7.48 | 0.10709 | 0 | 63.44 | 25.639 | 0 | 37.801 | 0 | 0 | 37.801 | 1 | 0 | 0 | 0 | 0
|  |  |  | 35.96 | 71.92 | 0 | 0 | 0 | 0 | 0 | 7.48 | 0.10709 | 0 | 71.92 | 17.392 | 0 | 54.528 | 0 | 0 | 54.528 | 1 | 0 | 0 | 0 | 0
|  |  |  | 31 | 62 | 0 | 0 | 0 | 0 | 0 | 7.48 | 0.10709 | 0 | 62 | 39.264 | 0 | 22.736 | 0 | 0 | 22.736 | 1 | 0 | 0 | 0 | 0
|  |  |  | 26.68 | 53.36 | 0 | 0 | 0 | 0 | 0 | 7.48 | 0.10709 | 0 | 53.36 | 23.293 | 0 | 30.067 | 0 | 0 | 30.067 | 1 | 0 | 0 | 0 | 0
|  |  |  | 25.84 | 51.68 | 0 | 0 | 0 | 0 | 0 | 7.48 | 0.10709 | 0 | 51.68 | 39.815 | 0 | 11.865 | 0 | 0 | 11.865 | 1 | 0 | 0 | 0 | 0
|  |  |  | 24.32 | 48.64 | 0 | 0 | 0 | 0 | 0 | 7.48 | 0.10709 | 0 | 48.64 | 44.307 | 0 | 4.333 | 0 | 0 | 4.333 | 1 | 0 | 0 | 0 | 0
|  |  |  | 26.36 | 52.72 | 0 | 0 | 0 | 0 | 0 | 7.48 | 0.10709 | 0 | 52.72 | 51.599 | 0 | 1.121 | 0 | 0 | 1.121 | 1 | 0 | 0 | 0 | 0
|  |  |  | 25.28 | 50.56 | 0 | 0 | 0 | 0 | 0 | 7.48 | 0.10709 | 0 | 50.56 | 50.56 | 0 | 0 | 0 | 0 | 0 | 1 | 0 | 0 | 0 | 0
|  |  |  | 28.16 | 56.32 | 0 | 0 | 0 | 0 | 0 | 7.48 | 0.10709 | 0 | 56.32 | 56.32 | 0 | 0 | 0 | 0 | 0 | 1 | 0 | 0 | 0 | 0
|  |  |  | 28.92 | 57.84 | 0 | 0 | 0 | 0 | 0 | 7.48 | 0.10709 | 0 | 57.84 | 57.84 | 0 | 0 | 0 | 0 | 0 | 1 | 0 | 0 | 0 | 0
|  |  |  | 29.68 | 59.36 | 0 | 0 | 0 | 0 | 0 | 7.48 | 0.10709 | 0 | 59.36 | 59.36 | 0 | 0 | 0 | 0 | 0 | 1 | 0 | 0 | 0 | 0
|  |  |  | 25.12 | 50.24 | 0 | 0 | 0 | 0 | 0 | 7.48 | 0.10709 | 0 | 50.24 | 50.24 | 0 | 0 | 0 | 0 | 0 | 1 | 0 | 0 | 0 | 0
|  |  |  | 16.56 | 33.12 | 0 | 0 | 0 | 0 | 0 | 7.48 | 0.10709 | 0 | 33.12 | 33.12 | 0 | 0 | 0 | 0 | 0 | 1 | 0 | 0 | 0 | 0
|  |  |  | 14.96 | 29.92 | 0 | 0 | 0 | 0 | 0 | 7.48 | 0.10709 | 0 | 29.92 | 29.92 | 0 | 0 | 0 | 0 | 0 | 1 | 0 | 0 | 0 | 0
|  |  |  | 13.76 | 27.52 | 0 | 0 | 0 | 0 | 0 | 7.48 | 0.10709 | 0 | 27.52 | 27.52 | 0 | 0 | 0 | 0 | 0 | 1 | 0 | 0 | 0 | 0
|  |  |  | 14.2 | 28.4 | 0 | 0 | 0 | 0 | 0 | 7.48 | 0.10709 | 0 | 28.4 | 28.4 | 0 | 0 | 0 | 0 | 0 | 1 | 0 | 0 | 0 | 0
|  |  |  | 11.8 | 23.6 | 0 | 0 | 0 | 0 | 0 | 7.48 | 0.10709 | 0 | 23.6 | 23.6 | 0 | 0 | 0 | 0 | 0 | 1 | 0 | 0 | 0 | 0
|  |  |  | 12.72 | 25.44 | 0 | 0 | 0 | 0 | 0 | 7.48 | 0.10709 | 0 | 25.44 | 25.44 | 0 | 0 | 0 | 0 | 0 | 1 | 0 | 0 | 0 | 0
|  |  |  | 17.88 | 35.76 | 0 | 0 | 0 | 0 | 0 | 7.48 | 0.10709 | 0 | 35.76 | 35.76 | 0 | 0 | 0 | 0 | 0 | 1 | 0 | 0 | 0 | 0
|  |  |  | 22.52 | 45.04 | 0 | 0 | 0 | 0 | 0 | 7.48 | 0.10709 | 0 | 45.04 | 45.04 | 0 | 0 | 0 | 0 | 0 | 1 | 0 | 0 | 0 | 0
|  |  |  | 30.92 | 61.84 | 0 | 0 | 0 | 0 | 0 | 7.48 | 0.10709 | 0 | 61.84 | 60.582 | 0 | 0 | 0 | 0 | 0 | 0.95542 | 0 | 1.258 | 0 | 0
|  |  |  | 30.96 | 61.92 | 0 | 0 | 0 | 0 | 0 | 7.48 | 0.10709 | 0.702 | 61.92 | 59.879 | 0 | 2.041 | 0 | 0 | 2.041 | 0.97777 | 0 | 0 | 0 | 0
|  |  |  | 33.8 | 67.6 | 0 | 0 | 0 | 0 | 0 | 7.48 | 0.10709 | 0.699 | 67.6 | 37.974 | 0 | 29.626 | 0 | 0 | 29.626 | 1 | 0 | 0 | 0 | 0
|  |  |  | 32.68 | 65.36 | 0 | 0 | 0 | 0 | 0 | 7.48 | 0.10709 | 0 | 65.36 | 16.097 | 0 | 49.263 | 0 | 0 | 49.263 | 1 | 0 | 0 | 0 | 0
|  |  |  | 35.68 | 71.36 | 0 | 0 | 0 | 0 | 0 | 7.48 | 0.12502 | 0 | 71.36 | 7.8 | 0 | 63.56 | 0 | 0 | 63.56 | 1 | 0 | 0 | 0 | 0
|  |  |  | 38.08 | 76.16 | 0 | 0 | 0 | 0 | 0 | 7.48 | 0.12502 | 0 | 76.16 | 1.731 | 0 | 69.946 | 0 | 0 | 69.946 | 0.84121 | 0 | 4.483 | 0 | 0
|  |  |  | 35.96 | 71.92 | 0 | 0 | 0 | 0 | 0 | 7.48 | 0.12502 | 0 | 71.92 | 0 | 0 | 70.525 | 0 | 0 | 70.525 | 0.7918 | 0 | 1.395 | 0 | 0
|  |  |  | 29.12 | 58.24 | 0 | 0 | 0 | 0 | 0 | 7.48 | 0.12502 | 0 | 58.24 | 0 | 0 | 64.781 | 6.541 | 0 | 58.24 | 1 | 0 | 0 | 0 | 0
|  |  |  | 28.28 | 56.56 | 0 | 0 | 0 | 0 | 0 | 12.23 | 0.12502 | 0 | 56.56 | 3.254 | 0 | 53.306 | 0 | 0 | 53.306 | 1 | 0 | 0 | 0 | 0
|  |  |  | 28.04 | 56.08 | 0 | 0 | 0 | 0 | 0 | 12.23 | 0.12502 | 0 | 56.08 | 21.063 | 0 | 35.017 | 0 | 0 | 35.017 | 1 | 0 | 0 | 0 | 0
|  |  |  | 28.52 | 57.04 | 0 | 0 | 0 | 0 | 0 | 12.23 | 0.12502 | 0 | 57.04 | 44.167 | 0 | 12.873 | 0 | 0 | 12.873 | 1 | 0 | 0 | 0 | 0
|  |  |  | 30.08 | 60.16 | 0 | 0 | 0 | 0 | 0 | 12.23 | 0.12502 | 0 | 60.16 | 60.16 | 0 | 0 | 0 | 0 | 0 | 1 | 0 | 0 | 0 | 0
|  |  |  | 30.12 | 60.24 | 0 | 0 | 0 | 0 | 0 | 7.48 | 0.12502 | 0 | 60.24 | 50.208 | 0 | 0 | 0 | 0 | 0 | 0.64467 | 0 | 10.032 | 0 | 0
|  |  |  | 29.76 | 59.52 | 0 | 0 | 0 | 0 | 0 | 7.48 | 0.12502 | 0 | 59.52 | 46.966 | 0 | 0 | 0 | 0 | 0 | 0.2 | 0 | 12.554 | 0 | 0
|  |  |  | 29.24 | 58.48 | 0 | 0 | 0 | 0 | 0 | 7.48 | 0.10709 | 2.102 | 58.48 | 58.48 | 0 | 0 | 0 | 0 | 0 | 0.26689 | 0 | 0 | 0 | 0
|  |  |  | 27.44 | 54.88 | 0 | 0 | 0 | 0 | 0 | 7.48 | 0.10709 | 5.702 | 54.88 | 54.88 | 0 | 0 | 0 | 0 | 0 | 0.44835 | 0 | 0 | 0 | 0
|  |  |  | 22.28 | 44.56 | 0 | 0 | 0 | 0 | 0 | 7.48 | 0.10709 | 12.554 | 44.56 | 44.56 | 0 | 0 | 0 | 0 | 0 | 0.84792 | 0 | 0 | 0 | 0
|  |  |  | 18.68 | 37.36 | 0 | 0 | 0 | 0 | 0 | 7.48 | 0.10709 | 4.778 | 37.36 | 37.36 | 0 | 0 | 0 | 0 | 0 | 1 | 0 | 0 | 0 | 0
|  |  |  | 18.16 | 36.32 | 0 | 0 | 0 | 0 | 0 | 7.48 | 0.10709 | 0 | 36.32 | 36.32 | 0 | 0 | 0 | 0 | 0 | 1 | 0 | 0 | 0 | 0
|  |  |  | 17.52 | 35.04 | 0 | 0 | 0 | 0 | 0 | 7.48 | 0.10709 | 0 | 35.04 | 35.04 | 0 | 0 | 0 | 0 | 0 | 1 | 0 | 0 | 0 | 0
|  |  |  | 17.56 | 35.12 | 0 | 0 | 0 | 0 | 0 | 7.48 | 0.10709 | 0 | 35.12 | 35.12 | 0 | 0 | 0 | 0 | 0 | 1 | 0 | 0 | 0 | 0
|  |  |  | 17.2 | 34.4 | 0 | 0 | 0 | 0 | 0 | 7.48 | 0.10709 | 0 | 34.4 | 34.4 | 0 | 0 | 0 | 0 | 0 | 1 | 0 | 0 | 0 | 0
|  |  |  | 17.76 | 35.52 | 0 | 0 | 0 | 0 | 0 | 7.48 | 0.10709 | 0 | 35.52 | 35.52 | 0 | 0 | 0 | 0 | 0 | 1 | 0 | 0 | 0 | 0
|  |  |  | 19.44 | 38.88 | 0 | 0 | 0 | 0 | 0 | 7.48 | 0.10709 | 0 | 38.88 | 38.88 | 0 | 0 | 0 | 0 | 0 | 1 | 0 | 0 | 0 | 0
|  |  |  | 20.44 | 40.88 | 0 | 0 | 0 | 0 | 0 | 7.48 | 0.10709 | 0 | 40.88 | 40.88 | 0 | 0 | 0 | 0 | 0 | 1 | 0 | 0 | 0 | 0
|  |  |  | 26.68 | 53.36 | 0 | 0 | 0 | 0 | 0 | 7.48 | 0.10709 | 0 | 53.36 | 51.118 | 0 | 2.242 | 0 | 0 | 2.242 | 1 | 0 | 0 | 0 | 0
|  |  |  | 27.16 | 54.32 | 0 | 0 | 0 | 0 | 0 | 7.48 | 0.10709 | 0 | 54.32 | 37.592 | 0 | 16.728 | 0 | 0 | 16.728 | 1 | 0 | 0 | 0 | 0
|  |  |  | 28.88 | 57.76 | 0 | 0 | 0 | 0 | 0 | 7.48 | 0.10709 | 0 | 57.76 | 23.26 | 0 | 34.5 | 0 | 0 | 34.5 | 1 | 0 | 0 | 0 | 0
|  |  |  | 28.88 | 57.76 | 0 | 0 | 0 | 0 | 0 | 7.48 | 0.12502 | 0 | 57.76 | 5.839 | 0 | 51.921 | 0 | 0 | 51.921 | 1 | 0 | 0 | 0 | 0
|  |  |  | 28.88 | 57.76 | 0 | 0 | 0 | 0 | 0 | 7.48 | 0.12502 | 0 | 57.76 | 2.249 | 0 | 55.511 | 0 | 0 | 55.511 | 1 | 0 | 0 | 0 | 0
|  |  |  | 27.52 | 55.04 | 0 | 0 | 0 | 0 | 0 | 7.48 | 0.12502 | 0 | 55.04 | 2.981 | 0 | 52.059 | 0 | 0 | 52.059 | 1 | 0 | 0 | 0 | 0
|  |  |  | 27.32 | 54.64 | 0 | 0 | 0 | 0 | 0 | 7.48 | 0.12502 | 0 | 54.64 | 10.037 | 0 | 44.603 | 0 | 0 | 44.603 | 1 | 0 | 0 | 0 | 0
|  |  |  | 28.04 | 56.08 | 0 | 0 | 0 | 0 | 0 | 12.23 | 0.12502 | 0 | 56.08 | 28.192 | 0 | 27.888 | 0 | 0 | 27.888 | 1 | 0 | 0 | 0 | 0
|  |  |  | 27.68 | 55.36 | 0 | 0 | 0 | 0 | 0 | 12.23 | 0.12502 | 0 | 55.36 | 42.21 | 0 | 13.15 | 0 | 0 | 13.15 | 1 | 0 | 0 | 0 | 0
|  |  |  | 29.4 | 58.8 | 0 | 0 | 0 | 0 | 0 | 12.23 | 0.12502 | 0 | 58.8 | 50.207 | 0 | 2.519 | 0 | 0 | 2.519 | 0.78485 | 0 | 6.074 | 0 | 0
|  |  |  | 27.8 | 55.6 | 0 | 0 | 0 | 0 | 0 | 12.23 | 0.12502 | 0 | 55.6 | 55.6 | 0 | 0 | 0 | 0 | 0 | 0.78485 | 0 | 0 | 0 | 0
|  |  |  | 26.72 | 53.44 | 0 | 0 | 0 | 0 | 0 | 7.48 | 0.12502 | 0 | 53.44 | 49.483 | 0 | 0 | 0 | 0 | 0 | 0.64467 | 0 | 3.957 | 0 | 0
|  |  |  | 26.92 | 53.84 | 0 | 0 | 0 | 0 | 0 | 7.48 | 0.12502 | 0 | 53.84 | 41.286 | 0 | 0 | 0 | 0 | 0 | 0.2 | 0 | 12.554 | 0 | 0
|  |  |  | 26.88 | 53.76 | 0 | 0 | 0 | 0 | 0 | 7.48 | 0.10709 | 6.822 | 53.76 | 53.76 | 0 | 0 | 0 | 0 | 0 | 0.41711 | 0 | 0 | 0 | 0
|  |  |  | 26.24 | 52.48 | 0 | 0 | 0 | 0 | 0 | 7.48 | 0.10709 | 8.102 | 52.48 | 52.48 | 0 | 0 | 0 | 0 | 0 | 0.67497 | 0 | 0 | 0 | 0
|  |  |  | 21.68 | 43.36 | 0 | 0 | 0 | 0 | 0 | 7.48 | 0.10709 | 10.212 | 43.36 | 43.36 | 0 | 0 | 0 | 0 | 0 | 1 | 0 | 0 | 0 | 0
|  |  |  | 22 | 44 | 0 | 0 | 0 | 0 | 0 | 7.48 | 0.10709 | 0 | 44 | 44 | 0 | 0 | 0 | 0 | 0 | 1 | 0 | 0 | 0 | 0
|  |  |  | 19 | 38 | 0 | 0 | 0 | 0 | 0 | 7.48 | 0.10709 | 0 | 38 | 38 | 0 | 0 | 0 | 0 | 0 | 1 | 0 | 0 | 0 | 0
|  |  |  | 18 | 36 | 0 | 0 | 0 | 0 | 0 | 7.48 | 0.10709 | 0 | 36 | 36 | 0 | 0 | 0 | 0 | 0 | 1 | 0 | 0 | 0 | 0
|  |  |  | 17.96 | 35.92 | 0 | 0 | 0 | 0 | 0 | 7.48 | 0.10709 | 0 | 35.92 | 35.92 | 0 | 0 | 0 | 0 | 0 | 1 | 0 | 0 | 0 | 0
|  |  |  | 18.64 | 37.28 | 0 | 0 | 0 | 0 | 0 | 7.48 | 0.10709 | 0 | 37.28 | 37.28 | 0 | 0 | 0 | 0 | 0 | 1 | 0 | 0 | 0 | 0
|  |  |  | 23.36 | 46.72 | 0 | 0 | 0 | 0 | 0 | 7.48 | 0.10709 | 0 | 46.72 | 46.72 | 0 | 0 | 0 | 0 | 0 | 1 | 0 | 0 | 0 | 0
|  |  |  | 25.08 | 50.16 | 0 | 0 | 0 | 0 | 0 | 7.48 | 0.10709 | 0 | 50.16 | 50.16 | 0 | 0 | 0 | 0 | 0 | 1 | 0 | 0 | 0 | 0
|  |  |  | 22.56 | 45.12 | 0 | 0 | 0 | 0 | 0 | 7.48 | 0.10709 | 0 | 45.12 | 45.12 | 0 | 0 | 0 | 0 | 0 | 1 | 0 | 0 | 0 | 0
|  |  |  | 20 | 40 | 0 | 0 | 0 | 0 | 0 | 7.48 | 0.10709 | 0 | 40 | 37.178 | 0 | 2.822 | 0 | 0 | 2.822 | 1 | 0 | 0 | 0 | 0
|  |  |  | 24 | 48 | 0 | 0 | 0 | 0 | 0 | 7.48 | 0.10709 | 0 | 48 | 37.306 | 0 | 10.694 | 0 | 0 | 10.694 | 1 | 0 | 0 | 0 | 0
|  |  |  | 24.88 | 49.76 | 0 | 0 | 0 | 0 | 0 | 7.48 | 0.10709 | 0 | 49.76 | 25.097 | 0 | 24.663 | 0 | 0 | 24.663 | 1 | 0 | 0 | 0 | 0
|  |  |  | 26.4 | 52.8 | 0 | 0 | 0 | 0 | 0 | 7.48 | 0.12502 | 0 | 52.8 | 13.626 | 0 | 39.174 | 0 | 0 | 39.174 | 1 | 0 | 0 | 0 | 0
|  |  |  | 26.8 | 53.6 | 0 | 0 | 0 | 0 | 0 | 7.48 | 0.12502 | 0 | 53.6 | 5.042 | 0 | 48.558 | 0 | 0 | 48.558 | 1 | 0 | 0 | 0 | 0
|  |  |  | 27.28 | 54.56 | 0 | 0 | 0 | 0 | 0 | 7.48 | 0.12502 | 0 | 54.56 | 5.486 | 0 | 49.074 | 0 | 0 | 49.074 | 1 | 0 | 0 | 0 | 0
|  |  |  | 26.52 | 53.04 | 0 | 0 | 0 | 0 | 0 | 7.48 | 0.12502 | 0 | 53.04 | 17.897 | 0 | 35.143 | 0 | 0 | 35.143 | 1 | 0 | 0 | 0 | 0
|  |  |  | 25.12 | 50.24 | 0 | 0 | 0 | 0 | 0 | 12.23 | 0.12502 | 0 | 50.24 | 23.511 | 0 | 26.729 | 0 | 0 | 26.729 | 1 | 0 | 0 | 0 | 0
|  |  |  | 25.08 | 50.16 | 0 | 0 | 0 | 0 | 0 | 12.23 | 0.12502 | 0 | 50.16 | 35.221 | 0 | 14.939 | 0 | 0 | 14.939 | 1 | 0 | 0 | 0 | 0
|  |  |  | 26.44 | 52.88 | 0 | 0 | 0 | 0 | 0 | 12.23 | 0.12502 | 0 | 52.88 | 47.804 | 0 | 5.076 | 0 | 0 | 5.076 | 1 | 0 | 0 | 0 | 0
|  |  |  | 26.22 | 52.44 | 0 | 0 | 0 | 0 | 0 | 12.23 | 0.12502 | 0 | 52.44 | 52.44 | 0 | 0 | 0 | 0 | 0 | 1 | 0 | 0 | 0 | 0
|  |  |  | 22.52 | 45.04 | 0 | 0 | 0 | 0 | 0 | 7.48 | 0.12502 | 0 | 45.04 | 35.008 | 0 | 0 | 0 | 0 | 0 | 0.64467 | 0 | 10.032 | 0 | 0
|  |  |  | 19.08 | 38.16 | 0 | 0 | 0 | 0 | 0 | 7.48 | 0.12502 | 0 | 38.16 | 25.606 | 0 | 0 | 0 | 0 | 0 | 0.2 | 0 | 12.554 | 0 | 0
|  |  |  | 18.8 | 37.6 | 0 | 0 | 0 | 0 | 0 | 7.48 | 0.10709 | 12.554 | 37.6 | 37.6 | 0 | 0 | 0 | 0 | 0 | 0.59956 | 0 | 0 | 0 | 0
|  |  |  | 19.56 | 39.12 | 0 | 0 | 0 | 0 | 0 | 7.48 | 0.10709 | 12.554 | 39.12 | 39.12 | 0 | 0 | 0 | 0 | 0 | 0.99913 | 0 | 0 | 0 | 0
|  |  |  | 16.36 | 32.72 | 0 | 0 | 0 | 0 | 0 | 7.48 | 0.10709 | 0.027 | 32.72 | 32.72 | 0 | 0 | 0 | 0 | 0 | 1 | 0 | 0 | 0 | 0
|  |  |  | 14.28 | 28.56 | 0 | 0 | 0 | 0 | 0 | 7.48 | 0.10709 | 0 | 28.56 | 28.56 | 0 | 0 | 0 | 0 | 0 | 1 | 0 | 0 | 0 | 0
|  |  |  | 14.12 | 28.24 | 0 | 0 | 0 | 0 | 0 | 7.48 | 0.10709 | 0 | 28.24 | 28.24 | 0 | 0 | 0 | 0 | 0 | 1 | 0 | 0 | 0 | 0
|  |  |  | 16.24 | 32.48 | 0 | 0 | 0 | 0 | 0 | 7.48 | 0.10709 | 0 | 32.48 | 32.48 | 0 | 0 | 0 | 0 | 0 | 1 | 0 | 0 | 0 | 0
|  |  |  | 19.24 | 38.48 | 0 | 0 | 0 | 0 | 0 | 7.48 | 0.10709 | 0 | 38.48 | 38.48 | 0 | 0 | 0 | 0 | 0 | 1 | 0 | 0 | 0 | 0
|  |  |  | 18.68 | 37.36 | 0 | 0 | 0 | 0 | 0 | 7.48 | 0.10709 | 0 | 37.36 | 37.36 | 0 | 0 | 0 | 0 | 0 | 1 | 0 | 0 | 0 | 0
|  |  |  | 16.76 | 33.52 | 0 | 0 | 0 | 0 | 0 | 7.48 | 0.10709 | 0 | 33.52 | 33.52 | 0 | 0 | 0 | 0 | 0 | 1 | 0 | 0 | 0 | 0
|  |  |  | 21.04 | 42.08 | 0 | 0 | 0 | 0 | 0 | 7.48 | 0.10709 | 0 | 42.08 | 42.08 | 0 | 0 | 0 | 0 | 0 | 1 | 0 | 0 | 0 | 0
|  |  |  | 29.76 | 59.52 | 0 | 0 | 0 | 0 | 0 | 7.48 | 0.10709 | 0 | 59.52 | 59.52 | 0 | 0 | 0 | 0 | 0 | 1 | 0 | 0 | 0 | 0
|  |  |  | 29.12 | 58.24 | 0 | 0 | 0 | 0 | 0 | 7.48 | 0.10709 | 0 | 58.24 | 56.98 | 0 | 1.26 | 0 | 0 | 1.26 | 1 | 0 | 0 | 0 | 0
|  |  |  | 30.8 | 61.6 | 0 | 0 | 0 | 0 | 0 | 7.48 | 0.10709 | 0 | 61.6 | 51.989 | 0 | 9.611 | 0 | 0 | 9.611 | 1 | 0 | 0 | 0 | 0
|  |  |  | 30.92 | 61.84 | 0 | 0 | 0 | 0 | 0 | 7.48 | 0.10709 | 0 | 61.84 | 56.021 | 0 | 5.819 | 0 | 0 | 5.819 | 1 | 0 | 0 | 0 | 0
|  |  |  | 31.16 | 62.32 | 0 | 0 | 0 | 0 | 0 | 7.48 | 0.12502 | 0 | 62.32 | 23.461 | 0 | 38.859 | 0 | 0 | 38.859 | 1 | 0 | 0 | 0 | 0
|  |  |  | 35.6 | 71.2 | 0 | 0 | 0 | 0 | 0 | 7.48 | 0.12502 | 0 | 71.2 | 25.061 | 0 | 46.139 | 0 | 0 | 46.139 | 1 | 0 | 0 | 0 | 0
|  |  |  | 34.72 | 69.44 | 0 | 0 | 0 | 0 | 0 | 7.48 | 0.12502 | 0 | 69.44 | 14.118 | 0 | 55.322 | 0 | 0 | 55.322 | 1 | 0 | 0 | 0 | 0
|  |  |  | 29.48 | 58.96 | 0 | 0 | 0 | 0 | 0 | 7.48 | 0.12502 | 0 | 58.96 | 9.218 | 0 | 49.742 | 0 | 0 | 49.742 | 1 | 0 | 0 | 0 | 0
|  |  |  | 28.4 | 56.8 | 0 | 0 | 0 | 0 | 0 | 12.23 | 0.12502 | 0 | 56.8 | 34.606 | 0 | 22.194 | 0 | 0 | 22.194 | 1 | 0 | 0 | 0 | 0
|  |  |  | 25.56 | 51.12 | 0 | 0 | 0 | 0 | 0 | 12.23 | 0.12502 | 0 | 51.12 | 47.958 | 0 | 3.162 | 0 | 0 | 3.162 | 1 | 0 | 0 | 0 | 0
|  |  |  | 25.88 | 51.76 | 0 | 0 | 0 | 0 | 0 | 12.23 | 0.12502 | 0 | 51.76 | 44.316 | 0 | 7.444 | 0 | 0 | 7.444 | 1 | 0 | 0 | 0 | 0
|  |  |  | 28.12 | 56.24 | 0 | 0 | 0 | 0 | 0 | 12.23 | 0.12502 | 0 | 56.24 | 56.24 | 0 | 0 | 0 | 0 | 0 | 1 | 0 | 0 | 0 | 0
|  |  |  | 29.64 | 59.28 | 0 | 0 | 0 | 0 | 0 | 7.48 | 0.12502 | 0 | 59.28 | 49.248 | 0 | 0 | 0 | 0 | 0 | 0.64467 | 0 | 10.032 | 0 | 0
|  |  |  | 29.48 | 58.96 | 0 | 0 | 0 | 0 | 0 | 7.48 | 0.12502 | 0 | 58.96 | 46.406 | 0 | 0 | 0 | 0 | 0 | 0.2 | 0 | 12.554 | 0 | 0
|  |  |  | 29.2 | 58.4 | 0 | 0 | 0 | 0 | 0 | 7.48 | 0.10709 | 0 | 58.4 | 58.4 | 0 | 0 | 0 | 0 | 0 | 0.2 | 0 | 0 | 0 | 0
|  |  |  | 25.8 | 51.6 | 0 | 0 | 0 | 0 | 0 | 7.48 | 0.10709 | 0 | 51.6 | 51.6 | 0 | 0 | 0 | 0 | 0 | 0.2 | 0 | 0 | 0 | 0
|  |  |  | 16.16 | 32.32 | 0 | 0 | 0 | 0 | 0 | 7.48 | 0.10709 | 0 | 32.32 | 32.32 | 0 | 0 | 0 | 0 | 0 | 0.2 | 0 | 0 | 0 | 0
|  |  |  | 13.96 | 27.92 | 0 | 0 | 0 | 0 | 0 | 7.48 | 0.10709 | 0 | 27.92 | 27.92 | 0 | 0 | 0 | 0 | 0 | 0.2 | 0 | 0 | 0 | 0
|  |  |  | 13.84 | 27.68 | 0 | 0 | 0 | 0 | 0 | 7.48 | 0.10709 | 0 | 27.68 | 27.68 | 0 | 0 | 0 | 0 | 0 | 0.2 | 0 | 0 | 0 | 0
|  |  |  | 12.8 | 25.6 | 0 | 0 | 0 | 0 | 0 | 7.48 | 0.10709 | 0 | 25.6 | 25.6 | 0 | 0 | 0 | 0 | 0 | 0.2 | 0 | 0 | 0 | 0
|  |  |  | 11.8 | 23.6 | 0 | 0 | 0 | 0 | 0 | 7.48 | 0.10709 | 0 | 23.6 | 23.6 | 0 | 0 | 0 | 0 | 0 | 0.2 | 0 | 0 | 0 | 0
|  |  |  | 12.24 | 24.48 | 0 | 0 | 0 | 0 | 0 | 7.48 | 0.10709 | 0 | 24.48 | 24.48 | 0 | 0 | 0 | 0 | 0 | 0.2 | 0 | 0 | 0 | 0
|  |  |  | 16.16 | 32.32 | 0 | 0 | 0 | 0 | 0 | 7.48 | 0.10709 | 0 | 32.32 | 32.32 | 0 | 0 | 0 | 0 | 0 | 0.2 | 0 | 0 | 0 | 0
|  |  |  | 18.2 | 36.4 | 0 | 0 | 0 | 0 | 0 | 7.48 | 0.10709 | 0 | 36.4 | 36.4 | 0 | 0 | 0 | 0 | 0 | 0.2 | 0 | 0 | 0 | 0
|  |  |  | 29.08 | 58.16 | 0 | 0 | 0 | 0 | 0 | 7.48 | 0.10709 | 0 | 58.16 | 58.16 | 0 | 0 | 0 | 0 | 0 | 0.2 | 0 | 0 | 0 | 0
|  |  |  | 29.04 | 58.08 | 0 | 0 | 0 | 0 | 0 | 7.48 | 0.10709 | 0 | 58.08 | 54.616 | 0 | 3.464 | 0 | 0 | 3.464 | 0.2 | 0 | 0 | 0 | 0
|  |  |  | 30.96 | 61.92 | 0 | 0 | 0 | 0 | 0 | 7.48 | 0.10709 | 0 | 61.92 | 53.002 | 0 | 8.918 | 0 | 0 | 8.918 | 0.2 | 0 | 0 | 0 | 0
|  |  |  | 26.6 | 53.2 | 0 | 0 | 0 | 0 | 0 | 7.48 | 0.10709 | 0 | 53.2 | 0.964 | 0 | 52.236 | 0 | 0 | 52.236 | 0.2 | 0 | 0 | 0 | 0
|  |  |  | 26.52 | 53.04 | 0 | 0 | 0 | 0 | 0 | 7.48 | 0.12502 | 0 | 53.04 | 0 | 0.623 | 65.594 | 12.554 | 0 | 53.04 | 0.59956 | 0 | 0 | 0 | 0
|  |  |  | 29.68 | 59.36 | 0 | 0 | 0 | 0 | 0 | 7.48 | 0.12502 | 0 | 59.36 | 0 | 0.828 | 71.914 | 12.554 | 0 | 59.36 | 0.99913 | 0 | 0 | 0 | 0
|  |  |  | 28.6 | 57.2 | 0 | 0 | 0 | 0 | 0 | 7.48 | 0.12502 | 0 | 57.2 | 0 | 15.678 | 57.227 | 0.027 | 0 | 57.2 | 1 | 0 | 0 | 0 | 0
|  |  |  | 26.88 | 53.76 | 0 | 0 | 0 | 0 | 0 | 7.48 | 0.12502 | 0 | 53.76 | 1.983 | 0 | 48.721 | 0 | 0 | 48.721 | 0.89175 | 0 | 3.056 | 0 | 0
|  |  |  | 26.08 | 52.16 | 0 | 0 | 0 | 0 | 0 | 12.23 | 0.12502 | 0 | 52.16 | 0 | 0 | 55.561 | 3.401 | 0 | 52.16 | 1 | 0 | 0 | 0 | 0
|  |  |  | 24.24 | 48.48 | 0 | 0 | 0 | 0 | 0 | 12.23 | 0.12502 | 0 | 48.48 | 12.229 | 0 | 36.251 | 0 | 0 | 36.251 | 1 | 0 | 0 | 0 | 0
|  |  |  | 24.56 | 49.12 | 0 | 0 | 0 | 0 | 0 | 12.23 | 0.12502 | 0 | 49.12 | 36.247 | 0 | 12.873 | 0 | 0 | 12.873 | 1 | 0 | 0 | 0 | 0
|  |  |  | 25.76 | 51.52 | 0 | 0 | 0 | 0 | 0 | 12.23 | 0.12502 | 0 | 51.52 | 51.52 | 0 | 0 | 0 | 0 | 0 | 1 | 0 | 0 | 0 | 0
|  |  |  | 26.3 | 52.6 | 0 | 0 | 0 | 0 | 0 | 7.48 | 0.12502 | 0 | 52.6 | 42.568 | 0 | 0 | 0 | 0 | 0 | 0.64467 | 0 | 10.032 | 0 | 0
|  |  |  | 25.88 | 51.76 | 0 | 0 | 0 | 0 | 0 | 7.48 | 0.12502 | 0 | 51.76 | 39.206 | 0 | 0 | 0 | 0 | 0 | 0.2 | 0 | 12.554 | 0 | 0
|  |  |  | 23.44 | 46.88 | 0 | 0 | 0 | 0 | 0 | 7.48 | 0.10709 | 0 | 46.88 | 46.88 | 0 | 0 | 0 | 0 | 0 | 0.2 | 0 | 0 | 0 | 0
|  |  |  | 21.08 | 42.16 | 0 | 0 | 0 | 0 | 0 | 7.48 | 0.10709 | 0 | 42.16 | 42.16 | 0 | 0 | 0 | 0 | 0 | 0.2 | 0 | 0 | 0 | 0
|  |  |  | 15.88 | 31.76 | 0 | 0 | 0 | 0 | 0 | 7.48 | 0.10709 | 0 | 31.76 | 31.76 | 0 | 0 | 0 | 0 | 0 | 0.2 | 0 | 0 | 0 | 0
|  |  |  | 14.48 | 28.96 | 0 | 0 | 0 | 0 | 0 | 7.48 | 0.10709 | 0 | 28.96 | 28.96 | 0 | 0 | 0 | 0 | 0 | 0.2 | 0 | 0 | 0 | 0
|  |  |  | 13.56 | 27.12 | 0 | 0 | 0 | 0 | 0 | 7.48 | 0.10709 | 0 | 27.12 | 27.12 | 0 | 0 | 0 | 0 | 0 | 0.2 | 0 | 0 | 0 | 0
|  |  |  | 13.64 | 27.28 | 0 | 0 | 0 | 0 | 0 | 7.48 | 0.10709 | 0 | 27.28 | 27.28 | 0 | 0 | 0 | 0 | 0 | 0.2 | 0 | 0 | 0 | 0
|  |  |  | 13.4 | 26.8 | 0 | 0 | 0 | 0 | 0 | 7.48 | 0.10709 | 0 | 26.8 | 26.8 | 0 | 0 | 0 | 0 | 0 | 0.2 | 0 | 0 | 0 | 0
|  |  |  | 14 | 28 | 0 | 0 | 0 | 0 | 0 | 7.48 | 0.10709 | 0 | 28 | 28 | 0 | 0 | 0 | 0 | 0 | 0.2 | 0 | 0 | 0 | 0
|  |  |  | 14.76 | 29.52 | 0 | 0 | 0 | 0 | 0 | 7.48 | 0.10709 | 0 | 29.52 | 29.52 | 0 | 0 | 0 | 0 | 0 | 0.2 | 0 | 0 | 0 | 0
|  |  |  | 14.96 | 29.92 | 0 | 0 | 0 | 0 | 0 | 7.48 | 0.10709 | 0 | 29.92 | 29.92 | 0 | 0 | 0 | 0 | 0 | 0.2 | 0 | 0 | 0 | 0
|  |  |  | 26.12 | 52.24 | 0 | 0 | 0 | 0 | 0 | 7.48 | 0.10709 | 0 | 52.24 | 52.24 | 0 | 0 | 0 | 0 | 0 | 0.2 | 0 | 0 | 0 | 0
|  |  |  | 25.76 | 51.52 | 0 | 0 | 0 | 0 | 0 | 7.48 | 0.10709 | 0 | 51.52 | 48.522 | 0 | 2.998 | 0 | 0 | 2.998 | 0.2 | 0 | 0 | 0 | 0
|  |  |  | 26.04 | 52.08 | 0 | 0 | 0 | 0 | 0 | 7.48 | 0.10709 | 0 | 52.08 | 37.141 | 0 | 14.939 | 0 | 0 | 14.939 | 0.2 | 0 | 0 | 0 | 0
|  |  |  | 27.44 | 54.88 | 0 | 0 | 0 | 0 | 0 | 7.48 | 0.10709 | 0 | 54.88 | 9.887 | 0 | 44.993 | 0 | 0 | 44.993 | 0.2 | 0 | 0 | 0 | 0
|  |  |  | 29.84 | 59.68 | 0 | 0 | 0 | 0 | 0 | 7.48 | 0.10709 | 0 | 59.68 | 0 | 0 | 60.914 | 1.234 | 0 | 59.68 | 0.23929 | 0 | 0 | 0 | 0
|  |  |  | 28.44 | 56.88 | 0 | 0 | 0 | 0 | 0 | 7.48 | 0.10709 | 0 | 56.88 | 0 | 0 | 66.759 | 9.879 | 0 | 56.88 | 0.55371 | 0 | 0 | 0 | 0
|  |  |  | 27.36 | 54.72 | 0 | 0 | 0 | 0 | 0 | 7.48 | 0.10709 | 0 | 54.72 | 0 | 0 | 63.434 | 8.714 | 0 | 54.72 | 0.83105 | 0 | 0 | 0 | 0
|  |  |  | 24.8 | 49.6 | 0 | 0 | 0 | 0 | 0 | 7.48 | 0.10709 | 0 | 49.6 | 0 | 2.504 | 54.908 | 5.308 | 0 | 49.6 | 1 | 0 | 0 | 0 | 0
|  |  |  | 25.16 | 50.32 | 0 | 0 | 0 | 0 | 0 | 7.48 | 0.10709 | 0 | 50.32 | 6.007 | 0 | 44.313 | 0 | 0 | 44.313 | 1 | 0 | 0 | 0 | 0
|  |  |  | 25.32 | 50.64 | 0 | 0 | 0 | 0 | 0 | 7.48 | 0.10709 | 0 | 50.64 | 23.042 | 0 | 27.598 | 0 | 0 | 27.598 | 1 | 0 | 0 | 0 | 0
|  |  |  | 26.84 | 53.68 | 0 | 0 | 0 | 0 | 0 | 7.48 | 0.10709 | 0 | 53.68 | 43.754 | 0 | 9.926 | 0 | 0 | 9.926 | 1 | 0 | 0 | 0 | 0
|  |  |  | 26.24 | 52.48 | 0 | 0 | 0 | 0 | 0 | 7.48 | 0.10709 | 0 | 52.48 | 52.48 | 0 | 0 | 0 | 0 | 0 | 1 | 0 | 0 | 0 | 0
|  |  |  | 26.4 | 52.8 | 0 | 0 | 0 | 0 | 0 | 7.48 | 0.10709 | 0 | 52.8 | 52.8 | 0 | 0 | 0 | 0 | 0 | 1 | 0 | 0 | 0 | 0
|  |  |  | 26.92 | 53.84 | 0 | 0 | 0 | 0 | 0 | 7.48 | 0.10709 | 0 | 53.84 | 53.84 | 0 | 0 | 0 | 0 | 0 | 1 | 0 | 0 | 0 | 0
|  |  |  | 26.2 | 52.4 | 0 | 0 | 0 | 0 | 0 | 7.48 | 0.10709 | 0 | 52.4 | 52.4 | 0 | 0 | 0 | 0 | 0 | 1 | 0 | 0 | 0 | 0
|  |  |  | 22.68 | 45.36 | 0 | 0 | 0 | 0 | 0 | 7.48 | 0.10709 | 0 | 45.36 | 45.36 | 0 | 0 | 0 | 0 | 0 | 1 | 0 | 0 | 0 | 0
|  |  |  | 21.28 | 42.56 | 0 | 0 | 0 | 0 | 0 | 7.48 | 0.10709 | 0 | 42.56 | 42.56 | 0 | 0 | 0 | 0 | 0 | 1 | 0 | 0 | 0 | 0
|  |  |  | 19.32 | 38.64 | 0 | 0 | 0 | 0 | 0 | 7.48 | 0.10709 | 0 | 38.64 | 38.64 | 0 | 0 | 0 | 0 | 0 | 1 | 0 | 0 | 0 | 0
|  |  |  | 18.52 | 37.04 | 0 | 0 | 0 | 0 | 0 | 7.48 | 0.10709 | 0 | 37.04 | 37.04 | 0 | 0 | 0 | 0 | 0 | 1 | 0 | 0 | 0 | 0
|  |  |  | 17.28 | 34.56 | 0 | 0 | 0 | 0 | 0 | 7.48 | 0.10709 | 0 | 34.56 | 34.56 | 0 | 0 | 0 | 0 | 0 | 1 | 0 | 0 | 0 | 0
|  |  |  | 17.64 | 35.28 | 0 | 0 | 0 | 0 | 0 | 7.48 | 0.10709 | 0 | 35.28 | 35.28 | 0 | 0 | 0 | 0 | 0 | 1 | 0 | 0 | 0 | 0
|  |  |  | 15.92 | 31.84 | 0 | 0 | 0 | 0 | 0 | 7.48 | 0.10709 | 0 | 31.84 | 31.84 | 0 | 0 | 0 | 0 | 0 | 1 | 0 | 0 | 0 | 0
|  |  |  | 14.4 | 28.8 | 0 | 0 | 0 | 0 | 0 | 7.48 | 0.10709 | 0 | 28.8 | 28.8 | 0 | 0 | 0 | 0 | 0 | 1 | 0 | 0 | 0 | 0
|  |  |  | 15 | 30 | 0 | 0 | 0 | 0 | 0 | 7.48 | 0.10709 | 0 | 30 | 30 | 0 | 0 | 0 | 0 | 0 | 1 | 0 | 0 | 0 | 0
|  |  |  | 25.56 | 51.12 | 0 | 0 | 0 | 0 | 0 | 7.48 | 0.10709 | 0 | 51.12 | 51.12 | 0 | 0 | 0 | 0 | 0 | 1 | 0 | 0 | 0 | 0
|  |  |  | 25.28 | 50.56 | 0 | 0 | 0 | 0 | 0 | 7.48 | 0.10709 | 0 | 50.56 | 47.323 | 0 | 3.237 | 0 | 0 | 3.237 | 1 | 0 | 0 | 0 | 0
|  |  |  | 27.72 | 55.44 | 0 | 0 | 0 | 0 | 0 | 7.48 | 0.10709 | 0 | 55.44 | 53.626 | 0 | 1.814 | 0 | 0 | 1.814 | 1 | 0 | 0 | 0 | 0
|  |  |  | 31.16 | 62.32 | 0 | 0 | 0 | 0 | 0 | 7.48 | 0.10709 | 0 | 62.32 | 25.376 | 0 | 36.944 | 0 | 0 | 36.944 | 1 | 0 | 0 | 0 | 0
|  |  |  | 31.72 | 63.44 | 0 | 0 | 0 | 0 | 0 | 7.48 | 0.10709 | 0 | 63.44 | 1.459 | 0 | 61.254 | 0 | 0 | 61.254 | 0.97428 | 0 | 0.726 | 0 | 0
|  |  |  | 30.96 | 61.92 | 0 | 0 | 0 | 0 | 0 | 7.48 | 0.10709 | 0 | 61.92 | 0 | 0 | 62.728 | 0.808 | 0 | 61.92 | 1 | 0 | 0 | 0 | 0
|  |  |  | 27.52 | 55.04 | 0 | 0 | 0 | 0 | 0 | 7.48 | 0.10709 | 0 | 55.04 | 4.102 | 0 | 50.938 | 0 | 0 | 50.938 | 1 | 0 | 0 | 0 | 0
|  |  |  | 25.76 | 51.52 | 0 | 0 | 0 | 0 | 0 | 7.48 | 0.10709 | 0 | 51.52 | 0.821 | 0 | 50.699 | 0 | 0 | 50.699 | 1 | 0 | 0 | 0 | 0
|  |  |  | 25.64 | 51.28 | 0 | 0 | 0 | 0 | 0 | 7.48 | 0.10709 | 0 | 51.28 | 12.27 | 0 | 39.01 | 0 | 0 | 39.01 | 1 | 0 | 0 | 0 | 0
|  |  |  | 25.04 | 50.08 | 0 | 0 | 0 | 0 | 0 | 7.48 | 0.10709 | 0 | 50.08 | 17.393 | 0 | 32.687 | 0 | 0 | 32.687 | 1 | 0 | 0 | 0 | 0
|  |  |  | 26.12 | 52.24 | 0 | 0 | 0 | 0 | 0 | 7.48 | 0.10709 | 0 | 52.24 | 41.999 | 0 | 10.241 | 0 | 0 | 10.241 | 1 | 0 | 0 | 0 | 0
|  |  |  | 26.32 | 52.64 | 0 | 0 | 0 | 0 | 0 | 7.48 | 0.10709 | 0 | 52.64 | 52.64 | 0 | 0 | 0 | 0 | 0 | 1 | 0 | 0 | 0 | 0
|  |  |  | 27.64 | 55.28 | 0 | 0 | 0 | 0 | 0 | 7.48 | 0.10709 | 0 | 55.28 | 55.28 | 0 | 0 | 0 | 0 | 0 | 1 | 0 | 0 | 0 | 0
|  |  |  | 27.48 | 54.96 | 0 | 0 | 0 | 0 | 0 | 7.48 | 0.10709 | 0 | 54.96 | 54.96 | 0 | 0 | 0 | 0 | 0 | 1 | 0 | 0 | 0 | 0
|  |  |  | 26.96 | 53.92 | 0 | 0 | 0 | 0 | 0 | 7.48 | 0.10709 | 0 | 53.92 | 53.92 | 0 | 0 | 0 | 0 | 0 | 1 | 0 | 0 | 0 | 0
|  |  |  | 23.92 | 47.84 | 0 | 0 | 0 | 0 | 0 | 7.48 | 0.10709 | 0 | 47.84 | 47.84 | 0 | 0 | 0 | 0 | 0 | 1 | 0 | 0 | 0 | 0
|  |  |  | 18.12 | 36.24 | 0 | 0 | 0 | 0 | 0 | 7.48 | 0.10709 | 0 | 36.24 | 36.24 | 0 | 0 | 0 | 0 | 0 | 1 | 0 | 0 | 0 | 0
|  |  |  | 14.56 | 29.12 | 0 | 0 | 0 | 0 | 0 | 7.48 | 0.10709 | 0 | 29.12 | 29.12 | 0 | 0 | 0 | 0 | 0 | 1 | 0 | 0 | 0 | 0
|  |  |  | 14.24 | 28.48 | 0 | 0 | 0 | 0 | 0 | 7.48 | 0.10709 | 0 | 28.48 | 28.48 | 0 | 0 | 0 | 0 | 0 | 1 | 0 | 0 | 0 | 0
|  |  |  | 13.28 | 26.56 | 0 | 0 | 0 | 0 | 0 | 7.48 | 0.10709 | 0 | 26.56 | 26.56 | 0 | 0 | 0 | 0 | 0 | 1 | 0 | 0 | 0 | 0
|  |  |  | 12.48 | 24.96 | 0 | 0 | 0 | 0 | 0 | 7.48 | 0.10709 | 0 | 24.96 | 24.96 | 0 | 0 | 0 | 0 | 0 | 1 | 0 | 0 | 0 | 0
|  |  |  | 13.84 | 27.68 | 0 | 0 | 0 | 0 | 0 | 7.48 | 0.10709 | 0 | 27.68 | 27.68 | 0 | 0 | 0 | 0 | 0 | 1 | 0 | 0 | 0 | 0
|  |  |  | 16.28 | 32.56 | 0 | 0 | 0 | 0 | 0 | 7.48 | 0.10709 | 0 | 32.56 | 32.56 | 0 | 0 | 0 | 0 | 0 | 1 | 0 | 0 | 0 | 0
|  |  |  | 16.84 | 33.68 | 0 | 0 | 0 | 0 | 0 | 7.48 | 0.10709 | 0 | 33.68 | 33.68 | 0 | 0 | 0 | 0 | 0 | 1 | 0 | 0 | 0 | 0
|  |  |  | 16.8 | 33.6 | 0 | 0 | 0 | 0 | 0 | 7.48 | 0.10709 | 0 | 33.6 | 24.985 | 0 | 0 | 0 | 0 | 0 | 0.69485 | 0 | 8.615 | 0 | 0
|  |  |  | 16.48 | 32.96 | 0 | 0 | 0 | 0 | 0 | 7.48 | 0.10709 | 0 | 32.96 | 10.203 | 0 | 10.203 | 0 | 0 | 10.203 | 0.25018 | 0 | 12.554 | 0 | 0
|  |  |  | 17.48 | 34.96 | 0 | 0 | 0 | 0 | 0 | 7.48 | 0.10709 | 0 | 34.96 | 0 | 0 | 33.543 | 0 | 0 | 33.543 | 0.2 | 0 | 1.417 | 0 | 0
|  |  |  | 17.92 | 35.84 | 0 | 0 | 0 | 0 | 0 | 7.48 | 0.10709 | 0 | 35.84 | 0 | 5.202 | 48.394 | 12.554 | 0 | 35.84 | 0.59956 | 0 | 0 | 0 | 0
|  |  |  | 20.88 | 41.76 | 0 | 0 | 0 | 0 | 0 | 7.48 | 0.12502 | 0 | 41.76 | 0 | 13.062 | 54.314 | 12.554 | 0 | 41.76 | 0.99913 | 0 | 0 | 0 | 0
|  |  |  | 33.6 | 67.2 | 0 | 0 | 0 | 0 | 0 | 7.48 | 0.12502 | 0 | 67.2 | 0 | 8.323 | 67.227 | 0.027 | 0 | 67.2 | 1 | 0 | 0 | 0 | 0
|  |  |  | 36.32 | 72.64 | 0 | 0 | 0 | 0 | 0 | 7.48 | 0.12502 | 0 | 72.64 | 0 | 3.591 | 72.64 | 0 | 0 | 72.64 | 1 | 0 | 0 | 0 | 0
|  |  |  | 33.08 | 66.16 | 0 | 0 | 0 | 0 | 0 | 12.23 | 0.12502 | 0 | 66.16 | 0 | 4.554 | 66.16 | 0 | 0 | 66.16 | 1 | 0 | 0 | 0 | 0
|  |  |  | 31.36 | 62.72 | 0 | 0 | 0 | 0 | 0 | 12.23 | 0.12502 | 0 | 62.72 | 4.086 | 0 | 58.634 | 0 | 0 | 58.634 | 1 | 0 | 0 | 0 | 0
|  |  |  | 29.8 | 59.6 | 0 | 0 | 0 | 0 | 0 | 12.23 | 0.12502 | 0 | 59.6 | 19.834 | 0 | 39.766 | 0 | 0 | 39.766 | 1 | 0 | 0 | 0 | 0
|  |  |  | 30.4 | 60.8 | 0 | 0 | 0 | 0 | 0 | 12.23 | 0.12502 | 0 | 60.8 | 44.602 | 0 | 16.198 | 0 | 0 | 16.198 | 1 | 0 | 0 | 0 | 0
|  |  |  | 30.4 | 60.8 | 0 | 0 | 0 | 0 | 0 | 7.48 | 0.12502 | 0 | 60.8 | 56.334 | 0 | 0 | 0 | 0 | 0 | 0.8418 | 0 | 4.466 | 0 | 0
|  |  |  | 30.56 | 61.12 | 0 | 0 | 0 | 0 | 0 | 7.48 | 0.12502 | 0 | 61.12 | 56.334 | 0 | 0 | 0 | 0 | 0 | 0.67226 | 0 | 4.786 | 0 | 0
|  |  |  | 30.24 | 60.48 | 0 | 0 | 0 | 0 | 0 | 7.48 | 0.12502 | 0 | 60.48 | 49.134 | 0 | 0 | 0 | 0 | 0 | 0.27036 | 0 | 11.346 | 0 | 0
|  |  |  | 29.16 | 58.32 | 0 | 0 | 0 | 0 | 0 | 7.48 | 0.10709 | 0 | 58.32 | 56.334 | 0 | 0 | 0 | 0 | 0 | 0.2 | 0 | 1.986 | 0 | 0
|  |  |  | 23.4 | 46.8 | 0 | 0 | 0 | 0 | 0 | 7.48 | 0.10709 | 1.107 | 46.8 | 46.8 | 0 | 0 | 0 | 0 | 0 | 0.23523 | 0 | 0 | 0 | 0
|  |  |  | 21.52 | 43.04 | 0 | 0 | 0 | 0 | 0 | 7.48 | 0.10709 | 0 | 43.04 | 43.04 | 0 | 0 | 0 | 0 | 0 | 0.23523 | 0 | 0 | 0 | 0
|  |  |  | 15.24 | 30.48 | 0 | 0 | 0 | 0 | 0 | 7.48 | 0.10709 | 0 | 30.48 | 30.48 | 0 | 0 | 0 | 0 | 0 | 0.23523 | 0 | 0 | 0 | 0
|  |  |  | 14.24 | 28.48 | 0 | 0 | 0 | 0 | 0 | 7.48 | 0.10709 | 0 | 28.48 | 28.48 | 0 | 0 | 0 | 0 | 0 | 0.23523 | 0 | 0 | 0 | 0
|  |  |  | 12.92 | 25.84 | 0 | 0 | 0 | 0 | 0 | 7.48 | 0.10709 | 0 | 25.84 | 25.84 | 0 | 0 | 0 | 0 | 0 | 0.23523 | 0 | 0 | 0 | 0
|  |  |  | 12.96 | 25.92 | 0 | 0 | 0 | 0 | 0 | 7.48 | 0.10709 | 0 | 25.92 | 25.92 | 0 | 0 | 0 | 0 | 0 | 0.23523 | 0 | 0 | 0 | 0
|  |  |  | 13.4 | 26.8 | 0 | 0 | 0 | 0 | 0 | 7.48 | 0.10709 | 0 | 26.8 | 26.8 | 0 | 0 | 0 | 0 | 0 | 0.23523 | 0 | 0 | 0 | 0
|  |  |  | 14.52 | 29.04 | 0 | 0 | 0 | 0 | 0 | 7.48 | 0.10709 | 0 | 29.04 | 29.04 | 0 | 0 | 0 | 0 | 0 | 0.23523 | 0 | 0 | 0 | 0
|  |  |  | 14.72 | 29.44 | 0 | 0 | 0 | 0 | 0 | 7.48 | 0.10709 | 0 | 29.44 | 29.44 | 0 | 0 | 0 | 0 | 0 | 0.23523 | 0 | 0 | 0 | 0
|  |  |  | 16 | 32 | 0 | 0 | 0 | 0 | 0 | 7.48 | 0.10709 | 0 | 32 | 32 | 0 | 0 | 0 | 0 | 0 | 0.23523 | 0 | 0 | 0 | 0
|  |  |  | 20.64 | 41.28 | 0 | 0 | 0 | 0 | 0 | 7.48 | 0.10709 | 0 | 41.28 | 31.984 | 0 | 9.296 | 0 | 0 | 9.296 | 0.23523 | 0 | 0 | 0 | 0
|  |  |  | 20.24 | 40.48 | 0 | 0 | 0 | 0 | 0 | 7.48 | 0.10709 | 0 | 40.48 | 19.495 | 0 | 20.985 | 0 | 0 | 20.985 | 0.23523 | 0 | 0 | 0 | 0
|  |  |  | 21.88 | 43.76 | 0 | 0 | 0 | 0 | 0 | 7.48 | 0.10709 | 0 | 43.76 | 0 | 0 | 48.835 | 5.075 | 0 | 43.76 | 0.39675 | 0 | 0 | 0 | 0
|  |  |  | 22.44 | 44.88 | 0 | 0 | 0 | 0 | 0 | 7.48 | 0.12502 | 0 | 44.88 | 0 | 0 | 39.35 | 0 | 0 | 39.35 | 0.20087 | 0 | 5.53 | 0 | 0
|  |  |  | 22.52 | 45.04 | 0 | 0 | 0 | 0 | 0 | 7.48 | 0.12502 | 0 | 45.04 | 0 | 2.225 | 57.594 | 12.554 | 0 | 45.04 | 0.60044 | 0 | 0 | 0 | 0
|  |  |  | 21.4 | 42.8 | 0 | 0 | 0 | 0 | 0 | 7.48 | 0.12502 | 0 | 42.8 | 0 | 4.742 | 55.354 | 12.554 | 0 | 42.8 | 1 | 0 | 0 | 0 | 0
|  |  |  | 21.8 | 43.6 | 0 | 0 | 0 | 0 | 0 | 12.23 | 0.12502 | 0 | 43.6 | 13.231 | 0 | 30.369 | 0 | 0 | 30.369 | 1 | 0 | 0 | 0 | 0
|  |  |  | 21.2 | 42.4 | 0 | 0 | 0 | 0 | 0 | 12.23 | 0.12502 | 0 | 42.4 | 13.253 | 0 | 29.147 | 0 | 0 | 29.147 | 1 | 0 | 0 | 0 | 0
|  |  |  | 21.24 | 42.48 | 0 | 0 | 0 | 0 | 0 | 12.23 | 0.12502 | 0 | 42.48 | 14.693 | 0 | 27.787 | 0 | 0 | 27.787 | 1 | 0 | 0 | 0 | 0
|  |  |  | 23.32 | 46.64 | 0 | 0 | 0 | 0 | 0 | 12.23 | 0.12502 | 0 | 46.64 | 40.833 | 0 | 5.807 | 0 | 0 | 5.807 | 1 | 0 | 0 | 0 | 0
|  |  |  | 24.16 | 48.32 | 0 | 0 | 0 | 0 | 0 | 7.48 | 0.12502 | 0 | 48.32 | 48.32 | 0 | 0 | 0 | 0 | 0 | 1 | 0 | 0 | 0 | 0
|  |  |  | 21.76 | 43.52 | 0 | 0 | 0 | 0 | 0 | 7.48 | 0.12502 | 0 | 43.52 | 33.488 | 0 | 0 | 0 | 0 | 0 | 0.64467 | 0 | 10.032 | 0 | 0
|  |  |  | 20.04 | 40.08 | 0 | 0 | 0 | 0 | 0 | 7.48 | 0.12502 | 0 | 40.08 | 27.526 | 0 | 0 | 0 | 0 | 0 | 0.2 | 0 | 12.554 | 0 | 0
|  |  |  | 20.4 | 40.8 | 0 | 0 | 0 | 0 | 0 | 7.48 | 0.10709 | 12.554 | 40.8 | 40.8 | 0 | 0 | 0 | 0 | 0 | 0.59956 | 0 | 0 | 0 | 0
|  |  |  | 20.32 | 40.64 | 0 | 0 | 0 | 0 | 0 | 7.48 | 0.10709 | 12.554 | 40.64 | 40.64 | 0 | 0 | 0 | 0 | 0 | 0.99913 | 0 | 0 | 0 | 0
|  |  |  | 16.8 | 33.6 | 0 | 0 | 0 | 0 | 0 | 7.48 | 0.10709 | 0.027 | 33.6 | 33.6 | 0 | 0 | 0 | 0 | 0 | 1 | 0 | 0 | 0 | 0
|  |  |  | 16.88 | 33.76 | 0 | 0 | 0 | 0 | 0 | 7.48 | 0.10709 | 0 | 33.76 | 33.76 | 0 | 0 | 0 | 0 | 0 | 1 | 0 | 0 | 0 | 0
|  |  |  | 16.44 | 32.88 | 0 | 0 | 0 | 0 | 0 | 7.48 | 0.10709 | 0 | 32.88 | 32.88 | 0 | 0 | 0 | 0 | 0 | 1 | 0 | 0 | 0 | 0
|  |  |  | 15.68 | 31.36 | 0 | 0 | 0 | 0 | 0 | 7.48 | 0.10709 | 0 | 31.36 | 31.36 | 0 | 0 | 0 | 0 | 0 | 1 | 0 | 0 | 0 | 0
|  |  |  | 13.52 | 27.04 | 0 | 0 | 0 | 0 | 0 | 7.48 | 0.10709 | 0 | 27.04 | 27.04 | 0 | 0 | 0 | 0 | 0 | 1 | 0 | 0 | 0 | 0
|  |  |  | 12.64 | 25.28 | 0 | 0 | 0 | 0 | 0 | 7.48 | 0.10709 | 0 | 25.28 | 25.28 | 0 | 0 | 0 | 0 | 0 | 1 | 0 | 0 | 0 | 0
|  |  |  | 13.6 | 27.2 | 0 | 0 | 0 | 0 | 0 | 7.48 | 0.10709 | 0 | 27.2 | 27.2 | 0 | 0 | 0 | 0 | 0 | 1 | 0 | 0 | 0 | 0
|  |  |  | 13.92 | 27.84 | 0 | 0 | 0 | 0 | 0 | 7.48 | 0.10709 | 0 | 27.84 | 27.84 | 0 | 0 | 0 | 0 | 0 | 1 | 0 | 0 | 0 | 0
|  |  |  | 14.4 | 28.8 | 0 | 0 | 0 | 0 | 0 | 7.48 | 0.10709 | 0 | 28.8 | 28.8 | 0 | 0 | 0 | 0 | 0 | 1 | 0 | 0 | 0 | 0
|  |  |  | 13.64 | 27.28 | 0 | 0 | 0 | 0 | 0 | 7.48 | 0.10709 | 0 | 27.28 | 26.008 | 0 | 1.272 | 0 | 0 | 1.272 | 1 | 0 | 0 | 0 | 0
|  |  |  | 20.48 | 40.96 | 0 | 0 | 0 | 0 | 0 | 7.48 | 0.10709 | 0 | 40.96 | 39.247 | 0 | 1.713 | 0 | 0 | 1.713 | 1 | 0 | 0 | 0 | 0
|  |  |  | 21.32 | 42.64 | 0 | 0 | 0 | 0 | 0 | 7.48 | 0.10709 | 0 | 42.64 | 29.578 | 0 | 13.062 | 0 | 0 | 13.062 | 1 | 0 | 0 | 0 | 0
|  |  |  | 21.44 | 42.88 | 0 | 0 | 0 | 0 | 0 | 7.48 | 0.12502 | 0 | 42.88 | 30.448 | 0 | 12.432 | 0 | 0 | 12.432 | 1 | 0 | 0 | 0 | 0
|  |  |  | 22.28 | 44.56 | 0 | 0 | 0 | 0 | 0 | 7.48 | 0.12502 | 0 | 44.56 | 20.35 | 0 | 24.21 | 0 | 0 | 24.21 | 1 | 0 | 0 | 0 | 0
|  |  |  | 22.28 | 44.56 | 0 | 0 | 0 | 0 | 0 | 7.48 | 0.12502 | 0 | 44.56 | 27.379 | 0 | 17.181 | 0 | 0 | 17.181 | 1 | 0 | 0 | 0 | 0
|  |  |  | 22.92 | 45.84 | 0 | 0 | 0 | 0 | 0 | 12.23 | 0.12502 | 0 | 45.84 | 13.745 | 0 | 32.095 | 0 | 0 | 32.095 | 1 | 0 | 0 | 0 | 0
|  |  |  | 21.44 | 42.88 | 0 | 0 | 0 | 0 | 0 | 12.23 | 0.12502 | 0 | 42.88 | 22.449 | 0 | 20.431 | 0 | 0 | 20.431 | 1 | 0 | 0 | 0 | 0
|  |  |  | 21.16 | 42.32 | 0 | 0 | 0 | 0 | 0 | 12.23 | 0.12502 | 0 | 42.32 | 41.287 | 0 | 1.033 | 0 | 0 | 1.033 | 1 | 0 | 0 | 0 | 0
|  |  |  | 22.48 | 44.96 | 0 | 0 | 0 | 0 | 0 | 12.23 | 0.12502 | 0 | 44.96 | 41.219 | 0 | 3.741 | 0 | 0 | 3.741 | 1 | 0 | 0 | 0 | 0
|  |  |  | 22.92 | 45.84 | 0 | 0 | 0 | 0 | 0 | 7.48 | 0.12502 | 0 | 45.84 | 45.84 | 0 | 0 | 0 | 0 | 0 | 1 | 0 | 0 | 0 | 0
|  |  |  | 21.84 | 43.68 | 0 | 0 | 0 | 0 | 0 | 7.48 | 0.12502 | 0 | 43.68 | 33.648 | 0 | 0 | 0 | 0 | 0 | 0.64467 | 0 | 10.032 | 0 | 0
|  |  |  | 16.32 | 32.64 | 0 | 0 | 0 | 0 | 0 | 7.48 | 0.12502 | 0 | 32.64 | 20.086 | 0 | 0 | 0 | 0 | 0 | 0.2 | 0 | 12.554 | 0 | 0
|  |  |  | 16.56 | 33.12 | 0 | 0 | 0 | 0 | 0 | 7.48 | 0.10709 | 12.554 | 33.12 | 33.12 | 0 | 0 | 0 | 0 | 0 | 0.59956 | 0 | 0 | 0 | 0
|  |  |  | 16.68 | 33.36 | 0 | 0 | 0 | 0 | 0 | 7.48 | 0.10709 | 12.554 | 33.36 | 33.36 | 0 | 0 | 0 | 0 | 0 | 0.99913 | 0 | 0 | 0 | 0
|  |  |  | 18.44 | 36.88 | 0 | 0 | 0 | 0 | 0 | 7.48 | 0.10709 | 0.027 | 36.88 | 36.88 | 0 | 0 | 0 | 0 | 0 | 1 | 0 | 0 | 0 | 0
|  |  |  | 18.4 | 36.8 | 0 | 0 | 0 | 0 | 0 | 7.48 | 0.10709 | 0 | 36.8 | 36.8 | 0 | 0 | 0 | 0 | 0 | 1 | 0 | 0 | 0 | 0
|  |  |  | 17.16 | 34.32 | 0 | 0 | 0 | 0 | 0 | 7.48 | 0.10709 | 0 | 34.32 | 34.32 | 0 | 0 | 0 | 0 | 0 | 1 | 0 | 0 | 0 | 0
|  |  |  | 17.36 | 34.72 | 0 | 0 | 0 | 0 | 0 | 7.48 | 0.10709 | 0 | 34.72 | 34.72 | 0 | 0 | 0 | 0 | 0 | 1 | 0 | 0 | 0 | 0
|  |  |  | 19.04 | 38.08 | 0 | 0 | 0 | 0 | 0 | 7.48 | 0.10709 | 0 | 38.08 | 38.08 | 0 | 0 | 0 | 0 | 0 | 1 | 0 | 0 | 0 | 0
|  |  |  | 15.16 | 30.32 | 0 | 0 | 0 | 0 | 0 | 7.48 | 0.10709 | 0 | 30.32 | 30.32 | 0 | 0 | 0 | 0 | 0 | 1 | 0 | 0 | 0 | 0
|  |  |  | 12.96 | 25.92 | 0 | 0 | 0 | 0 | 0 | 7.48 | 0.10709 | 0 | 25.92 | 25.92 | 0 | 0 | 0 | 0 | 0 | 1 | 0 | 0 | 0 | 0
|  |  |  | 14.04 | 28.08 | 0 | 0 | 0 | 0 | 0 | 7.48 | 0.10709 | 0 | 28.08 | 28.08 | 0 | 0 | 0 | 0 | 0 | 1 | 0 | 0 | 0 | 0
|  |  |  | 20.04 | 40.08 | 0 | 0 | 0 | 0 | 0 | 7.48 | 0.10709 | 0 | 40.08 | 40.08 | 0 | 0 | 0 | 0 | 0 | 1 | 0 | 0 | 0 | 0
|  |  |  | 23.36 | 46.72 | 0 | 0 | 0 | 0 | 0 | 7.48 | 0.10709 | 0 | 46.72 | 46.241 | 0 | 0.479 | 0 | 0 | 0.479 | 1 | 0 | 0 | 0 | 0
|  |  |  | 30.2 | 60.4 | 0 | 0 | 0 | 0 | 0 | 7.48 | 0.10709 | 0 | 60.4 | 56.334 | 0 | 1.915 | 0 | 0 | 1.915 | 0.92378 | 0 | 2.152 | 0 | 0
|  |  |  | 32.84 | 65.68 | 0 | 0 | 0 | 0 | 0 | 7.48 | 0.10709 | 0 | 65.68 | 56.334 | 0 | 7.646 | 0 | 0 | 7.646 | 0.86355 | 0 | 1.701 | 0 | 0
|  |  |  | 35.72 | 71.44 | 0 | 0 | 0 | 0 | 0 | 7.48 | 0.12502 | 4.287 | 71.44 | 50.833 | 0 | 20.607 | 0 | 0 | 20.607 | 1 | 0 | 0 | 0 | 0
|  |  |  | 39.36 | 78.72 | 0 | 0 | 0 | 0 | 0 | 7.48 | 0.12502 | 0 | 78.72 | 56.334 | 0 | 15.229 | 0 | 0 | 15.229 | 0.74646 | 0 | 7.158 | 0 | 0
|  |  |  | 35.16 | 70.32 | 0 | 0 | 0 | 0 | 0 | 7.48 | 0.12502 | 0 | 70.32 | 54.29 | 0 | 3.477 | 0 | 0 | 3.477 | 0.30179 | 0 | 12.554 | 0 | 0
|  |  |  | 30.52 | 61.04 | 0 | 0 | 0 | 0 | 0 | 12.23 | 0.12502 | 6.022 | 61.04 | 48.268 | 0 | 12.772 | 0 | 0 | 12.772 | 0.49346 | 0 | 0 | 0 | 0
|  |  |  | 28.8 | 57.6 | 0 | 0 | 0 | 0 | 0 | 12.23 | 0.12502 | 4.801 | 57.6 | 49.488 | 0 | 8.112 | 0 | 0 | 8.112 | 0.64628 | 0 | 0 | 0 | 0
|  |  |  | 27.04 | 54.08 | 0 | 0 | 0 | 0 | 0 | 12.23 | 0.12502 | 0.21 | 54.08 | 54.08 | 0 | 6.714 | 6.714 | 0 | 0 | 0.86664 | 0 | 0 | 0 | 0
|  |  |  | 28.2 | 56.4 | 0 | 0 | 0 | 0 | 0 | 12.23 | 0.12502 | 0 | 56.4 | 48.725 | 0 | 11.865 | 4.19 | 0 | 7.675 | 1 | 0 | 0 | 0 | 0
|  |  |  | 29.24 | 58.48 | 0 | 0 | 0 | 0 | 0 | 7.48 | 0.12502 | 0 | 58.48 | 56.334 | 0 | 0 | 0 | 0 | 0 | 0.92397 | 0 | 2.146 | 0 | 0
|  |  |  | 31.28 | 62.56 | 0 | 0 | 0 | 0 | 0 | 7.48 | 0.12502 | 0 | 62.56 | 56.334 | 0 | 0 | 0 | 0 | 0 | 0.70343 | 0 | 6.226 | 0 | 0
|  |  |  | 32.48 | 64.96 | 0 | 0 | 0 | 0 | 0 | 7.48 | 0.12502 | 0 | 64.96 | 56.334 | 0 | 0 | 0 | 0 | 0 | 0.39787 | 0 | 8.626 | 0 | 0
|  |  |  | 30.96 | 61.92 | 0 | 0 | 0 | 0 | 0 | 7.48 | 0.10709 | 0 | 61.92 | 56.334 | 0 | 0 | 0 | 0 | 0 | 0.2 | 0 | 5.586 | 0 | 0
|  |  |  | 28.04 | 56.08 | 0 | 0 | 0 | 0 | 0 | 7.48 | 0.10709 | 0.254 | 56.08 | 56.08 | 0 | 0 | 0 | 0 | 0 | 0.20807 | 0 | 0 | 0 | 0
|  |  |  | 20.08 | 40.16 | 0 | 0 | 0 | 0 | 0 | 7.48 | 0.10709 | 2.58 | 40.16 | 40.16 | 0 | 0 | 0 | 0 | 0 | 0.29019 | 0 | 0 | 0 | 0
|  |  |  | 19.92 | 39.84 | 0 | 0 | 0 | 0 | 0 | 7.48 | 0.10709 | 0 | 39.84 | 39.84 | 0 | 0 | 0 | 0 | 0 | 0.29019 | 0 | 0 | 0 | 0
|  |  |  | 19.08 | 38.16 | 0 | 0 | 0 | 0 | 0 | 7.48 | 0.10709 | 0 | 38.16 | 38.16 | 0 | 0 | 0 | 0 | 0 | 0.29019 | 0 | 0 | 0 | 0
|  |  |  | 21.28 | 42.56 | 0 | 0 | 0 | 0 | 0 | 7.48 | 0.10709 | 0 | 42.56 | 42.56 | 0 | 0 | 0 | 0 | 0 | 0.29019 | 0 | 0 | 0 | 0
|  |  |  | 24.16 | 48.32 | 0 | 0 | 0 | 0 | 0 | 7.48 | 0.10709 | 0 | 48.32 | 48.32 | 0 | 0 | 0 | 0 | 0 | 0.29019 | 0 | 0 | 0 | 0
|  |  |  | 19.84 | 39.68 | 0 | 0 | 0 | 0 | 0 | 7.48 | 0.10709 | 0 | 39.68 | 39.68 | 0 | 0 | 0 | 0 | 0 | 0.29019 | 0 | 0 | 0 | 0
|  |  |  | 18.24 | 36.48 | 0 | 0 | 0 | 0 | 0 | 7.48 | 0.10709 | 0 | 36.48 | 36.48 | 0 | 0 | 0 | 0 | 0 | 0.29019 | 0 | 0 | 0 | 0
|  |  |  | 20.96 | 41.92 | 0 | 0 | 0 | 0 | 0 | 7.48 | 0.10709 | 0 | 41.92 | 41.92 | 0 | 0 | 0 | 0 | 0 | 0.29019 | 0 | 0 | 0 | 0
|  |  |  | 29.44 | 58.88 | 0 | 0 | 0 | 0 | 0 | 7.48 | 0.10709 | 0 | 58.88 | 56.334 | 0 | 0 | 0 | 0 | 0 | 0.2 | 0 | 2.546 | 0 | 0
|  |  |  | 26.84 | 53.68 | 0 | 0 | 0 | 0 | 0 | 7.48 | 0.10709 | 0 | 53.68 | 41.55 | 0 | 12.13 | 0 | 0 | 12.13 | 0.2 | 0 | 0 | 0 | 0
|  |  |  | 29.72 | 59.44 | 0 | 0 | 0 | 0 | 0 | 7.48 | 0.10709 | 0 | 59.44 | 22.282 | 0 | 37.158 | 0 | 0 | 37.158 | 0.2 | 0 | 0 | 0 | 0
|  |  |  | 31.48 | 62.96 | 0 | 0 | 0 | 0 | 0 | 7.48 | 0.10709 | 0 | 62.96 | 4.3 | 0 | 58.66 | 0 | 0 | 58.66 | 0.2 | 0 | 0 | 0 | 0
|  |  |  | 32.48 | 64.96 | 0 | 0 | 0 | 0 | 0 | 7.48 | 0.12502 | 0 | 64.96 | 0 | 0 | 73.271 | 8.311 | 0 | 64.96 | 0.46452 | 0 | 0 | 0 | 0
|  |  |  | 36.08 | 72.16 | 0 | 0 | 0 | 0 | 0 | 7.48 | 0.12502 | 0 | 72.16 | 0 | 0 | 81.332 | 9.172 | 0 | 72.16 | 0.75646 | 0 | 0 | 0 | 0
|  |  |  | 31.56 | 63.12 | 0 | 0 | 0 | 0 | 0 | 7.48 | 0.12502 | 0 | 63.12 | 0 | 10.926 | 70.772 | 7.652 | 0 | 63.12 | 1 | 0 | 0 | 0 | 0
|  |  |  | 29 | 58 | 0 | 0 | 0 | 0 | 0 | 12.23 | 0.12502 | 0 | 58 | 0 | 17.148 | 58 | 0 | 0 | 58 | 1 | 0 | 0 | 0 | 0
|  |  |  | 28.32 | 56.64 | 0 | 0 | 0 | 0 | 0 | 12.23 | 0.12502 | 0 | 56.64 | 0 | 4.829 | 56.64 | 0 | 0 | 56.64 | 1 | 0 | 0 | 0 | 0
|  |  |  | 27.36 | 54.72 | 0 | 0 | 0 | 0 | 0 | 12.23 | 0.12502 | 0 | 54.72 | 13.38 | 0 | 41.34 | 0 | 0 | 41.34 | 1 | 0 | 0 | 0 | 0
|  |  |  | 29.12 | 58.24 | 0 | 0 | 0 | 0 | 0 | 12.23 | 0.12502 | 0 | 58.24 | 40.87 | 0 | 17.37 | 0 | 0 | 17.37 | 1 | 0 | 0 | 0 | 0
|  |  |  | 30.36 | 60.72 | 0 | 0 | 0 | 0 | 0 | 7.48 | 0.12502 | 0 | 60.72 | 56.334 | 0 | 0 | 0 | 0 | 0 | 0.84463 | 0 | 4.386 | 0 | 0
|  |  |  | 30.2 | 60.4 | 0 | 0 | 0 | 0 | 0 | 7.48 | 0.12502 | 0 | 60.4 | 54.901 | 0 | 0 | 0 | 0 | 0 | 0.64985 | 0 | 5.499 | 0 | 0
|  |  |  | 30.08 | 60.16 | 0 | 0 | 0 | 0 | 0 | 7.48 | 0.12502 | 0 | 60.16 | 47.606 | 0 | 0 | 0 | 0 | 0 | 0.20518 | 0 | 12.554 | 0 | 0
|  |  |  | 28.24 | 56.48 | 0 | 0 | 0 | 0 | 0 | 7.48 | 0.10709 | 0 | 56.48 | 56.334 | 0 | 0 | 0 | 0 | 0 | 0.2 | 0 | 0.146 | 0 | 0
|  |  |  | 21.4 | 42.8 | 0 | 0 | 0 | 0 | 0 | 7.48 | 0.10709 | 5.505 | 42.8 | 42.8 | 0 | 0 | 0 | 0 | 0 | 0.37521 | 0 | 0 | 0 | 0
|  |  |  | 21.52 | 43.04 | 0 | 0 | 0 | 0 | 0 | 7.48 | 0.10709 | 0 | 43.04 | 43.04 | 0 | 0 | 0 | 0 | 0 | 0.37521 | 0 | 0 | 0 | 0
|  |  |  | 24.84 | 49.68 | 0 | 0 | 0 | 0 | 0 | 7.48 | 0.10709 | 0 | 49.68 | 49.68 | 0 | 0 | 0 | 0 | 0 | 0.37521 | 0 | 0 | 0 | 0
|  |  |  | 24.64 | 49.28 | 0 | 0 | 0 | 0 | 0 | 7.48 | 0.10709 | 0 | 49.28 | 49.28 | 0 | 0 | 0 | 0 | 0 | 0.37521 | 0 | 0 | 0 | 0
|  |  |  | 23.76 | 47.52 | 0 | 0 | 0 | 0 | 0 | 7.48 | 0.10709 | 0 | 47.52 | 47.52 | 0 | 0 | 0 | 0 | 0 | 0.37521 | 0 | 0 | 0 | 0
|  |  |  | 24.32 | 48.64 | 0 | 0 | 0 | 0 | 0 | 7.48 | 0.10709 | 0 | 48.64 | 48.64 | 0 | 0 | 0 | 0 | 0 | 0.37521 | 0 | 0 | 0 | 0
|  |  |  | 22.04 | 44.08 | 0 | 0 | 0 | 0 | 0 | 7.48 | 0.10709 | 0 | 44.08 | 44.08 | 0 | 0 | 0 | 0 | 0 | 0.37521 | 0 | 0 | 0 | 0
|  |  |  | 18.16 | 36.32 | 0 | 0 | 0 | 0 | 0 | 7.48 | 0.10709 | 0 | 36.32 | 36.32 | 0 | 0 | 0 | 0 | 0 | 0.37521 | 0 | 0 | 0 | 0
|  |  |  | 21.72 | 43.44 | 0 | 0 | 0 | 0 | 0 | 7.48 | 0.10709 | 0 | 43.44 | 43.44 | 0 | 0 | 0 | 0 | 0 | 0.37521 | 0 | 0 | 0 | 0
|  |  |  | 30.64 | 61.28 | 0 | 0 | 0 | 0 | 0 | 7.48 | 0.10709 | 0 | 61.28 | 56.334 | 0 | 0 | 0 | 0 | 0 | 0.2 | 0 | 4.946 | 0 | 0
|  |  |  | 30.6467 | 61.2933 | 0 | 0 | 0 | 0 | 0 | 7.48 | 0.10709 | 0 | 61.293 | 49.151 | 0 | 12.143 | 0 | 0 | 12.143 | 0.2 | 0 | 0 | 0 | 0
|  |  |  | 30.0133 | 60.0266 | 0 | 0 | 0 | 0 | 0 | 7.48 | 0.10709 | 0 | 60.027 | 23.813 | 0 | 36.214 | 0 | 0 | 36.214 | 0.2 | 0 | 0 | 0 | 0
|  |  |  | 33.96 | 67.92 | 0 | 0 | 0 | 0 | 0 | 7.48 | 0.10709 | 0 | 67.92 | 11.792 | 0 | 56.128 | 0 | 0 | 56.128 | 0.2 | 0 | 0 | 0 | 0
|  |  |  | 36.72 | 73.44 | 0 | 0 | 0 | 0 | 0 | 7.48 | 0.10709 | 0 | 73.44 | 3.406 | 0 | 70.034 | 0 | 0 | 70.034 | 0.2 | 0 | 0 | 0 | 0
|  |  |  | 33.6 | 67.2 | 0 | 0 | 0 | 0 | 0 | 7.48 | 0.10709 | 0 | 67.2 | 11.929 | 0 | 55.271 | 0 | 0 | 55.271 | 0.2 | 0 | 0 | 0 | 0
|  |  |  | 27.28 | 54.56 | 0 | 0 | 0 | 0 | 0 | 7.48 | 0.10709 | 0 | 54.56 | 0 | 10.415 | 67.114 | 12.554 | 0 | 54.56 | 0.59956 | 0 | 0 | 0 | 0
|  |  |  | 25.36 | 50.72 | 0 | 0 | 0 | 0 | 0 | 7.48 | 0.10709 | 0 | 50.72 | 0 | 9.72 | 63.274 | 12.554 | 0 | 50.72 | 0.99913 | 0 | 0 | 0 | 0
|  |  |  | 24.2 | 48.4 | 0 | 0 | 0 | 0 | 0 | 7.48 | 0.10709 | 0 | 48.4 | 0 | 12.273 | 48.427 | 0.027 | 0 | 48.4 | 1 | 0 | 0 | 0 | 0
|  |  |  | 22.56 | 45.12 | 0 | 0 | 0 | 0 | 0 | 7.48 | 0.10709 | 0 | 45.12 | 3.666 | 0 | 41.454 | 0 | 0 | 41.454 | 1 | 0 | 0 | 0 | 0
|  |  |  | 23.84 | 47.68 | 0 | 0 | 0 | 0 | 0 | 7.48 | 0.10709 | 0 | 47.68 | 30.197 | 0 | 17.483 | 0 | 0 | 17.483 | 1 | 0 | 0 | 0 | 0
|  |  |  | 28.12 | 56.24 | 0 | 0 | 0 | 0 | 0 | 7.48 | 0.10709 | 0 | 56.24 | 56.24 | 0 | 0 | 0 | 0 | 0 | 1 | 0 | 0 | 0 | 0
|  |  |  | 31.8 | 63.6 | 0 | 0 | 0 | 0 | 0 | 7.48 | 0.10709 | 0 | 63.6 | 56.334 | 0 | 0 | 0 | 0 | 0 | 0.74262 | 0 | 7.266 | 0 | 0
|  |  |  | 32.4 | 64.8 | 0 | 0 | 0 | 0 | 0 | 7.48 | 0.10709 | 0 | 64.8 | 56.334 | 0 | 0 | 0 | 0 | 0 | 0.44273 | 0 | 8.466 | 0 | 0
|  |  |  | 31.12 | 62.24 | 0 | 0 | 0 | 0 | 0 | 7.48 | 0.10709 | 0 | 62.24 | 56.334 | 0 | 0 | 0 | 0 | 0 | 0.23352 | 0 | 5.906 | 0 | 0
|  |  |  | 27.2 | 54.4 | 0 | 0 | 0 | 0 | 0 | 7.48 | 0.10709 | 1.934 | 54.4 | 54.4 | 0 | 0 | 0 | 0 | 0 | 0.29506 | 0 | 0 | 0 | 0
|  |  |  | 24.56 | 49.12 | 0 | 0 | 0 | 0 | 0 | 7.48 | 0.10709 | 1.806 | 49.12 | 49.12 | 0 | 0 | 0 | 0 | 0 | 0.35254 | 0 | 0 | 0 | 0
|  |  |  | 20.72 | 41.44 | 0 | 0 | 0 | 0 | 0 | 7.48 | 0.10709 | 0 | 41.44 | 41.44 | 0 | 0 | 0 | 0 | 0 | 0.35254 | 0 | 0 | 0 | 0
|  |  |  | 20.44 | 40.88 | 0 | 0 | 0 | 0 | 0 | 7.48 | 0.10709 | 0 | 40.88 | 40.88 | 0 | 0 | 0 | 0 | 0 | 0.35254 | 0 | 0 | 0 | 0
|  |  |  | 21.52 | 43.04 | 0 | 0 | 0 | 0 | 0 | 7.48 | 0.10709 | 0 | 43.04 | 43.04 | 0 | 0 | 0 | 0 | 0 | 0.35254 | 0 | 0 | 0 | 0
|  |  |  | 24.44 | 48.88 | 0 | 0 | 0 | 0 | 0 | 7.48 | 0.10709 | 0 | 48.88 | 48.88 | 0 | 0 | 0 | 0 | 0 | 0.35254 | 0 | 0 | 0 | 0
|  |  |  | 22.16 | 44.32 | 0 | 0 | 0 | 0 | 0 | 7.48 | 0.10709 | 0 | 44.32 | 44.32 | 0 | 0 | 0 | 0 | 0 | 0.35254 | 0 | 0 | 0 | 0
|  |  |  | 18.28 | 36.56 | 0 | 0 | 0 | 0 | 0 | 7.48 | 0.10709 | 0 | 36.56 | 36.56 | 0 | 0 | 0 | 0 | 0 | 0.35254 | 0 | 0 | 0 | 0
|  |  |  | 21.28 | 42.56 | 0 | 0 | 0 | 0 | 0 | 7.48 | 0.10709 | 0 | 42.56 | 42.56 | 0 | 0 | 0 | 0 | 0 | 0.35254 | 0 | 0 | 0 | 0
|  |  |  | 30.32 | 60.64 | 0 | 0 | 0 | 0 | 0 | 7.48 | 0.10709 | 0 | 60.64 | 56.334 | 0 | 0 | 0 | 0 | 0 | 0.2 | 0 | 4.306 | 0 | 0
|  |  |  | 27.92 | 55.84 | 0 | 0 | 0 | 0 | 0 | 7.48 | 0.10709 | 0 | 55.84 | 51.419 | 0 | 4.421 | 0 | 0 | 4.421 | 0.2 | 0 | 0 | 0 | 0
|  |  |  | 27.68 | 55.36 | 0 | 0 | 0 | 0 | 0 | 7.48 | 0.10709 | 0 | 55.36 | 51.392 | 0 | 3.968 | 0 | 0 | 3.968 | 0.2 | 0 | 0 | 0 | 0
|  |  |  | 27.84 | 55.68 | 0 | 0 | 0 | 0 | 0 | 7.48 | 0.10709 | 0 | 55.68 | 50.616 | 0 | 5.064 | 0 | 0 | 5.064 | 0.2 | 0 | 0 | 0 | 0
|  |  |  | 31.08 | 62.16 | 0 | 0 | 0 | 0 | 0 | 7.48 | 0.10709 | 0 | 62.16 | 36.741 | 0 | 25.419 | 0 | 0 | 25.419 | 0.2 | 0 | 0 | 0 | 0
|  |  |  | 33.36 | 66.72 | 0 | 0 | 0 | 0 | 0 | 7.48 | 0.10709 | 0 | 66.72 | 46.944 | 0 | 19.776 | 0 | 0 | 19.776 | 0.2 | 0 | 0 | 0 | 0
|  |  |  | 27 | 54 | 0 | 0 | 0 | 0 | 0 | 7.48 | 0.10709 | 0 | 54 | 50.712 | 0 | 3.288 | 0 | 0 | 3.288 | 0.2 | 0 | 0 | 0 | 0
|  |  |  | 25.68 | 51.36 | 0 | 0 | 0 | 0 | 0 | 7.48 | 0.10709 | 0 | 51.36 | 49.622 | 0 | 1.738 | 0 | 0 | 1.738 | 0.2 | 0 | 0 | 0 | 0
|  |  |  | 25.08 | 50.16 | 0 | 0 | 0 | 0 | 0 | 7.48 | 0.10709 | 0 | 50.16 | 39.101 | 0 | 11.059 | 0 | 0 | 11.059 | 0.2 | 0 | 0 | 0 | 0
|  |  |  | 24.64 | 49.28 | 0 | 0 | 0 | 0 | 0 | 7.48 | 0.10709 | 0 | 49.28 | 33.913 | 0 | 15.367 | 0 | 0 | 15.367 | 0.2 | 0 | 0 | 0 | 0
|  |  |  | 25.96 | 51.92 | 0 | 0 | 0 | 0 | 0 | 7.48 | 0.10709 | 0 | 51.92 | 47.222 | 0 | 4.698 | 0 | 0 | 4.698 | 0.2 | 0 | 0 | 0 | 0
|  |  |  | 27 | 54 | 0 | 0 | 0 | 0 | 0 | 7.48 | 0.10709 | 0 | 54 | 54 | 0 | 0 | 0 | 0 | 0 | 0.2 | 0 | 0 | 0 | 0
|  |  |  | 26.48 | 52.96 | 0 | 0 | 0 | 0 | 0 | 7.48 | 0.10709 | 0 | 52.96 | 52.96 | 0 | 0 | 0 | 0 | 0 | 0.2 | 0 | 0 | 0 | 0
|  |  |  | 26.4 | 52.8 | 0 | 0 | 0 | 0 | 0 | 7.48 | 0.10709 | 0 | 52.8 | 52.8 | 0 | 0 | 0 | 0 | 0 | 0.2 | 0 | 0 | 0 | 0
|  |  |  | 26.56 | 53.12 | 0 | 0 | 0 | 0 | 0 | 7.48 | 0.10709 | 0 | 53.12 | 53.12 | 0 | 0 | 0 | 0 | 0 | 0.2 | 0 | 0 | 0 | 0
|  |  |  | 21.96 | 43.92 | 0 | 0 | 0 | 0 | 0 | 7.48 | 0.10709 | 0 | 43.92 | 43.92 | 0 | 0 | 0 | 0 | 0 | 0.2 | 0 | 0 | 0 | 0
|  |  |  | 16.16 | 32.32 | 0 | 0 | 0 | 0 | 0 | 7.48 | 0.10709 | 0 | 32.32 | 32.32 | 0 | 0 | 0 | 0 | 0 | 0.2 | 0 | 0 | 0 | 0
|  |  |  | 14.48 | 28.96 | 0 | 0 | 0 | 0 | 0 | 7.48 | 0.10709 | 0 | 28.96 | 28.96 | 0 | 0 | 0 | 0 | 0 | 0.2 | 0 | 0 | 0 | 0
|  |  |  | 14.3467 | 28.6933 | 0 | 0 | 0 | 0 | 0 | 7.48 | 0.10709 | 0 | 28.693 | 28.693 | 0 | 0 | 0 | 0 | 0 | 0.2 | 0 | 0 | 0 | 0
|  |  |  | 15.04 | 30.08 | 0 | 0 | 0 | 0 | 0 | 7.48 | 0.10709 | 0 | 30.08 | 30.08 | 0 | 0 | 0 | 0 | 0 | 0.2 | 0 | 0 | 0 | 0
|  |  |  | 14.4933 | 28.9867 | 0 | 0 | 0 | 0 | 0 | 7.48 | 0.10709 | 0 | 28.987 | 28.987 | 0 | 0 | 0 | 0 | 0 | 0.2 | 0 | 0 | 0 | 0
|  |  |  | 14.3733 | 28.7467 | 0 | 0 | 0 | 0 | 0 | 7.48 | 0.10709 | 0 | 28.747 | 28.747 | 0 | 0 | 0 | 0 | 0 | 0.2 | 0 | 0 | 0 | 0
|  |  |  | 17.6933 | 35.3867 | 0 | 0 | 0 | 0 | 0 | 7.48 | 0.10709 | 0 | 35.387 | 35.387 | 0 | 0 | 0 | 0 | 0 | 0.2 | 0 | 0 | 0 | 0
|  |  |  | 20.96 | 41.92 | 0 | 0 | 0 | 0 | 0 | 7.48 | 0.10709 | 0 | 41.92 | 41.92 | 0 | 0 | 0 | 0 | 0 | 0.2 | 0 | 0 | 0 | 0
|  |  |  | 26.7333 | 53.4667 | 0 | 0 | 0 | 0 | 0 | 7.48 | 0.10709 | 0 | 53.467 | 53.467 | 0 | 0 | 0 | 0 | 0 | 0.2 | 0 | 0 | 0 | 0
|  |  |  | 26.6533 | 53.3067 | 0 | 0 | 0 | 0 | 0 | 7.48 | 0.10709 | 0 | 53.307 | 40.975 | 0 | 12.332 | 0 | 0 | 12.332 | 0.2 | 0 | 0 | 0 | 0
|  |  |  | 28.8267 | 57.6533 | 0 | 0 | 0 | 0 | 0 | 7.48 | 0.10709 | 0 | 57.653 | 32.675 | 0 | 24.978 | 0 | 0 | 24.978 | 0.2 | 0 | 0 | 0 | 0
|  |  |  | 28.6933 | 57.3867 | 0 | 0 | 0 | 0 | 0 | 7.48 | 0.10709 | 0 | 57.387 | 9.686 | 0 | 47.701 | 0 | 0 | 47.701 | 0.2 | 0 | 0 | 0 | 0
|  |  |  | 31.8133 | 63.6267 | 0 | 0 | 0 | 0 | 0 | 7.48 | 0.12502 | 0 | 63.627 | 0 | 0 | 73.045 | 9.418 | 0 | 63.627 | 0.49974 | 0 | 0 | 0 | 0
|  |  |  | 35.8667 | 71.7333 | 0 | 0 | 0 | 0 | 0 | 7.48 | 0.12502 | 0 | 71.733 | 0 | 0 | 79.052 | 7.319 | 0 | 71.733 | 0.7327 | 0 | 0 | 0 | 0
|  |  |  | 35.3867 | 70.7733 | 0 | 0 | 0 | 0 | 0 | 7.48 | 0.12502 | 0 | 70.773 | 0 | 0 | 77.201 | 6.428 | 0 | 70.773 | 0.93728 | 0 | 0 | 0 | 0
|  |  |  | 31.6933 | 63.3867 | 0 | 0 | 0 | 0 | 0 | 12.23 | 0.12502 | 0 | 63.387 | 0 | 7.007 | 65.358 | 1.971 | 0 | 63.387 | 1 | 0 | 0 | 0 | 0
|  |  |  | 30.4267 | 60.8533 | 0 | 0 | 0 | 0 | 0 | 12.23 | 0.12502 | 0 | 60.853 | 0.317 | 0 | 60.536 | 0 | 0 | 60.536 | 1 | 0 | 0 | 0 | 0
|  |  |  | 29.5067 | 59.0133 | 0 | 0 | 0 | 0 | 0 | 12.23 | 0.12502 | 0 | 59.013 | 16.703 | 0 | 42.31 | 0 | 0 | 42.31 | 1 | 0 | 0 | 0 | 0
|  |  |  | 30.12 | 60.24 | 0 | 0 | 0 | 0 | 0 | 12.23 | 0.12502 | 0 | 60.24 | 41.447 | 0 | 18.793 | 0 | 0 | 18.793 | 1 | 0 | 0 | 0 | 0
|  |  |  | 30.2933 | 60.5867 | 0 | 0 | 0 | 0 | 0 | 7.48 | 0.12502 | 0 | 60.587 | 56.334 | 0 | 0 | 0 | 0 | 0 | 0.84935 | 0 | 4.253 | 0 | 0
|  |  |  | 30.7733 | 61.5467 | 0 | 0 | 0 | 0 | 0 | 7.48 | 0.12502 | 0 | 61.547 | 56.334 | 0 | 0 | 0 | 0 | 0 | 0.6647 | 0 | 5.213 | 0 | 0
|  |  |  | 30.48 | 60.96 | 0 | 0 | 0 | 0 | 0 | 7.48 | 0.12502 | 0 | 60.96 | 50.654 | 0 | 0 | 0 | 0 | 0 | 0.29964 | 0 | 10.306 | 0 | 0
|  |  |  | 29.5733 | 59.1467 | 0 | 0 | 0 | 0 | 0 | 7.48 | 0.10709 | 0 | 59.147 | 56.334 | 0 | 0 | 0 | 0 | 0 | 0.2 | 0 | 2.813 | 0 | 0
|  |  |  | 25.9067 | 51.8133 | 0 | 0 | 0 | 0 | 0 | 7.48 | 0.10709 | 0 | 51.813 | 51.813 | 0 | 0 | 0 | 0 | 0 | 0.2 | 0 | 0 | 0 | 0
|  |  |  | 20.5733 | 41.1467 | 0 | 0 | 0 | 0 | 0 | 7.48 | 0.10709 | 0 | 41.147 | 41.147 | 0 | 0 | 0 | 0 | 0 | 0.2 | 0 | 0 | 0 | 0
|  |  |  | 15.76 | 31.52 | 0 | 0 | 0 | 0 | 0 | 7.48 | 0.10709 | 0 | 31.52 | 31.52 | 0 | 0 | 0 | 0 | 0 | 0.2 | 0 | 0 | 0 | 0
|  |  |  | 15.08 | 30.16 | 0 | 0 | 0 | 0 | 0 | 7.48 | 0.10709 | 0 | 30.16 | 30.16 | 0 | 0 | 0 | 0 | 0 | 0.2 | 0 | 0 | 0 | 0
|  |  |  | 14.2267 | 28.4533 | 0 | 0 | 0 | 0 | 0 | 7.48 | 0.10709 | 0 | 28.453 | 28.453 | 0 | 0 | 0 | 0 | 0 | 0.2 | 0 | 0 | 0 | 0
|  |  |  | 14.16 | 28.32 | 0 | 0 | 0 | 0 | 0 | 7.48 | 0.10709 | 0 | 28.32 | 28.32 | 0 | 0 | 0 | 0 | 0 | 0.2 | 0 | 0 | 0 | 0
|  |  |  | 14.52 | 29.04 | 0 | 0 | 0 | 0 | 0 | 7.48 | 0.10709 | 0 | 29.04 | 29.04 | 0 | 0 | 0 | 0 | 0 | 0.2 | 0 | 0 | 0 | 0
|  |  |  | 17.0533 | 34.1067 | 0 | 0 | 0 | 0 | 0 | 7.48 | 0.10709 | 0 | 34.107 | 34.107 | 0 | 0 | 0 | 0 | 0 | 0.2 | 0 | 0 | 0 | 0
|  |  |  | 18.2267 | 36.4533 | 0 | 0 | 0 | 0 | 0 | 7.48 | 0.10709 | 0 | 36.453 | 36.453 | 0 | 0 | 0 | 0 | 0 | 0.2 | 0 | 0 | 0 | 0
|  |  |  | 19.5867 | 39.1733 | 0 | 0 | 0 | 0 | 0 | 7.48 | 0.10709 | 0 | 39.173 | 39.173 | 0 | 0 | 0 | 0 | 0 | 0.2 | 0 | 0 | 0 | 0
|  |  |  | 24.9867 | 49.9733 | 0 | 0 | 0 | 0 | 0 | 7.48 | 0.10709 | 0 | 49.973 | 36.999 | 0 | 12.974 | 0 | 0 | 12.974 | 0.2 | 0 | 0 | 0 | 0
|  |  |  | 24.8133 | 49.6267 | 0 | 0 | 0 | 0 | 0 | 7.48 | 0.10709 | 0 | 49.627 | 12.544 | 0 | 37.083 | 0 | 0 | 37.083 | 0.2 | 0 | 0 | 0 | 0
|  |  |  | 26.48 | 52.96 | 0 | 0 | 0 | 0 | 0 | 7.48 | 0.10709 | 0 | 52.96 | 2.085 | 0 | 50.875 | 0 | 0 | 50.875 | 0.2 | 0 | 0 | 0 | 0
|  |  |  | 26.84 | 53.68 | 0 | 0 | 0 | 0 | 0 | 7.48 | 0.12502 | 0 | 53.68 | 0 | 3.611 | 66.234 | 12.554 | 0 | 53.68 | 0.59956 | 0 | 0 | 0 | 0
|  |  |  | 26.8533 | 53.7067 | 0 | 0 | 0 | 0 | 0 | 7.48 | 0.12502 | 0 | 53.707 | 0 | 0 | 65.046 | 11.339 | 0 | 53.707 | 0.96046 | 0 | 0 | 0 | 0
|  |  |  | 26.0133 | 52.0267 | 0 | 0 | 0 | 0 | 0 | 7.48 | 0.12502 | 0 | 52.027 | 0 | 9.661 | 53.269 | 1.242 | 0 | 52.027 | 1 | 0 | 0 | 0 | 0
|  |  |  | 26.4133 | 52.8267 | 0 | 0 | 0 | 0 | 0 | 12.23 | 0.12502 | 0 | 52.827 | 0 | 3.944 | 52.827 | 0 | 0 | 52.827 | 1 | 0 | 0 | 0 | 0
|  |  |  | 26.0267 | 52.0533 | 0 | 0 | 0 | 0 | 0 | 12.23 | 0.12502 | 0 | 52.053 | 3.244 | 0 | 48.81 | 0 | 0 | 48.81 | 1 | 0 | 0 | 0 | 0
|  |  |  | 25.8533 | 51.7067 | 0 | 0 | 0 | 0 | 0 | 12.23 | 0.12502 | 0 | 51.707 | 22.925 | 0 | 28.782 | 0 | 0 | 28.782 | 1 | 0 | 0 | 0 | 0
|  |  |  | 27.8933 | 55.7867 | 0 | 0 | 0 | 0 | 0 | 12.23 | 0.12502 | 0 | 55.787 | 48.38 | 0 | 7.406 | 0 | 0 | 7.406 | 1 | 0 | 0 | 0 | 0
|  |  |  | 27.6133 | 55.2267 | 0 | 0 | 0 | 0 | 0 | 7.48 | 0.12502 | 0 | 55.227 | 55.227 | 0 | 0 | 0 | 0 | 0 | 1 | 0 | 0 | 0 | 0
|  |  |  | 25.7333 | 51.4667 | 0 | 0 | 0 | 0 | 0 | 7.48 | 0.12502 | 0 | 51.467 | 41.435 | 0 | 0 | 0 | 0 | 0 | 0.64467 | 0 | 10.032 | 0 | 0
|  |  |  | 24.72 | 49.44 | 0 | 0 | 0 | 0 | 0 | 7.48 | 0.12502 | 0 | 49.44 | 36.886 | 0 | 0 | 0 | 0 | 0 | 0.2 | 0 | 12.554 | 0 | 0
|  |  |  | 24.6 | 49.2 | 0 | 0 | 0 | 0 | 0 | 7.48 | 0.10709 | 0 | 49.2 | 49.2 | 0 | 0 | 0 | 0 | 0 | 0.2 | 0 | 0 | 0 | 0
|  |  |  | 24.48 | 48.96 | 0 | 0 | 0 | 0 | 0 | 7.48 | 0.10709 | 0 | 48.96 | 48.96 | 0 | 0 | 0 | 0 | 0 | 0.2 | 0 | 0 | 0 | 0
|  |  |  | 20.1733 | 40.3467 | 0 | 0 | 0 | 0 | 0 | 7.48 | 0.10709 | 0 | 40.347 | 40.347 | 0 | 0 | 0 | 0 | 0 | 0.2 | 0 | 0 | 0 | 0
|  |  |  | 20.1867 | 40.3733 | 0 | 0 | 0 | 0 | 0 | 7.48 | 0.10709 | 0 | 40.373 | 40.373 | 0 | 0 | 0 | 0 | 0 | 0.2 | 0 | 0 | 0 | 0
|  |  |  | 18.56 | 37.12 | 0 | 0 | 0 | 0 | 0 | 7.48 | 0.10709 | 0 | 37.12 | 37.12 | 0 | 0 | 0 | 0 | 0 | 0.2 | 0 | 0 | 0 | 0
|  |  |  | 17.1333 | 34.2667 | 0 | 0 | 0 | 0 | 0 | 7.48 | 0.10709 | 0 | 34.267 | 34.267 | 0 | 0 | 0 | 0 | 0 | 0.2 | 0 | 0 | 0 | 0
|  |  |  | 16.4267 | 32.8533 | 0 | 0 | 0 | 0 | 0 | 7.48 | 0.10709 | 0 | 32.853 | 32.853 | 0 | 0 | 0 | 0 | 0 | 0.2 | 0 | 0 | 0 | 0
|  |  |  | 16.6667 | 33.3333 | 0 | 0 | 0 | 0 | 0 | 7.48 | 0.10709 | 0 | 33.333 | 33.333 | 0 | 0 | 0 | 0 | 0 | 0.2 | 0 | 0 | 0 | 0
|  |  |  | 20.9867 | 41.9733 | 0 | 0 | 0 | 0 | 0 | 7.48 | 0.10709 | 0 | 41.973 | 41.973 | 0 | 0 | 0 | 0 | 0 | 0.2 | 0 | 0 | 0 | 0
|  |  |  | 22.16 | 44.32 | 0 | 0 | 0 | 0 | 0 | 7.48 | 0.10709 | 0 | 44.32 | 44.32 | 0 | 0 | 0 | 0 | 0 | 0.2 | 0 | 0 | 0 | 0
|  |  |  | 19.2133 | 38.4267 | 0 | 0 | 0 | 0 | 0 | 7.48 | 0.10709 | 0 | 38.427 | 38.427 | 0 | 0 | 0 | 0 | 0 | 0.2 | 0 | 0 | 0 | 0
|  |  |  | 18.1467 | 36.2933 | 0 | 0 | 0 | 0 | 0 | 7.48 | 0.10709 | 0 | 36.293 | 28.786 | 0 | 7.507 | 0 | 0 | 7.507 | 0.2 | 0 | 0 | 0 | 0
|  |  |  | 21.76 | 43.52 | 0 | 0 | 0 | 0 | 0 | 7.48 | 0.10709 | 0 | 43.52 | 17.396 | 0 | 26.124 | 0 | 0 | 26.124 | 0.2 | 0 | 0 | 0 | 0
|  |  |  | 22.9467 | 45.8933 | 0 | 0 | 0 | 0 | 0 | 7.48 | 0.10709 | 0 | 45.893 | 0 | 0 | 57.828 | 11.935 | 0 | 45.893 | 0.57987 | 0 | 0 | 0 | 0
|  |  |  | 23.2533 | 46.5067 | 0 | 0 | 0 | 0 | 0 | 7.48 | 0.12502 | 0 | 46.507 | 0 | 12.472 | 59.061 | 12.554 | 0 | 46.507 | 0.97943 | 0 | 0 | 0 | 0
|  |  |  | 23.32 | 46.64 | 0 | 0 | 0 | 0 | 0 | 7.48 | 0.12502 | 0 | 46.64 | 0 | 32.484 | 47.286 | 0.646 | 0 | 46.64 | 1 | 0 | 0 | 0 | 0
|  |  |  | 23.0267 | 46.0533 | 0 | 0 | 0 | 0 | 0 | 7.48 | 0.12502 | 0 | 46.053 | 0 | 33.805 | 46.053 | 0 | 0 | 46.053 | 1 | 0 | 0 | 0 | 0
|  |  |  | 23.36 | 46.72 | 0 | 0 | 0 | 0 | 0 | 12.23 | 0.12502 | 0 | 46.72 | 0 | 27.219 | 46.72 | 0 | 0 | 46.72 | 1 | 0 | 0 | 0 | 0
|  |  |  | 23.16 | 46.32 | 0 | 0 | 0 | 0 | 0 | 12.23 | 0.12502 | 0 | 46.32 | 0 | 15.098 | 46.32 | 0 | 0 | 46.32 | 1 | 0 | 0 | 0 | 0
|  |  |  | 22.7467 | 45.4933 | 0 | 0 | 0 | 0 | 0 | 12.23 | 0.12502 | 0 | 45.493 | 3.196 | 0 | 42.297 | 0 | 0 | 42.297 | 1 | 0 | 0 | 0 | 0
|  |  |  | 23.56 | 47.12 | 0 | 0 | 0 | 0 | 0 | 12.23 | 0.12502 | 0 | 47.12 | 28.654 | 0 | 18.466 | 0 | 0 | 18.466 | 1 | 0 | 0 | 0 | 0
|  |  |  | 23.9467 | 47.8933 | 0 | 0 | 0 | 0 | 0 | 7.48 | 0.12502 | 0 | 47.893 | 47.893 | 0 | 0 | 0 | 0 | 0 | 1 | 0 | 0 | 0 | 0
|  |  |  | 23.1733 | 46.3467 | 0 | 0 | 0 | 0 | 0 | 7.48 | 0.12502 | 0 | 46.347 | 36.315 | 0 | 0 | 0 | 0 | 0 | 0.64467 | 0 | 10.032 | 0 | 0
|  |  |  | 19.2133 | 38.4267 | 0 | 0 | 0 | 0 | 0 | 7.48 | 0.12502 | 0 | 38.427 | 25.873 | 0 | 0 | 0 | 0 | 0 | 0.2 | 0 | 12.554 | 0 | 0
|  |  |  | 19.2667 | 38.5333 | 0 | 0 | 0 | 0 | 0 | 7.48 | 0.10709 | 6.979 | 38.533 | 38.533 | 0 | 0 | 0 | 0 | 0 | 0.42213 | 0 | 0 | 0 | 0
|  |  |  | 19.5067 | 39.0133 | 0 | 0 | 0 | 0 | 0 | 7.48 | 0.10709 | 0 | 39.013 | 39.013 | 0 | 0 | 0 | 0 | 0 | 0.42213 | 0 | 0 | 0 | 0
|  |  |  | 17.44 | 34.88 | 0 | 0 | 0 | 0 | 0 | 7.48 | 0.10709 | 0 | 34.88 | 34.88 | 0 | 0 | 0 | 0 | 0 | 0.42213 | 0 | 0 | 0 | 0
|  |  |  | 15.8267 | 31.6533 | 0 | 0 | 0 | 0 | 0 | 7.48 | 0.10709 | 0 | 31.653 | 31.653 | 0 | 0 | 0 | 0 | 0 | 0.42213 | 0 | 0 | 0 | 0
|  |  |  | 16.3333 | 32.6667 | 0 | 0 | 0 | 0 | 0 | 7.48 | 0.10709 | 0 | 32.667 | 32.667 | 0 | 0 | 0 | 0 | 0 | 0.42213 | 0 | 0 | 0 | 0
|  |  |  | 18.2933 | 36.5867 | 0 | 0 | 0 | 0 | 0 | 7.48 | 0.10709 | 0 | 36.587 | 36.587 | 0 | 0 | 0 | 0 | 0 | 0.42213 | 0 | 0 | 0 | 0
|  |  |  | 20.8133 | 41.6267 | 0 | 0 | 0 | 0 | 0 | 7.48 | 0.10709 | 0 | 41.627 | 41.627 | 0 | 0 | 0 | 0 | 0 | 0.42213 | 0 | 0 | 0 | 0
|  |  |  | 17.8933 | 35.7867 | 0 | 0 | 0 | 0 | 0 | 7.48 | 0.10709 | 0 | 35.787 | 35.787 | 0 | 0 | 0 | 0 | 0 | 0.42213 | 0 | 0 | 0 | 0
|  |  |  | 15.9867 | 31.9733 | 0 | 0 | 0 | 0 | 0 | 7.48 | 0.10709 | 0 | 31.973 | 31.973 | 0 | 0 | 0 | 0 | 0 | 0.42213 | 0 | 0 | 0 | 0
|  |  |  | 18.68 | 37.36 | 0 | 0 | 0 | 0 | 0 | 7.48 | 0.10709 | 0 | 37.36 | 37.36 | 0 | 0 | 0 | 0 | 0 | 0.42213 | 0 | 0 | 0 | 0
|  |  |  | 26.4133 | 52.8267 | 0 | 0 | 0 | 0 | 0 | 7.48 | 0.10709 | 0 | 52.827 | 52.827 | 0 | 0 | 0 | 0 | 0 | 0.42213 | 0 | 0 | 0 | 0
|  |  |  | 26.44 | 52.88 | 0 | 0 | 0 | 0 | 0 | 7.48 | 0.10709 | 0 | 52.88 | 39.528 | 0 | 13.352 | 0 | 0 | 13.352 | 0.42213 | 0 | 0 | 0 | 0
|  |  |  | 30.24 | 60.48 | 0 | 0 | 0 | 0 | 0 | 7.48 | 0.10709 | 0 | 60.48 | 22.415 | 0 | 38.065 | 0 | 0 | 38.065 | 0.42213 | 0 | 0 | 0 | 0
|  |  |  | 31.7467 | 63.4933 | 0 | 0 | 0 | 0 | 0 | 7.48 | 0.10709 | 0 | 63.493 | 5.463 | 0 | 58.03 | 0 | 0 | 58.03 | 0.42213 | 0 | 0 | 0 | 0
|  |  |  | 33.12 | 66.24 | 0 | 0 | 0 | 0 | 0 | 7.48 | 0.12502 | 0 | 66.24 | 0 | 0 | 69.203 | 2.963 | 0 | 66.24 | 0.51642 | 0 | 0 | 0 | 0
|  |  |  | 37.0133 | 74.0267 | 0 | 0 | 0 | 0 | 0 | 7.48 | 0.12502 | 0 | 74.027 | 0 | 0 | 73.12 | 0 | 0 | 73.12 | 0.48431 | 0 | 0.907 | 0 | 0
|  |  |  | 33.8133 | 67.6267 | 0 | 0 | 0 | 0 | 0 | 7.48 | 0.12502 | 0 | 67.627 | 0 | 0 | 73.171 | 5.544 | 0 | 67.627 | 0.66075 | 0 | 0 | 0 | 0
|  |  |  | 29.6667 | 59.3333 | 0 | 0 | 0 | 0 | 0 | 12.23 | 0.12502 | 0 | 59.333 | 0 | 0 | 68.22 | 8.887 | 0 | 59.333 | 0.94359 | 0 | 0 | 0 | 0
|  |  |  | 28.5067 | 57.0133 | 0 | 0 | 0 | 0 | 0 | 12.23 | 0.12502 | 0 | 57.013 | 0 | 0 | 58.785 | 1.772 | 0 | 57.013 | 1 | 0 | 0 | 0 | 0
|  |  |  | 26.6533 | 53.3067 | 0 | 0 | 0 | 0 | 0 | 12.23 | 0.12502 | 0 | 53.307 | 12.37 | 0 | 40.937 | 0 | 0 | 40.937 | 1 | 0 | 0 | 0 | 0
|  |  |  | 27.7333 | 55.4667 | 0 | 0 | 0 | 0 | 0 | 12.23 | 0.12502 | 0 | 55.467 | 37.442 | 0 | 18.025 | 0 | 0 | 18.025 | 1 | 0 | 0 | 0 | 0
|  |  |  | 29.24 | 58.48 | 0 | 0 | 0 | 0 | 0 | 7.48 | 0.12502 | 0 | 58.48 | 56.334 | 0 | 0 | 0 | 0 | 0 | 0.92397 | 0 | 2.146 | 0 | 0
|  |  |  | 30.3733 | 60.7467 | 0 | 0 | 0 | 0 | 0 | 7.48 | 0.12502 | 0 | 60.747 | 55.461 | 0 | 0 | 0 | 0 | 0 | 0.73675 | 0 | 5.286 | 0 | 0
|  |  |  | 30.68 | 61.36 | 0 | 0 | 0 | 0 | 0 | 7.48 | 0.12502 | 0 | 61.36 | 48.806 | 0 | 0 | 0 | 0 | 0 | 0.29208 | 0 | 12.554 | 0 | 0
|  |  |  | 29.4667 | 58.9333 | 0 | 0 | 0 | 0 | 0 | 7.48 | 0.10709 | 0 | 58.933 | 56.334 | 0 | 0 | 0 | 0 | 0 | 0.2 | 0 | 2.6 | 0 | 0
|  |  |  | 25.08 | 50.16 | 0 | 0 | 0 | 0 | 0 | 7.48 | 0.10709 | 0.519 | 50.16 | 50.16 | 0 | 0 | 0 | 0 | 0 | 0.21652 | 0 | 0 | 0 | 0
|  |  |  | 19.2533 | 38.5067 | 0 | 0 | 0 | 0 | 0 | 7.48 | 0.10709 | 0 | 38.507 | 38.507 | 0 | 0 | 0 | 0 | 0 | 0.21652 | 0 | 0 | 0 | 0
|  |  |  | 19.5733 | 39.1467 | 0 | 0 | 0 | 0 | 0 | 7.48 | 0.10709 | 0 | 39.147 | 39.147 | 0 | 0 | 0 | 0 | 0 | 0.21652 | 0 | 0 | 0 | 0
|  |  |  | 17.44 | 34.88 | 0 | 0 | 0 | 0 | 0 | 7.48 | 0.10709 | 0 | 34.88 | 34.88 | 0 | 0 | 0 | 0 | 0 | 0.21652 | 0 | 0 | 0 | 0
|  |  |  | 18.6 | 37.2 | 0 | 0 | 0 | 0 | 0 | 7.48 | 0.10709 | 0 | 37.2 | 37.2 | 0 | 0 | 0 | 0 | 0 | 0.21652 | 0 | 0 | 0 | 0
|  |  |  | 21.44 | 42.88 | 0 | 0 | 0 | 0 | 0 | 7.48 | 0.10709 | 0 | 42.88 | 42.88 | 0 | 0 | 0 | 0 | 0 | 0.21652 | 0 | 0 | 0 | 0
|  |  |  | 17.96 | 35.92 | 0 | 0 | 0 | 0 | 0 | 7.48 | 0.10709 | 0 | 35.92 | 35.92 | 0 | 0 | 0 | 0 | 0 | 0.21652 | 0 | 0 | 0 | 0
|  |  |  | 16.96 | 33.92 | 0 | 0 | 0 | 0 | 0 | 7.48 | 0.10709 | 0 | 33.92 | 33.92 | 0 | 0 | 0 | 0 | 0 | 0.21652 | 0 | 0 | 0 | 0
|  |  |  | 19.8 | 39.6 | 0 | 0 | 0 | 0 | 0 | 7.48 | 0.10709 | 0 | 39.6 | 39.6 | 0 | 0 | 0 | 0 | 0 | 0.21652 | 0 | 0 | 0 | 0
|  |  |  | 28.4 | 56.8 | 0 | 0 | 0 | 0 | 0 | 7.48 | 0.10709 | 0 | 56.8 | 56.334 | 0 | 0 | 0 | 0 | 0 | 0.2 | 0 | 0.466 | 0 | 0
|  |  |  | 27.52 | 55.04 | 0 | 0 | 0 | 0 | 0 | 7.48 | 0.10709 | 0 | 55.04 | 41.751 | 0 | 13.289 | 0 | 0 | 13.289 | 0.2 | 0 | 0 | 0 | 0
|  |  |  | 29.76 | 59.52 | 0 | 0 | 0 | 0 | 0 | 7.48 | 0.10709 | 0 | 59.52 | 21.757 | 0 | 37.763 | 0 | 0 | 37.763 | 0.2 | 0 | 0 | 0 | 0
|  |  |  | 30 | 60 | 0 | 0 | 0 | 0 | 0 | 7.48 | 0.10709 | 0 | 60 | 2.033 | 0 | 57.967 | 0 | 0 | 57.967 | 0.2 | 0 | 0 | 0 | 0
|  |  |  | 32.28 | 64.56 | 0 | 0 | 0 | 0 | 0 | 7.48 | 0.12502 | 0 | 64.56 | 0 | 0 | 70.941 | 6.381 | 0 | 64.56 | 0.40309 | 0 | 0 | 0 | 0
|  |  |  | 31.96 | 63.92 | 0 | 0 | 0 | 0 | 0 | 7.48 | 0.12502 | 0 | 63.92 | 0 | 0 | 75.627 | 11.707 | 0 | 63.92 | 0.77568 | 0 | 0 | 0 | 0
|  |  |  | 28.28 | 56.56 | 0 | 0 | 0 | 0 | 0 | 7.48 | 0.12502 | 0 | 56.56 | 0 | 9.651 | 63.608 | 7.048 | 0 | 56.56 | 1 | 0 | 0 | 0 | 0
|  |  |  | 26.8 | 53.6 | 0 | 0 | 0 | 0 | 0 | 12.23 | 0.12502 | 0 | 53.6 | 0 | 15.023 | 53.6 | 0 | 0 | 53.6 | 1 | 0 | 0 | 0 | 0
|  |  |  | 25.96 | 51.92 | 0 | 0 | 0 | 0 | 0 | 12.23 | 0.12502 | 0 | 51.92 | 0 | 7.319 | 51.92 | 0 | 0 | 51.92 | 1 | 0 | 0 | 0 | 0
|  |  |  | 25.64 | 51.28 | 0 | 0 | 0 | 0 | 0 | 12.23 | 0.12502 | 0 | 51.28 | 9.852 | 0 | 41.428 | 0 | 0 | 41.428 | 1 | 0 | 0 | 0 | 0
|  |  |  | 25.8 | 51.6 | 0 | 0 | 0 | 0 | 0 | 12.23 | 0.12502 | 0 | 51.6 | 32.933 | 0 | 18.667 | 0 | 0 | 18.667 | 1 | 0 | 0 | 0 | 0
|  |  |  | 28.4 | 56.8 | 0 | 0 | 0 | 0 | 0 | 7.48 | 0.12502 | 0 | 56.8 | 56.334 | 0 | 0 | 0 | 0 | 0 | 0.98348 | 0 | 0.466 | 0 | 0
|  |  |  | 27.72 | 55.44 | 0 | 0 | 0 | 0 | 0 | 7.48 | 0.12502 | 0 | 55.44 | 45.875 | 0 | 0 | 0 | 0 | 0 | 0.64467 | 0 | 9.565 | 0 | 0
|  |  |  | 26.52 | 53.04 | 0 | 0 | 0 | 0 | 0 | 7.48 | 0.12502 | 0 | 53.04 | 40.486 | 0 | 0 | 0 | 0 | 0 | 0.2 | 0 | 12.554 | 0 | 0
|  |  |  | 25.4 | 50.8 | 0 | 0 | 0 | 0 | 0 | 7.48 | 0.10709 | 0 | 50.8 | 50.8 | 0 | 0 | 0 | 0 | 0 | 0.2 | 0 | 0 | 0 | 0
|  |  |  | 19.504 | 39.008 | 0 | 0 | 0 | 0 | 0 | 7.48 | 0.10709 | 0 | 39.008 | 39.008 | 0 | 0 | 0 | 0 | 0 | 0.2 | 0 | 0 | 0 | 0
|  |  |  | 17.136 | 34.272 | 0 | 0 | 0 | 0 | 0 | 7.48 | 0.10709 | 0 | 34.272 | 34.272 | 0 | 0 | 0 | 0 | 0 | 0.2 | 0 | 0 | 0 | 0
|  |  |  | 17.24 | 34.48 | 0 | 0 | 0 | 0 | 0 | 7.48 | 0.10709 | 0 | 34.48 | 34.48 | 0 | 0 | 0 | 0 | 0 | 0.2 | 0 | 0 | 0 | 0
|  |  |  | 15.8 | 31.6 | 0 | 0 | 0 | 0 | 0 | 7.48 | 0.10709 | 0 | 31.6 | 31.6 | 0 | 0 | 0 | 0 | 0 | 0.2 | 0 | 0 | 0 | 0
|  |  |  | 16.72 | 33.44 | 0 | 0 | 0 | 0 | 0 | 7.48 | 0.10709 | 0 | 33.44 | 33.44 | 0 | 0 | 0 | 0 | 0 | 0.2 | 0 | 0 | 0 | 0
|  |  |  | 21.12 | 42.24 | 0 | 0 | 0 | 0 | 0 | 7.48 | 0.10709 | 0 | 42.24 | 42.24 | 0 | 0 | 0 | 0 | 0 | 0.2 | 0 | 0 | 0 | 0
|  |  |  | 21.08 | 42.16 | 0 | 0 | 0 | 0 | 0 | 7.48 | 0.10709 | 0 | 42.16 | 42.16 | 0 | 0 | 0 | 0 | 0 | 0.2 | 0 | 0 | 0 | 0
|  |  |  | 15.48 | 30.96 | 0 | 0 | 0 | 0 | 0 | 7.48 | 0.10709 | 0 | 30.96 | 30.96 | 0 | 0 | 0 | 0 | 0 | 0.2 | 0 | 0 | 0 | 0
|  |  |  | 18.76 | 37.52 | 0 | 0 | 0 | 0 | 0 | 7.48 | 0.10709 | 0 | 37.52 | 37.52 | 0 | 0 | 0 | 0 | 0 | 0.2 | 0 | 0 | 0 | 0
|  |  |  | 26.56 | 53.12 | 0 | 0 | 0 | 0 | 0 | 7.48 | 0.10709 | 0 | 53.12 | 53.12 | 0 | 0 | 0 | 0 | 0 | 0.2 | 0 | 0 | 0 | 0
|  |  |  | 26.92 | 53.84 | 0 | 0 | 0 | 0 | 0 | 7.48 | 0.10709 | 0 | 53.84 | 39.72 | 0 | 14.12 | 0 | 0 | 14.12 | 0.2 | 0 | 0 | 0 | 0
|  |  |  | 28.72 | 57.44 | 0 | 0 | 0 | 0 | 0 | 7.48 | 0.10709 | 0 | 57.44 | 18.758 | 0 | 38.682 | 0 | 0 | 38.682 | 0.2 | 0 | 0 | 0 | 0
|  |  |  | 29.28 | 58.56 | 0 | 0 | 0 | 0 | 0 | 7.48 | 0.10709 | 0 | 58.56 | 0 | 0 | 58.949 | 0.389 | 0 | 58.56 | 0.21239 | 0 | 0 | 0 | 0
|  |  |  | 29.64 | 59.28 | 0 | 0 | 0 | 0 | 0 | 7.48 | 0.10709 | 0 | 59.28 | 0 | 0 | 70.387 | 11.107 | 0 | 59.28 | 0.56589 | 0 | 0 | 0 | 0
|  |  |  | 33.32 | 66.64 | 0 | 0 | 0 | 0 | 0 | 7.48 | 0.10709 | 0 | 66.64 | 0 | 0 | 73.951 | 7.311 | 0 | 66.64 | 0.79859 | 0 | 0 | 0 | 0
|  |  |  | 27.84 | 55.68 | 0 | 0 | 0 | 0 | 0 | 7.48 | 0.10709 | 0 | 55.68 | 0 | 11.88 | 62.008 | 6.328 | 0 | 55.68 | 1 | 0 | 0 | 0 | 0
|  |  |  | 24.64 | 49.28 | 0 | 0 | 0 | 0 | 0 | 7.48 | 0.10709 | 0 | 49.28 | 0 | 19.633 | 49.28 | 0 | 0 | 49.28 | 1 | 0 | 0 | 0 | 0
|  |  |  | 24.12 | 48.24 | 0 | 0 | 0 | 0 | 0 | 7.48 | 0.10709 | 0 | 48.24 | 0 | 9.84 | 48.24 | 0 | 0 | 48.24 | 1 | 0 | 0 | 0 | 0
|  |  |  | 22.64 | 45.28 | 0 | 0 | 0 | 0 | 0 | 7.48 | 0.10709 | 0 | 45.28 | 3.058 | 0 | 42.222 | 0 | 0 | 42.222 | 1 | 0 | 0 | 0 | 0
|  |  |  | 24.68 | 49.36 | 0 | 0 | 0 | 0 | 0 | 7.48 | 0.10709 | 0 | 49.36 | 30.063 | 0 | 19.297 | 0 | 0 | 19.297 | 1 | 0 | 0 | 0 | 0
|  |  |  | 25.12 | 50.24 | 0 | 0 | 0 | 0 | 0 | 7.48 | 0.10709 | 0 | 50.24 | 50.24 | 0 | 0 | 0 | 0 | 0 | 1 | 0 | 0 | 0 | 0
|  |  |  | 25.84 | 51.68 | 0 | 0 | 0 | 0 | 0 | 7.48 | 0.10709 | 0 | 51.68 | 51.68 | 0 | 0 | 0 | 0 | 0 | 1 | 0 | 0 | 0 | 0
|  |  |  | 25.2 | 50.4 | 0 | 0 | 0 | 0 | 0 | 7.48 | 0.10709 | 0 | 50.4 | 50.4 | 0 | 0 | 0 | 0 | 0 | 1 | 0 | 0 | 0 | 0
|  |  |  | 24.08 | 48.16 | 0 | 0 | 0 | 0 | 0 | 7.48 | 0.10709 | 0 | 48.16 | 48.16 | 0 | 0 | 0 | 0 | 0 | 1 | 0 | 0 | 0 | 0
|  |  |  | 21.8 | 43.6 | 0 | 0 | 0 | 0 | 0 | 7.48 | 0.10709 | 0 | 43.6 | 43.6 | 0 | 0 | 0 | 0 | 0 | 1 | 0 | 0 | 0 | 0
|  |  |  | 17.4 | 34.8 | 0 | 0 | 0 | 0 | 0 | 7.48 | 0.10709 | 0 | 34.8 | 34.8 | 0 | 0 | 0 | 0 | 0 | 1 | 0 | 0 | 0 | 0
|  |  |  | 14.92 | 29.84 | 0 | 0 | 0 | 0 | 0 | 7.48 | 0.10709 | 0 | 29.84 | 29.84 | 0 | 0 | 0 | 0 | 0 | 1 | 0 | 0 | 0 | 0
|  |  |  | 14.4 | 28.8 | 0 | 0 | 0 | 0 | 0 | 7.48 | 0.10709 | 0 | 28.8 | 28.8 | 0 | 0 | 0 | 0 | 0 | 1 | 0 | 0 | 0 | 0
|  |  |  | 14.44 | 28.88 | 0 | 0 | 0 | 0 | 0 | 7.48 | 0.10709 | 0 | 28.88 | 28.88 | 0 | 0 | 0 | 0 | 0 | 1 | 0 | 0 | 0 | 0
|  |  |  | 12.84 | 25.68 | 0 | 0 | 0 | 0 | 0 | 7.48 | 0.10709 | 0 | 25.68 | 25.68 | 0 | 0 | 0 | 0 | 0 | 1 | 0 | 0 | 0 | 0
|  |  |  | 13.08 | 26.16 | 0 | 0 | 0 | 0 | 0 | 7.48 | 0.10709 | 0 | 26.16 | 26.16 | 0 | 0 | 0 | 0 | 0 | 1 | 0 | 0 | 0 | 0
|  |  |  | 13 | 26 | 0 | 0 | 0 | 0 | 0 | 7.48 | 0.10709 | 0 | 26 | 26 | 0 | 0 | 0 | 0 | 0 | 1 | 0 | 0 | 0 | 0
|  |  |  | 16.24 | 32.48 | 0 | 0 | 0 | 0 | 0 | 7.48 | 0.10709 | 0 | 32.48 | 32.48 | 0 | 0 | 0 | 0 | 0 | 1 | 0 | 0 | 0 | 0
|  |  |  | 24 | 48 | 0 | 0 | 0 | 0 | 0 | 7.48 | 0.10709 | 0 | 48 | 48 | 0 | 0 | 0 | 0 | 0 | 1 | 0 | 0 | 0 | 0
|  |  |  | 23.2 | 46.4 | 0 | 0 | 0 | 0 | 0 | 7.48 | 0.10709 | 0 | 46.4 | 20.35 | 0 | 14.712 | 0 | 0 | 14.712 | 0.59841 | 0 | 11.338 | 0 | 0
|  |  |  | 25.28 | 50.56 | 0 | 0 | 0 | 0 | 0 | 7.48 | 0.10709 | 0 | 50.56 | 0 | 0 | 39.312 | 0 | 0 | 39.312 | 0.2 | 0 | 11.248 | 0 | 0
|  |  |  | 25.2 | 50.4 | 0 | 0 | 0 | 0 | 0 | 7.48 | 0.10709 | 0 | 50.4 | 0 | 0 | 59.693 | 9.293 | 0 | 50.4 | 0.49576 | 0 | 0 | 0 | 0
|  |  |  | 27.68 | 55.36 | 0 | 0 | 0 | 0 | 0 | 7.48 | 0.10709 | 0 | 55.36 | 0 | 3.909 | 67.914 | 12.554 | 0 | 55.36 | 0.89532 | 0 | 0 | 0 | 0
|  |  |  | 32 | 64 | 0 | 0 | 0 | 0 | 0 | 7.48 | 0.10709 | 0 | 64 | 0 | 11.084 | 67.289 | 3.289 | 0 | 64 | 1 | 0 | 0 | 0 | 0
|  |  |  | 26.64 | 53.28 | 0 | 0 | 0 | 0 | 0 | 7.48 | 0.10709 | 0 | 53.28 | 0 | 23.669 | 53.28 | 0 | 0 | 53.28 | 1 | 0 | 0 | 0 | 0
|  |  |  | 24.28 | 48.56 | 0 | 0 | 0 | 0 | 0 | 7.48 | 0.10709 | 0 | 48.56 | 0 | 20.517 | 48.56 | 0 | 0 | 48.56 | 1 | 0 | 0 | 0 | 0
|  |  |  | 22.48 | 44.96 | 0 | 0 | 0 | 0 | 0 | 7.48 | 0.10709 | 0 | 44.96 | 0 | 13.372 | 44.96 | 0 | 0 | 44.96 | 1 | 0 | 0 | 0 | 0
|  |  |  | 21.32 | 42.64 | 0 | 0 | 0 | 0 | 0 | 7.48 | 0.10709 | 0 | 42.64 | 1.615 | 0 | 41.025 | 0 | 0 | 41.025 | 1 | 0 | 0 | 0 | 0
|  |  |  | 24.28 | 48.56 | 0 | 0 | 0 | 0 | 0 | 7.48 | 0.10709 | 0 | 48.56 | 29.288 | 0 | 19.272 | 0 | 0 | 19.272 | 1 | 0 | 0 | 0 | 0
|  |  |  | 24.36 | 48.72 | 0 | 0 | 0 | 0 | 0 | 7.48 | 0.10709 | 0 | 48.72 | 48.72 | 0 | 0 | 0 | 0 | 0 | 1 | 0 | 0 | 0 | 0
|  |  |  | 23.88 | 47.76 | 0 | 0 | 0 | 0 | 0 | 7.48 | 0.10709 | 0 | 47.76 | 47.76 | 0 | 0 | 0 | 0 | 0 | 1 | 0 | 0 | 0 | 0
|  |  |  | 23.52 | 47.04 | 0 | 0 | 0 | 0 | 0 | 7.48 | 0.10709 | 0 | 47.04 | 47.04 | 0 | 0 | 0 | 0 | 0 | 1 | 0 | 0 | 0 | 0
|  |  |  | 23.32 | 46.64 | 0 | 0 | 0 | 0 | 0 | 7.48 | 0.10709 | 0 | 46.64 | 46.64 | 0 | 0 | 0 | 0 | 0 | 1 | 0 | 0 | 0 | 0
|  |  |  | 21.08 | 42.16 | 0 | 0 | 0 | 0 | 0 | 7.48 | 0.10709 | 0 | 42.16 | 42.16 | 0 | 0 | 0 | 0 | 0 | 1 | 0 | 0 | 0 | 0
|  |  |  | 14.6 | 29.2 | 0 | 0 | 0 | 0 | 0 | 7.48 | 0.10709 | 0 | 29.2 | 29.2 | 0 | 0 | 0 | 0 | 0 | 1 | 0 | 0 | 0 | 0
|  |  |  | 13.96 | 27.92 | 0 | 0 | 0 | 0 | 0 | 7.48 | 0.10709 | 0 | 27.92 | 27.92 | 0 | 0 | 0 | 0 | 0 | 1 | 0 | 0 | 0 | 0
|  |  |  | 13.24 | 26.48 | 0 | 0 | 0 | 0 | 0 | 7.48 | 0.10709 | 0 | 26.48 | 26.48 | 0 | 0 | 0 | 0 | 0 | 1 | 0 | 0 | 0 | 0
|  |  |  | 13.64 | 27.28 | 0 | 0 | 0 | 0 | 0 | 7.48 | 0.10709 | 0 | 27.28 | 27.28 | 0 | 0 | 0 | 0 | 0 | 1 | 0 | 0 | 0 | 0
|  |  |  | 11.6 | 23.2 | 0 | 0 | 0 | 0 | 0 | 7.48 | 0.10709 | 0 | 23.2 | 23.2 | 0 | 0 | 0 | 0 | 0 | 1 | 0 | 0 | 0 | 0
|  |  |  | 12 | 24 | 0 | 0 | 0 | 0 | 0 | 7.48 | 0.10709 | 0 | 24 | 24 | 0 | 0 | 0 | 0 | 0 | 1 | 0 | 0 | 0 | 0
|  |  |  | 12.76 | 25.52 | 0 | 0 | 0 | 0 | 0 | 7.48 | 0.10709 | 0 | 25.52 | 25.52 | 0 | 0 | 0 | 0 | 0 | 1 | 0 | 0 | 0 | 0
|  |  |  | 15.96 | 31.92 | 0 | 0 | 0 | 0 | 0 | 7.48 | 0.10709 | 0 | 31.92 | 31.92 | 0 | 0 | 0 | 0 | 0 | 1 | 0 | 0 | 0 | 0
|  |  |  | 24.48 | 48.96 | 0 | 0 | 0 | 0 | 0 | 7.48 | 0.10709 | 0 | 48.96 | 48.96 | 0 | 0 | 0 | 0 | 0 | 1 | 0 | 0 | 0 | 0
|  |  |  | 23.84 | 47.68 | 0 | 0 | 0 | 0 | 0 | 7.48 | 0.10709 | 0 | 47.68 | 28.621 | 0 | 14.41 | 0 | 0 | 14.41 | 0.83534 | 0 | 4.649 | 0 | 0
|  |  |  | 28.24 | 56.48 | 0 | 0 | 0 | 0 | 0 | 7.48 | 0.10709 | 0 | 56.48 | 5.37 | 0 | 38.556 | 0 | 0 | 38.556 | 0.39067 | 0 | 12.554 | 0 | 0
|  |  |  | 31.36 | 62.72 | 0 | 0 | 0 | 0 | 0 | 7.48 | 0.10709 | 0 | 62.72 | 0 | 0 | 57.337 | 0 | 0 | 57.337 | 0.2 | 0 | 5.383 | 0 | 0
|  |  |  | 33.64 | 67.28 | 0 | 0 | 0 | 0 | 0 | 7.48 | 0.12502 | 0 | 67.28 | 0 | 0 | 70.399 | 3.119 | 0 | 67.28 | 0.29928 | 0 | 0 | 0 | 0
|  |  |  | 34.68 | 69.36 | 0 | 0 | 0 | 0 | 0 | 7.48 | 0.12502 | 0 | 69.36 | 0 | 0 | 73.863 | 4.503 | 0 | 69.36 | 0.4426 | 0 | 0 | 0 | 0
|  |  |  | 30.2 | 60.4 | 0 | 0 | 0 | 0 | 0 | 7.48 | 0.12502 | 0 | 60.4 | 0 | 0.947 | 72.954 | 12.554 | 0 | 60.4 | 0.84216 | 0 | 0 | 0 | 0
|  |  |  | 27.56 | 55.12 | 0 | 0 | 0 | 0 | 0 | 12.23 | 0.12502 | 0 | 55.12 | 0 | 9.161 | 60.079 | 4.959 | 0 | 55.12 | 1 | 0 | 0 | 0 | 0
|  |  |  | 27.08 | 54.16 | 0 | 0 | 0 | 0 | 0 | 12.23 | 0.12502 | 0 | 54.16 | 0 | 5.91 | 54.16 | 0 | 0 | 54.16 | 1 | 0 | 0 | 0 | 0
|  |  |  | 26.2333 | 52.4667 | 0 | 0 | 0 | 0 | 0 | 12.23 | 0.12502 | 0 | 52.467 | 10.283 | 0 | 42.184 | 0 | 0 | 42.184 | 1 | 0 | 0 | 0 | 0
|  |  |  | 27.1867 | 54.3734 | 0 | 0 | 0 | 0 | 0 | 12.23 | 0.12502 | 0 | 54.373 | 34.623 | 0 | 19.751 | 0 | 0 | 19.751 | 1 | 0 | 0 | 0 | 0
|  |  |  | 28 | 56 | 0 | 0 | 0 | 0 | 0 | 7.48 | 0.12502 | 0 | 56 | 56 | 0 | 0 | 0 | 0 | 0 | 1 | 0 | 0 | 0 | 0
|  |  |  | 27.16 | 54.32 | 0 | 0 | 0 | 0 | 0 | 7.48 | 0.12502 | 0 | 54.32 | 44.288 | 0 | 0 | 0 | 0 | 0 | 0.64467 | 0 | 10.032 | 0 | 0
|  |  |  | 26.8 | 53.6 | 0 | 0 | 0 | 0 | 0 | 7.48 | 0.12502 | 0 | 53.6 | 41.046 | 0 | 0 | 0 | 0 | 0 | 0.2 | 0 | 12.554 | 0 | 0
|  |  |  | 25.4 | 50.8 | 0 | 0 | 0 | 0 | 0 | 7.48 | 0.10709 | 0 | 50.8 | 50.8 | 0 | 0 | 0 | 0 | 0 | 0.2 | 0 | 0 | 0 | 0
|  |  |  | 21.6 | 43.2 | 0 | 0 | 0 | 0 | 0 | 7.48 | 0.10709 | 0 | 43.2 | 43.2 | 0 | 0 | 0 | 0 | 0 | 0.2 | 0 | 0 | 0 | 0
|  |  |  | 19.4 | 38.8 | 0 | 0 | 0 | 0 | 0 | 7.48 | 0.10709 | 0 | 38.8 | 38.8 | 0 | 0 | 0 | 0 | 0 | 0.2 | 0 | 0 | 0 | 0
|  |  |  | 15.84 | 31.68 | 0 | 0 | 0 | 0 | 0 | 7.48 | 0.10709 | 0 | 31.68 | 31.68 | 0 | 0 | 0 | 0 | 0 | 0.2 | 0 | 0 | 0 | 0
|  |  |  | 14.56 | 29.12 | 0 | 0 | 0 | 0 | 0 | 7.48 | 0.10709 | 0 | 29.12 | 29.12 | 0 | 0 | 0 | 0 | 0 | 0.2 | 0 | 0 | 0 | 0
|  |  |  | 13.04 | 26.08 | 0 | 0 | 0 | 0 | 0 | 7.48 | 0.10709 | 0 | 26.08 | 26.08 | 0 | 0 | 0 | 0 | 0 | 0.2 | 0 | 0 | 0 | 0
|  |  |  | 13.96 | 27.92 | 0 | 0 | 0 | 0 | 0 | 7.48 | 0.10709 | 0 | 27.92 | 27.92 | 0 | 0 | 0 | 0 | 0 | 0.2 | 0 | 0 | 0 | 0
|  |  |  | 14.68 | 29.36 | 0 | 0 | 0 | 0 | 0 | 7.48 | 0.10709 | 0 | 29.36 | 29.36 | 0 | 0 | 0 | 0 | 0 | 0.2 | 0 | 0 | 0 | 0
|  |  |  | 14.88 | 29.76 | 0 | 0 | 0 | 0 | 0 | 7.48 | 0.10709 | 0 | 29.76 | 29.76 | 0 | 0 | 0 | 0 | 0 | 0.2 | 0 | 0 | 0 | 0
|  |  |  | 14.48 | 28.96 | 0 | 0 | 0 | 0 | 0 | 7.48 | 0.10709 | 0 | 28.96 | 28.96 | 0 | 0 | 0 | 0 | 0 | 0.2 | 0 | 0 | 0 | 0
|  |  |  | 14.96 | 29.92 | 0 | 0 | 0 | 0 | 0 | 7.48 | 0.10709 | 0 | 29.92 | 29.92 | 0 | 0 | 0 | 0 | 0 | 0.2 | 0 | 0 | 0 | 0
|  |  |  | 21.64 | 43.28 | 0 | 0 | 0 | 0 | 0 | 7.48 | 0.10709 | 0 | 43.28 | 28.341 | 0 | 14.939 | 0 | 0 | 14.939 | 0.2 | 0 | 0 | 0 | 0
|  |  |  | 22.68 | 45.36 | 0 | 0 | 0 | 0 | 0 | 7.48 | 0.10709 | 0 | 45.36 | 7.093 | 0 | 38.267 | 0 | 0 | 38.267 | 0.2 | 0 | 0 | 0 | 0
|  |  |  | 24.48 | 48.96 | 0 | 0 | 0 | 0 | 0 | 7.48 | 0.10709 | 0 | 48.96 | 0 | 0 | 56.758 | 7.798 | 0 | 48.96 | 0.44818 | 0 | 0 | 0 | 0
|  |  |  | 25 | 50 | 0 | 0 | 0 | 0 | 0 | 7.48 | 0.12502 | 0 | 50 | 0 | 7.896 | 62.554 | 12.554 | 0 | 50 | 0.84775 | 0 | 0 | 0 | 0
|  |  |  | 24.24 | 48.48 | 0 | 0 | 0 | 0 | 0 | 7.48 | 0.12502 | 0 | 48.48 | 0 | 23.874 | 53.264 | 4.784 | 0 | 48.48 | 1 | 0 | 0 | 0 | 0
|  |  |  | 23.44 | 46.88 | 0 | 0 | 0 | 0 | 0 | 7.48 | 0.12502 | 0 | 46.88 | 0 | 27.613 | 46.88 | 0 | 0 | 46.88 | 1 | 0 | 0 | 0 | 0
|  |  |  | 22.6 | 45.2 | 0 | 0 | 0 | 0 | 0 | 12.23 | 0.12502 | 0 | 45.2 | 0 | 23.688 | 45.2 | 0 | 0 | 45.2 | 1 | 0 | 0 | 0 | 0
|  |  |  | 21.4 | 42.8 | 0 | 0 | 0 | 0 | 0 | 12.23 | 0.12502 | 0 | 42.8 | 0 | 4.599 | 42.8 | 0 | 0 | 42.8 | 1 | 0 | 0 | 0 | 0
|  |  |  | 22.12 | 44.24 | 0 | 0 | 0 | 0 | 0 | 12.23 | 0.12502 | 0 | 44.24 | 7.787 | 0 | 36.453 | 0 | 0 | 36.453 | 1 | 0 | 0 | 0 | 0
|  |  |  | 23.8 | 47.6 | 0 | 0 | 0 | 0 | 0 | 12.23 | 0.12502 | 0 | 47.6 | 30.935 | 0 | 16.665 | 0 | 0 | 16.665 | 1 | 0 | 0 | 0 | 0
|  |  |  | 23.64 | 47.28 | 0 | 0 | 0 | 0 | 0 | 7.48 | 0.12502 | 0 | 47.28 | 47.141 | 0 | 0.139 | 0 | 0 | 0.139 | 1 | 0 | 0 | 0 | 0
|  |  |  | 22.16 | 44.32 | 0 | 0 | 0 | 0 | 0 | 7.48 | 0.12502 | 0 | 44.32 | 34.288 | 0 | 0 | 0 | 0 | 0 | 0.64467 | 0 | 10.032 | 0 | 0
|  |  |  | 20.84 | 41.68 | 0 | 0 | 0 | 0 | 0 | 7.48 | 0.12502 | 0 | 41.68 | 29.126 | 0 | 0 | 0 | 0 | 0 | 0.2 | 0 | 12.554 | 0 | 0
|  |  |  | 20.88 | 41.76 | 0 | 0 | 0 | 0 | 0 | 7.48 | 0.10709 | 12.554 | 41.76 | 41.76 | 0 | 0 | 0 | 0 | 0 | 0.59956 | 0 | 0 | 0 | 0
|  |  |  | 21.2 | 42.4 | 0 | 0 | 0 | 0 | 0 | 7.48 | 0.10709 | 12.554 | 42.4 | 42.4 | 0 | 0 | 0 | 0 | 0 | 0.99913 | 0 | 0 | 0 | 0
|  |  |  | 20.8 | 41.6 | 0 | 0 | 0 | 0 | 0 | 7.48 | 0.10709 | 0.027 | 41.6 | 41.6 | 0 | 0 | 0 | 0 | 0 | 1 | 0 | 0 | 0 | 0
|  |  |  | 22.32 | 44.64 | 0 | 0 | 0 | 0 | 0 | 7.48 | 0.10709 | 0 | 44.64 | 44.64 | 0 | 0 | 0 | 0 | 0 | 1 | 0 | 0 | 0 | 0
|  |  |  | 20.32 | 40.64 | 0 | 0 | 0 | 0 | 0 | 7.48 | 0.10709 | 0 | 40.64 | 40.64 | 0 | 0 | 0 | 0 | 0 | 1 | 0 | 0 | 0 | 0
|  |  |  | 19.32 | 38.64 | 0 | 0 | 0 | 0 | 0 | 7.48 | 0.10709 | 0 | 38.64 | 38.64 | 0 | 0 | 0 | 0 | 0 | 1 | 0 | 0 | 0 | 0
|  |  |  | 18.88 | 37.76 | 0 | 0 | 0 | 0 | 0 | 7.48 | 0.10709 | 0 | 37.76 | 37.76 | 0 | 0 | 0 | 0 | 0 | 1 | 0 | 0 | 0 | 0
|  |  |  | 20.16 | 40.32 | 0 | 0 | 0 | 0 | 0 | 7.48 | 0.10709 | 0 | 40.32 | 40.32 | 0 | 0 | 0 | 0 | 0 | 1 | 0 | 0 | 0 | 0
|  |  |  | 21.4 | 42.8 | 0 | 0 | 0 | 0 | 0 | 7.48 | 0.10709 | 0 | 42.8 | 42.8 | 0 | 0 | 0 | 0 | 0 | 1 | 0 | 0 | 0 | 0
|  |  |  | 17.12 | 34.24 | 0 | 0 | 0 | 0 | 0 | 7.48 | 0.10709 | 0 | 34.24 | 34.24 | 0 | 0 | 0 | 0 | 0 | 1 | 0 | 0 | 0 | 0
|  |  |  | 16.88 | 33.76 | 0 | 0 | 0 | 0 | 0 | 7.48 | 0.10709 | 0 | 33.76 | 33.76 | 0 | 0 | 0 | 0 | 0 | 1 | 0 | 0 | 0 | 0
|  |  |  | 15.8 | 31.6 | 0 | 0 | 0 | 0 | 0 | 7.48 | 0.10709 | 0 | 31.6 | 31.6 | 0 | 0 | 0 | 0 | 0 | 1 | 0 | 0 | 0 | 0
|  |  |  | 20.68 | 41.36 | 0 | 0 | 0 | 0 | 0 | 7.48 | 0.10709 | 0 | 41.36 | 36.851 | 0 | 4.509 | 0 | 0 | 4.509 | 1 | 0 | 0 | 0 | 0
|  |  |  | 22.32 | 44.64 | 0 | 0 | 0 | 0 | 0 | 7.48 | 0.10709 | 0 | 44.64 | 39.274 | 0 | 5.366 | 0 | 0 | 5.366 | 1 | 0 | 0 | 0 | 0
|  |  |  | 22.08 | 44.16 | 0 | 0 | 0 | 0 | 0 | 7.48 | 0.12502 | 0 | 44.16 | 31.148 | 0 | 13.012 | 0 | 0 | 13.012 | 1 | 0 | 0 | 0 | 0
|  |  |  | 22 | 44 | 0 | 0 | 0 | 0 | 0 | 7.48 | 0.12502 | 0 | 44 | 8.717 | 0 | 30.608 | 0 | 0 | 30.608 | 0.83443 | 0 | 4.674 | 0 | 0
|  |  |  | 21.76 | 43.52 | 0 | 0 | 0 | 0 | 0 | 7.48 | 0.12502 | 0 | 43.52 | 18.609 | 0 | 12.357 | 0 | 0 | 12.357 | 0.38976 | 0 | 12.554 | 0 | 0
|  |  |  | 22.44 | 44.88 | 0 | 0 | 0 | 0 | 0 | 12.23 | 0.12502 | 0 | 44.88 | 0 | 2.372 | 57.434 | 12.554 | 0 | 44.88 | 0.78932 | 0 | 0 | 0 | 0
|  |  |  | 22.72 | 45.44 | 0 | 0 | 0 | 0 | 0 | 12.23 | 0.12502 | 0 | 45.44 | 0 | 0 | 52.059 | 6.619 | 0 | 45.44 | 1 | 0 | 0 | 0 | 0
|  |  |  | 24.24 | 48.48 | 0 | 0 | 0 | 0 | 0 | 12.23 | 0.12502 | 0 | 48.48 | 11.07 | 0 | 37.41 | 0 | 0 | 37.41 | 1 | 0 | 0 | 0 | 0
|  |  |  | 25.48 | 50.96 | 0 | 0 | 0 | 0 | 0 | 12.23 | 0.12502 | 0 | 50.96 | 39.498 | 0 | 11.462 | 0 | 0 | 11.462 | 1 | 0 | 0 | 0 | 0
|  |  |  | 23.84 | 47.68 | 0 | 0 | 0 | 0 | 0 | 7.48 | 0.12502 | 0 | 47.68 | 47.529 | 0 | 0.151 | 0 | 0 | 0.151 | 1 | 0 | 0 | 0 | 0
|  |  |  | 18.48 | 36.96 | 0 | 0 | 0 | 0 | 0 | 7.48 | 0.12502 | 0 | 36.96 | 26.928 | 0 | 0 | 0 | 0 | 0 | 0.64467 | 0 | 10.032 | 0 | 0
|  |  |  | 16.32 | 32.64 | 0 | 0 | 0 | 0 | 0 | 7.48 | 0.12502 | 0 | 32.64 | 20.086 | 0 | 0 | 0 | 0 | 0 | 0.2 | 0 | 12.554 | 0 | 0
|  |  |  | 15.88 | 31.76 | 0 | 0 | 0 | 0 | 0 | 7.48 | 0.10709 | 0 | 31.76 | 31.76 | 0 | 0 | 0 | 0 | 0 | 0.2 | 0 | 0 | 0 | 0
|  |  |  | 17.64 | 35.28 | 0 | 0 | 0 | 0 | 0 | 7.48 | 0.10709 | 0 | 35.28 | 35.28 | 0 | 0 | 0 | 0 | 0 | 0.2 | 0 | 0 | 0 | 0
|  |  |  | 16.88 | 33.76 | 0 | 0 | 0 | 0 | 0 | 7.48 | 0.10709 | 0 | 33.76 | 33.76 | 0 | 0 | 0 | 0 | 0 | 0.2 | 0 | 0 | 0 | 0
|  |  |  | 16.76 | 33.52 | 0 | 0 | 0 | 0 | 0 | 7.48 | 0.10709 | 0 | 33.52 | 33.52 | 0 | 0 | 0 | 0 | 0 | 0.2 | 0 | 0 | 0 | 0
|  |  |  | 16.52 | 33.04 | 0 | 0 | 0 | 0 | 0 | 7.48 | 0.10709 | 0 | 33.04 | 33.04 | 0 | 0 | 0 | 0 | 0 | 0.2 | 0 | 0 | 0 | 0
|  |  |  | 15.96 | 31.92 | 0 | 0 | 0 | 0 | 0 | 7.48 | 0.10709 | 0 | 31.92 | 31.92 | 0 | 0 | 0 | 0 | 0 | 0.2 | 0 | 0 | 0 | 0
|  |  |  | 13.16 | 26.32 | 0 | 0 | 0 | 0 | 0 | 7.48 | 0.10709 | 0 | 26.32 | 26.32 | 0 | 0 | 0 | 0 | 0 | 0.2 | 0 | 0 | 0 | 0
|  |  |  | 13.6 | 27.2 | 0 | 0 | 0 | 0 | 0 | 7.48 | 0.10709 | 0 | 27.2 | 27.2 | 0 | 0 | 0 | 0 | 0 | 0.2 | 0 | 0 | 0 | 0
|  |  |  | 14.6 | 29.2 | 0 | 0 | 0 | 0 | 0 | 7.48 | 0.10709 | 0 | 29.2 | 29.2 | 0 | 0 | 0 | 0 | 0 | 0.2 | 0 | 0 | 0 | 0
|  |  |  | 14.72 | 29.44 | 0 | 0 | 0 | 0 | 0 | 7.48 | 0.10709 | 0 | 29.44 | 29.44 | 0 | 0 | 0 | 0 | 0 | 0.2 | 0 | 0 | 0 | 0
|  |  |  | 20.84 | 41.68 | 0 | 0 | 0 | 0 | 0 | 7.48 | 0.10709 | 0 | 41.68 | 41.68 | 0 | 0 | 0 | 0 | 0 | 0.2 | 0 | 0 | 0 | 0
|  |  |  | 21.56 | 43.12 | 0 | 0 | 0 | 0 | 0 | 7.48 | 0.10709 | 0 | 43.12 | 27.488 | 0 | 15.632 | 0 | 0 | 15.632 | 0.2 | 0 | 0 | 0 | 0
|  |  |  | 22.24 | 44.48 | 0 | 0 | 0 | 0 | 0 | 7.48 | 0.10709 | 0 | 44.48 | 4.399 | 0 | 40.081 | 0 | 0 | 40.081 | 0.2 | 0 | 0 | 0 | 0
|  |  |  | 22.6 | 45.2 | 0 | 0 | 0 | 0 | 0 | 7.48 | 0.10709 | 0 | 45.2 | 0 | 3.324 | 57.754 | 12.554 | 0 | 45.2 | 0.59956 | 0 | 0 | 0 | 0
|  |  |  | 22.52 | 45.04 | 0 | 0 | 0 | 0 | 0 | 7.48 | 0.12502 | 0 | 45.04 | 0 | 0 | 55.788 | 10.748 | 0 | 45.04 | 0.94164 | 0 | 0 | 0 | 0
|  |  |  | 22 | 44 | 0 | 0 | 0 | 0 | 0 | 7.48 | 0.12502 | 0 | 44 | 0 | 7.07 | 45.834 | 1.834 | 0 | 44 | 1 | 0 | 0 | 0 | 0
|  |  |  | 20.36 | 40.72 | 0 | 0 | 0 | 0 | 0 | 7.48 | 0.12502 | 0 | 40.72 | 25.554 | 0 | 15.166 | 0 | 0 | 15.166 | 1 | 0 | 0 | 0 | 0
|  |  |  | 20.92 | 41.84 | 0 | 0 | 0 | 0 | 0 | 12.23 | 0.12502 | 0 | 41.84 | 6.845 | 0 | 27.925 | 0 | 0 | 27.925 | 0.74958 | 0 | 7.07 | 0 | 0
|  |  |  | 20.04 | 40.08 | 0 | 0 | 0 | 0 | 0 | 12.23 | 0.12502 | 0 | 40.08 | 0 | 0 | 42.763 | 2.683 | 0 | 40.08 | 0.83499 | 0 | 0 | 0 | 0
|  |  |  | 20.32 | 40.64 | 0 | 0 | 0 | 0 | 0 | 12.23 | 0.12502 | 0 | 40.64 | 0 | 0 | 45.824 | 5.184 | 0 | 40.64 | 1 | 0 | 0 | 0 | 0
|  |  |  | 22.4 | 44.8 | 0 | 0 | 0 | 0 | 0 | 12.23 | 0.12502 | 0 | 44.8 | 23.828 | 0 | 20.972 | 0 | 0 | 20.972 | 1 | 0 | 0 | 0 | 0
|  |  |  | 22.72 | 45.44 | 0 | 0 | 0 | 0 | 0 | 7.48 | 0.12502 | 0 | 45.44 | 44.508 | 0 | 0.932 | 0 | 0 | 0.932 | 1 | 0 | 0 | 0 | 0
|  |  |  | 23.56 | 47.12 | 0 | 0 | 0 | 0 | 0 | 7.48 | 0.12502 | 0 | 47.12 | 37.088 | 0 | 0 | 0 | 0 | 0 | 0.64467 | 0 | 10.032 | 0 | 0
|  |  |  | 22.48 | 44.96 | 0 | 0 | 0 | 0 | 0 | 7.48 | 0.12502 | 0 | 44.96 | 32.406 | 0 | 0 | 0 | 0 | 0 | 0.2 | 0 | 12.554 | 0 | 0
|  |  |  | 24 | 48 | 0 | 0 | 0 | 0 | 0 | 7.48 | 0.10709 | 8.334 | 48 | 48 | 0 | 0 | 0 | 0 | 0 | 0.46524 | 0 | 0 | 0 | 0
|  |  |  | 23.68 | 47.36 | 0 | 0 | 0 | 0 | 0 | 7.48 | 0.10709 | 8.974 | 47.36 | 47.36 | 0 | 0 | 0 | 0 | 0 | 0.75085 | 0 | 0 | 0 | 0
|  |  |  | 16.96 | 33.92 | 0 | 0 | 0 | 0 | 0 | 7.48 | 0.10709 | 7.828 | 33.92 | 33.92 | 0 | 0 | 0 | 0 | 0 | 1 | 0 | 0 | 0 | 0
|  |  |  | 15.08 | 30.16 | 0 | 0 | 0 | 0 | 0 | 7.48 | 0.10709 | 0 | 30.16 | 30.16 | 0 | 0 | 0 | 0 | 0 | 1 | 0 | 0 | 0 | 0
|  |  |  | 14.52 | 29.04 | 0 | 0 | 0 | 0 | 0 | 7.48 | 0.10709 | 0 | 29.04 | 29.04 | 0 | 0 | 0 | 0 | 0 | 1 | 0 | 0 | 0 | 0
|  |  |  | 16.56 | 33.12 | 0 | 0 | 0 | 0 | 0 | 7.48 | 0.10709 | 0 | 33.12 | 33.12 | 0 | 0 | 0 | 0 | 0 | 1 | 0 | 0 | 0 | 0
|  |  |  | 14.76 | 29.52 | 0 | 0 | 0 | 0 | 0 | 7.48 | 0.10709 | 0 | 29.52 | 29.52 | 0 | 0 | 0 | 0 | 0 | 1 | 0 | 0 | 0 | 0
|  |  |  | 14.4 | 28.8 | 0 | 0 | 0 | 0 | 0 | 7.48 | 0.10709 | 0 | 28.8 | 28.8 | 0 | 0 | 0 | 0 | 0 | 1 | 0 | 0 | 0 | 0
|  |  |  | 15.36 | 30.72 | 0 | 0 | 0 | 0 | 0 | 7.48 | 0.10709 | 0 | 30.72 | 30.72 | 0 | 0 | 0 | 0 | 0 | 1 | 0 | 0 | 0 | 0
|  |  |  | 17.8 | 35.6 | 0 | 0 | 0 | 0 | 0 | 7.48 | 0.10709 | 0 | 35.6 | 35.6 | 0 | 0 | 0 | 0 | 0 | 1 | 0 | 0 | 0 | 0
|  |  |  | 24.88 | 49.76 | 0 | 0 | 0 | 0 | 0 | 7.48 | 0.10709 | 0 | 49.76 | 49.76 | 0 | 0 | 0 | 0 | 0 | 1 | 0 | 0 | 0 | 0
|  |  |  | 24.44 | 48.88 | 0 | 0 | 0 | 0 | 0 | 7.48 | 0.10709 | 0 | 48.88 | 43.25 | 0 | 5.63 | 0 | 0 | 5.63 | 1 | 0 | 0 | 0 | 0
|  |  |  | 25.96 | 51.92 | 0 | 0 | 0 | 0 | 0 | 7.48 | 0.10709 | 0 | 51.92 | 11.046 | 0 | 40.874 | 0 | 0 | 40.874 | 1 | 0 | 0 | 0 | 0
|  |  |  | 26.72 | 53.44 | 0 | 0 | 0 | 0 | 0 | 7.48 | 0.10709 | 0 | 53.44 | 17.63 | 0 | 35.81 | 0 | 0 | 35.81 | 1 | 0 | 0 | 0 | 0
|  |  |  | 29.36 | 58.72 | 0 | 0 | 0 | 0 | 0 | 7.48 | 0.12502 | 0 | 58.72 | 12.404 | 0 | 46.316 | 0 | 0 | 46.316 | 1 | 0 | 0 | 0 | 0
|  |  |  | 31.6 | 63.2 | 0 | 0 | 0 | 0 | 0 | 7.48 | 0.12502 | 0 | 63.2 | 52.532 | 0 | 10.278 | 0 | 0 | 10.278 | 0.98619 | 0 | 0.39 | 0 | 0
|  |  |  | 26.6 | 53.2 | 0 | 0 | 0 | 0 | 0 | 7.48 | 0.12502 | 0 | 53.2 | 0 | 0 | 53.634 | 0.434 | 0 | 53.2 | 1 | 0 | 0 | 0 | 0
|  |  |  | 25.12 | 50.24 | 0 | 0 | 0 | 0 | 0 | 12.23 | 0.12502 | 0 | 50.24 | 20.173 | 0 | 30.067 | 0 | 0 | 30.067 | 1 | 0 | 0 | 0 | 0
|  |  |  | 24.2 | 48.4 | 0 | 0 | 0 | 0 | 0 | 12.23 | 0.12502 | 0 | 48.4 | 8.76 | 0 | 39.64 | 0 | 0 | 39.64 | 1 | 0 | 0 | 0 | 0
|  |  |  | 22.96 | 45.92 | 0 | 0 | 0 | 0 | 0 | 12.23 | 0.12502 | 0 | 45.92 | 10.324 | 0 | 35.596 | 0 | 0 | 35.596 | 1 | 0 | 0 | 0 | 0
|  |  |  | 25.12 | 50.24 | 0 | 0 | 0 | 0 | 0 | 12.23 | 0.12502 | 0 | 50.24 | 33.676 | 0 | 16.564 | 0 | 0 | 16.564 | 1 | 0 | 0 | 0 | 0
|  |  |  | 26.4 | 52.8 | 0 | 0 | 0 | 0 | 0 | 7.48 | 0.12502 | 0 | 52.8 | 52.095 | 0 | 0.705 | 0 | 0 | 0.705 | 1 | 0 | 0 | 0 | 0
|  |  |  | 26.16 | 52.32 | 0 | 0 | 0 | 0 | 0 | 7.48 | 0.12502 | 0 | 52.32 | 42.288 | 0 | 0 | 0 | 0 | 0 | 0.64467 | 0 | 10.032 | 0 | 0
|  |  |  | 25.76 | 51.52 | 0 | 0 | 0 | 0 | 0 | 7.48 | 0.12502 | 0 | 51.52 | 38.966 | 0 | 0 | 0 | 0 | 0 | 0.2 | 0 | 12.554 | 0 | 0
|  |  |  | 25.52 | 51.04 | 0 | 0 | 0 | 0 | 0 | 7.48 | 0.10709 | 0 | 51.04 | 51.04 | 0 | 0 | 0 | 0 | 0 | 0.2 | 0 | 0 | 0 | 0
|  |  |  | 20.64 | 41.28 | 0 | 0 | 0 | 0 | 0 | 7.48 | 0.10709 | 0 | 41.28 | 41.28 | 0 | 0 | 0 | 0 | 0 | 0.2 | 0 | 0 | 0 | 0
|  |  |  | 17.28 | 34.56 | 0 | 0 | 0 | 0 | 0 | 7.48 | 0.10709 | 0 | 34.56 | 34.56 | 0 | 0 | 0 | 0 | 0 | 0.2 | 0 | 0 | 0 | 0
|  |  |  | 16.2 | 32.4 | 0 | 0 | 0 | 0 | 0 | 7.48 | 0.10709 | 0 | 32.4 | 32.4 | 0 | 0 | 0 | 0 | 0 | 0.2 | 0 | 0 | 0 | 0
|  |  |  | 15.64 | 31.28 | 0 | 0 | 0 | 0 | 0 | 7.48 | 0.10709 | 0 | 31.28 | 31.28 | 0 | 0 | 0 | 0 | 0 | 0.2 | 0 | 0 | 0 | 0
|  |  |  | 16.4 | 32.8 | 0 | 0 | 0 | 0 | 0 | 7.48 | 0.10709 | 0 | 32.8 | 32.8 | 0 | 0 | 0 | 0 | 0 | 0.2 | 0 | 0 | 0 | 0
|  |  |  | 14.84 | 29.68 | 0 | 0 | 0 | 0 | 0 | 7.48 | 0.10709 | 0 | 29.68 | 29.68 | 0 | 0 | 0 | 0 | 0 | 0.2 | 0 | 0 | 0 | 0
|  |  |  | 15.24 | 30.48 | 0 | 0 | 0 | 0 | 0 | 7.48 | 0.10709 | 0 | 30.48 | 30.48 | 0 | 0 | 0 | 0 | 0 | 0.2 | 0 | 0 | 0 | 0
|  |  |  | 15.6 | 31.2 | 0 | 0 | 0 | 0 | 0 | 7.48 | 0.10709 | 0 | 31.2 | 31.2 | 0 | 0 | 0 | 0 | 0 | 0.2 | 0 | 0 | 0 | 0
|  |  |  | 17.4 | 34.8 | 0 | 0 | 0 | 0 | 0 | 7.48 | 0.10709 | 0 | 34.8 | 34.8 | 0 | 0 | 0 | 0 | 0 | 0.2 | 0 | 0 | 0 | 0
|  |  |  | 24.24 | 48.48 | 0 | 0 | 0 | 0 | 0 | 7.48 | 0.10709 | 0 | 48.48 | 48.48 | 0 | 0 | 0 | 0 | 0 | 0.2 | 0 | 0 | 0 | 0
|  |  |  | 23.28 | 46.56 | 0 | 0 | 0 | 0 | 0 | 7.48 | 0.10709 | 0 | 46.56 | 29.417 | 0 | 17.143 | 0 | 0 | 17.143 | 0.2 | 0 | 0 | 0 | 0
|  |  |  | 25.76 | 51.52 | 0 | 0 | 0 | 0 | 0 | 7.48 | 0.10709 | 0 | 51.52 | 8.454 | 0 | 43.066 | 0 | 0 | 43.066 | 0.2 | 0 | 0 | 0 | 0
|  |  |  | 27.44 | 54.88 | 0 | 0 | 0 | 0 | 0 | 7.48 | 0.10709 | 0 | 54.88 | 0 | 0 | 64.618 | 9.738 | 0 | 54.88 | 0.50993 | 0 | 0 | 0 | 0
|  |  |  | 28.92 | 57.84 | 0 | 0 | 0 | 0 | 0 | 7.48 | 0.10709 | 0 | 57.84 | 0 | 8.671 | 70.394 | 12.554 | 0 | 57.84 | 0.90949 | 0 | 0 | 0 | 0
|  |  |  | 32.76 | 65.52 | 0 | 0 | 0 | 0 | 0 | 7.48 | 0.10709 | 0 | 65.52 | 0 | 18.549 | 68.364 | 2.844 | 0 | 65.52 | 1 | 0 | 0 | 0 | 0
|  |  |  | 32.76 | 65.52 | 0 | 0 | 0 | 0 | 0 | 7.48 | 0.10709 | 0 | 65.52 | 0 | 22.035 | 65.52 | 0 | 0 | 65.52 | 1 | 0 | 0 | 0 | 0
|  |  |  | 25.64 | 51.28 | 0 | 0 | 0 | 0 | 0 | 7.48 | 0.10709 | 0 | 51.28 | 0 | 30.859 | 51.28 | 0 | 0 | 51.28 | 1 | 0 | 0 | 0 | 0
|  |  |  | 23.96 | 47.92 | 0 | 0 | 0 | 0 | 0 | 7.48 | 0.10709 | 0 | 47.92 | 0 | 21.723 | 47.92 | 0 | 0 | 47.92 | 1 | 0 | 0 | 0 | 0
|  |  |  | 23.52 | 47.04 | 0 | 0 | 0 | 0 | 0 | 7.48 | 0.10709 | 0 | 47.04 | 0 | 2.349 | 47.04 | 0 | 0 | 47.04 | 1 | 0 | 0 | 0 | 0
|  |  |  | 26.8 | 53.6 | 0 | 0 | 0 | 0 | 0 | 7.48 | 0.10709 | 0 | 53.6 | 29.29 | 0 | 24.31 | 0 | 0 | 24.31 | 1 | 0 | 0 | 0 | 0
|  |  |  | 26.52 | 53.04 | 0 | 0 | 0 | 0 | 0 | 7.48 | 0.10709 | 0 | 53.04 | 50.697 | 0 | 2.343 | 0 | 0 | 2.343 | 1 | 0 | 0 | 0 | 0
|  |  |  | 26.28 | 52.56 | 0 | 0 | 0 | 0 | 0 | 7.48 | 0.10709 | 0 | 52.56 | 52.56 | 0 | 0 | 0 | 0 | 0 | 1 | 0 | 0 | 0 | 0
|  |  |  | 26.44 | 52.88 | 0 | 0 | 0 | 0 | 0 | 7.48 | 0.10709 | 0 | 52.88 | 52.88 | 0 | 0 | 0 | 0 | 0 | 1 | 0 | 0 | 0 | 0
|  |  |  | 25.36 | 50.72 | 0 | 0 | 0 | 0 | 0 | 7.48 | 0.10709 | 0 | 50.72 | 50.72 | 0 | 0 | 0 | 0 | 0 | 1 | 0 | 0 | 0 | 0
|  |  |  | 22.56 | 45.12 | 0 | 0 | 0 | 0 | 0 | 7.48 | 0.10709 | 0 | 45.12 | 45.12 | 0 | 0 | 0 | 0 | 0 | 1 | 0 | 0 | 0 | 0
|  |  |  | 18.68 | 37.36 | 0 | 0 | 0 | 0 | 0 | 7.48 | 0.10709 | 0 | 37.36 | 37.36 | 0 | 0 | 0 | 0 | 0 | 1 | 0 | 0 | 0 | 0
|  |  |  | 15.64 | 31.28 | 0 | 0 | 0 | 0 | 0 | 7.48 | 0.10709 | 0 | 31.28 | 31.28 | 0 | 0 | 0 | 0 | 0 | 1 | 0 | 0 | 0 | 0
|  |  |  | 14.8 | 29.6 | 0 | 0 | 0 | 0 | 0 | 7.48 | 0.10709 | 0 | 29.6 | 29.6 | 0 | 0 | 0 | 0 | 0 | 1 | 0 | 0 | 0 | 0
|  |  |  | 16.68 | 33.36 | 0 | 0 | 0 | 0 | 0 | 7.48 | 0.10709 | 0 | 33.36 | 33.36 | 0 | 0 | 0 | 0 | 0 | 1 | 0 | 0 | 0 | 0
|  |  |  | 20.52 | 41.04 | 0 | 0 | 0 | 0 | 0 | 7.48 | 0.10709 | 0 | 41.04 | 41.04 | 0 | 0 | 0 | 0 | 0 | 1 | 0 | 0 | 0 | 0
|  |  |  | 18.92 | 37.84 | 0 | 0 | 0 | 0 | 0 | 7.48 | 0.10709 | 0 | 37.84 | 37.84 | 0 | 0 | 0 | 0 | 0 | 1 | 0 | 0 | 0 | 0
|  |  |  | 15.16 | 30.32 | 0 | 0 | 0 | 0 | 0 | 7.48 | 0.10709 | 0 | 30.32 | 30.32 | 0 | 0 | 0 | 0 | 0 | 1 | 0 | 0 | 0 | 0
|  |  |  | 17.16 | 34.32 | 0 | 0 | 0 | 0 | 0 | 7.48 | 0.10709 | 0 | 34.32 | 34.32 | 0 | 0 | 0 | 0 | 0 | 1 | 0 | 0 | 0 | 0
|  |  |  | 23.04 | 46.08 | 0 | 0 | 0 | 0 | 0 | 7.48 | 0.10709 | 0 | 46.08 | 46.08 | 0 | 0 | 0 | 0 | 0 | 1 | 0 | 0 | 0 | 0
|  |  |  | 23.88 | 47.76 | 0 | 0 | 0 | 0 | 0 | 7.48 | 0.10709 | 0 | 47.76 | 19.061 | 0 | 18.667 | 0 | 0 | 18.667 | 0.64467 | 0 | 10.032 | 0 | 0
|  |  |  | 27.84 | 55.68 | 0 | 0 | 0 | 0 | 0 | 7.48 | 0.10709 | 0 | 55.68 | 6.938 | 0 | 36.188 | 0 | 0 | 36.188 | 0.2 | 0 | 12.554 | 0 | 0
|  |  |  | 28.2 | 56.4 | 0 | 0 | 0 | 0 | 0 | 7.48 | 0.10709 | 0 | 56.4 | 0 | 0 | 59.756 | 3.356 | 0 | 56.4 | 0.3068 | 0 | 0 | 0 | 0
|  |  |  | 30.24 | 60.48 | 0 | 0 | 0 | 0 | 0 | 7.48 | 0.10709 | 0 | 60.48 | 0 | 0 | 70.487 | 10.007 | 0 | 60.48 | 0.62531 | 0 | 0 | 0 | 0
|  |  |  | 32 | 64 | 0 | 0 | 0 | 0 | 0 | 7.48 | 0.10709 | 0 | 64 | 0 | 0 | 67.452 | 3.452 | 0 | 64 | 0.73517 | 0 | 0 | 0 | 0
|  |  |  | 27.84 | 55.68 | 0 | 0 | 0 | 0 | 0 | 7.48 | 0.10709 | 0 | 55.68 | 0 | 5.227 | 64.001 | 8.321 | 0 | 55.68 | 1 | 0 | 0 | 0 | 0
|  |  |  | 25.56 | 51.12 | 0 | 0 | 0 | 0 | 0 | 7.48 | 0.10709 | 0 | 51.12 | 1.907 | 0 | 49.213 | 0 | 0 | 49.213 | 1 | 0 | 0 | 0 | 0
|  |  |  | 23.72 | 47.44 | 0 | 0 | 0 | 0 | 0 | 7.48 | 0.10709 | 0 | 47.44 | 8.808 | 0 | 38.632 | 0 | 0 | 38.632 | 1 | 0 | 0 | 0 | 0
|  |  |  | 24.88 | 49.76 | 0 | 0 | 0 | 0 | 0 | 7.48 | 0.10709 | 0 | 49.76 | 12.337 | 0 | 37.423 | 0 | 0 | 37.423 | 1 | 0 | 0 | 0 | 0
|  |  |  | 25.24 | 50.48 | 0 | 0 | 0 | 0 | 0 | 7.48 | 0.10709 | 0 | 50.48 | 48.036 | 0 | 2.444 | 0 | 0 | 2.444 | 1 | 0 | 0 | 0 | 0
|  |  |  | 25.735 | 51.47 | 0 | 0 | 0 | 0 | 0 | 7.48 | 0.10709 | 0 | 51.47 | 51.47 | 0 | 0 | 0 | 0 | 0 | 1 | 0 | 0 | 0 | 0
|  |  |  | 26.37 | 52.74 | 0 | 0 | 0 | 0 | 0 | 7.48 | 0.10709 | 0 | 52.74 | 52.74 | 0 | 0 | 0 | 0 | 0 | 1 | 0 | 0 | 0 | 0
|  |  |  | 26.315 | 52.63 | 0 | 0 | 0 | 0 | 0 | 7.48 | 0.10709 | 0 | 52.63 | 52.63 | 0 | 0 | 0 | 0 | 0 | 1 | 0 | 0 | 0 | 0
|  |  |  | 27.52 | 55.04 | 0 | 0 | 0 | 0 | 0 | 7.48 | 0.10709 | 0 | 55.04 | 55.04 | 0 | 0 | 0 | 0 | 0 | 1 | 0 | 0 | 0 | 0
|  |  |  | 24.6 | 49.2 | 0 | 0 | 0 | 0 | 0 | 7.48 | 0.10709 | 0 | 49.2 | 49.2 | 0 | 0 | 0 | 0 | 0 | 1 | 0 | 0 | 0 | 0
|  |  |  | 18.16 | 36.32 | 0 | 0 | 0 | 0 | 0 | 7.48 | 0.10709 | 0 | 36.32 | 36.32 | 0 | 0 | 0 | 0 | 0 | 1 | 0 | 0 | 0 | 0
|  |  |  | 17.76 | 35.52 | 0 | 0 | 0 | 0 | 0 | 7.48 | 0.10709 | 0 | 35.52 | 35.52 | 0 | 0 | 0 | 0 | 0 | 1 | 0 | 0 | 0 | 0
|  |  |  | 16.08 | 32.16 | 0 | 0 | 0 | 0 | 0 | 7.48 | 0.10709 | 0 | 32.16 | 32.16 | 0 | 0 | 0 | 0 | 0 | 1 | 0 | 0 | 0 | 0
|  |  |  | 15.76 | 31.52 | 0 | 0 | 0 | 0 | 0 | 7.48 | 0.10709 | 0 | 31.52 | 31.52 | 0 | 0 | 0 | 0 | 0 | 1 | 0 | 0 | 0 | 0
|  |  |  | 15.12 | 30.24 | 0 | 0 | 0 | 0 | 0 | 7.48 | 0.10709 | 0 | 30.24 | 30.24 | 0 | 0 | 0 | 0 | 0 | 1 | 0 | 0 | 0 | 0
|  |  |  | 14.72 | 29.44 | 0 | 0 | 0 | 0 | 0 | 7.48 | 0.10709 | 0 | 29.44 | 29.44 | 0 | 0 | 0 | 0 | 0 | 1 | 0 | 0 | 0 | 0
|  |  |  | 15.16 | 30.32 | 0 | 0 | 0 | 0 | 0 | 7.48 | 0.10709 | 0 | 30.32 | 30.32 | 0 | 0 | 0 | 0 | 0 | 1 | 0 | 0 | 0 | 0
|  |  |  | 17.8 | 35.6 | 0 | 0 | 0 | 0 | 0 | 7.48 | 0.10709 | 0 | 35.6 | 35.6 | 0 | 0 | 0 | 0 | 0 | 1 | 0 | 0 | 0 | 0
|  |  |  | 23.72 | 47.44 | 0 | 0 | 0 | 0 | 0 | 7.48 | 0.10709 | 0 | 47.44 | 47.44 | 0 | 0 | 0 | 0 | 0 | 1 | 0 | 0 | 0 | 0
|  |  |  | 25.08 | 50.16 | 0 | 0 | 0 | 0 | 0 | 7.48 | 0.10709 | 0 | 50.16 | 38.257 | 0 | 11.903 | 0 | 0 | 11.903 | 1 | 0 | 0 | 0 | 0
|  |  |  | 26.92 | 53.84 | 0 | 0 | 0 | 0 | 0 | 7.48 | 0.10709 | 0 | 53.84 | 29.328 | 0 | 24.512 | 0 | 0 | 24.512 | 1 | 0 | 0 | 0 | 0
|  |  |  | 25.68 | 51.36 | 0 | 0 | 0 | 0 | 0 | 7.48 | 0.10709 | 0 | 51.36 | 37.895 | 0 | 13.465 | 0 | 0 | 13.465 | 1 | 0 | 0 | 0 | 0
|  |  |  | 30.76 | 61.52 | 0 | 0 | 0 | 0 | 0 | 7.48 | 0.12502 | 0 | 61.52 | 36.227 | 0 | 25.293 | 0 | 0 | 25.293 | 1 | 0 | 0 | 0 | 0
|  |  |  | 32.32 | 64.64 | 0 | 0 | 0 | 0 | 0 | 7.48 | 0.12502 | 0 | 64.64 | 14.193 | 0 | 50.447 | 0 | 0 | 50.447 | 1 | 0 | 0 | 0 | 0
|  |  |  | 29.2 | 58.4 | 0 | 0 | 0 | 0 | 0 | 7.48 | 0.12502 | 0 | 58.4 | 18.244 | 0 | 40.156 | 0 | 0 | 40.156 | 1 | 0 | 0 | 0 | 0
|  |  |  | 26.52 | 53.04 | 0 | 0 | 0 | 0 | 0 | 12.23 | 0.12502 | 0 | 53.04 | 32.559 | 0 | 20.481 | 0 | 0 | 20.481 | 1 | 0 | 0 | 0 | 0
|  |  |  | 24.36 | 48.72 | 0 | 0 | 0 | 0 | 0 | 12.23 | 0.12502 | 0 | 48.72 | 34.575 | 0 | 14.145 | 0 | 0 | 14.145 | 1 | 0 | 0 | 0 | 0
|  |  |  | 24.48 | 48.96 | 0 | 0 | 0 | 0 | 0 | 12.23 | 0.12502 | 0 | 48.96 | 30.205 | 0 | 18.755 | 0 | 0 | 18.755 | 1 | 0 | 0 | 0 | 0
|  |  |  | 26.6 | 53.2 | 0 | 0 | 0 | 0 | 0 | 12.23 | 0.12502 | 0 | 53.2 | 47.481 | 0 | 5.719 | 0 | 0 | 5.719 | 1 | 0 | 0 | 0 | 0
|  |  |  | 24.52 | 49.04 | 0 | 0 | 0 | 0 | 0 | 7.48 | 0.12502 | 0 | 49.04 | 48.889 | 0 | 0.151 | 0 | 0 | 0.151 | 1 | 0 | 0 | 0 | 0
|  |  |  | 26.12 | 52.24 | 0 | 0 | 0 | 0 | 0 | 7.48 | 0.12502 | 0 | 52.24 | 42.208 | 0 | 0 | 0 | 0 | 0 | 0.64467 | 0 | 10.032 | 0 | 0
|  |  |  | 25.6 | 51.2 | 0 | 0 | 0 | 0 | 0 | 7.48 | 0.12502 | 0 | 51.2 | 38.646 | 0 | 0 | 0 | 0 | 0 | 0.2 | 0 | 12.554 | 0 | 0
|  |  |  | 24.76 | 49.52 | 0 | 0 | 0 | 0 | 0 | 7.48 | 0.10709 | 0 | 49.52 | 49.52 | 0 | 0 | 0 | 0 | 0 | 0.2 | 0 | 0 | 0 | 0
|  |  |  | 23.64 | 47.28 | 0 | 0 | 0 | 0 | 0 | 7.48 | 0.10709 | 0 | 47.28 | 47.28 | 0 | 0 | 0 | 0 | 0 | 0.2 | 0 | 0 | 0 | 0
|  |  |  | 22.92 | 45.84 | 0 | 0 | 0 | 0 | 0 | 7.48 | 0.10709 | 0 | 45.84 | 45.84 | 0 | 0 | 0 | 0 | 0 | 0.2 | 0 | 0 | 0 | 0
|  |  |  | 20.56 | 41.12 | 0 | 0 | 0 | 0 | 0 | 7.48 | 0.10709 | 0 | 41.12 | 41.12 | 0 | 0 | 0 | 0 | 0 | 0.2 | 0 | 0 | 0 | 0
|  |  |  | 19.6 | 39.2 | 0 | 0 | 0 | 0 | 0 | 7.48 | 0.10709 | 0 | 39.2 | 39.2 | 0 | 0 | 0 | 0 | 0 | 0.2 | 0 | 0 | 0 | 0
|  |  |  | 18.72 | 37.44 | 0 | 0 | 0 | 0 | 0 | 7.48 | 0.10709 | 0 | 37.44 | 37.44 | 0 | 0 | 0 | 0 | 0 | 0.2 | 0 | 0 | 0 | 0
|  |  |  | 18.8 | 37.6 | 0 | 0 | 0 | 0 | 0 | 7.48 | 0.10709 | 0 | 37.6 | 37.6 | 0 | 0 | 0 | 0 | 0 | 0.2 | 0 | 0 | 0 | 0
|  |  |  | 19.96 | 39.92 | 0 | 0 | 0 | 0 | 0 | 7.48 | 0.10709 | 0 | 39.92 | 39.92 | 0 | 0 | 0 | 0 | 0 | 0.2 | 0 | 0 | 0 | 0
|  |  |  | 21.68 | 43.36 | 0 | 0 | 0 | 0 | 0 | 7.48 | 0.10709 | 0 | 43.36 | 43.36 | 0 | 0 | 0 | 0 | 0 | 0.2 | 0 | 0 | 0 | 0
|  |  |  | 16.68 | 33.36 | 0 | 0 | 0 | 0 | 0 | 7.48 | 0.10709 | 0 | 33.36 | 33.36 | 0 | 0 | 0 | 0 | 0 | 0.2 | 0 | 0 | 0 | 0
|  |  |  | 14.8578 | 29.7156 | 0 | 0 | 0 | 0 | 0 | 7.48 | 0.10709 | 0 | 29.716 | 29.716 | 0 | 0 | 0 | 0 | 0 | 0.2 | 0 | 0 | 0 | 0
|  |  |  | 18.1689 | 36.3378 | 0 | 0 | 0 | 0 | 0 | 7.48 | 0.10709 | 0 | 36.338 | 17.645 | 0 | 18.692 | 0 | 0 | 18.692 | 0.2 | 0 | 0 | 0 | 0
|  |  |  | 22.2934 | 44.5868 | 0 | 0 | 0 | 0 | 0 | 7.48 | 0.10709 | 0 | 44.587 | 0.702 | 0 | 43.885 | 0 | 0 | 43.885 | 0.2 | 0 | 0 | 0 | 0
|  |  |  | 23.76 | 47.52 | 0 | 0 | 0 | 0 | 0 | 7.48 | 0.10709 | 0 | 47.52 | 0 | 4.015 | 60.074 | 12.554 | 0 | 47.52 | 0.59956 | 0 | 0 | 0 | 0
|  |  |  | 23.72 | 47.44 | 0 | 0 | 0 | 0 | 0 | 7.48 | 0.12502 | 0 | 47.44 | 0 | 14.827 | 59.994 | 12.554 | 0 | 47.44 | 0.99913 | 0 | 0 | 0 | 0
|  |  |  | 23.8 | 47.6 | 0 | 0 | 0 | 0 | 0 | 7.48 | 0.12502 | 0 | 47.6 | 0 | 33.289 | 47.627 | 0.027 | 0 | 47.6 | 1 | 0 | 0 | 0 | 0
|  |  |  | 22.92 | 45.84 | 0 | 0 | 0 | 0 | 0 | 7.48 | 0.12502 | 0 | 45.84 | 0 | 32.457 | 45.84 | 0 | 0 | 45.84 | 1 | 0 | 0 | 0 | 0
|  |  |  | 21.8 | 43.6 | 0 | 0 | 0 | 0 | 0 | 12.23 | 0.12502 | 0 | 43.6 | 0 | 29.23 | 43.6 | 0 | 0 | 43.6 | 1 | 0 | 0 | 0 | 0
|  |  |  | 24.104 | 48.208 | 0 | 0 | 0 | 0 | 0 | 12.23 | 0.12502 | 0 | 48.208 | 0 | 15.83 | 48.208 | 0 | 0 | 48.208 | 1 | 0 | 0 | 0 | 0
|  |  |  | 24.616 | 49.232 | 0 | 0 | 0 | 0 | 0 | 12.23 | 0.12502 | 0 | 49.232 | 3.131 | 0 | 46.101 | 0 | 0 | 46.101 | 1 | 0 | 0 | 0 | 0
|  |  |  | 25.92 | 51.84 | 0 | 0 | 0 | 0 | 0 | 12.23 | 0.12502 | 0 | 51.84 | 36.032 | 0 | 15.808 | 0 | 0 | 15.808 | 1 | 0 | 0 | 0 | 0
|  |  |  | 26.36 | 52.72 | 0 | 0 | 0 | 0 | 0 | 7.48 | 0.12502 | 0 | 52.72 | 51.486 | 0 | 1.234 | 0 | 0 | 1.234 | 1 | 0 | 0 | 0 | 0
|  |  |  | 24.12 | 48.24 | 0 | 0 | 0 | 0 | 0 | 7.48 | 0.12502 | 0 | 48.24 | 38.208 | 0 | 0 | 0 | 0 | 0 | 0.64467 | 0 | 10.032 | 0 | 0
|  |  |  | 23.12 | 46.24 | 0 | 0 | 0 | 0 | 0 | 7.48 | 0.12502 | 0 | 46.24 | 33.686 | 0 | 0 | 0 | 0 | 0 | 0.2 | 0 | 12.554 | 0 | 0
|  |  |  | 22.16 | 44.32 | 0 | 0 | 0 | 0 | 0 | 7.48 | 0.10709 | 0 | 44.32 | 44.32 | 0 | 0 | 0 | 0 | 0 | 0.2 | 0 | 0 | 0 | 0
|  |  |  | 22.12 | 44.24 | 0 | 0 | 0 | 0 | 0 | 7.48 | 0.10709 | 0 | 44.24 | 44.24 | 0 | 0 | 0 | 0 | 0 | 0.2 | 0 | 0 | 0 | 0
|  |  |  | 17.88 | 35.76 | 0 | 0 | 0 | 0 | 0 | 7.48 | 0.10709 | 0 | 35.76 | 35.76 | 0 | 0 | 0 | 0 | 0 | 0.2 | 0 | 0 | 0 | 0
|  |  |  | 18.68 | 37.36 | 0 | 0 | 0 | 0 | 0 | 7.48 | 0.10709 | 0 | 37.36 | 37.36 | 0 | 0 | 0 | 0 | 0 | 0.2 | 0 | 0 | 0 | 0
|  |  |  | 16.36 | 32.72 | 0 | 0 | 0 | 0 | 0 | 7.48 | 0.10709 | 0 | 32.72 | 32.72 | 0 | 0 | 0 | 0 | 0 | 0.2 | 0 | 0 | 0 | 0
|  |  |  | 14.4 | 28.8 | 0 | 0 | 0 | 0 | 0 | 7.48 | 0.10709 | 0 | 28.8 | 28.8 | 0 | 0 | 0 | 0 | 0 | 0.2 | 0 | 0 | 0 | 0
|  |  |  | 14.2 | 28.4 | 0 | 0 | 0 | 0 | 0 | 7.48 | 0.10709 | 0 | 28.4 | 28.4 | 0 | 0 | 0 | 0 | 0 | 0.2 | 0 | 0 | 0 | 0
|  |  |  | 14.96 | 29.92 | 0 | 0 | 0 | 0 | 0 | 7.48 | 0.10709 | 0 | 29.92 | 29.92 | 0 | 0 | 0 | 0 | 0 | 0.2 | 0 | 0 | 0 | 0
|  |  |  | 16.52 | 33.04 | 0 | 0 | 0 | 0 | 0 | 7.48 | 0.10709 | 0 | 33.04 | 33.04 | 0 | 0 | 0 | 0 | 0 | 0.2 | 0 | 0 | 0 | 0
|  |  |  | 16.76 | 33.52 | 0 | 0 | 0 | 0 | 0 | 7.48 | 0.10709 | 0 | 33.52 | 33.52 | 0 | 0 | 0 | 0 | 0 | 0.2 | 0 | 0 | 0 | 0
|  |  |  | 16.52 | 33.04 | 0 | 0 | 0 | 0 | 0 | 7.48 | 0.10709 | 0 | 33.04 | 33.04 | 0 | 0 | 0 | 0 | 0 | 0.2 | 0 | 0 | 0 | 0
|  |  |  | 15.48 | 30.96 | 0 | 0 | 0 | 0 | 0 | 7.48 | 0.10709 | 0 | 30.96 | 22.143 | 0 | 8.817 | 0 | 0 | 8.817 | 0.2 | 0 | 0 | 0 | 0
|  |  |  | 22.24 | 44.48 | 0 | 0 | 0 | 0 | 0 | 7.48 | 0.10709 | 0 | 44.48 | 32.678 | 0 | 11.802 | 0 | 0 | 11.802 | 0.2 | 0 | 0 | 0 | 0
|  |  |  | 24.4 | 48.8 | 0 | 0 | 0 | 0 | 0 | 7.48 | 0.10709 | 0 | 48.8 | 0 | 0 | 49.981 | 1.181 | 0 | 48.8 | 0.23759 | 0 | 0 | 0 | 0
|  |  |  | 24.16 | 48.32 | 0 | 0 | 0 | 0 | 0 | 7.48 | 0.12502 | 0 | 48.32 | 0 | 2.925 | 60.874 | 12.554 | 0 | 48.32 | 0.63715 | 0 | 0 | 0 | 0
|  |  |  | 23.32 | 46.64 | 0 | 0 | 0 | 0 | 0 | 7.48 | 0.12502 | 0 | 46.64 | 0 | 0 | 57.425 | 10.785 | 0 | 46.64 | 0.98042 | 0 | 0 | 0 | 0
|  |  |  | 22.72 | 45.44 | 0 | 0 | 0 | 0 | 0 | 7.48 | 0.12502 | 0 | 45.44 | 0 | 20.137 | 46.055 | 0.615 | 0 | 45.44 | 1 | 0 | 0 | 0 | 0
|  |  |  | 21.72 | 43.44 | 0 | 0 | 0 | 0 | 0 | 12.23 | 0.12502 | 0 | 43.44 | 0 | 17.084 | 43.44 | 0 | 0 | 43.44 | 1 | 0 | 0 | 0 | 0
|  |  |  | 20.72 | 41.44 | 0 | 0 | 0 | 0 | 0 | 12.23 | 0.12502 | 0 | 41.44 | 0 | 1.752 | 41.44 | 0 | 0 | 41.44 | 1 | 0 | 0 | 0 | 0
|  |  |  | 21.64 | 43.28 | 0 | 0 | 0 | 0 | 0 | 12.23 | 0.12502 | 0 | 43.28 | 14.952 | 0 | 28.328 | 0 | 0 | 28.328 | 1 | 0 | 0 | 0 | 0
|  |  |  | 22.88 | 45.76 | 0 | 0 | 0 | 0 | 0 | 12.23 | 0.12502 | 0 | 45.76 | 33.592 | 0 | 12.168 | 0 | 0 | 12.168 | 1 | 0 | 0 | 0 | 0
|  |  |  | 22.48 | 44.96 | 0 | 0 | 0 | 0 | 0 | 7.48 | 0.12502 | 0 | 44.96 | 43.927 | 0 | 1.033 | 0 | 0 | 1.033 | 1 | 0 | 0 | 0 | 0
|  |  |  | 23.2 | 46.4 | 0 | 0 | 0 | 0 | 0 | 7.48 | 0.12502 | 0 | 46.4 | 36.368 | 0 | 0 | 0 | 0 | 0 | 0.64467 | 0 | 10.032 | 0 | 0
|  |  |  | 17.44 | 34.88 | 0 | 0 | 0 | 0 | 0 | 7.48 | 0.12502 | 0 | 34.88 | 22.326 | 0 | 0 | 0 | 0 | 0 | 0.2 | 0 | 12.554 | 0 | 0
|  |  |  | 15.6 | 31.2 | 0 | 0 | 0 | 0 | 0 | 7.48 | 0.10709 | 12.554 | 31.2 | 31.2 | 0 | 0 | 0 | 0 | 0 | 0.59956 | 0 | 0 | 0 | 0
|  |  |  | 16.68 | 33.36 | 0 | 0 | 0 | 0 | 0 | 7.48 | 0.10709 | 8.302 | 33.36 | 33.36 | 0 | 0 | 0 | 0 | 0 | 0.8638 | 0 | 0 | 0 | 0
|  |  |  | 16.44 | 32.88 | 0 | 0 | 0 | 0 | 0 | 7.48 | 0.10709 | 0 | 32.88 | 32.88 | 0 | 0 | 0 | 0 | 0 | 0.8638 | 0 | 0 | 0 | 0
|  |  |  | 16.08 | 32.16 | 0 | 0 | 0 | 0 | 0 | 7.48 | 0.10709 | 0 | 32.16 | 32.16 | 0 | 0 | 0 | 0 | 0 | 0.8638 | 0 | 0 | 0 | 0
|  |  |  | 16.6 | 33.2 | 0 | 0 | 0 | 0 | 0 | 7.48 | 0.10709 | 0 | 33.2 | 33.2 | 0 | 0 | 0 | 0 | 0 | 0.8638 | 0 | 0 | 0 | 0
|  |  |  | 18.2 | 36.4 | 0 | 0 | 0 | 0 | 0 | 7.48 | 0.10709 | 0 | 36.4 | 36.4 | 0 | 0 | 0 | 0 | 0 | 0.8638 | 0 | 0 | 0 | 0
|  |  |  | 13.96 | 27.92 | 0 | 0 | 0 | 0 | 0 | 7.48 | 0.10709 | 0 | 27.92 | 27.92 | 0 | 0 | 0 | 0 | 0 | 0.8638 | 0 | 0 | 0 | 0
|  |  |  | 13.76 | 27.52 | 0 | 0 | 0 | 0 | 0 | 7.48 | 0.10709 | 0 | 27.52 | 27.52 | 0 | 0 | 0 | 0 | 0 | 0.8638 | 0 | 0 | 0 | 0
|  |  |  | 14.84 | 29.68 | 0 | 0 | 0 | 0 | 0 | 7.48 | 0.10709 | 0 | 29.68 | 29.68 | 0 | 0 | 0 | 0 | 0 | 0.8638 | 0 | 0 | 0 | 0
|  |  |  | 15.68 | 31.36 | 0 | 0 | 0 | 0 | 0 | 7.48 | 0.10709 | 0 | 31.36 | 31.36 | 0 | 0 | 0 | 0 | 0 | 0.8638 | 0 | 0 | 0 | 0
|  |  |  | 22.4 | 44.8 | 0 | 0 | 0 | 0 | 0 | 7.48 | 0.10709 | 0 | 44.8 | 44.8 | 0 | 0 | 0 | 0 | 0 | 0.8638 | 0 | 0 | 0 | 0
|  |  |  | 25.6 | 51.2 | 0 | 0 | 0 | 0 | 0 | 7.48 | 0.10709 | 0 | 51.2 | 42.093 | 0 | 9.107 | 0 | 0 | 9.107 | 0.8638 | 0 | 0 | 0 | 0
|  |  |  | 27.76 | 55.52 | 0 | 0 | 0 | 0 | 0 | 7.48 | 0.10709 | 0 | 55.52 | 38.515 | 0 | 17.005 | 0 | 0 | 17.005 | 0.8638 | 0 | 0 | 0 | 0
|  |  |  | 28.12 | 56.24 | 0 | 0 | 0 | 0 | 0 | 7.48 | 0.10709 | 0 | 56.24 | 45.924 | 0 | 10.316 | 0 | 0 | 10.316 | 0.8638 | 0 | 0 | 0 | 0
|  |  |  | 28.96 | 57.92 | 0 | 0 | 0 | 0 | 0 | 7.48 | 0.12502 | 0 | 57.92 | 0 | 0 | 62.199 | 4.279 | 0 | 57.92 | 1 | 0 | 0 | 0 | 0
|  |  |  | 30.48 | 60.96 | 0 | 0 | 0 | 0 | 0 | 7.48 | 0.12502 | 0 | 60.96 | 8.188 | 0 | 41.491 | 0 | 0 | 41.491 | 0.60044 | 0 | 11.28 | 0 | 0
|  |  |  | 27 | 54 | 0 | 0 | 0 | 0 | 0 | 7.48 | 0.12502 | 0 | 54 | 0 | 1.301 | 66.554 | 12.554 | 0 | 54 | 1 | 0 | 0 | 0 | 0
|  |  |  | 24.56 | 49.12 | 0 | 0 | 0 | 0 | 0 | 12.23 | 0.12502 | 0 | 49.12 | 22.744 | 0 | 26.376 | 0 | 0 | 26.376 | 1 | 0 | 0 | 0 | 0
|  |  |  | 24.44 | 48.88 | 0 | 0 | 0 | 0 | 0 | 12.23 | 0.12502 | 0 | 48.88 | 39.849 | 0 | 9.031 | 0 | 0 | 9.031 | 1 | 0 | 0 | 0 | 0
|  |  |  | 24.48 | 48.96 | 0 | 0 | 0 | 0 | 0 | 12.23 | 0.12502 | 0 | 48.96 | 47.7 | 0 | 1.26 | 0 | 0 | 1.26 | 1 | 0 | 0 | 0 | 0
|  |  |  | 25.32 | 50.64 | 0 | 0 | 0 | 0 | 0 | 12.23 | 0.12502 | 0 | 50.64 | 29.567 | 0 | 21.073 | 0 | 0 | 21.073 | 1 | 0 | 0 | 0 | 0
|  |  |  | 25.36 | 50.72 | 0 | 0 | 0 | 0 | 0 | 7.48 | 0.12502 | 0 | 50.72 | 48.994 | 0 | 1.726 | 0 | 0 | 1.726 | 1 | 0 | 0 | 0 | 0
|  |  |  | 26.92 | 53.84 | 0 | 0 | 0 | 0 | 0 | 7.48 | 0.12502 | 0 | 53.84 | 43.808 | 0 | 0 | 0 | 0 | 0 | 0.64467 | 0 | 10.032 | 0 | 0
|  |  |  | 26.36 | 52.72 | 0 | 0 | 0 | 0 | 0 | 7.48 | 0.12502 | 0 | 52.72 | 40.166 | 0 | 0 | 0 | 0 | 0 | 0.2 | 0 | 12.554 | 0 | 0
|  |  |  | 26.44 | 52.88 | 0 | 0 | 0 | 0 | 0 | 7.48 | 0.10709 | 0 | 52.88 | 52.88 | 0 | 0 | 0 | 0 | 0 | 0.2 | 0 | 0 | 0 | 0
|  |  |  | 24.64 | 49.28 | 0 | 0 | 0 | 0 | 0 | 7.48 | 0.10709 | 0 | 49.28 | 49.28 | 0 | 0 | 0 | 0 | 0 | 0.2 | 0 | 0 | 0 | 0
|  |  |  | 15.8 | 31.6 | 0 | 0 | 0 | 0 | 0 | 7.48 | 0.10709 | 0 | 31.6 | 31.6 | 0 | 0 | 0 | 0 | 0 | 0.2 | 0 | 0 | 0 | 0
|  |  |  | 14.88 | 29.76 | 0 | 0 | 0 | 0 | 0 | 7.48 | 0.10709 | 0 | 29.76 | 29.76 | 0 | 0 | 0 | 0 | 0 | 0.2 | 0 | 0 | 0 | 0
|  |  |  | 14.12 | 28.24 | 0 | 0 | 0 | 0 | 0 | 7.48 | 0.10709 | 0 | 28.24 | 28.24 | 0 | 0 | 0 | 0 | 0 | 0.2 | 0 | 0 | 0 | 0
|  |  |  | 14.84 | 29.68 | 0 | 0 | 0 | 0 | 0 | 7.48 | 0.10709 | 0 | 29.68 | 29.68 | 0 | 0 | 0 | 0 | 0 | 0.2 | 0 | 0 | 0 | 0
|  |  |  | 13.48 | 26.96 | 0 | 0 | 0 | 0 | 0 | 7.48 | 0.10709 | 0 | 26.96 | 26.96 | 0 | 0 | 0 | 0 | 0 | 0.2 | 0 | 0 | 0 | 0
|  |  |  | 14.12 | 28.24 | 0 | 0 | 0 | 0 | 0 | 7.48 | 0.10709 | 0 | 28.24 | 28.24 | 0 | 0 | 0 | 0 | 0 | 0.2 | 0 | 0 | 0 | 0
|  |  |  | 15.08 | 30.16 | 0 | 0 | 0 | 0 | 0 | 7.48 | 0.10709 | 0 | 30.16 | 30.16 | 0 | 0 | 0 | 0 | 0 | 0.2 | 0 | 0 | 0 | 0
|  |  |  | 17.48 | 34.96 | 0 | 0 | 0 | 0 | 0 | 7.48 | 0.10709 | 0 | 34.96 | 34.96 | 0 | 0 | 0 | 0 | 0 | 0.2 | 0 | 0 | 0 | 0
|  |  |  | 23.36 | 46.72 | 0 | 0 | 0 | 0 | 0 | 7.48 | 0.10709 | 0 | 46.72 | 46.72 | 0 | 0 | 0 | 0 | 0 | 0.2 | 0 | 0 | 0 | 0
|  |  |  | 23.48 | 46.96 | 0 | 0 | 0 | 0 | 0 | 7.48 | 0.10709 | 0 | 46.96 | 26.68 | 0 | 20.28 | 0 | 0 | 20.28 | 0.2 | 0 | 0 | 0 | 0
|  |  |  | 26.04 | 52.08 | 0 | 0 | 0 | 0 | 0 | 7.48 | 0.10709 | 0 | 52.08 | 6.344 | 0 | 45.736 | 0 | 0 | 45.736 | 0.2 | 0 | 0 | 0 | 0
|  |  |  | 31.4 | 62.8 | 0 | 0 | 0 | 0 | 0 | 7.48 | 0.10709 | 0 | 62.8 | 0 | 0 | 64.265 | 1.465 | 0 | 62.8 | 0.24662 | 0 | 0 | 0 | 0
|  |  |  | 27.56 | 55.12 | 0 | 0 | 0 | 0 | 0 | 7.48 | 0.12502 | 0 | 55.12 | 0 | 6.693 | 67.674 | 12.554 | 0 | 55.12 | 0.64619 | 0 | 0 | 0 | 0
|  |  |  | 27.28 | 54.56 | 0 | 0 | 0 | 0 | 0 | 7.48 | 0.12502 | 0 | 54.56 | 0 | 14.119 | 65.676 | 11.116 | 0 | 54.56 | 1 | 0 | 0 | 0 | 0
|  |  |  | 26.2 | 52.4 | 0 | 0 | 0 | 0 | 0 | 7.48 | 0.12502 | 0 | 52.4 | 0 | 30.469 | 52.4 | 0 | 0 | 52.4 | 1 | 0 | 0 | 0 | 0
|  |  |  | 23.8 | 47.6 | 0 | 0 | 0 | 0 | 0 | 12.23 | 0.12502 | 0 | 47.6 | 0 | 29.299 | 47.6 | 0 | 0 | 47.6 | 1 | 0 | 0 | 0 | 0
|  |  |  | 22.88 | 45.76 | 0 | 0 | 0 | 0 | 0 | 12.23 | 0.12502 | 0 | 45.76 | 0 | 9.474 | 45.76 | 0 | 0 | 45.76 | 1 | 0 | 0 | 0 | 0
|  |  |  | 22.92 | 45.84 | 0 | 0 | 0 | 0 | 0 | 12.23 | 0.12502 | 0 | 45.84 | 6.351 | 0 | 39.489 | 0 | 0 | 39.489 | 1 | 0 | 0 | 0 | 0
|  |  |  | 25.04 | 50.08 | 0 | 0 | 0 | 0 | 0 | 12.23 | 0.12502 | 0 | 50.08 | 23.817 | 0 | 26.263 | 0 | 0 | 26.263 | 1 | 0 | 0 | 0 | 0
|  |  |  | 25.72 | 51.44 | 0 | 0 | 0 | 0 | 0 | 7.48 | 0.12502 | 0 | 51.44 | 47.699 | 0 | 3.741 | 0 | 0 | 3.741 | 1 | 0 | 0 | 0 | 0
|  |  |  | 25.72 | 51.44 | 0 | 0 | 0 | 0 | 0 | 7.48 | 0.12502 | 0 | 51.44 | 41.408 | 0 | 0 | 0 | 0 | 0 | 0.64467 | 0 | 10.032 | 0 | 0
|  |  |  | 26.48 | 52.96 | 0 | 0 | 0 | 0 | 0 | 7.48 | 0.12502 | 0 | 52.96 | 40.406 | 0 | 0 | 0 | 0 | 0 | 0.2 | 0 | 12.554 | 0 | 0
|  |  |  | 24.48 | 48.96 | 0 | 0 | 0 | 0 | 0 | 7.48 | 0.10709 | 0 | 48.96 | 48.96 | 0 | 0 | 0 | 0 | 0 | 0.2 | 0 | 0 | 0 | 0
|  |  |  | 19.28 | 38.56 | 0 | 0 | 0 | 0 | 0 | 7.48 | 0.10709 | 0 | 38.56 | 38.56 | 0 | 0 | 0 | 0 | 0 | 0.2 | 0 | 0 | 0 | 0
|  |  |  | 14.88 | 29.76 | 0 | 0 | 0 | 0 | 0 | 7.48 | 0.10709 | 0 | 29.76 | 29.76 | 0 | 0 | 0 | 0 | 0 | 0.2 | 0 | 0 | 0 | 0
|  |  |  | 14.56 | 29.12 | 0 | 0 | 0 | 0 | 0 | 7.48 | 0.10709 | 0 | 29.12 | 29.12 | 0 | 0 | 0 | 0 | 0 | 0.2 | 0 | 0 | 0 | 0
|  |  |  | 13.96 | 27.92 | 0 | 0 | 0 | 0 | 0 | 7.48 | 0.10709 | 0 | 27.92 | 27.92 | 0 | 0 | 0 | 0 | 0 | 0.2 | 0 | 0 | 0 | 0
|  |  |  | 16.6 | 33.2 | 0 | 0 | 0 | 0 | 0 | 7.48 | 0.10709 | 0 | 33.2 | 33.2 | 0 | 0 | 0 | 0 | 0 | 0.2 | 0 | 0 | 0 | 0
|  |  |  | 18.28 | 36.56 | 0 | 0 | 0 | 0 | 0 | 7.48 | 0.10709 | 0 | 36.56 | 36.56 | 0 | 0 | 0 | 0 | 0 | 0.2 | 0 | 0 | 0 | 0
|  |  |  | 16.24 | 32.48 | 0 | 0 | 0 | 0 | 0 | 7.48 | 0.10709 | 0 | 32.48 | 32.48 | 0 | 0 | 0 | 0 | 0 | 0.2 | 0 | 0 | 0 | 0
|  |  |  | 14.8 | 29.6 | 0 | 0 | 0 | 0 | 0 | 7.48 | 0.10709 | 0 | 29.6 | 29.6 | 0 | 0 | 0 | 0 | 0 | 0.2 | 0 | 0 | 0 | 0
|  |  |  | 16.36 | 32.72 | 0 | 0 | 0 | 0 | 0 | 7.48 | 0.10709 | 0 | 32.72 | 32.72 | 0 | 0 | 0 | 0 | 0 | 0.2 | 0 | 0 | 0 | 0
|  |  |  | 22.84 | 45.68 | 0 | 0 | 0 | 0 | 0 | 7.48 | 0.10709 | 0 | 45.68 | 45.68 | 0 | 0 | 0 | 0 | 0 | 0.2 | 0 | 0 | 0 | 0
|  |  |  | 23.4 | 46.8 | 0 | 0 | 0 | 0 | 0 | 7.48 | 0.10709 | 0 | 46.8 | 24.555 | 0 | 22.245 | 0 | 0 | 22.245 | 0.2 | 0 | 0 | 0 | 0
|  |  |  | 24.16 | 48.32 | 0 | 0 | 0 | 0 | 0 | 7.48 | 0.10709 | 0 | 48.32 | 0 | 0 | 48.709 | 0.389 | 0 | 48.32 | 0.21237 | 0 | 0 | 0 | 0
|  |  |  | 26.48 | 52.96 | 0 | 0 | 0 | 0 | 0 | 7.48 | 0.10709 | 0 | 52.96 | 0 | 2.051 | 65.514 | 12.554 | 0 | 52.96 | 0.61194 | 0 | 0 | 0 | 0
|  |  |  | 28.92 | 57.84 | 0 | 0 | 0 | 0 | 0 | 7.48 | 0.10709 | 0 | 57.84 | 0 | 7.345 | 70.033 | 12.193 | 0 | 57.84 | 1 | 0 | 0 | 0 | 0
|  |  |  | 29.8 | 59.6 | 0 | 0 | 0 | 0 | 0 | 7.48 | 0.10709 | 0 | 59.6 | 0 | 23.433 | 59.6 | 0 | 0 | 59.6 | 1 | 0 | 0 | 0 | 0
|  |  |  | 26.52 | 53.04 | 0 | 0 | 0 | 0 | 0 | 7.48 | 0.10709 | 0 | 53.04 | 0 | 32.852 | 53.04 | 0 | 0 | 53.04 | 1 | 0 | 0 | 0 | 0
|  |  |  | 25.04 | 50.08 | 0 | 0 | 0 | 0 | 0 | 7.48 | 0.10709 | 0 | 50.08 | 0 | 30.068 | 50.08 | 0 | 0 | 50.08 | 1 | 0 | 0 | 0 | 0
|  |  |  | 24.72 | 49.44 | 0 | 0 | 0 | 0 | 0 | 7.48 | 0.10709 | 0 | 49.44 | 0 | 20.342 | 49.44 | 0 | 0 | 49.44 | 1 | 0 | 0 | 0 | 0
|  |  |  | 23.2 | 46.4 | 0 | 0 | 0 | 0 | 0 | 7.48 | 0.10709 | 0 | 46.4 | 0 | 4.803 | 46.4 | 0 | 0 | 46.4 | 1 | 0 | 0 | 0 | 0
|  |  |  | 25 | 50 | 0 | 0 | 0 | 0 | 0 | 7.48 | 0.10709 | 0 | 50 | 24.04 | 0 | 25.96 | 0 | 0 | 25.96 | 1 | 0 | 0 | 0 | 0
|  |  |  | 24.92 | 49.84 | 0 | 0 | 0 | 0 | 0 | 7.48 | 0.10709 | 0 | 49.84 | 45.973 | 0 | 3.867 | 0 | 0 | 3.867 | 1 | 0 | 0 | 0 | 0
|  |  |  | 25.56 | 51.12 | 0 | 0 | 0 | 0 | 0 | 7.48 | 0.10709 | 0 | 51.12 | 51.12 | 0 | 0 | 0 | 0 | 0 | 1 | 0 | 0 | 0 | 0
|  |  |  | 25.72 | 51.44 | 0 | 0 | 0 | 0 | 0 | 7.48 | 0.10709 | 0 | 51.44 | 51.44 | 0 | 0 | 0 | 0 | 0 | 1 | 0 | 0 | 0 | 0
|  |  |  | 24.56 | 49.12 | 0 | 0 | 0 | 0 | 0 | 7.48 | 0.10709 | 0 | 49.12 | 49.12 | 0 | 0 | 0 | 0 | 0 | 1 | 0 | 0 | 0 | 0
|  |  |  | 21.64 | 43.28 | 0 | 0 | 0 | 0 | 0 | 7.48 | 0.10709 | 0 | 43.28 | 43.28 | 0 | 0 | 0 | 0 | 0 | 1 | 0 | 0 | 0 | 0
|  |  |  | 16 | 32 | 0 | 0 | 0 | 0 | 0 | 7.48 | 0.10709 | 0 | 32 | 32 | 0 | 0 | 0 | 0 | 0 | 1 | 0 | 0 | 0 | 0
|  |  |  | 13.88 | 27.76 | 0 | 0 | 0 | 0 | 0 | 7.48 | 0.10709 | 0 | 27.76 | 27.76 | 0 | 0 | 0 | 0 | 0 | 1 | 0 | 0 | 0 | 0
|  |  |  | 13.56 | 27.12 | 0 | 0 | 0 | 0 | 0 | 7.48 | 0.10709 | 0 | 27.12 | 27.12 | 0 | 0 | 0 | 0 | 0 | 1 | 0 | 0 | 0 | 0
|  |  |  | 16.84 | 33.68 | 0 | 0 | 0 | 0 | 0 | 7.48 | 0.10709 | 0 | 33.68 | 33.68 | 0 | 0 | 0 | 0 | 0 | 1 | 0 | 0 | 0 | 0
|  |  |  | 18.16 | 36.32 | 0 | 0 | 0 | 0 | 0 | 7.48 | 0.10709 | 0 | 36.32 | 36.32 | 0 | 0 | 0 | 0 | 0 | 1 | 0 | 0 | 0 | 0
|  |  |  | 14.36 | 28.72 | 0 | 0 | 0 | 0 | 0 | 7.48 | 0.10709 | 0 | 28.72 | 28.72 | 0 | 0 | 0 | 0 | 0 | 1 | 0 | 0 | 0 | 0
|  |  |  | 13.2 | 26.4 | 0 | 0 | 0 | 0 | 0 | 7.48 | 0.10709 | 0 | 26.4 | 26.4 | 0 | 0 | 0 | 0 | 0 | 1 | 0 | 0 | 0 | 0
|  |  |  | 15 | 30 | 0 | 0 | 0 | 0 | 0 | 7.48 | 0.10709 | 0 | 30 | 30 | 0 | 0 | 0 | 0 | 0 | 1 | 0 | 0 | 0 | 0
|  |  |  | 21.72 | 43.44 | 0 | 0 | 0 | 0 | 0 | 7.48 | 0.10709 | 0 | 43.44 | 33.741 | 0 | 1.297 | 0 | 0 | 1.297 | 0.70241 | 0 | 8.401 | 0 | 0
|  |  |  | 22.88 | 45.76 | 0 | 0 | 0 | 0 | 0 | 7.48 | 0.10709 | 0 | 45.76 | 10.81 | 0 | 22.396 | 0 | 0 | 22.396 | 0.25774 | 0 | 12.554 | 0 | 0
|  |  |  | 25.56 | 51.12 | 0 | 0 | 0 | 0 | 0 | 7.48 | 0.10709 | 0 | 51.12 | 0 | 0 | 49.49 | 0 | 0 | 49.49 | 0.2 | 0 | 1.63 | 0 | 0
|  |  |  | 27.88 | 55.76 | 0 | 0 | 0 | 0 | 0 | 7.48 | 0.10709 | 0 | 55.76 | 0 | 1.67 | 68.314 | 12.554 | 0 | 55.76 | 0.59956 | 0 | 0 | 0 | 0
|  |  |  | 32.48 | 64.96 | 0 | 0 | 0 | 0 | 0 | 7.48 | 0.12502 | 0 | 64.96 | 0 | 6.514 | 77.514 | 12.554 | 0 | 64.96 | 0.99913 | 0 | 0 | 0 | 0
|  |  |  | 33.52 | 67.04 | 0 | 0 | 0 | 0 | 0 | 7.48 | 0.12502 | 0 | 67.04 | 0 | 23.032 | 67.067 | 0.027 | 0 | 67.04 | 1 | 0 | 0 | 0 | 0
|  |  |  | 29 | 58 | 0 | 0 | 0 | 0 | 0 | 7.48 | 0.12502 | 0 | 58 | 0 | 30.55 | 58 | 0 | 0 | 58 | 1 | 0 | 0 | 0 | 0
|  |  |  | 27.56 | 55.12 | 0 | 0 | 0 | 0 | 0 | 12.23 | 0.12502 | 0 | 55.12 | 0 | 24.777 | 55.12 | 0 | 0 | 55.12 | 1 | 0 | 0 | 0 | 0
|  |  |  | 26.88 | 53.76 | 0 | 0 | 0 | 0 | 0 | 12.23 | 0.12502 | 0 | 53.76 | 0 | 2.695 | 53.76 | 0 | 0 | 53.76 | 1 | 0 | 0 | 0 | 0
|  |  |  | 25.64 | 51.28 | 0 | 0 | 0 | 0 | 0 | 12.23 | 0.12502 | 0 | 51.28 | 12.169 | 0 | 39.111 | 0 | 0 | 39.111 | 1 | 0 | 0 | 0 | 0
|  |  |  | 26.44 | 52.88 | 0 | 0 | 0 | 0 | 0 | 12.23 | 0.12502 | 0 | 52.88 | 26.831 | 0 | 26.049 | 0 | 0 | 26.049 | 1 | 0 | 0 | 0 | 0
|  |  |  | 26.04 | 52.08 | 0 | 0 | 0 | 0 | 0 | 7.48 | 0.12502 | 0 | 52.08 | 48.125 | 0 | 3.955 | 0 | 0 | 3.955 | 1 | 0 | 0 | 0 | 0
|  |  |  | 26.24 | 52.48 | 0 | 0 | 0 | 0 | 0 | 7.48 | 0.12502 | 0 | 52.48 | 42.519 | 0 | 0 | 0 | 0 | 0 | 0.64718 | 0 | 9.961 | 0 | 0
|  |  |  | 25.96 | 51.92 | 0 | 0 | 0 | 0 | 0 | 7.48 | 0.12502 | 0 | 51.92 | 39.366 | 0 | 0 | 0 | 0 | 0 | 0.20251 | 0 | 12.554 | 0 | 0
|  |  |  | 25.92 | 51.84 | 0 | 0 | 0 | 0 | 0 | 7.48 | 0.10709 | 0 | 51.84 | 51.769 | 0 | 0 | 0 | 0 | 0 | 0.2 | 0 | 0.071 | 0 | 0
|  |  |  | 23.36 | 46.72 | 0 | 0 | 0 | 0 | 0 | 7.48 | 0.10709 | 0 | 46.72 | 46.72 | 0 | 0 | 0 | 0 | 0 | 0.2 | 0 | 0 | 0 | 0
|  |  |  | 20.96 | 41.92 | 0 | 0 | 0 | 0 | 0 | 7.48 | 0.10709 | 0 | 41.92 | 41.92 | 0 | 0 | 0 | 0 | 0 | 0.2 | 0 | 0 | 0 | 0
|  |  |  | 20.56 | 41.12 | 0 | 0 | 0 | 0 | 0 | 7.48 | 0.10709 | 0 | 41.12 | 41.12 | 0 | 0 | 0 | 0 | 0 | 0.2 | 0 | 0 | 0 | 0
|  |  |  | 19.96 | 39.92 | 0 | 0 | 0 | 0 | 0 | 7.48 | 0.10709 | 0 | 39.92 | 39.92 | 0 | 0 | 0 | 0 | 0 | 0.2 | 0 | 0 | 0 | 0
|  |  |  | 18.48 | 36.96 | 0 | 0 | 0 | 0 | 0 | 7.48 | 0.10709 | 0 | 36.96 | 36.96 | 0 | 0 | 0 | 0 | 0 | 0.2 | 0 | 0 | 0 | 0
|  |  |  | 14.8 | 29.6 | 0 | 0 | 0 | 0 | 0 | 7.48 | 0.10709 | 0 | 29.6 | 29.6 | 0 | 0 | 0 | 0 | 0 | 0.2 | 0 | 0 | 0 | 0
|  |  |  | 14.52 | 29.04 | 0 | 0 | 0 | 0 | 0 | 7.48 | 0.10709 | 0 | 29.04 | 29.04 | 0 | 0 | 0 | 0 | 0 | 0.2 | 0 | 0 | 0 | 0
|  |  |  | 14.96 | 29.92 | 0 | 0 | 0 | 0 | 0 | 7.48 | 0.10709 | 0 | 29.92 | 29.92 | 0 | 0 | 0 | 0 | 0 | 0.2 | 0 | 0 | 0 | 0
|  |  |  | 16.4 | 32.8 | 0 | 0 | 0 | 0 | 0 | 7.48 | 0.10709 | 0 | 32.8 | 32.8 | 0 | 0 | 0 | 0 | 0 | 0.2 | 0 | 0 | 0 | 0
|  |  |  | 23.68 | 47.36 | 0 | 0 | 0 | 0 | 0 | 7.48 | 0.10709 | 0 | 47.36 | 46.428 | 0 | 0.932 | 0 | 0 | 0.932 | 0.2 | 0 | 0 | 0 | 0
|  |  |  | 24.6 | 49.2 | 0 | 0 | 0 | 0 | 0 | 7.48 | 0.10709 | 0 | 49.2 | 26.892 | 0 | 22.308 | 0 | 0 | 22.308 | 0.2 | 0 | 0 | 0 | 0
|  |  |  | 27.36 | 54.72 | 0 | 0 | 0 | 0 | 0 | 7.48 | 0.10709 | 0 | 54.72 | 6.011 | 0 | 48.709 | 0 | 0 | 48.709 | 0.2 | 0 | 0 | 0 | 0
|  |  |  | 26.76 | 53.52 | 0 | 0 | 0 | 0 | 0 | 7.48 | 0.10709 | 0 | 53.52 | 0 | 2.99 | 66.074 | 12.554 | 0 | 53.52 | 0.59956 | 0 | 0 | 0 | 0
|  |  |  | 27.48 | 54.96 | 0 | 0 | 0 | 0 | 0 | 7.48 | 0.12502 | 0 | 54.96 | 0 | 14.096 | 67.514 | 12.554 | 0 | 54.96 | 0.99913 | 0 | 0 | 0 | 0
|  |  |  | 27.92 | 55.84 | 0 | 0 | 0 | 0 | 0 | 7.48 | 0.12502 | 0 | 55.84 | 0 | 30.906 | 55.867 | 0.027 | 0 | 55.84 | 1 | 0 | 0 | 0 | 0
|  |  |  | 26.88 | 53.76 | 0 | 0 | 0 | 0 | 0 | 7.48 | 0.12502 | 0 | 53.76 | 0 | 32.938 | 53.76 | 0 | 0 | 53.76 | 1 | 0 | 0 | 0 | 0
|  |  |  | 25.44 | 50.88 | 0 | 0 | 0 | 0 | 0 | 12.23 | 0.12502 | 0 | 50.88 | 0 | 16.005 | 50.88 | 0 | 0 | 50.88 | 1 | 0 | 0 | 0 | 0
|  |  |  | 24.36 | 48.72 | 0 | 0 | 0 | 0 | 0 | 12.23 | 0.12502 | 0 | 48.72 | 0 | 11.036 | 48.72 | 0 | 0 | 48.72 | 1 | 0 | 0 | 0 | 0
|  |  |  | 25.04 | 50.08 | 0 | 0 | 0 | 0 | 0 | 12.23 | 0.12502 | 0 | 50.08 | 12.897 | 0 | 37.183 | 0 | 0 | 37.183 | 1 | 0 | 0 | 0 | 0
|  |  |  | 26.24 | 52.48 | 0 | 0 | 0 | 0 | 0 | 12.23 | 0.12502 | 0 | 52.48 | 33.498 | 0 | 18.982 | 0 | 0 | 18.982 | 1 | 0 | 0 | 0 | 0
|  |  |  | 26.08 | 52.16 | 0 | 0 | 0 | 0 | 0 | 7.48 | 0.12502 | 0 | 52.16 | 48.595 | 0 | 3.565 | 0 | 0 | 3.565 | 1 | 0 | 0 | 0 | 0
|  |  |  | 26.92 | 53.84 | 0 | 0 | 0 | 0 | 0 | 7.48 | 0.12502 | 0 | 53.84 | 43.808 | 0 | 0 | 0 | 0 | 0 | 0.64467 | 0 | 10.032 | 0 | 0
|  |  |  | 26.44 | 52.88 | 0 | 0 | 0 | 0 | 0 | 7.48 | 0.12502 | 0 | 52.88 | 40.326 | 0 | 0 | 0 | 0 | 0 | 0.2 | 0 | 12.554 | 0 | 0
|  |  |  | 25.44 | 50.88 | 0 | 0 | 0 | 0 | 0 | 7.48 | 0.10709 | 0 | 50.88 | 50.88 | 0 | 0 | 0 | 0 | 0 | 0.2 | 0 | 0 | 0 | 0
|  |  |  | 22.64 | 45.28 | 0 | 0 | 0 | 0 | 0 | 7.48 | 0.10709 | 0 | 45.28 | 45.28 | 0 | 0 | 0 | 0 | 0 | 0.2 | 0 | 0 | 0 | 0
|  |  |  | 20.08 | 40.16 | 0 | 0 | 0 | 0 | 0 | 7.48 | 0.10709 | 0 | 40.16 | 40.16 | 0 | 0 | 0 | 0 | 0 | 0.2 | 0 | 0 | 0 | 0
|  |  |  | 18 | 36 | 0 | 0 | 0 | 0 | 0 | 7.48 | 0.10709 | 0 | 36 | 36 | 0 | 0 | 0 | 0 | 0 | 0.2 | 0 | 0 | 0 | 0
|  |  |  | 17.12 | 34.24 | 0 | 0 | 0 | 0 | 0 | 7.48 | 0.10709 | 0 | 34.24 | 34.24 | 0 | 0 | 0 | 0 | 0 | 0.2 | 0 | 0 | 0 | 0
|  |  |  | 16.2 | 32.4 | 0 | 0 | 0 | 0 | 0 | 7.48 | 0.10709 | 0 | 32.4 | 32.4 | 0 | 0 | 0 | 0 | 0 | 0.2 | 0 | 0 | 0 | 0
|  |  |  | 15.4 | 30.8 | 0 | 0 | 0 | 0 | 0 | 7.48 | 0.10709 | 0 | 30.8 | 30.8 | 0 | 0 | 0 | 0 | 0 | 0.2 | 0 | 0 | 0 | 0
|  |  |  | 14.72 | 29.44 | 0 | 0 | 0 | 0 | 0 | 7.48 | 0.10709 | 0 | 29.44 | 29.44 | 0 | 0 | 0 | 0 | 0 | 0.2 | 0 | 0 | 0 | 0
|  |  |  | 15.96 | 31.92 | 0 | 0 | 0 | 0 | 0 | 7.48 | 0.10709 | 0 | 31.92 | 31.92 | 0 | 0 | 0 | 0 | 0 | 0.2 | 0 | 0 | 0 | 0
|  |  |  | 16.72 | 33.44 | 0 | 0 | 0 | 0 | 0 | 7.48 | 0.10709 | 0 | 33.44 | 33.44 | 0 | 0 | 0 | 0 | 0 | 0.2 | 0 | 0 | 0 | 0
|  |  |  | 16.4 | 32.8 | 0 | 0 | 0 | 0 | 0 | 7.48 | 0.10709 | 0 | 32.8 | 32.208 | 0 | 0.592 | 0 | 0 | 0.592 | 0.2 | 0 | 0 | 0 | 0
|  |  |  | 19.84 | 39.68 | 0 | 0 | 0 | 0 | 0 | 7.48 | 0.10709 | 0 | 39.68 | 24.451 | 0 | 15.229 | 0 | 0 | 15.229 | 0.2 | 0 | 0 | 0 | 0
|  |  |  | 21.8 | 43.6 | 0 | 0 | 0 | 0 | 0 | 7.48 | 0.10709 | 0 | 43.6 | 0 | 0 | 44.376 | 0.776 | 0 | 43.6 | 0.22469 | 0 | 0 | 0 | 0
|  |  |  | 24.56 | 49.12 | 0 | 0 | 0 | 0 | 0 | 7.48 | 0.10709 | 0 | 49.12 | 0 | 0 | 57.803 | 8.683 | 0 | 49.12 | 0.50106 | 0 | 0 | 0 | 0
|  |  |  | 24.5333 | 49.0667 | 0 | 0 | 0 | 0 | 0 | 7.48 | 0.12502 | 0 | 49.067 | 0 | 12.469 | 61.621 | 12.554 | 0 | 49.067 | 0.90062 | 0 | 0 | 0 | 0
|  |  |  | 25.2133 | 50.4267 | 0 | 0 | 0 | 0 | 0 | 7.48 | 0.12502 | 0 | 50.427 | 0 | 3.637 | 53.549 | 3.122 | 0 | 50.427 | 1 | 0 | 0 | 0 | 0
|  |  |  | 24.12 | 48.24 | 0 | 0 | 0 | 0 | 0 | 7.48 | 0.12502 | 0 | 48.24 | 0 | 22.184 | 48.24 | 0 | 0 | 48.24 | 1 | 0 | 0 | 0 | 0
|  |  |  | 23.9067 | 47.8133 | 0 | 0 | 0 | 0 | 0 | 12.23 | 0.12502 | 0 | 47.813 | 0 | 19.21 | 47.813 | 0 | 0 | 47.813 | 1 | 0 | 0 | 0 | 0
|  |  |  | 24.1067 | 48.2133 | 0 | 0 | 0 | 0 | 0 | 12.23 | 0.12502 | 0 | 48.213 | 0 | 3.078 | 48.213 | 0 | 0 | 48.213 | 1 | 0 | 0 | 0 | 0
|  |  |  | 23.84 | 47.68 | 0 | 0 | 0 | 0 | 0 | 12.23 | 0.12502 | 0 | 47.68 | 11.681 | 0 | 35.999 | 0 | 0 | 35.999 | 1 | 0 | 0 | 0 | 0
|  |  |  | 26.28 | 52.56 | 0 | 0 | 0 | 0 | 0 | 12.23 | 0.12502 | 0 | 52.56 | 48.869 | 0 | 3.691 | 0 | 0 | 3.691 | 1 | 0 | 0 | 0 | 0
|  |  |  | 27.16 | 54.32 | 0 | 0 | 0 | 0 | 0 | 7.48 | 0.12502 | 0 | 54.32 | 51.769 | 0 | 1.877 | 0 | 0 | 1.877 | 0.97612 | 0 | 0.674 | 0 | 0
|  |  |  | 23.56 | 47.12 | 0 | 0 | 0 | 0 | 0 | 7.48 | 0.12502 | 0 | 47.12 | 37.762 | 0 | 0 | 0 | 0 | 0 | 0.64467 | 0 | 9.358 | 0 | 0
|  |  |  | 21.56 | 43.12 | 0 | 0 | 0 | 0 | 0 | 7.48 | 0.12502 | 0 | 43.12 | 30.566 | 0 | 0 | 0 | 0 | 0 | 0.2 | 0 | 12.554 | 0 | 0
|  |  |  | 21.8 | 43.6 | 0 | 0 | 0 | 0 | 0 | 7.48 | 0.10709 | 0 | 43.6 | 43.6 | 0 | 0 | 0 | 0 | 0 | 0.2 | 0 | 0 | 0 | 0
|  |  |  | 21.92 | 43.84 | 0 | 0 | 0 | 0 | 0 | 7.48 | 0.10709 | 0 | 43.84 | 43.84 | 0 | 0 | 0 | 0 | 0 | 0.2 | 0 | 0 | 0 | 0
|  |  |  | 17.28 | 34.56 | 0 | 0 | 0 | 0 | 0 | 7.48 | 0.10709 | 0 | 34.56 | 34.56 | 0 | 0 | 0 | 0 | 0 | 0.2 | 0 | 0 | 0 | 0
|  |  |  | 12.88 | 25.76 | 0 | 0 | 0 | 0 | 0 | 7.48 | 0.10709 | 0 | 25.76 | 25.76 | 0 | 0 | 0 | 0 | 0 | 0.2 | 0 | 0 | 0 | 0
|  |  |  | 15.68 | 31.36 | 0 | 0 | 0 | 0 | 0 | 7.48 | 0.10709 | 0 | 31.36 | 31.36 | 0 | 0 | 0 | 0 | 0 | 0.2 | 0 | 0 | 0 | 0
|  |  |  | 14.84 | 29.68 | 0 | 0 | 0 | 0 | 0 | 7.48 | 0.10709 | 0 | 29.68 | 29.68 | 0 | 0 | 0 | 0 | 0 | 0.2 | 0 | 0 | 0 | 0
|  |  |  | 17.72 | 35.44 | 0 | 0 | 0 | 0 | 0 | 7.48 | 0.10709 | 0 | 35.44 | 35.44 | 0 | 0 | 0 | 0 | 0 | 0.2 | 0 | 0 | 0 | 0
|  |  |  | 18.36 | 36.72 | 0 | 0 | 0 | 0 | 0 | 7.48 | 0.10709 | 0 | 36.72 | 36.72 | 0 | 0 | 0 | 0 | 0 | 0.2 | 0 | 0 | 0 | 0
|  |  |  | 17.08 | 34.16 | 0 | 0 | 0 | 0 | 0 | 7.48 | 0.10709 | 0 | 34.16 | 34.16 | 0 | 0 | 0 | 0 | 0 | 0.2 | 0 | 0 | 0 | 0
|  |  |  | 16.84 | 33.68 | 0 | 0 | 0 | 0 | 0 | 7.48 | 0.10709 | 0 | 33.68 | 33.68 | 0 | 0 | 0 | 0 | 0 | 0.2 | 0 | 0 | 0 | 0
|  |  |  | 16.4 | 32.8 | 0 | 0 | 0 | 0 | 0 | 7.48 | 0.10709 | 0 | 32.8 | 31.225 | 0 | 1.575 | 0 | 0 | 1.575 | 0.2 | 0 | 0 | 0 | 0
|  |  |  | 16.76 | 33.52 | 0 | 0 | 0 | 0 | 0 | 7.48 | 0.10709 | 0 | 33.52 | 11.112 | 0 | 22.408 | 0 | 0 | 22.408 | 0.2 | 0 | 0 | 0 | 0
|  |  |  | 21.88 | 43.76 | 0 | 0 | 0 | 0 | 0 | 7.48 | 0.10709 | 0 | 43.76 | 0 | 0 | 46.404 | 2.644 | 0 | 43.76 | 0.28414 | 0 | 0 | 0 | 0
|  |  |  | 23.92 | 47.84 | 0 | 0 | 0 | 0 | 0 | 7.48 | 0.10709 | 0 | 47.84 | 0 | 4.11 | 60.394 | 12.554 | 0 | 47.84 | 0.68371 | 0 | 0 | 0 | 0
|  |  |  | 23.16 | 46.32 | 0 | 0 | 0 | 0 | 0 | 7.48 | 0.12502 | 0 | 46.32 | 0 | 20.213 | 56.258 | 9.938 | 0 | 46.32 | 1 | 0 | 0 | 0 | 0
|  |  |  | 22.84 | 45.68 | 0 | 0 | 0 | 0 | 0 | 7.48 | 0.12502 | 0 | 45.68 | 0 | 36.459 | 45.68 | 0 | 0 | 45.68 | 1 | 0 | 0 | 0 | 0
|  |  |  | 23.04 | 46.08 | 0 | 0 | 0 | 0 | 0 | 7.48 | 0.12502 | 0 | 46.08 | 0 | 36.021 | 46.08 | 0 | 0 | 46.08 | 1 | 0 | 0 | 0 | 0
|  |  |  | 22.84 | 45.68 | 0 | 0 | 0 | 0 | 0 | 12.23 | 0.12502 | 0 | 45.68 | 0 | 32.642 | 45.68 | 0 | 0 | 45.68 | 1 | 0 | 0 | 0 | 0
|  |  |  | 23.02 | 46.04 | 0 | 0 | 0 | 0 | 0 | 12.23 | 0.12502 | 0 | 46.04 | 0 | 13.413 | 46.04 | 0 | 0 | 46.04 | 1 | 0 | 0 | 0 | 0
|  |  |  | 22.84 | 45.68 | 0 | 0 | 0 | 0 | 0 | 12.23 | 0.12502 | 0 | 45.68 | 6.091 | 0 | 39.589 | 0 | 0 | 39.589 | 1 | 0 | 0 | 0 | 0
|  |  |  | 24.6 | 49.2 | 0 | 0 | 0 | 0 | 0 | 12.23 | 0.12502 | 0 | 49.2 | 29.79 | 0 | 19.41 | 0 | 0 | 19.41 | 1 | 0 | 0 | 0 | 0
|  |  |  | 23.32 | 46.64 | 0 | 0 | 0 | 0 | 0 | 7.48 | 0.12502 | 0 | 46.64 | 42.66 | 0 | 3.98 | 0 | 0 | 3.98 | 1 | 0 | 0 | 0 | 0
|  |  |  | 21.32 | 42.64 | 0 | 0 | 0 | 0 | 0 | 7.48 | 0.12502 | 0 | 42.64 | 32.608 | 0 | 0 | 0 | 0 | 0 | 0.64467 | 0 | 10.032 | 0 | 0
|  |  |  | 17 | 34 | 0 | 0 | 0 | 0 | 0 | 7.48 | 0.12502 | 0 | 34 | 21.446 | 0 | 0 | 0 | 0 | 0 | 0.2 | 0 | 12.554 | 0 | 0
|  |  |  | 16.56 | 33.12 | 0 | 0 | 0 | 0 | 0 | 7.48 | 0.10709 | 2.42 | 33.12 | 33.12 | 0 | 0 | 0 | 0 | 0 | 0.27702 | 0 | 0 | 0 | 0
|  |  |  | 18.44 | 36.88 | 0 | 0 | 0 | 0 | 0 | 7.48 | 0.10709 | 0 | 36.88 | 36.88 | 0 | 0 | 0 | 0 | 0 | 0.27702 | 0 | 0 | 0 | 0
|  |  |  | 16.52 | 33.04 | 0 | 0 | 0 | 0 | 0 | 7.48 | 0.10709 | 0 | 33.04 | 33.04 | 0 | 0 | 0 | 0 | 0 | 0.27702 | 0 | 0 | 0 | 0
|  |  |  | 11.4 | 22.8 | 0 | 0 | 0 | 0 | 0 | 7.48 | 0.10709 | 0 | 22.8 | 22.8 | 0 | 0 | 0 | 0 | 0 | 0.27702 | 0 | 0 | 0 | 0
|  |  |  | 10 | 20 | 0 | 0 | 0 | 0 | 0 | 7.48 | 0.10709 | 0 | 20 | 20 | 0 | 0 | 0 | 0 | 0 | 0.27702 | 0 | 0 | 0 | 0
|  |  |  | 13.04 | 26.08 | 0 | 0 | 0 | 0 | 0 | 7.48 | 0.10709 | 0 | 26.08 | 26.08 | 0 | 0 | 0 | 0 | 0 | 0.27702 | 0 | 0 | 0 | 0
|  |  |  | 14.88 | 29.76 | 0 | 0 | 0 | 0 | 0 | 7.48 | 0.10709 | 0 | 29.76 | 29.76 | 0 | 0 | 0 | 0 | 0 | 0.27702 | 0 | 0 | 0 | 0
|  |  |  | 16.44 | 32.88 | 0 | 0 | 0 | 0 | 0 | 7.48 | 0.10709 | 0 | 32.88 | 32.88 | 0 | 0 | 0 | 0 | 0 | 0.27702 | 0 | 0 | 0 | 0
|  |  |  | 16.16 | 32.32 | 0 | 0 | 0 | 0 | 0 | 7.48 | 0.10709 | 0 | 32.32 | 32.32 | 0 | 0 | 0 | 0 | 0 | 0.27702 | 0 | 0 | 0 | 0
|  |  |  | 17.08 | 34.16 | 0 | 0 | 0 | 0 | 0 | 7.48 | 0.10709 | 0 | 34.16 | 34.16 | 0 | 0 | 0 | 0 | 0 | 0.27702 | 0 | 0 | 0 | 0
|  |  |  | 22.64 | 45.28 | 0 | 0 | 0 | 0 | 0 | 7.48 | 0.10709 | 0 | 45.28 | 45.28 | 0 | 0 | 0 | 0 | 0 | 0.27702 | 0 | 0 | 0 | 0
|  |  |  | 25.92 | 51.84 | 0 | 0 | 0 | 0 | 0 | 7.48 | 0.10709 | 0 | 51.84 | 47.192 | 0 | 4.648 | 0 | 0 | 4.648 | 0.27702 | 0 | 0 | 0 | 0
|  |  |  | 28.72 | 57.44 | 0 | 0 | 0 | 0 | 0 | 7.48 | 0.10709 | 0 | 57.44 | 30.598 | 0 | 26.842 | 0 | 0 | 26.842 | 0.27702 | 0 | 0 | 0 | 0
|  |  |  | 29.56 | 59.12 | 0 | 0 | 0 | 0 | 0 | 7.48 | 0.10709 | 0 | 59.12 | 4.718 | 0 | 54.402 | 0 | 0 | 54.402 | 0.27702 | 0 | 0 | 0 | 0
|  |  |  | 34.24 | 68.48 | 0 | 0 | 0 | 0 | 0 | 7.48 | 0.12502 | 0 | 68.48 | 0 | 0 | 66.305 | 0 | 0 | 66.305 | 0.2 | 0 | 2.175 | 0 | 0
|  |  |  | 33.24 | 66.48 | 0 | 0 | 0 | 0 | 0 | 7.48 | 0.12502 | 0 | 66.48 | 0 | 3.583 | 79.034 | 12.554 | 0 | 66.48 | 0.59956 | 0 | 0 | 0 | 0
|  |  |  | 29 | 58 | 0 | 0 | 0 | 0 | 0 | 7.48 | 0.12502 | 0 | 58 | 0 | 13.424 | 70.554 | 12.554 | 0 | 58 | 0.99913 | 0 | 0 | 0 | 0
|  |  |  | 26.08 | 52.16 | 0 | 0 | 0 | 0 | 0 | 12.23 | 0.12502 | 0 | 52.16 | 0 | 26.601 | 52.187 | 0.027 | 0 | 52.16 | 1 | 0 | 0 | 0 | 0
|  |  |  | 23.72 | 47.44 | 0 | 0 | 0 | 0 | 0 | 12.23 | 0.12502 | 0 | 47.44 | 0 | 12.63 | 47.44 | 0 | 0 | 47.44 | 1 | 0 | 0 | 0 | 0
|  |  |  | 22.08 | 44.16 | 0 | 0 | 0 | 0 | 0 | 12.23 | 0.12502 | 0 | 44.16 | 0 | 4.297 | 44.16 | 0 | 0 | 44.16 | 1 | 0 | 0 | 0 | 0
|  |  |  | 23.88 | 47.76 | 0 | 0 | 0 | 0 | 0 | 12.23 | 0.12502 | 0 | 47.76 | 27.354 | 0 | 20.406 | 0 | 0 | 20.406 | 1 | 0 | 0 | 0 | 0
|  |  |  | 26.28 | 52.56 | 0 | 0 | 0 | 0 | 0 | 7.48 | 0.12502 | 0 | 52.56 | 49.524 | 0 | 3.036 | 0 | 0 | 3.036 | 1 | 0 | 0 | 0 | 0
|  |  |  | 27.28 | 54.56 | 0 | 0 | 0 | 0 | 0 | 7.48 | 0.12502 | 0 | 54.56 | 47.159 | 0 | 0 | 0 | 0 | 0 | 0.73786 | 0 | 7.401 | 0 | 0
|  |  |  | 27.08 | 54.16 | 0 | 0 | 0 | 0 | 0 | 7.48 | 0.12502 | 0 | 54.16 | 41.606 | 0 | 0 | 0 | 0 | 0 | 0.29319 | 0 | 12.554 | 0 | 0
|  |  |  | 27.2 | 54.4 | 0 | 0 | 0 | 0 | 0 | 7.48 | 0.10709 | 0 | 54.4 | 51.769 | 0 | 0 | 0 | 0 | 0 | 0.2 | 0 | 2.631 | 0 | 0
|  |  |  | 25.12 | 50.24 | 0 | 0 | 0 | 0 | 0 | 7.48 | 0.10709 | 0 | 50.24 | 50.24 | 0 | 0 | 0 | 0 | 0 | 0.2 | 0 | 0 | 0 | 0
|  |  |  | 18.56 | 37.12 | 0 | 0 | 0 | 0 | 0 | 7.48 | 0.10709 | 0 | 37.12 | 37.12 | 0 | 0 | 0 | 0 | 0 | 0.2 | 0 | 0 | 0 | 0
|  |  |  | 12.08 | 24.16 | 0 | 0 | 0 | 0 | 0 | 7.48 | 0.10709 | 0 | 24.16 | 24.16 | 0 | 0 | 0 | 0 | 0 | 0.2 | 0 | 0 | 0 | 0
|  |  |  | 10.28 | 20.56 | 0 | 0 | 0 | 0 | 0 | 7.48 | 0.10709 | 0 | 20.56 | 20.56 | 0 | 0 | 0 | 0 | 0 | 0.2 | 0 | 0 | 0 | 0
|  |  |  | 13.16 | 26.32 | 0 | 0 | 0 | 0 | 0 | 7.48 | 0.10709 | 0 | 26.32 | 26.32 | 0 | 0 | 0 | 0 | 0 | 0.2 | 0 | 0 | 0 | 0
|  |  |  | 16.32 | 32.64 | 0 | 0 | 0 | 0 | 0 | 7.48 | 0.10709 | 0 | 32.64 | 32.64 | 0 | 0 | 0 | 0 | 0 | 0.2 | 0 | 0 | 0 | 0
|  |  |  | 16.68 | 33.36 | 0 | 0 | 0 | 0 | 0 | 7.48 | 0.10709 | 0 | 33.36 | 33.36 | 0 | 0 | 0 | 0 | 0 | 0.2 | 0 | 0 | 0 | 0
|  |  |  | 16.12 | 32.24 | 0 | 0 | 0 | 0 | 0 | 7.48 | 0.10709 | 0 | 32.24 | 32.24 | 0 | 0 | 0 | 0 | 0 | 0.2 | 0 | 0 | 0 | 0
|  |  |  | 17.6 | 35.2 | 0 | 0 | 0 | 0 | 0 | 7.48 | 0.10709 | 0 | 35.2 | 35.2 | 0 | 0 | 0 | 0 | 0 | 0.2 | 0 | 0 | 0 | 0
|  |  |  | 21.88 | 43.76 | 0 | 0 | 0 | 0 | 0 | 7.48 | 0.10709 | 0 | 43.76 | 43.76 | 0 | 0 | 0 | 0 | 0 | 0.2 | 0 | 0 | 0 | 0
|  |  |  | 23.96 | 47.92 | 0 | 0 | 0 | 0 | 0 | 7.48 | 0.10709 | 0 | 47.92 | 34.216 | 0 | 13.704 | 0 | 0 | 13.704 | 0.2 | 0 | 0 | 0 | 0
|  |  |  | 26 | 52 | 0 | 0 | 0 | 0 | 0 | 7.48 | 0.10709 | 0 | 52 | 22.299 | 0 | 29.701 | 0 | 0 | 29.701 | 0.2 | 0 | 0 | 0 | 0
|  |  |  | 26.6 | 53.2 | 0 | 0 | 0 | 0 | 0 | 7.48 | 0.10709 | 0 | 53.2 | 5.663 | 0 | 47.537 | 0 | 0 | 47.537 | 0.2 | 0 | 0 | 0 | 0
|  |  |  | 27.4 | 54.8 | 0 | 0 | 0 | 0 | 0 | 7.48 | 0.10709 | 0 | 54.8 | 0 | 0 | 62.01 | 7.21 | 0 | 54.8 | 0.42949 | 0 | 0 | 0 | 0
|  |  |  | 27.4 | 54.8 | 0 | 0 | 0 | 0 | 0 | 7.48 | 0.10709 | 0 | 54.8 | 0 | 0 | 64.958 | 10.158 | 0 | 54.8 | 0.75278 | 0 | 0 | 0 | 0
|  |  |  | 25.56 | 51.12 | 0 | 0 | 0 | 0 | 0 | 7.48 | 0.10709 | 0 | 51.12 | 0 | 24.561 | 58.887 | 7.767 | 0 | 51.12 | 1 | 0 | 0 | 0 | 0
|  |  |  | 24.8 | 49.6 | 0 | 0 | 0 | 0 | 0 | 7.48 | 0.10709 | 0 | 49.6 | 0 | 16.567 | 49.6 | 0 | 0 | 49.6 | 1 | 0 | 0 | 0 | 0
|  |  |  | 23.24 | 46.48 | 0 | 0 | 0 | 0 | 0 | 7.48 | 0.10709 | 0 | 46.48 | 0 | 5.151 | 46.48 | 0 | 0 | 46.48 | 1 | 0 | 0 | 0 | 0
|  |  |  | 22.88 | 45.76 | 0 | 0 | 0 | 0 | 0 | 7.48 | 0.10709 | 0 | 45.76 | 0.389 | 0 | 45.371 | 0 | 0 | 45.371 | 1 | 0 | 0 | 0 | 0
|  |  |  | 25.72 | 51.44 | 0 | 0 | 0 | 0 | 0 | 7.48 | 0.10709 | 0 | 51.44 | 26.097 | 0 | 25.343 | 0 | 0 | 25.343 | 1 | 0 | 0 | 0 | 0
|  |  |  | 26.44 | 52.88 | 0 | 0 | 0 | 0 | 0 | 7.48 | 0.10709 | 0 | 52.88 | 48.874 | 0 | 4.006 | 0 | 0 | 4.006 | 1 | 0 | 0 | 0 | 0
|  |  |  | 26.08 | 52.16 | 0 | 0 | 0 | 0 | 0 | 7.48 | 0.10709 | 0 | 52.16 | 51.769 | 0 | 0 | 0 | 0 | 0 | 0.98616 | 0 | 0.391 | 0 | 0
|  |  |  | 26.08 | 52.16 | 0 | 0 | 0 | 0 | 0 | 7.48 | 0.10709 | 0 | 52.16 | 51.769 | 0 | 0 | 0 | 0 | 0 | 0.97231 | 0 | 0.391 | 0 | 0
|  |  |  | 25.56 | 51.12 | 0 | 0 | 0 | 0 | 0 | 7.48 | 0.10709 | 0 | 51.12 | 51.12 | 0 | 0 | 0 | 0 | 0 | 0.97231 | 0 | 0 | 0 | 0
|  |  |  | 19.84 | 39.68 | 0 | 0 | 0 | 0 | 0 | 7.48 | 0.10709 | 0 | 39.68 | 39.68 | 0 | 0 | 0 | 0 | 0 | 0.97231 | 0 | 0 | 0 | 0
|  |  |  | 15.12 | 30.24 | 0 | 0 | 0 | 0 | 0 | 7.48 | 0.10709 | 0 | 30.24 | 30.24 | 0 | 0 | 0 | 0 | 0 | 0.97231 | 0 | 0 | 0 | 0
|  |  |  | 10.4 | 20.8 | 0 | 0 | 0 | 0 | 0 | 7.48 | 0.10709 | 0 | 20.8 | 20.8 | 0 | 0 | 0 | 0 | 0 | 0.97231 | 0 | 0 | 0 | 0
|  |  |  | 8.52 | 17.04 | 0 | 0 | 0 | 0 | 0 | 7.48 | 0.10709 | 0 | 17.04 | 17.04 | 0 | 0 | 0 | 0 | 0 | 0.97231 | 0 | 0 | 0 | 0
|  |  |  | 10.48 | 20.96 | 0 | 0 | 0 | 0 | 0 | 7.48 | 0.10709 | 0 | 20.96 | 20.96 | 0 | 0 | 0 | 0 | 0 | 0.97231 | 0 | 0 | 0 | 0
|  |  |  | 13.4 | 26.8 | 0 | 0 | 0 | 0 | 0 | 7.48 | 0.10709 | 0 | 26.8 | 26.8 | 0 | 0 | 0 | 0 | 0 | 0.97231 | 0 | 0 | 0 | 0
|  |  |  | 15.08 | 30.16 | 0 | 0 | 0 | 0 | 0 | 7.48 | 0.10709 | 0 | 30.16 | 30.16 | 0 | 0 | 0 | 0 | 0 | 0.97231 | 0 | 0 | 0 | 0
|  |  |  | 15.52 | 31.04 | 0 | 0 | 0 | 0 | 0 | 7.48 | 0.10709 | 0 | 31.04 | 31.04 | 0 | 0 | 0 | 0 | 0 | 0.97231 | 0 | 0 | 0 | 0
|  |  |  | 17 | 34 | 0 | 0 | 0 | 0 | 0 | 7.48 | 0.10709 | 0 | 34 | 34 | 0 | 0 | 0 | 0 | 0 | 0.97231 | 0 | 0 | 0 | 0
|  |  |  | 22.36 | 44.72 | 0 | 0 | 0 | 0 | 0 | 7.48 | 0.10709 | 0 | 44.72 | 42.352 | 0 | 2.368 | 0 | 0 | 2.368 | 0.97231 | 0 | 0 | 0 | 0
|  |  |  | 23.8 | 47.6 | 0 | 0 | 0 | 0 | 0 | 7.48 | 0.10709 | 0 | 47.6 | 13.435 | 0 | 23.026 | 0 | 0 | 23.026 | 0.57774 | 0 | 11.14 | 0 | 0
|  |  |  | 29 | 58 | 0 | 0 | 0 | 0 | 0 | 7.48 | 0.10709 | 0 | 58 | 0 | 0 | 47.336 | 0 | 0 | 47.336 | 0.2 | 0 | 10.664 | 0 | 0
|  |  |  | 32.28 | 64.56 | 0 | 0 | 0 | 0 | 0 | 7.48 | 0.10709 | 0 | 64.56 | 0 | 0 | 66.079 | 1.519 | 0 | 64.56 | 0.24834 | 0 | 0 | 0 | 0
|  |  |  | 33.92 | 67.84 | 0 | 0 | 0 | 0 | 0 | 7.48 | 0.10709 | 0 | 67.84 | 0 | 0 | 72.742 | 4.902 | 0 | 67.84 | 0.40436 | 0 | 0 | 0 | 0
|  |  |  | 32.64 | 65.28 | 0 | 0 | 0 | 0 | 0 | 7.48 | 0.10709 | 0 | 65.28 | 0 | 0 | 76.042 | 10.762 | 0 | 65.28 | 0.7469 | 0 | 0 | 0 | 0
|  |  |  | 29.48 | 58.96 | 0 | 0 | 0 | 0 | 0 | 7.48 | 0.10709 | 0 | 58.96 | 0 | 9.281 | 66.912 | 7.952 | 0 | 58.96 | 1 | 0 | 0 | 0 | 0
|  |  |  | 28 | 56 | 0 | 0 | 0 | 0 | 0 | 7.48 | 0.10709 | 0 | 56 | 0 | 14.764 | 56 | 0 | 0 | 56 | 1 | 0 | 0 | 0 | 0
|  |  |  | 27.12 | 54.24 | 0 | 0 | 0 | 0 | 0 | 7.48 | 0.10709 | 0 | 54.24 | 0 | 15.882 | 54.24 | 0 | 0 | 54.24 | 1 | 0 | 0 | 0 | 0
|  |  |  | 25.6 | 51.2 | 0 | 0 | 0 | 0 | 0 | 7.48 | 0.10709 | 0 | 51.2 | 0.199 | 0 | 51.001 | 0 | 0 | 51.001 | 1 | 0 | 0 | 0 | 0
|  |  |  | 25.84 | 51.68 | 0 | 0 | 0 | 0 | 0 | 7.48 | 0.10709 | 0 | 51.68 | 24.901 | 0 | 26.779 | 0 | 0 | 26.779 | 1 | 0 | 0 | 0 | 0
|  |  |  | 26.36 | 52.72 | 0 | 0 | 0 | 0 | 0 | 7.48 | 0.10709 | 0 | 52.72 | 48.274 | 0 | 4.446 | 0 | 0 | 4.446 | 1 | 0 | 0 | 0 | 0
|  |  |  | 26 | 52 | 0 | 0 | 0 | 0 | 0 | 7.48 | 0.10709 | 0 | 52 | 51.769 | 0 | 0 | 0 | 0 | 0 | 0.99182 | 0 | 0.231 | 0 | 0
|  |  |  | 26.28 | 52.56 | 0 | 0 | 0 | 0 | 0 | 7.48 | 0.10709 | 0 | 52.56 | 51.769 | 0 | 0 | 0 | 0 | 0 | 0.96381 | 0 | 0.791 | 0 | 0
|  |  |  | 25.1333 | 50.2667 | 0 | 0 | 0 | 0 | 0 | 7.48 | 0.10709 | 0 | 50.267 | 50.267 | 0 | 0 | 0 | 0 | 0 | 0.96381 | 0 | 0 | 0 | 0
|  |  |  | 22.04 | 44.08 | 0 | 0 | 0 | 0 | 0 | 7.48 | 0.10709 | 0 | 44.08 | 44.08 | 0 | 0 | 0 | 0 | 0 | 0.96381 | 0 | 0 | 0 | 0
|  |  |  | 18.2267 | 36.4533 | 0 | 0 | 0 | 0 | 0 | 7.48 | 0.10709 | 0 | 36.453 | 36.453 | 0 | 0 | 0 | 0 | 0 | 0.96381 | 0 | 0 | 0 | 0
|  |  |  | 16.04 | 32.08 | 0 | 0 | 0 | 0 | 0 | 7.48 | 0.10709 | 0 | 32.08 | 32.08 | 0 | 0 | 0 | 0 | 0 | 0.96381 | 0 | 0 | 0 | 0
|  |  |  | 13.0133 | 26.0267 | 0 | 0 | 0 | 0 | 0 | 7.48 | 0.10709 | 0 | 26.027 | 26.027 | 0 | 0 | 0 | 0 | 0 | 0.96381 | 0 | 0 | 0 | 0
|  |  |  | 10.76 | 21.52 | 0 | 0 | 0 | 0 | 0 | 7.48 | 0.10709 | 0 | 21.52 | 21.52 | 0 | 0 | 0 | 0 | 0 | 0.96381 | 0 | 0 | 0 | 0
|  |  |  | 13.64 | 27.28 | 0 | 0 | 0 | 0 | 0 | 7.48 | 0.10709 | 0 | 27.28 | 27.28 | 0 | 0 | 0 | 0 | 0 | 0.96381 | 0 | 0 | 0 | 0
|  |  |  | 14.96 | 29.92 | 0 | 0 | 0 | 0 | 0 | 7.48 | 0.10709 | 0 | 29.92 | 29.92 | 0 | 0 | 0 | 0 | 0 | 0.96381 | 0 | 0 | 0 | 0
|  |  |  | 15.72 | 31.44 | 0 | 0 | 0 | 0 | 0 | 7.48 | 0.10709 | 0 | 31.44 | 31.44 | 0 | 0 | 0 | 0 | 0 | 0.96381 | 0 | 0 | 0 | 0
|  |  |  | 15.6 | 31.2 | 0 | 0 | 0 | 0 | 0 | 7.48 | 0.10709 | 0 | 31.2 | 31.2 | 0 | 0 | 0 | 0 | 0 | 0.96381 | 0 | 0 | 0 | 0
|  |  |  | 19.92 | 39.84 | 0 | 0 | 0 | 0 | 0 | 7.48 | 0.10709 | 0 | 39.84 | 39.84 | 0 | 0 | 0 | 0 | 0 | 0.96381 | 0 | 0 | 0 | 0
|  |  |  | 23.08 | 46.16 | 0 | 0 | 0 | 0 | 0 | 7.48 | 0.10709 | 0 | 46.16 | 33.244 | 0 | 4.27 | 0 | 0 | 4.27 | 0.65758 | 0 | 8.646 | 0 | 0
|  |  |  | 26.8 | 53.6 | 0 | 0 | 0 | 0 | 0 | 7.48 | 0.10709 | 0 | 53.6 | 25.666 | 0 | 15.38 | 0 | 0 | 15.38 | 0.21291 | 0 | 12.554 | 0 | 0
|  |  |  | 27.44 | 54.88 | 0 | 0 | 0 | 0 | 0 | 7.48 | 0.10709 | 0 | 54.88 | 0 | 0 | 54.516 | 0 | 0 | 54.516 | 0.2 | 0 | 0.364 | 0 | 0
|  |  |  | 29.16 | 58.32 | 0 | 0 | 0 | 0 | 0 | 7.48 | 0.12502 | 0 | 58.32 | 0 | 0 | 64.983 | 6.663 | 0 | 58.32 | 0.41206 | 0 | 0 | 0 | 0
|  |  |  | 31.84 | 63.68 | 0 | 0 | 0 | 0 | 0 | 7.48 | 0.12502 | 0 | 63.68 | 0 | 0.665 | 76.234 | 12.554 | 0 | 63.68 | 0.81163 | 0 | 0 | 0 | 0
|  |  |  | 27.96 | 55.92 | 0 | 0 | 0 | 0 | 0 | 7.48 | 0.12502 | 0 | 55.92 | 0 | 6.608 | 61.838 | 5.918 | 0 | 55.92 | 1 | 0 | 0 | 0 | 0
|  |  |  | 24.8 | 49.6 | 0 | 0 | 0 | 0 | 0 | 12.23 | 0.12502 | 0 | 49.6 | 0 | 17.008 | 49.6 | 0 | 0 | 49.6 | 1 | 0 | 0 | 0 | 0
|  |  |  | 24.24 | 48.48 | 0 | 0 | 0 | 0 | 0 | 12.23 | 0.12502 | 0 | 48.48 | 0 | 12.472 | 48.48 | 0 | 0 | 48.48 | 1 | 0 | 0 | 0 | 0
|  |  |  | 24.88 | 49.76 | 0 | 0 | 0 | 0 | 0 | 12.23 | 0.12502 | 0 | 49.76 | 7.702 | 0 | 42.058 | 0 | 0 | 42.058 | 1 | 0 | 0 | 0 | 0
|  |  |  | 27.12 | 54.24 | 0 | 0 | 0 | 0 | 0 | 12.23 | 0.12502 | 0 | 54.24 | 27.751 | 0 | 26.489 | 0 | 0 | 26.489 | 1 | 0 | 0 | 0 | 0
|  |  |  | 26.08 | 52.16 | 0 | 0 | 0 | 0 | 0 | 7.48 | 0.12502 | 0 | 52.16 | 47.739 | 0 | 4.421 | 0 | 0 | 4.421 | 1 | 0 | 0 | 0 | 0
|  |  |  | 26 | 52 | 0 | 0 | 0 | 0 | 0 | 7.48 | 0.12502 | 0 | 52 | 41.968 | 0 | 0 | 0 | 0 | 0 | 0.64467 | 0 | 10.032 | 0 | 0
|  |  |  | 25.64 | 51.28 | 0 | 0 | 0 | 0 | 0 | 7.48 | 0.12502 | 0 | 51.28 | 38.726 | 0 | 0 | 0 | 0 | 0 | 0.2 | 0 | 12.554 | 0 | 0
|  |  |  | 25.72 | 51.44 | 0 | 0 | 0 | 0 | 0 | 7.48 | 0.10709 | 0 | 51.44 | 51.44 | 0 | 0 | 0 | 0 | 0 | 0.2 | 0 | 0 | 0 | 0
|  |  |  | 24.04 | 48.08 | 0 | 0 | 0 | 0 | 0 | 7.48 | 0.10709 | 0 | 48.08 | 48.08 | 0 | 0 | 0 | 0 | 0 | 0.2 | 0 | 0 | 0 | 0
|  |  |  | 16.08 | 32.16 | 0 | 0 | 0 | 0 | 0 | 7.48 | 0.10709 | 0 | 32.16 | 32.16 | 0 | 0 | 0 | 0 | 0 | 0.2 | 0 | 0 | 0 | 0
|  |  |  | 10.2 | 20.4 | 0 | 0 | 0 | 0 | 0 | 7.48 | 0.10709 | 0 | 20.4 | 20.4 | 0 | 0 | 0 | 0 | 0 | 0.2 | 0 | 0 | 0 | 0
|  |  |  | 8.56 | 17.12 | 0 | 0 | 0 | 0 | 0 | 7.48 | 0.10709 | 0 | 17.12 | 17.12 | 0 | 0 | 0 | 0 | 0 | 0.2 | 0 | 0 | 0 | 0
|  |  |  | 9.72 | 19.44 | 0 | 0 | 0 | 0 | 0 | 7.48 | 0.10709 | 0 | 19.44 | 19.44 | 0 | 0 | 0 | 0 | 0 | 0.2 | 0 | 0 | 0 | 0
|  |  |  | 12.76 | 25.52 | 0 | 0 | 0 | 0 | 0 | 7.48 | 0.10709 | 0 | 25.52 | 25.52 | 0 | 0 | 0 | 0 | 0 | 0.2 | 0 | 0 | 0 | 0
|  |  |  | 14.8 | 29.6 | 0 | 0 | 0 | 0 | 0 | 7.48 | 0.10709 | 0 | 29.6 | 29.6 | 0 | 0 | 0 | 0 | 0 | 0.2 | 0 | 0 | 0 | 0
|  |  |  | 15.28 | 30.56 | 0 | 0 | 0 | 0 | 0 | 7.48 | 0.10709 | 0 | 30.56 | 30.56 | 0 | 0 | 0 | 0 | 0 | 0.2 | 0 | 0 | 0 | 0
|  |  |  | 15.68 | 31.36 | 0 | 0 | 0 | 0 | 0 | 7.48 | 0.10709 | 0 | 31.36 | 31.36 | 0 | 0 | 0 | 0 | 0 | 0.2 | 0 | 0 | 0 | 0
|  |  |  | 22.92 | 45.84 | 0 | 0 | 0 | 0 | 0 | 7.48 | 0.10709 | 0 | 45.84 | 42.754 | 0 | 3.086 | 0 | 0 | 3.086 | 0.2 | 0 | 0 | 0 | 0
|  |  |  | 24.44 | 48.88 | 0 | 0 | 0 | 0 | 0 | 7.48 | 0.10709 | 0 | 48.88 | 35.301 | 0 | 13.579 | 0 | 0 | 13.579 | 0.2 | 0 | 0 | 0 | 0
|  |  |  | 25.96 | 51.92 | 0 | 0 | 0 | 0 | 0 | 7.48 | 0.10709 | 0 | 51.92 | 18.049 | 0 | 33.871 | 0 | 0 | 33.871 | 0.2 | 0 | 0 | 0 | 0
|  |  |  | 29.6 | 59.2 | 0 | 0 | 0 | 0 | 0 | 7.48 | 0.10709 | 0 | 59.2 | 0 | 0 | 68.472 | 9.272 | 0 | 59.2 | 0.49511 | 0 | 0 | 0 | 0
|  |  |  | 30.68 | 61.36 | 0 | 0 | 0 | 0 | 0 | 7.48 | 0.12502 | 0 | 61.36 | 0 | 3.917 | 73.914 | 12.554 | 0 | 61.36 | 0.89467 | 0 | 0 | 0 | 0
|  |  |  | 29.2 | 58.4 | 0 | 0 | 0 | 0 | 0 | 7.48 | 0.12502 | 0 | 58.4 | 0 | 21.525 | 61.709 | 3.309 | 0 | 58.4 | 1 | 0 | 0 | 0 | 0
|  |  |  | 26.68 | 53.36 | 0 | 0 | 0 | 0 | 0 | 7.48 | 0.12502 | 0 | 53.36 | 0 | 26.713 | 53.36 | 0 | 0 | 53.36 | 1 | 0 | 0 | 0 | 0
|  |  |  | 25.76 | 51.52 | 0 | 0 | 0 | 0 | 0 | 12.23 | 0.12502 | 0 | 51.52 | 0 | 22.935 | 51.52 | 0 | 0 | 51.52 | 1 | 0 | 0 | 0 | 0
|  |  |  | 27.4 | 54.8 | 0 | 0 | 0 | 0 | 0 | 12.23 | 0.12502 | 0 | 54.8 | 0 | 8.571 | 54.8 | 0 | 0 | 54.8 | 1 | 0 | 0 | 0 | 0
|  |  |  | 23.68 | 47.36 | 0 | 0 | 0 | 0 | 0 | 12.23 | 0.12502 | 0 | 47.36 | 0.465 | 0 | 46.895 | 0 | 0 | 46.895 | 1 | 0 | 0 | 0 | 0
|  |  |  | 23.86 | 47.72 | 0 | 0 | 0 | 0 | 0 | 12.23 | 0.12502 | 0 | 47.72 | 32.428 | 0 | 15.292 | 0 | 0 | 15.292 | 1 | 0 | 0 | 0 | 0
|  |  |  | 24.88 | 49.76 | 0 | 0 | 0 | 0 | 0 | 7.48 | 0.12502 | 0 | 49.76 | 47.367 | 0 | 2.393 | 0 | 0 | 2.393 | 1 | 0 | 0 | 0 | 0
|  |  |  | 25.96 | 51.92 | 0 | 0 | 0 | 0 | 0 | 7.48 | 0.12502 | 0 | 51.92 | 41.888 | 0 | 0 | 0 | 0 | 0 | 0.64467 | 0 | 10.032 | 0 | 0
|  |  |  | 26.12 | 52.24 | 0 | 0 | 0 | 0 | 0 | 7.48 | 0.12502 | 0 | 52.24 | 39.686 | 0 | 0 | 0 | 0 | 0 | 0.2 | 0 | 12.554 | 0 | 0
|  |  |  | 24.9371 | 49.8743 | 0 | 0 | 0 | 0 | 0 | 7.48 | 0.10709 | 0 | 49.874 | 49.874 | 0 | 0 | 0 | 0 | 0 | 0.2 | 0 | 0 | 0 | 0
|  |  |  | 22.7428 | 45.4856 | 0 | 0 | 0 | 0 | 0 | 7.48 | 0.10709 | 0 | 45.486 | 45.486 | 0 | 0 | 0 | 0 | 0 | 0.2 | 0 | 0 | 0 | 0
|  |  |  | 23.6 | 47.2 | 0 | 0 | 0 | 0 | 0 | 7.48 | 0.10709 | 0 | 47.2 | 47.2 | 0 | 0 | 0 | 0 | 0 | 0.2 | 0 | 0 | 0 | 0
|  |  |  | 16.6 | 33.2 | 0 | 0 | 0 | 0 | 0 | 7.48 | 0.10709 | 0 | 33.2 | 33.2 | 0 | 0 | 0 | 0 | 0 | 0.2 | 0 | 0 | 0 | 0
|  |  |  | 13.96 | 27.92 | 0 | 0 | 0 | 0 | 0 | 7.48 | 0.10709 | 0 | 27.92 | 27.92 | 0 | 0 | 0 | 0 | 0 | 0.2 | 0 | 0 | 0 | 0
|  |  |  | 13.6 | 27.2 | 0 | 0 | 0 | 0 | 0 | 7.48 | 0.10709 | 0 | 27.2 | 27.2 | 0 | 0 | 0 | 0 | 0 | 0.2 | 0 | 0 | 0 | 0
|  |  |  | 17.68 | 35.36 | 0 | 0 | 0 | 0 | 0 | 7.48 | 0.10709 | 0 | 35.36 | 35.36 | 0 | 0 | 0 | 0 | 0 | 0.2 | 0 | 0 | 0 | 0
|  |  |  | 15.36 | 30.72 | 0 | 0 | 0 | 0 | 0 | 7.48 | 0.10709 | 0 | 30.72 | 30.72 | 0 | 0 | 0 | 0 | 0 | 0.2 | 0 | 0 | 0 | 0
|  |  |  | 15.88 | 31.76 | 0 | 0 | 0 | 0 | 0 | 7.48 | 0.10709 | 0 | 31.76 | 31.76 | 0 | 0 | 0 | 0 | 0 | 0.2 | 0 | 0 | 0 | 0
|  |  |  | 15.72 | 31.44 | 0 | 0 | 0 | 0 | 0 | 7.48 | 0.10709 | 0 | 31.44 | 31.44 | 0 | 0 | 0 | 0 | 0 | 0.2 | 0 | 0 | 0 | 0
|  |  |  | 17.28 | 34.56 | 0 | 0 | 0 | 0 | 0 | 7.48 | 0.10709 | 0 | 34.56 | 33.023 | 0 | 1.537 | 0 | 0 | 1.537 | 0.2 | 0 | 0 | 0 | 0
|  |  |  | 21.12 | 42.24 | 0 | 0 | 0 | 0 | 0 | 7.48 | 0.10709 | 0 | 42.24 | 16.557 | 0 | 25.683 | 0 | 0 | 25.683 | 0.2 | 0 | 0 | 0 | 0
|  |  |  | 23.92 | 47.84 | 0 | 0 | 0 | 0 | 0 | 7.48 | 0.10709 | 0 | 47.84 | 0 | 0 | 51.026 | 3.186 | 0 | 47.84 | 0.30142 | 0 | 0 | 0 | 0
|  |  |  | 24.28 | 48.56 | 0 | 0 | 0 | 0 | 0 | 7.48 | 0.10709 | 0 | 48.56 | 0 | 9.336 | 61.114 | 12.554 | 0 | 48.56 | 0.70098 | 0 | 0 | 0 | 0
|  |  |  | 23.52 | 47.04 | 0 | 0 | 0 | 0 | 0 | 7.48 | 0.12502 | 0 | 47.04 | 0 | 26.724 | 56.435 | 9.395 | 0 | 47.04 | 1 | 0 | 0 | 0 | 0
|  |  |  | 23.96 | 47.92 | 0 | 0 | 0 | 0 | 0 | 7.48 | 0.12502 | 0 | 47.92 | 0 | 40.391 | 47.92 | 0 | 0 | 47.92 | 1 | 0 | 0 | 0 | 0
|  |  |  | 23.56 | 47.12 | 0 | 0 | 0 | 0 | 0 | 7.48 | 0.12502 | 0 | 47.12 | 0 | 39.326 | 47.12 | 0 | 0 | 47.12 | 1 | 0 | 0 | 0 | 0
|  |  |  | 23.12 | 46.24 | 0 | 0 | 0 | 0 | 0 | 12.23 | 0.12502 | 0 | 46.24 | 0 | 31.906 | 46.24 | 0 | 0 | 46.24 | 1 | 0 | 0 | 0 | 0
|  |  |  | 21.64 | 43.28 | 0 | 0 | 0 | 0 | 0 | 12.23 | 0.12502 | 0 | 43.28 | 0 | 21.564 | 43.28 | 0 | 0 | 43.28 | 1 | 0 | 0 | 0 | 0
|  |  |  | 21.56 | 43.12 | 0 | 0 | 0 | 0 | 0 | 12.23 | 0.12502 | 0 | 43.12 | 0 | 5.526 | 43.12 | 0 | 0 | 43.12 | 1 | 0 | 0 | 0 | 0
|  |  |  | 21.72 | 43.44 | 0 | 0 | 0 | 0 | 0 | 12.23 | 0.12502 | 0 | 43.44 | 16.699 | 0 | 26.741 | 0 | 0 | 26.741 | 1 | 0 | 0 | 0 | 0
|  |  |  | 22.6 | 45.2 | 0 | 0 | 0 | 0 | 0 | 7.48 | 0.12502 | 0 | 45.2 | 40.174 | 0 | 5.026 | 0 | 0 | 5.026 | 1 | 0 | 0 | 0 | 0
|  |  |  | 21.96 | 43.92 | 0 | 0 | 0 | 0 | 0 | 7.48 | 0.12502 | 0 | 43.92 | 33.888 | 0 | 0 | 0 | 0 | 0 | 0.64467 | 0 | 10.032 | 0 | 0
|  |  |  | 22.04 | 44.08 | 0 | 0 | 0 | 0 | 0 | 7.48 | 0.12502 | 0 | 44.08 | 31.526 | 0 | 0 | 0 | 0 | 0 | 0.2 | 0 | 12.554 | 0 | 0
|  |  |  | 21.08 | 42.16 | 0 | 0 | 0 | 0 | 0 | 7.48 | 0.10709 | 0 | 42.16 | 42.16 | 0 | 0 | 0 | 0 | 0 | 0.2 | 0 | 0 | 0 | 0
|  |  |  | 21.24 | 42.48 | 0 | 0 | 0 | 0 | 0 | 7.48 | 0.10709 | 0 | 42.48 | 42.48 | 0 | 0 | 0 | 0 | 0 | 0.2 | 0 | 0 | 0 | 0
|  |  |  | 21 | 42 | 0 | 0 | 0 | 0 | 0 | 7.48 | 0.10709 | 0 | 42 | 42 | 0 | 0 | 0 | 0 | 0 | 0.2 | 0 | 0 | 0 | 0
|  |  |  | 17.84 | 35.68 | 0 | 0 | 0 | 0 | 0 | 7.48 | 0.10709 | 0 | 35.68 | 35.68 | 0 | 0 | 0 | 0 | 0 | 0.2 | 0 | 0 | 0 | 0
|  |  |  | 14 | 28 | 0 | 0 | 0 | 0 | 0 | 7.48 | 0.10709 | 0 | 28 | 28 | 0 | 0 | 0 | 0 | 0 | 0.2 | 0 | 0 | 0 | 0
|  |  |  | 13.44 | 26.88 | 0 | 0 | 0 | 0 | 0 | 7.48 | 0.10709 | 0 | 26.88 | 26.88 | 0 | 0 | 0 | 0 | 0 | 0.2 | 0 | 0 | 0 | 0
|  |  |  | 3.92 | 7.84 | 0 | 0 | 0 | 0 | 0 | 7.48 | 0.10709 | 0 | 7.84 | 7.84 | 0 | 0 | 0 | 0 | 0 | 0.2 | 0 | 0 | 0 | 0
|  |  |  | 14.64 | 29.28 | 0 | 0 | 0 | 0 | 0 | 7.48 | 0.10709 | 0 | 29.28 | 29.28 | 0 | 0 | 0 | 0 | 0 | 0.2 | 0 | 0 | 0 | 0
|  |  |  | 21.08 | 42.16 | 0 | 0 | 0 | 0 | 0 | 7.48 | 0.10709 | 0 | 42.16 | 42.16 | 0 | 0 | 0 | 0 | 0 | 0.2 | 0 | 0 | 0 | 0
|  |  |  | 19.72 | 39.44 | 0 | 0 | 0 | 0 | 0 | 7.48 | 0.10709 | 0 | 39.44 | 39.44 | 0 | 0 | 0 | 0 | 0 | 0.2 | 0 | 0 | 0 | 0
|  |  |  | 15.12 | 30.24 | 0 | 0 | 0 | 0 | 0 | 7.48 | 0.10709 | 0 | 30.24 | 26.386 | 0 | 3.854 | 0 | 0 | 3.854 | 0.2 | 0 | 0 | 0 | 0
|  |  |  | 15.8 | 31.6 | 0 | 0 | 0 | 0 | 0 | 7.48 | 0.10709 | 0 | 31.6 | 5.677 | 0 | 25.923 | 0 | 0 | 25.923 | 0.2 | 0 | 0 | 0 | 0
|  |  |  | 22.68 | 45.36 | 0 | 0 | 0 | 0 | 0 | 7.48 | 0.10709 | 0 | 45.36 | 0 | 0 | 50.069 | 4.709 | 0 | 45.36 | 0.34988 | 0 | 0 | 0 | 0
|  |  |  | 21.96 | 43.92 | 0 | 0 | 0 | 0 | 0 | 7.48 | 0.10709 | 0 | 43.92 | 0 | 10.096 | 56.474 | 12.554 | 0 | 43.92 | 0.74945 | 0 | 0 | 0 | 0
|  |  |  | 22.48 | 44.96 | 0 | 0 | 0 | 0 | 0 | 7.48 | 0.12502 | 0 | 44.96 | 0 | 24.583 | 52.832 | 7.872 | 0 | 44.96 | 1 | 0 | 0 | 0 | 0
|  |  |  | 22.96 | 45.92 | 0 | 0 | 0 | 0 | 0 | 7.48 | 0.12502 | 0 | 45.92 | 0 | 37.138 | 45.92 | 0 | 0 | 45.92 | 1 | 0 | 0 | 0 | 0
|  |  |  | 23.9334 | 47.8667 | 0 | 0 | 0 | 0 | 0 | 7.48 | 0.12502 | 0 | 47.867 | 0 | 35.103 | 47.867 | 0 | 0 | 47.867 | 1 | 0 | 0 | 0 | 0
|  |  |  | 24.0867 | 48.1733 | 0 | 0 | 0 | 0 | 0 | 12.23 | 0.12502 | 0 | 48.173 | 0 | 31.27 | 48.173 | 0 | 0 | 48.173 | 1 | 0 | 0 | 0 | 0
|  |  |  | 22.88 | 45.76 | 0 | 0 | 0 | 0 | 0 | 12.23 | 0.12502 | 0 | 45.76 | 0 | 22.082 | 45.76 | 0 | 0 | 45.76 | 1 | 0 | 0 | 0 | 0
|  |  |  | 22.8 | 45.6 | 0 | 0 | 0 | 0 | 0 | 12.23 | 0.12502 | 0 | 45.6 | 0 | 4.721 | 45.6 | 0 | 0 | 45.6 | 1 | 0 | 0 | 0 | 0
|  |  |  | 21.72 | 43.44 | 0 | 0 | 0 | 0 | 0 | 12.23 | 0.12502 | 0 | 43.44 | 16.031 | 0 | 27.409 | 0 | 0 | 27.409 | 1 | 0 | 0 | 0 | 0
|  |  |  | 23.04 | 46.08 | 0 | 0 | 0 | 0 | 0 | 7.48 | 0.12502 | 0 | 46.08 | 41.117 | 0 | 4.963 | 0 | 0 | 4.963 | 1 | 0 | 0 | 0 | 0
|  |  |  | 20.88 | 41.76 | 0 | 0 | 0 | 0 | 0 | 7.48 | 0.12502 | 0 | 41.76 | 31.728 | 0 | 0 | 0 | 0 | 0 | 0.64467 | 0 | 10.032 | 0 | 0
|  |  |  | 19.64 | 39.28 | 0 | 0 | 0 | 0 | 0 | 7.48 | 0.12502 | 0 | 39.28 | 26.726 | 0 | 0 | 0 | 0 | 0 | 0.2 | 0 | 12.554 | 0 | 0
|  |  |  | 19.96 | 39.92 | 0 | 0 | 0 | 0 | 0 | 7.48 | 0.10709 | 0 | 39.92 | 39.92 | 0 | 0 | 0 | 0 | 0 | 0.2 | 0 | 0 | 0 | 0
|  |  |  | 21.76 | 43.52 | 0 | 0 | 0 | 0 | 0 | 7.48 | 0.10709 | 0 | 43.52 | 43.52 | 0 | 0 | 0 | 0 | 0 | 0.2 | 0 | 0 | 0 | 0
|  |  |  | 21.56 | 43.12 | 0 | 0 | 0 | 0 | 0 | 7.48 | 0.10709 | 0 | 43.12 | 43.12 | 0 | 0 | 0 | 0 | 0 | 0.2 | 0 | 0 | 0 | 0
|  |  |  | 17.04 | 34.08 | 0 | 0 | 0 | 0 | 0 | 7.48 | 0.10709 | 0 | 34.08 | 34.08 | 0 | 0 | 0 | 0 | 0 | 0.2 | 0 | 0 | 0 | 0
|  |  |  | 15.72 | 31.44 | 0 | 0 | 0 | 0 | 0 | 7.48 | 0.10709 | 0 | 31.44 | 31.44 | 0 | 0 | 0 | 0 | 0 | 0.2 | 0 | 0 | 0 | 0
|  |  |  | 12.4 | 24.8 | 0 | 0 | 0 | 0 | 0 | 7.48 | 0.10709 | 0 | 24.8 | 24.8 | 0 | 0 | 0 | 0 | 0 | 0.2 | 0 | 0 | 0 | 0
|  |  |  | 10.9829 | 21.9657 | 0 | 0 | 0 | 0 | 0 | 7.48 | 0.10709 | 0 | 21.966 | 21.966 | 0 | 0 | 0 | 0 | 0 | 0.2 | 0 | 0 | 0 | 0
|  |  |  | 13.8172 | 27.6344 | 0 | 0 | 0 | 0 | 0 | 7.48 | 0.10709 | 0 | 27.634 | 27.634 | 0 | 0 | 0 | 0 | 0 | 0.2 | 0 | 0 | 0 | 0
|  |  |  | 14.52 | 29.04 | 0 | 0 | 0 | 0 | 0 | 7.48 | 0.10709 | 0 | 29.04 | 29.04 | 0 | 0 | 0 | 0 | 0 | 0.2 | 0 | 0 | 0 | 0
|  |  |  | 15.6 | 31.2 | 0 | 0 | 0 | 0 | 0 | 7.48 | 0.10709 | 0 | 31.2 | 31.2 | 0 | 0 | 0 | 0 | 0 | 0.2 | 0 | 0 | 0 | 0
|  |  |  | 21.84 | 43.68 | 0 | 0 | 0 | 0 | 0 | 7.48 | 0.10709 | 0 | 43.68 | 39.75 | 0 | 3.93 | 0 | 0 | 3.93 | 0.2 | 0 | 0 | 0 | 0
|  |  |  | 25.64 | 51.28 | 0 | 0 | 0 | 0 | 0 | 7.48 | 0.10709 | 0 | 51.28 | 25.446 | 0 | 25.834 | 0 | 0 | 25.834 | 0.2 | 0 | 0 | 0 | 0
|  |  |  | 28.16 | 56.32 | 0 | 0 | 0 | 0 | 0 | 7.48 | 0.10709 | 0 | 56.32 | 6.604 | 0 | 49.716 | 0 | 0 | 49.716 | 0.2 | 0 | 0 | 0 | 0
|  |  |  | 27.64 | 55.28 | 0 | 0 | 0 | 0 | 0 | 7.48 | 0.10709 | 0 | 55.28 | 0 | 0 | 67.301 | 12.021 | 0 | 55.28 | 0.58259 | 0 | 0 | 0 | 0
|  |  |  | 26.6 | 53.2 | 0 | 0 | 0 | 0 | 0 | 7.48 | 0.12502 | 0 | 53.2 | 0 | 13.022 | 65.754 | 12.554 | 0 | 53.2 | 0.98215 | 0 | 0 | 0 | 0
|  |  |  | 30 | 60 | 0 | 0 | 0 | 0 | 0 | 7.48 | 0.12502 | 0 | 60 | 0 | 25.747 | 60.561 | 0.561 | 0 | 60 | 1 | 0 | 0 | 0 | 0
|  |  |  | 30.92 | 61.84 | 0 | 0 | 0 | 0 | 0 | 7.48 | 0.12502 | 0 | 61.84 | 0 | 24.418 | 61.84 | 0 | 0 | 61.84 | 1 | 0 | 0 | 0 | 0
|  |  |  | 23.52 | 47.04 | 0 | 0 | 0 | 0 | 0 | 12.23 | 0.12502 | 0 | 47.04 | 0 | 33.789 | 47.04 | 0 | 0 | 47.04 | 1 | 0 | 0 | 0 | 0
|  |  |  | 23.92 | 47.84 | 0 | 0 | 0 | 0 | 0 | 12.23 | 0.12502 | 0 | 47.84 | 0 | 21.249 | 47.84 | 0 | 0 | 47.84 | 1 | 0 | 0 | 0 | 0
|  |  |  | 21.76 | 43.52 | 0 | 0 | 0 | 0 | 0 | 12.23 | 0.12502 | 0 | 43.52 | 0 | 7.506 | 43.52 | 0 | 0 | 43.52 | 1 | 0 | 0 | 0 | 0
|  |  |  | 21.84 | 43.68 | 0 | 0 | 0 | 0 | 0 | 12.23 | 0.12502 | 0 | 43.68 | 16.284 | 0 | 27.396 | 0 | 0 | 27.396 | 1 | 0 | 0 | 0 | 0
|  |  |  | 24.8 | 49.6 | 0 | 0 | 0 | 0 | 0 | 7.48 | 0.12502 | 0 | 49.6 | 44.599 | 0 | 5.001 | 0 | 0 | 5.001 | 1 | 0 | 0 | 0 | 0
|  |  |  | 26.28 | 52.56 | 0 | 0 | 0 | 0 | 0 | 7.48 | 0.12502 | 0 | 52.56 | 45.63 | 0 | 0 | 0 | 0 | 0 | 0.75453 | 0 | 6.93 | 0 | 0
|  |  |  | 28.08 | 56.16 | 0 | 0 | 0 | 0 | 0 | 7.48 | 0.12502 | 0 | 56.16 | 43.606 | 0 | 0 | 0 | 0 | 0 | 0.30987 | 0 | 12.554 | 0 | 0
|  |  |  | 27.4 | 54.8 | 0 | 0 | 0 | 0 | 0 | 7.48 | 0.10709 | 0 | 54.8 | 51.769 | 0 | 0 | 0 | 0 | 0 | 0.20251 | 0 | 3.031 | 0 | 0
|  |  |  | 25.92 | 51.84 | 0 | 0 | 0 | 0 | 0 | 7.48 | 0.10709 | 0 | 51.84 | 51.769 | 0 | 0 | 0 | 0 | 0 | 0.2 | 0 | 0.071 | 0 | 0
|  |  |  | 18.04 | 36.08 | 0 | 0 | 0 | 0 | 0 | 7.48 | 0.10709 | 0 | 36.08 | 36.08 | 0 | 0 | 0 | 0 | 0 | 0.2 | 0 | 0 | 0 | 0
|  |  |  | 13.64 | 27.28 | 0 | 0 | 0 | 0 | 0 | 7.48 | 0.10709 | 0 | 27.28 | 27.28 | 0 | 0 | 0 | 0 | 0 | 0.2 | 0 | 0 | 0 | 0
|  |  |  | 12 | 24 | 0 | 0 | 0 | 0 | 0 | 7.48 | 0.10709 | 0 | 24 | 24 | 0 | 0 | 0 | 0 | 0 | 0.2 | 0 | 0 | 0 | 0
|  |  |  | 11.6 | 23.2 | 0 | 0 | 0 | 0 | 0 | 7.48 | 0.10709 | 0 | 23.2 | 23.2 | 0 | 0 | 0 | 0 | 0 | 0.2 | 0 | 0 | 0 | 0
|  |  |  | 16 | 32 | 0 | 0 | 0 | 0 | 0 | 7.48 | 0.10709 | 0 | 32 | 32 | 0 | 0 | 0 | 0 | 0 | 0.2 | 0 | 0 | 0 | 0
|  |  |  | 15.12 | 30.24 | 0 | 0 | 0 | 0 | 0 | 7.48 | 0.10709 | 0 | 30.24 | 30.24 | 0 | 0 | 0 | 0 | 0 | 0.2 | 0 | 0 | 0 | 0
|  |  |  | 13.8 | 27.6 | 0 | 0 | 0 | 0 | 0 | 7.48 | 0.10709 | 0 | 27.6 | 27.6 | 0 | 0 | 0 | 0 | 0 | 0.2 | 0 | 0 | 0 | 0
|  |  |  | 17.12 | 34.24 | 0 | 0 | 0 | 0 | 0 | 7.48 | 0.10709 | 0 | 34.24 | 34.24 | 0 | 0 | 0 | 0 | 0 | 0.2 | 0 | 0 | 0 | 0
|  |  |  | 23.92 | 47.84 | 0 | 0 | 0 | 0 | 0 | 7.48 | 0.10709 | 0 | 47.84 | 43.583 | 0 | 4.257 | 0 | 0 | 4.257 | 0.2 | 0 | 0 | 0 | 0
|  |  |  | 24 | 48 | 0 | 0 | 0 | 0 | 0 | 7.48 | 0.10709 | 0 | 48 | 37.923 | 0 | 10.077 | 0 | 0 | 10.077 | 0.2 | 0 | 0 | 0 | 0
|  |  |  | 25.96 | 51.92 | 0 | 0 | 0 | 0 | 0 | 7.48 | 0.10709 | 0 | 51.92 | 2.292 | 0 | 49.628 | 0 | 0 | 49.628 | 0.2 | 0 | 0 | 0 | 0
|  |  |  | 25.6 | 51.2 | 0 | 0 | 0 | 0 | 0 | 7.48 | 0.10709 | 0 | 51.2 | 0 | 2.375 | 63.754 | 12.554 | 0 | 51.2 | 0.59956 | 0 | 0 | 0 | 0
|  |  |  | 25.58 | 51.16 | 0 | 0 | 0 | 0 | 0 | 7.48 | 0.10709 | 0 | 51.16 | 0 | 15.528 | 63.714 | 12.554 | 0 | 51.16 | 0.99913 | 0 | 0 | 0 | 0
|  |  |  | 25.88 | 51.76 | 0 | 0 | 0 | 0 | 0 | 7.48 | 0.10709 | 0 | 51.76 | 0 | 32.707 | 51.787 | 0.027 | 0 | 51.76 | 1 | 0 | 0 | 0 | 0
|  |  |  | 25.08 | 50.16 | 0 | 0 | 0 | 0 | 0 | 7.48 | 0.10709 | 0 | 50.16 | 0 | 36.098 | 50.16 | 0 | 0 | 50.16 | 1 | 0 | 0 | 0 | 0
|  |  |  | 24.72 | 49.44 | 0 | 0 | 0 | 0 | 0 | 7.48 | 0.10709 | 0 | 49.44 | 0 | 32.648 | 49.44 | 0 | 0 | 49.44 | 1 | 0 | 0 | 0 | 0
|  |  |  | 24.84 | 49.68 | 0 | 0 | 0 | 0 | 0 | 7.48 | 0.10709 | 0 | 49.68 | 0 | 20.329 | 49.68 | 0 | 0 | 49.68 | 1 | 0 | 0 | 0 | 0
|  |  |  | 24 | 48 | 0 | 0 | 0 | 0 | 0 | 7.48 | 0.10709 | 0 | 48 | 0 | 2.749 | 48 | 0 | 0 | 48 | 1 | 0 | 0 | 0 | 0
|  |  |  | 24.56 | 49.12 | 0 | 0 | 0 | 0 | 0 | 7.48 | 0.10709 | 0 | 49.12 | 21.535 | 0 | 27.585 | 0 | 0 | 27.585 | 1 | 0 | 0 | 0 | 0
|  |  |  | 25.84 | 51.68 | 0 | 0 | 0 | 0 | 0 | 7.48 | 0.10709 | 0 | 51.68 | 46.465 | 0 | 5.215 | 0 | 0 | 5.215 | 1 | 0 | 0 | 0 | 0
|  |  |  | 26.28 | 52.56 | 0 | 0 | 0 | 0 | 0 | 7.48 | 0.10709 | 0 | 52.56 | 51.769 | 0 | 0 | 0 | 0 | 0 | 0.97199 | 0 | 0.791 | 0 | 0
|  |  |  | 25.88 | 51.76 | 0 | 0 | 0 | 0 | 0 | 7.48 | 0.10709 | 0 | 51.76 | 51.76 | 0 | 0 | 0 | 0 | 0 | 0.97199 | 0 | 0 | 0 | 0
|  |  |  | 25.2 | 50.4 | 0 | 0 | 0 | 0 | 0 | 7.48 | 0.10709 | 0 | 50.4 | 50.4 | 0 | 0 | 0 | 0 | 0 | 0.97199 | 0 | 0 | 0 | 0
|  |  |  | 20.24 | 40.48 | 0 | 0 | 0 | 0 | 0 | 7.48 | 0.10709 | 0 | 40.48 | 40.48 | 0 | 0 | 0 | 0 | 0 | 0.97199 | 0 | 0 | 0 | 0
|  |  |  | 18.64 | 37.28 | 0 | 0 | 0 | 0 | 0 | 7.48 | 0.10709 | 0 | 37.28 | 37.28 | 0 | 0 | 0 | 0 | 0 | 0.97199 | 0 | 0 | 0 | 0
|  |  |  | 13.64 | 27.28 | 0 | 0 | 0 | 0 | 0 | 7.48 | 0.10709 | 0 | 27.28 | 27.28 | 0 | 0 | 0 | 0 | 0 | 0.97199 | 0 | 0 | 0 | 0
|  |  |  | 12.2 | 24.4 | 0 | 0 | 0 | 0 | 0 | 7.48 | 0.10709 | 0 | 24.4 | 24.4 | 0 | 0 | 0 | 0 | 0 | 0.97199 | 0 | 0 | 0 | 0
|  |  |  | 12.32 | 24.64 | 0 | 0 | 0 | 0 | 0 | 7.48 | 0.10709 | 0 | 24.64 | 24.64 | 0 | 0 | 0 | 0 | 0 | 0.97199 | 0 | 0 | 0 | 0
|  |  |  | 15.72 | 31.44 | 0 | 0 | 0 | 0 | 0 | 7.48 | 0.10709 | 0 | 31.44 | 31.44 | 0 | 0 | 0 | 0 | 0 | 0.97199 | 0 | 0 | 0 | 0
|  |  |  | 15.44 | 30.88 | 0 | 0 | 0 | 0 | 0 | 7.48 | 0.10709 | 0 | 30.88 | 30.88 | 0 | 0 | 0 | 0 | 0 | 0.97199 | 0 | 0 | 0 | 0
|  |  |  | 14.36 | 28.72 | 0 | 0 | 0 | 0 | 0 | 7.48 | 0.10709 | 0 | 28.72 | 28.72 | 0 | 0 | 0 | 0 | 0 | 0.97199 | 0 | 0 | 0 | 0
|  |  |  | 16.48 | 32.96 | 0 | 0 | 0 | 0 | 0 | 7.48 | 0.10709 | 0 | 32.96 | 32.96 | 0 | 0 | 0 | 0 | 0 | 0.97199 | 0 | 0 | 0 | 0
|  |  |  | 24.32 | 48.64 | 0 | 0 | 0 | 0 | 0 | 7.48 | 0.10709 | 0 | 48.64 | 39.268 | 0 | 4.547 | 0 | 0 | 4.547 | 0.80109 | 0 | 4.825 | 0 | 0
|  |  |  | 25.52 | 51.04 | 0 | 0 | 0 | 0 | 0 | 7.48 | 0.10709 | 0 | 51.04 | 19.504 | 0 | 18.982 | 0 | 0 | 18.982 | 0.35642 | 0 | 12.554 | 0 | 0
|  |  |  | 27.4 | 54.8 | 0 | 0 | 0 | 0 | 0 | 7.48 | 0.10709 | 0 | 54.8 | 0 | 0 | 50.384 | 0 | 0 | 50.384 | 0.2 | 0 | 4.416 | 0 | 0
|  |  |  | 28.32 | 56.64 | 0 | 0 | 0 | 0 | 0 | 7.48 | 0.10709 | 0 | 56.64 | 0 | 0 | 66.696 | 10.056 | 0 | 56.64 | 0.52006 | 0 | 0 | 0 | 0
|  |  |  | 32.28 | 64.56 | 0 | 0 | 0 | 0 | 0 | 7.48 | 0.10709 | 0 | 64.56 | 0 | 0 | 77.037 | 12.477 | 0 | 64.56 | 0.91718 | 0 | 0 | 0 | 0
|  |  |  | 29.4 | 58.8 | 0 | 0 | 0 | 0 | 0 | 7.48 | 0.10709 | 0 | 58.8 | 0 | 23.621 | 61.402 | 2.602 | 0 | 58.8 | 1 | 0 | 0 | 0 | 0
|  |  |  | 27.08 | 54.16 | 0 | 0 | 0 | 0 | 0 | 7.48 | 0.10709 | 0 | 54.16 | 0 | 30.926 | 54.16 | 0 | 0 | 54.16 | 1 | 0 | 0 | 0 | 0
|  |  |  | 25.36 | 50.72 | 0 | 0 | 0 | 0 | 0 | 7.48 | 0.10709 | 0 | 50.72 | 0 | 30.562 | 50.72 | 0 | 0 | 50.72 | 1 | 0 | 0 | 0 | 0
|  |  |  | 25.8 | 51.6 | 0 | 0 | 0 | 0 | 0 | 7.48 | 0.10709 | 0 | 51.6 | 0 | 18.043 | 51.6 | 0 | 0 | 51.6 | 1 | 0 | 0 | 0 | 0
|  |  |  | 24.72 | 49.44 | 0 | 0 | 0 | 0 | 0 | 7.48 | 0.10709 | 0 | 49.44 | 0 | 2.279 | 49.44 | 0 | 0 | 49.44 | 1 | 0 | 0 | 0 | 0
|  |  |  | 25.72 | 51.44 | 0 | 0 | 0 | 0 | 0 | 7.48 | 0.10709 | 0 | 51.44 | 23.628 | 0 | 27.812 | 0 | 0 | 27.812 | 1 | 0 | 0 | 0 | 0
|  |  |  | 27.16 | 54.32 | 0 | 0 | 0 | 0 | 0 | 7.48 | 0.10709 | 0 | 54.32 | 48.979 | 0 | 5.341 | 0 | 0 | 5.341 | 1 | 0 | 0 | 0 | 0
|  |  |  | 26.48 | 52.96 | 0 | 0 | 0 | 0 | 0 | 7.48 | 0.10709 | 0 | 52.96 | 51.769 | 0 | 0 | 0 | 0 | 0 | 0.95782 | 0 | 1.191 | 0 | 0
|  |  |  | 26.6 | 53.2 | 0 | 0 | 0 | 0 | 0 | 7.48 | 0.10709 | 0 | 53.2 | 51.769 | 0 | 0 | 0 | 0 | 0 | 0.90714 | 0 | 1.431 | 0 | 0
|  |  |  | 26.64 | 53.28 | 0 | 0 | 0 | 0 | 0 | 7.48 | 0.10709 | 0 | 53.28 | 51.769 | 0 | 0 | 0 | 0 | 0 | 0.85362 | 0 | 1.511 | 0 | 0
|  |  |  | 25.08 | 50.16 | 0 | 0 | 0 | 0 | 0 | 7.48 | 0.10709 | 0 | 50.16 | 50.16 | 0 | 0 | 0 | 0 | 0 | 0.85362 | 0 | 0 | 0 | 0
|  |  |  | 18.72 | 37.44 | 0 | 0 | 0 | 0 | 0 | 7.48 | 0.10709 | 0 | 37.44 | 37.44 | 0 | 0 | 0 | 0 | 0 | 0.85362 | 0 | 0 | 0 | 0
|  |  |  | 10.8 | 21.6 | 0 | 0 | 0 | 0 | 0 | 7.48 | 0.10709 | 0 | 21.6 | 21.6 | 0 | 0 | 0 | 0 | 0 | 0.85362 | 0 | 0 | 0 | 0
|  |  |  | 8.68 | 17.36 | 0 | 0 | 0 | 0 | 0 | 7.48 | 0.10709 | 0 | 17.36 | 17.36 | 0 | 0 | 0 | 0 | 0 | 0.85362 | 0 | 0 | 0 | 0
|  |  |  | 9.28 | 18.56 | 0 | 0 | 0 | 0 | 0 | 7.48 | 0.10709 | 0 | 18.56 | 18.56 | 0 | 0 | 0 | 0 | 0 | 0.85362 | 0 | 0 | 0 | 0
|  |  |  | 16.92 | 33.84 | 0 | 0 | 0 | 0 | 0 | 7.48 | 0.10709 | 0 | 33.84 | 33.84 | 0 | 0 | 0 | 0 | 0 | 0.85362 | 0 | 0 | 0 | 0
|  |  |  | 17.16 | 34.32 | 0 | 0 | 0 | 0 | 0 | 7.48 | 0.10709 | 0 | 34.32 | 34.32 | 0 | 0 | 0 | 0 | 0 | 0.85362 | 0 | 0 | 0 | 0
|  |  |  | 14.92 | 29.84 | 0 | 0 | 0 | 0 | 0 | 7.48 | 0.10709 | 0 | 29.84 | 29.84 | 0 | 0 | 0 | 0 | 0 | 0.85362 | 0 | 0 | 0 | 0
|  |  |  | 18.04 | 36.08 | 0 | 0 | 0 | 0 | 0 | 7.48 | 0.10709 | 0 | 36.08 | 36.08 | 0 | 0 | 0 | 0 | 0 | 0.85362 | 0 | 0 | 0 | 0
|  |  |  | 25.6 | 51.2 | 0 | 0 | 0 | 0 | 0 | 7.48 | 0.10709 | 0 | 51.2 | 46.615 | 0 | 4.585 | 0 | 0 | 4.585 | 0.85362 | 0 | 0 | 0 | 0
|  |  |  | 25.92 | 51.84 | 0 | 0 | 0 | 0 | 0 | 7.48 | 0.10709 | 0 | 51.84 | 13.759 | 0 | 26.25 | 0 | 0 | 26.25 | 0.43454 | 0 | 11.831 | 0 | 0
|  |  |  | 27.64 | 55.28 | 0 | 0 | 0 | 0 | 0 | 7.48 | 0.10709 | 0 | 55.28 | 0 | 0 | 48.658 | 0 | 0 | 48.658 | 0.2 | 0 | 6.622 | 0 | 0
|  |  |  | 27.48 | 54.96 | 0 | 0 | 0 | 0 | 0 | 7.48 | 0.10709 | 0 | 54.96 | 0 | 0 | 65.109 | 10.149 | 0 | 54.96 | 0.52302 | 0 | 0 | 0 | 0
|  |  |  | 28.28 | 56.56 | 0 | 0 | 0 | 0 | 0 | 7.48 | 0.12502 | 0 | 56.56 | 0 | 9.12 | 69.114 | 12.554 | 0 | 56.56 | 0.92258 | 0 | 0 | 0 | 0
|  |  |  | 30.488 | 60.976 | 0 | 0 | 0 | 0 | 0 | 7.48 | 0.12502 | 0 | 60.976 | 0 | 20.053 | 63.409 | 2.433 | 0 | 60.976 | 1 | 0 | 0 | 0 | 0
|  |  |  | 26.672 | 53.344 | 0 | 0 | 0 | 0 | 0 | 7.48 | 0.12502 | 0 | 53.344 | 0 | 30.13 | 53.344 | 0 | 0 | 53.344 | 1 | 0 | 0 | 0 | 0
|  |  |  | 23.96 | 47.92 | 0 | 0 | 0 | 0 | 0 | 12.23 | 0.12502 | 0 | 47.92 | 0 | 32.493 | 47.92 | 0 | 0 | 47.92 | 1 | 0 | 0 | 0 | 0
|  |  |  | 23.64 | 47.28 | 0 | 0 | 0 | 0 | 0 | 12.23 | 0.12502 | 0 | 47.28 | 0 | 21.532 | 47.28 | 0 | 0 | 47.28 | 1 | 0 | 0 | 0 | 0
|  |  |  | 23.56 | 47.12 | 0 | 0 | 0 | 0 | 0 | 12.23 | 0.12502 | 0 | 47.12 | 0 | 4.007 | 47.12 | 0 | 0 | 47.12 | 1 | 0 | 0 | 0 | 0
|  |  |  | 24.68 | 49.36 | 0 | 0 | 0 | 0 | 0 | 12.23 | 0.12502 | 0 | 49.36 | 21.8 | 0 | 27.56 | 0 | 0 | 27.56 | 1 | 0 | 0 | 0 | 0
|  |  |  | 26.44 | 52.88 | 0 | 0 | 0 | 0 | 0 | 7.48 | 0.12502 | 0 | 52.88 | 47.527 | 0 | 5.353 | 0 | 0 | 5.353 | 1 | 0 | 0 | 0 | 0
|  |  |  | 26.56 | 53.12 | 0 | 0 | 0 | 0 | 0 | 7.48 | 0.12502 | 0 | 53.12 | 43.088 | 0 | 0 | 0 | 0 | 0 | 0.64467 | 0 | 10.032 | 0 | 0
|  |  |  | 24.8 | 49.6 | 0 | 0 | 0 | 0 | 0 | 7.48 | 0.12502 | 0 | 49.6 | 37.046 | 0 | 0 | 0 | 0 | 0 | 0.2 | 0 | 12.554 | 0 | 0
|  |  |  | 25.16 | 50.32 | 0 | 0 | 0 | 0 | 0 | 7.48 | 0.10709 | 0 | 50.32 | 50.32 | 0 | 0 | 0 | 0 | 0 | 0.2 | 0 | 0 | 0 | 0
|  |  |  | 22.4 | 44.8 | 0 | 0 | 0 | 0 | 0 | 7.48 | 0.10709 | 0 | 44.8 | 44.8 | 0 | 0 | 0 | 0 | 0 | 0.2 | 0 | 0 | 0 | 0
|  |  |  | 19.4 | 38.8 | 0 | 0 | 0 | 0 | 0 | 7.48 | 0.10709 | 0 | 38.8 | 38.8 | 0 | 0 | 0 | 0 | 0 | 0.2 | 0 | 0 | 0 | 0
|  |  |  | 15.5467 | 31.0933 | 0 | 0 | 0 | 0 | 0 | 7.48 | 0.10709 | 0 | 31.093 | 31.093 | 0 | 0 | 0 | 0 | 0 | 0.2 | 0 | 0 | 0 | 0
|  |  |  | 15.0133 | 30.0267 | 0 | 0 | 0 | 0 | 0 | 7.48 | 0.10709 | 0 | 30.027 | 30.027 | 0 | 0 | 0 | 0 | 0 | 0.2 | 0 | 0 | 0 | 0
|  |  |  | 14.6533 | 29.3067 | 0 | 0 | 0 | 0 | 0 | 7.48 | 0.10709 | 0 | 29.307 | 29.307 | 0 | 0 | 0 | 0 | 0 | 0.2 | 0 | 0 | 0 | 0
|  |  |  | 14.2267 | 28.4533 | 0 | 0 | 0 | 0 | 0 | 7.48 | 0.10709 | 0 | 28.453 | 28.453 | 0 | 0 | 0 | 0 | 0 | 0.2 | 0 | 0 | 0 | 0
|  |  |  | 14.68 | 29.36 | 0 | 0 | 0 | 0 | 0 | 7.48 | 0.10709 | 0 | 29.36 | 29.36 | 0 | 0 | 0 | 0 | 0 | 0.2 | 0 | 0 | 0 | 0
|  |  |  | 15.1333 | 30.2667 | 0 | 0 | 0 | 0 | 0 | 7.48 | 0.10709 | 0 | 30.267 | 30.267 | 0 | 0 | 0 | 0 | 0 | 0.2 | 0 | 0 | 0 | 0
|  |  |  | 16.6267 | 33.2533 | 0 | 0 | 0 | 0 | 0 | 7.48 | 0.10709 | 0 | 33.253 | 33.253 | 0 | 0 | 0 | 0 | 0 | 0.2 | 0 | 0 | 0 | 0
|  |  |  | 23.44 | 46.88 | 0 | 0 | 0 | 0 | 0 | 7.48 | 0.10709 | 0 | 46.88 | 41.892 | 0 | 4.988 | 0 | 0 | 4.988 | 0.2 | 0 | 0 | 0 | 0
|  |  |  | 26.08 | 52.16 | 0 | 0 | 0 | 0 | 0 | 7.48 | 0.10709 | 0 | 52.16 | 41.592 | 0 | 10.568 | 0 | 0 | 10.568 | 0.2 | 0 | 0 | 0 | 0
|  |  |  | 28.36 | 56.72 | 0 | 0 | 0 | 0 | 0 | 7.48 | 0.10709 | 0 | 56.72 | 5.681 | 0 | 51.039 | 0 | 0 | 51.039 | 0.2 | 0 | 0 | 0 | 0
|  |  |  | 27.24 | 54.48 | 0 | 0 | 0 | 0 | 0 | 7.48 | 0.10709 | 0 | 54.48 | 0 | 0 | 66.998 | 12.518 | 0 | 54.48 | 0.59843 | 0 | 0 | 0 | 0
|  |  |  | 29.4 | 58.8 | 0 | 0 | 0 | 0 | 0 | 7.48 | 0.12502 | 0 | 58.8 | 0 | 8.996 | 71.354 | 12.554 | 0 | 58.8 | 0.99799 | 0 | 0 | 0 | 0
|  |  |  | 28.68 | 57.36 | 0 | 0 | 0 | 0 | 0 | 7.48 | 0.12502 | 0 | 57.36 | 0 | 30.724 | 57.423 | 0.063 | 0 | 57.36 | 1 | 0 | 0 | 0 | 0
|  |  |  | 28.12 | 56.24 | 0 | 0 | 0 | 0 | 0 | 7.48 | 0.12502 | 0 | 56.24 | 0 | 33.809 | 56.24 | 0 | 0 | 56.24 | 1 | 0 | 0 | 0 | 0
|  |  |  | 25.92 | 51.84 | 0 | 0 | 0 | 0 | 0 | 12.23 | 0.12502 | 0 | 51.84 | 0 | 31.722 | 51.84 | 0 | 0 | 51.84 | 1 | 0 | 0 | 0 | 0
|  |  |  | 25.48 | 50.96 | 0 | 0 | 0 | 0 | 0 | 12.23 | 0.12502 | 0 | 50.96 | 0 | 19.427 | 50.96 | 0 | 0 | 50.96 | 1 | 0 | 0 | 0 | 0
|  |  |  | 25.92 | 51.84 | 0 | 0 | 0 | 0 | 0 | 12.23 | 0.12502 | 0 | 51.84 | 0 | 0.723 | 51.84 | 0 | 0 | 51.84 | 1 | 0 | 0 | 0 | 0
|  |  |  | 26.08 | 52.16 | 0 | 0 | 0 | 0 | 0 | 12.23 | 0.12502 | 0 | 52.16 | 23.819 | 0 | 28.341 | 0 | 0 | 28.341 | 1 | 0 | 0 | 0 | 0
|  |  |  | 28 | 56 | 0 | 0 | 0 | 0 | 0 | 7.48 | 0.12502 | 0 | 56 | 50.458 | 0 | 5.542 | 0 | 0 | 5.542 | 1 | 0 | 0 | 0 | 0
|  |  |  | 28.96 | 57.92 | 0 | 0 | 0 | 0 | 0 | 7.48 | 0.12502 | 0 | 57.92 | 51.769 | 0 | 0 | 0 | 0 | 0 | 0.78213 | 0 | 6.151 | 0 | 0
|  |  |  | 28.72 | 57.44 | 0 | 0 | 0 | 0 | 0 | 7.48 | 0.12502 | 0 | 57.44 | 46.667 | 0 | 0 | 0 | 0 | 0 | 0.40054 | 0 | 10.773 | 0 | 0
|  |  |  | 28.32 | 56.64 | 0 | 0 | 0 | 0 | 0 | 7.48 | 0.10709 | 0 | 56.64 | 51.769 | 0 | 0 | 0 | 0 | 0 | 0.22801 | 0 | 4.871 | 0 | 0
|  |  |  | 26.28 | 52.56 | 0 | 0 | 0 | 0 | 0 | 7.48 | 0.10709 | 0 | 52.56 | 51.769 | 0 | 0 | 0 | 0 | 0 | 0.2 | 0 | 0.791 | 0 | 0
|  |  |  | 25 | 50 | 0 | 0 | 0 | 0 | 0 | 7.48 | 0.10709 | 1.769 | 50 | 50 | 0 | 0 | 0 | 0 | 0 | 0.25631 | 0 | 0 | 0 | 0
|  |  |  | 19.72 | 39.44 | 0 | 0 | 0 | 0 | 0 | 7.48 | 0.10709 | 7.838 | 39.44 | 39.44 | 0 | 0 | 0 | 0 | 0 | 0.50577 | 0 | 0 | 0 | 0
|  |  |  | 15.44 | 30.88 | 0 | 0 | 0 | 0 | 0 | 7.48 | 0.10709 | 0 | 30.88 | 30.88 | 0 | 0 | 0 | 0 | 0 | 0.50577 | 0 | 0 | 0 | 0
|  |  |  | 14.04 | 28.08 | 0 | 0 | 0 | 0 | 0 | 7.48 | 0.10709 | 0 | 28.08 | 28.08 | 0 | 0 | 0 | 0 | 0 | 0.50577 | 0 | 0 | 0 | 0
|  |  |  | 15.6 | 31.2 | 0 | 0 | 0 | 0 | 0 | 7.48 | 0.10709 | 0 | 31.2 | 31.2 | 0 | 0 | 0 | 0 | 0 | 0.50577 | 0 | 0 | 0 | 0
|  |  |  | 18.12 | 36.24 | 0 | 0 | 0 | 0 | 0 | 7.48 | 0.10709 | 0 | 36.24 | 36.24 | 0 | 0 | 0 | 0 | 0 | 0.50577 | 0 | 0 | 0 | 0
|  |  |  | 19.72 | 39.44 | 0 | 0 | 0 | 0 | 0 | 7.48 | 0.10709 | 0 | 39.44 | 39.44 | 0 | 0 | 0 | 0 | 0 | 0.50577 | 0 | 0 | 0 | 0
|  |  |  | 16.4 | 32.8 | 0 | 0 | 0 | 0 | 0 | 7.48 | 0.10709 | 0 | 32.8 | 32.8 | 0 | 0 | 0 | 0 | 0 | 0.50577 | 0 | 0 | 0 | 0
|  |  |  | 16.28 | 32.56 | 0 | 0 | 0 | 0 | 0 | 7.48 | 0.10709 | 0 | 32.56 | 27.509 | 0 | 5.051 | 0 | 0 | 5.051 | 0.50577 | 0 | 0 | 0 | 0
|  |  |  | 23.84 | 47.68 | 0 | 0 | 0 | 0 | 0 | 7.48 | 0.10709 | 0 | 47.68 | 44.115 | 0 | 3.565 | 0 | 0 | 3.565 | 0.50577 | 0 | 0 | 0 | 0
|  |  |  | 23.68 | 47.36 | 0 | 0 | 0 | 0 | 0 | 7.48 | 0.10709 | 0 | 47.36 | 40.999 | 0 | 6.361 | 0 | 0 | 6.361 | 0.50577 | 0 | 0 | 0 | 0
|  |  |  | 22.8 | 45.6 | 0 | 0 | 0 | 0 | 0 | 7.48 | 0.10709 | 0 | 45.6 | 27.311 | 0 | 18.289 | 0 | 0 | 18.289 | 0.50577 | 0 | 0 | 0 | 0
|  |  |  | 23.84 | 47.68 | 0 | 0 | 0 | 0 | 0 | 7.48 | 0.12502 | 0 | 47.68 | 0 | 0 | 39.048 | 0 | 0 | 39.048 | 0.2 | 0 | 8.632 | 0 | 0
|  |  |  | 25 | 50 | 0 | 0 | 0 | 0 | 0 | 7.48 | 0.12502 | 0 | 50 | 0 | 0 | 57.916 | 7.916 | 0 | 50 | 0.45197 | 0 | 0 | 0 | 0
|  |  |  | 24.92 | 49.84 | 0 | 0 | 0 | 0 | 0 | 7.48 | 0.12502 | 0 | 49.84 | 0 | 27.491 | 62.394 | 12.554 | 0 | 49.84 | 0.85153 | 0 | 0 | 0 | 0
|  |  |  | 25.32 | 50.64 | 0 | 0 | 0 | 0 | 0 | 12.23 | 0.12502 | 0 | 50.64 | 0 | 28.27 | 55.305 | 4.665 | 0 | 50.64 | 1 | 0 | 0 | 0 | 0
|  |  |  | 24.8 | 49.6 | 0 | 0 | 0 | 0 | 0 | 12.23 | 0.12502 | 0 | 49.6 | 0 | 21.341 | 49.6 | 0 | 0 | 49.6 | 1 | 0 | 0 | 0 | 0
|  |  |  | 24.48 | 48.96 | 0 | 0 | 0 | 0 | 0 | 12.23 | 0.12502 | 0 | 48.96 | 0 | 3.062 | 48.96 | 0 | 0 | 48.96 | 1 | 0 | 0 | 0 | 0
|  |  |  | 23.52 | 47.04 | 0 | 0 | 0 | 0 | 0 | 12.23 | 0.12502 | 0 | 47.04 | 28.801 | 0 | 18.239 | 0 | 0 | 18.239 | 1 | 0 | 0 | 0 | 0
|  |  |  | 23.4667 | 46.9333 | 0 | 0 | 0 | 0 | 0 | 7.48 | 0.12502 | 0 | 46.933 | 41.303 | 0 | 5.63 | 0 | 0 | 5.63 | 1 | 0 | 0 | 0 | 0
|  |  |  | 21.96 | 43.92 | 0 | 0 | 0 | 0 | 0 | 7.48 | 0.12502 | 0 | 43.92 | 33.888 | 0 | 0 | 0 | 0 | 0 | 0.64467 | 0 | 10.032 | 0 | 0
|  |  |  | 20.9733 | 41.9467 | 0 | 0 | 0 | 0 | 0 | 7.48 | 0.12502 | 0 | 41.947 | 29.393 | 0 | 0 | 0 | 0 | 0 | 0.2 | 0 | 12.554 | 0 | 0
|  |  |  | 20.7867 | 41.5733 | 0 | 0 | 0 | 0 | 0 | 7.48 | 0.10709 | 10.196 | 41.573 | 41.573 | 0 | 0 | 0 | 0 | 0 | 0.52451 | 0 | 0 | 0 | 0
|  |  |  | 23.64 | 47.28 | 0 | 0 | 0 | 0 | 0 | 7.48 | 0.10709 | 4.489 | 47.28 | 47.28 | 0 | 0 | 0 | 0 | 0 | 0.66739 | 0 | 0 | 0 | 0
|  |  |  | 21.84 | 43.68 | 0 | 0 | 0 | 0 | 0 | 7.48 | 0.10709 | 8.089 | 43.68 | 43.68 | 0 | 0 | 0 | 0 | 0 | 0.92485 | 0 | 0 | 0 | 0
|  |  |  | 19.68 | 39.36 | 0 | 0 | 0 | 0 | 0 | 7.48 | 0.10709 | 2.361 | 39.36 | 39.36 | 0 | 0 | 0 | 0 | 0 | 1 | 0 | 0 | 0 | 0
|  |  |  | 16.56 | 33.12 | 0 | 0 | 0 | 0 | 0 | 7.48 | 0.10709 | 0 | 33.12 | 33.12 | 0 | 0 | 0 | 0 | 0 | 1 | 0 | 0 | 0 | 0
|  |  |  | 15.24 | 30.48 | 0 | 0 | 0 | 0 | 0 | 7.48 | 0.10709 | 0 | 30.48 | 30.48 | 0 | 0 | 0 | 0 | 0 | 1 | 0 | 0 | 0 | 0
|  |  |  | 18.04 | 36.08 | 0 | 0 | 0 | 0 | 0 | 7.48 | 0.10709 | 0 | 36.08 | 36.08 | 0 | 0 | 0 | 0 | 0 | 1 | 0 | 0 | 0 | 0
|  |  |  | 18.72 | 37.44 | 0 | 0 | 0 | 0 | 0 | 7.48 | 0.10709 | 0 | 37.44 | 37.44 | 0 | 0 | 0 | 0 | 0 | 1 | 0 | 0 | 0 | 0
|  |  |  | 19.24 | 38.48 | 0 | 0 | 0 | 0 | 0 | 7.48 | 0.10709 | 0 | 38.48 | 38.48 | 0 | 0 | 0 | 0 | 0 | 1 | 0 | 0 | 0 | 0
|  |  |  | 17.04 | 34.08 | 0 | 0 | 0 | 0 | 0 | 7.48 | 0.10709 | 0 | 34.08 | 34.08 | 0 | 0 | 0 | 0 | 0 | 1 | 0 | 0 | 0 | 0
|  |  |  | 17.52 | 35.04 | 0 | 0 | 0 | 0 | 0 | 7.48 | 0.10709 | 0 | 35.04 | 29.674 | 0 | 5.366 | 0 | 0 | 5.366 | 1 | 0 | 0 | 0 | 0
|  |  |  | 18.32 | 36.64 | 0 | 0 | 0 | 0 | 0 | 7.48 | 0.10709 | 0 | 36.64 | 34.599 | 0 | 2.041 | 0 | 0 | 2.041 | 1 | 0 | 0 | 0 | 0
|  |  |  | 23.56 | 47.12 | 0 | 0 | 0 | 0 | 0 | 7.48 | 0.10709 | 0 | 47.12 | 41.578 | 0 | 5.542 | 0 | 0 | 5.542 | 1 | 0 | 0 | 0 | 0
|  |  |  | 24.12 | 48.24 | 0 | 0 | 0 | 0 | 0 | 7.48 | 0.10709 | 0 | 48.24 | 32.86 | 0 | 15.38 | 0 | 0 | 15.38 | 1 | 0 | 0 | 0 | 0
|  |  |  | 24 | 48 | 0 | 0 | 0 | 0 | 0 | 7.48 | 0.12502 | 0 | 48 | 18.928 | 0 | 29.072 | 0 | 0 | 29.072 | 1 | 0 | 0 | 0 | 0
|  |  |  | 22.72 | 45.44 | 0 | 0 | 0 | 0 | 0 | 7.48 | 0.12502 | 0 | 45.44 | 0.987 | 0 | 41.479 | 0 | 0 | 41.479 | 0.89466 | 0 | 2.974 | 0 | 0
|  |  |  | 22.5067 | 45.0133 | 0 | 0 | 0 | 0 | 0 | 7.48 | 0.12502 | 0 | 45.013 | 0 | 0 | 41.176 | 0 | 0 | 41.176 | 0.75876 | 0 | 3.837 | 0 | 0
|  |  |  | 23.28 | 46.56 | 0 | 0 | 0 | 0 | 0 | 12.23 | 0.12502 | 0 | 46.56 | 0 | 0 | 35.697 | 0 | 0 | 35.697 | 0.37398 | 0 | 10.863 | 0 | 0
|  |  |  | 22.76 | 45.52 | 0 | 0 | 0 | 0 | 0 | 12.23 | 0.12502 | 0 | 45.52 | 0 | 13.535 | 58.074 | 12.554 | 0 | 45.52 | 0.77354 | 0 | 0 | 0 | 0
|  |  |  | 22.68 | 45.36 | 0 | 0 | 0 | 0 | 0 | 12.23 | 0.12502 | 0 | 45.36 | 0 | 0 | 52.475 | 7.115 | 0 | 45.36 | 1 | 0 | 0 | 0 | 0
|  |  |  | 22.64 | 45.28 | 0 | 0 | 0 | 0 | 0 | 12.23 | 0.12502 | 0 | 45.28 | 17.065 | 0 | 28.215 | 0 | 0 | 28.215 | 1 | 0 | 0 | 0 | 0
|  |  |  | 23.36 | 46.72 | 0 | 0 | 0 | 0 | 0 | 7.48 | 0.12502 | 0 | 46.72 | 41.001 | 0 | 5.719 | 0 | 0 | 5.719 | 1 | 0 | 0 | 0 | 0
|  |  |  | 22.9733 | 45.9467 | 0 | 0 | 0 | 0 | 0 | 7.48 | 0.12502 | 0 | 45.947 | 35.915 | 0 | 0 | 0 | 0 | 0 | 0.64467 | 0 | 10.032 | 0 | 0
|  |  |  | 18.0933 | 36.1867 | 0 | 0 | 0 | 0 | 0 | 7.48 | 0.12502 | 0 | 36.187 | 23.633 | 0 | 0 | 0 | 0 | 0 | 0.2 | 0 | 12.554 | 0 | 0
|  |  |  | 17.48 | 34.96 | 0 | 0 | 0 | 0 | 0 | 7.48 | 0.10709 | 12.554 | 34.96 | 34.96 | 0 | 0 | 0 | 0 | 0 | 0.59956 | 0 | 0 | 0 | 0
|  |  |  | 17.9733 | 35.9467 | 0 | 0 | 0 | 0 | 0 | 7.48 | 0.10709 | 12.554 | 35.947 | 35.947 | 0 | 0 | 0 | 0 | 0 | 0.99913 | 0 | 0 | 0 | 0
|  |  |  | 17.32 | 34.64 | 0 | 0 | 0 | 0 | 0 | 7.48 | 0.10709 | 0.027 | 34.64 | 34.64 | 0 | 0 | 0 | 0 | 0 | 1 | 0 | 0 | 0 | 0
|  |  |  | 15.12 | 30.24 | 0 | 0 | 0 | 0 | 0 | 7.48 | 0.10709 | 0 | 30.24 | 30.24 | 0 | 0 | 0 | 0 | 0 | 1 | 0 | 0 | 0 | 0
|  |  |  | 14.16 | 28.32 | 0 | 0 | 0 | 0 | 0 | 7.48 | 0.10709 | 0 | 28.32 | 28.32 | 0 | 0 | 0 | 0 | 0 | 1 | 0 | 0 | 0 | 0
|  |  |  | 12.52 | 25.04 | 0 | 0 | 0 | 0 | 0 | 7.48 | 0.10709 | 0 | 25.04 | 25.04 | 0 | 0 | 0 | 0 | 0 | 1 | 0 | 0 | 0 | 0
|  |  |  | 11.84 | 23.68 | 0 | 0 | 0 | 0 | 0 | 7.48 | 0.10709 | 0 | 23.68 | 23.68 | 0 | 0 | 0 | 0 | 0 | 1 | 0 | 0 | 0 | 0
|  |  |  | 12.72 | 25.44 | 0 | 0 | 0 | 0 | 0 | 7.48 | 0.10709 | 0 | 25.44 | 25.44 | 0 | 0 | 0 | 0 | 0 | 1 | 0 | 0 | 0 | 0
|  |  |  | 13.24 | 26.48 | 0 | 0 | 0 | 0 | 0 | 7.48 | 0.10709 | 0 | 26.48 | 26.48 | 0 | 0 | 0 | 0 | 0 | 1 | 0 | 0 | 0 | 0
|  |  |  | 16.12 | 32.24 | 0 | 0 | 0 | 0 | 0 | 7.48 | 0.10709 | 0 | 32.24 | 32.24 | 0 | 0 | 0 | 0 | 0 | 1 | 0 | 0 | 0 | 0
|  |  |  | 21.4 | 42.8 | 0 | 0 | 0 | 0 | 0 | 7.48 | 0.10709 | 0 | 42.8 | 37.673 | 0 | 5.127 | 0 | 0 | 5.127 | 1 | 0 | 0 | 0 | 0
|  |  |  | 23.12 | 46.24 | 0 | 0 | 0 | 0 | 0 | 7.48 | 0.10709 | 0 | 46.24 | 23.303 | 0 | 22.937 | 0 | 0 | 22.937 | 1 | 0 | 0 | 0 | 0
|  |  |  | 29.12 | 58.24 | 0 | 0 | 0 | 0 | 0 | 7.48 | 0.10709 | 0 | 58.24 | 45.669 | 0 | 12.571 | 0 | 0 | 12.571 | 1 | 0 | 0 | 0 | 0
|  |  |  | 28.72 | 57.44 | 0 | 0 | 0 | 0 | 0 | 7.48 | 0.10709 | 0 | 57.44 | 51.769 | 0 | 4.925 | 0 | 0 | 4.925 | 0.97358 | 0 | 0.746 | 0 | 0
|  |  |  | 29.68 | 59.36 | 0 | 0 | 0 | 0 | 0 | 7.48 | 0.12502 | 0 | 59.36 | 51.769 | 0 | 3.288 | 0 | 0 | 3.288 | 0.82116 | 0 | 4.303 | 0 | 0
|  |  |  | 32.52 | 65.04 | 0 | 0 | 0 | 0 | 0 | 7.48 | 0.12502 | 0 | 65.04 | 51.769 | 0 | 5.996 | 0 | 0 | 5.996 | 0.56346 | 0 | 7.275 | 0 | 0
|  |  |  | 27.72 | 55.44 | 0 | 0 | 0 | 0 | 0 | 7.48 | 0.12502 | 0 | 55.44 | 42.148 | 0 | 11.047 | 0 | 0 | 11.047 | 0.48393 | 0 | 2.245 | 0 | 0
|  |  |  | 25.64 | 51.28 | 0 | 0 | 0 | 0 | 0 | 12.23 | 0.12502 | 0 | 51.28 | 42.148 | 0 | 3.187 | 0 | 0 | 3.187 | 0.27335 | 0 | 5.945 | 0 | 0
|  |  |  | 24.32 | 48.64 | 0 | 0 | 0 | 0 | 0 | 12.23 | 0.12502 | 0 | 48.64 | 42.148 | 0 | 4.421 | 0 | 0 | 4.421 | 0.2 | 0 | 2.071 | 0 | 0
|  |  |  | 23.6 | 47.2 | 0 | 0 | 0 | 0 | 0 | 12.23 | 0.12502 | 10.14 | 47.2 | 31.946 | 0 | 15.254 | 0 | 0 | 15.254 | 0.52273 | 0 | 0 | 0 | 0
|  |  |  | 22.12 | 44.24 | 0 | 0 | 0 | 0 | 0 | 12.23 | 0.12502 | 0 | 44.24 | 40.65 | 0 | 3.59 | 0 | 0 | 3.59 | 0.52273 | 0 | 0 | 0 | 0
|  |  |  | 26.56 | 53.12 | 0 | 0 | 0 | 0 | 0 | 7.48 | 0.12502 | 0 | 53.12 | 51.769 | 0 | 0.932 | 0 | 0 | 0.932 | 0.5079 | 0 | 0.419 | 0 | 0
|  |  |  | 27.76 | 55.52 | 0 | 0 | 0 | 0 | 0 | 7.48 | 0.12502 | 0 | 55.52 | 51.769 | 0 | 0 | 0 | 0 | 0 | 0.37504 | 0 | 3.751 | 0 | 0
|  |  |  | 27.44 | 54.88 | 0 | 0 | 0 | 0 | 0 | 7.48 | 0.12502 | 0 | 54.88 | 51.769 | 0 | 0 | 0 | 0 | 0 | 0.26485 | 0 | 3.111 | 0 | 0
|  |  |  | 26.8 | 53.6 | 0 | 0 | 0 | 0 | 0 | 7.48 | 0.10709 | 0 | 53.6 | 51.769 | 0 | 0 | 0 | 0 | 0 | 0.2 | 0 | 1.831 | 0 | 0
|  |  |  | 25.32 | 50.64 | 0 | 0 | 0 | 0 | 0 | 7.48 | 0.10709 | 0 | 50.64 | 50.64 | 0 | 0 | 0 | 0 | 0 | 0.2 | 0 | 0 | 0 | 0
|  |  |  | 20 | 40 | 0 | 0 | 0 | 0 | 0 | 7.48 | 0.10709 | 0 | 40 | 40 | 0 | 0 | 0 | 0 | 0 | 0.2 | 0 | 0 | 0 | 0
|  |  |  | 13.04 | 26.08 | 0 | 0 | 0 | 0 | 0 | 7.48 | 0.10709 | 0 | 26.08 | 26.08 | 0 | 0 | 0 | 0 | 0 | 0.2 | 0 | 0 | 0 | 0
|  |  |  | 9.88 | 19.76 | 0 | 0 | 0 | 0 | 0 | 7.48 | 0.10709 | 0 | 19.76 | 19.76 | 0 | 0 | 0 | 0 | 0 | 0.2 | 0 | 0 | 0 | 0
|  |  |  | 11.8 | 23.6 | 0 | 0 | 0 | 0 | 0 | 7.48 | 0.10709 | 0 | 23.6 | 23.6 | 0 | 0 | 0 | 0 | 0 | 0.2 | 0 | 0 | 0 | 0
|  |  |  | 13.6 | 27.2 | 0 | 0 | 0 | 0 | 0 | 7.48 | 0.10709 | 0 | 27.2 | 27.2 | 0 | 0 | 0 | 0 | 0 | 0.2 | 0 | 0 | 0 | 0
|  |  |  | 13.68 | 27.36 | 0 | 0 | 0 | 0 | 0 | 7.48 | 0.10709 | 0 | 27.36 | 27.36 | 0 | 0 | 0 | 0 | 0 | 0.2 | 0 | 0 | 0 | 0
|  |  |  | 14.2 | 28.4 | 0 | 0 | 0 | 0 | 0 | 7.48 | 0.10709 | 0 | 28.4 | 28.4 | 0 | 0 | 0 | 0 | 0 | 0.2 | 0 | 0 | 0 | 0
|  |  |  | 18.4 | 36.8 | 0 | 0 | 0 | 0 | 0 | 7.48 | 0.10709 | 0 | 36.8 | 36.8 | 0 | 0 | 0 | 0 | 0 | 0.2 | 0 | 0 | 0 | 0
|  |  |  | 25.64 | 51.28 | 0 | 0 | 0 | 0 | 0 | 7.48 | 0.10709 | 0 | 51.28 | 48.421 | 0 | 2.859 | 0 | 0 | 2.859 | 0.2 | 0 | 0 | 0 | 0
|  |  |  | 25 | 50 | 0 | 0 | 0 | 0 | 0 | 7.48 | 0.10709 | 0 | 50 | 28.738 | 0 | 21.262 | 0 | 0 | 21.262 | 0.2 | 0 | 0 | 0 | 0
|  |  |  | 28.28 | 56.56 | 0 | 0 | 0 | 0 | 0 | 7.48 | 0.10709 | 0 | 56.56 | 20.649 | 0 | 35.911 | 0 | 0 | 35.911 | 0.2 | 0 | 0 | 0 | 0
|  |  |  | 27.92 | 55.84 | 0 | 0 | 0 | 0 | 0 | 7.48 | 0.10709 | 0 | 55.84 | 25.874 | 0 | 29.966 | 0 | 0 | 29.966 | 0.2 | 0 | 0 | 0 | 0
|  |  |  | 29.88 | 59.76 | 0 | 0 | 0 | 0 | 0 | 7.48 | 0.10709 | 0 | 59.76 | 28.257 | 0 | 31.503 | 0 | 0 | 31.503 | 0.2 | 0 | 0 | 0 | 0
|  |  |  | 31.92 | 63.84 | 0 | 0 | 0 | 0 | 0 | 7.48 | 0.10709 | 0 | 63.84 | 16.857 | 0 | 46.983 | 0 | 0 | 46.983 | 0.2 | 0 | 0 | 0 | 0
|  |  |  | 26.68 | 53.36 | 0 | 0 | 0 | 0 | 0 | 7.48 | 0.10709 | 0 | 53.36 | 15.37 | 0 | 37.99 | 0 | 0 | 37.99 | 0.2 | 0 | 0 | 0 | 0
|  |  |  | 26.8 | 53.6 | 0 | 0 | 0 | 0 | 0 | 7.48 | 0.10709 | 0 | 53.6 | 0 | 0 | 59.932 | 6.332 | 0 | 53.6 | 0.40153 | 0 | 0 | 0 | 0
|  |  |  | 26.16 | 52.32 | 0 | 0 | 0 | 0 | 0 | 7.48 | 0.10709 | 0 | 52.32 | 5.765 | 0 | 46.555 | 0 | 0 | 46.555 | 0.40153 | 0 | 0 | 0 | 0
|  |  |  | 26.32 | 52.64 | 0 | 0 | 0 | 0 | 0 | 7.48 | 0.10709 | 0 | 52.64 | 18.656 | 0 | 33.984 | 0 | 0 | 33.984 | 0.40153 | 0 | 0 | 0 | 0
|  |  |  | 25.68 | 51.36 | 0 | 0 | 0 | 0 | 0 | 7.48 | 0.10709 | 0 | 51.36 | 45.566 | 0 | 5.794 | 0 | 0 | 5.794 | 0.40153 | 0 | 0 | 0 | 0
|  |  |  | 28.28 | 56.56 | 0 | 0 | 0 | 0 | 0 | 7.48 | 0.10709 | 0 | 56.56 | 51.769 | 0 | 3.048 | 0 | 0 | 3.048 | 0.3398 | 0 | 1.743 | 0 | 0
|  |  |  | 25.44 | 50.88 | 0 | 0 | 0 | 0 | 0 | 7.48 | 0.10709 | 0 | 50.88 | 50.88 | 0 | 0 | 0 | 0 | 0 | 0.3398 | 0 | 0 | 0 | 0
|  |  |  | 25.16 | 50.32 | 0 | 0 | 0 | 0 | 0 | 7.48 | 0.10709 | 0 | 50.32 | 50.32 | 0 | 0 | 0 | 0 | 0 | 0.3398 | 0 | 0 | 0 | 0
|  |  |  | 25.04 | 50.08 | 0 | 0 | 0 | 0 | 0 | 7.48 | 0.10709 | 0 | 50.08 | 50.08 | 0 | 0 | 0 | 0 | 0 | 0.3398 | 0 | 0 | 0 | 0
|  |  |  | 19 | 38 | 0 | 0 | 0 | 0 | 0 | 7.48 | 0.10709 | 0 | 38 | 38 | 0 | 0 | 0 | 0 | 0 | 0.3398 | 0 | 0 | 0 | 0
|  |  |  | 16.12 | 32.24 | 0 | 0 | 0 | 0 | 0 | 7.48 | 0.10709 | 0 | 32.24 | 32.24 | 0 | 0 | 0 | 0 | 0 | 0.3398 | 0 | 0 | 0 | 0
|  |  |  | 11.24 | 22.48 | 0 | 0 | 0 | 0 | 0 | 7.48 | 0.10709 | 0 | 22.48 | 22.48 | 0 | 0 | 0 | 0 | 0 | 0.3398 | 0 | 0 | 0 | 0
|  |  |  | 9.12 | 18.24 | 0 | 0 | 0 | 0 | 0 | 7.48 | 0.10709 | 0 | 18.24 | 18.24 | 0 | 0 | 0 | 0 | 0 | 0.3398 | 0 | 0 | 0 | 0
|  |  |  | 11.52 | 23.04 | 0 | 0 | 0 | 0 | 0 | 7.48 | 0.10709 | 0 | 23.04 | 23.04 | 0 | 0 | 0 | 0 | 0 | 0.3398 | 0 | 0 | 0 | 0
|  |  |  | 12.08 | 24.16 | 0 | 0 | 0 | 0 | 0 | 7.48 | 0.10709 | 0 | 24.16 | 24.16 | 0 | 0 | 0 | 0 | 0 | 0.3398 | 0 | 0 | 0 | 0
|  |  |  | 13.36 | 26.72 | 0 | 0 | 0 | 0 | 0 | 7.48 | 0.10709 | 0 | 26.72 | 26.72 | 0 | 0 | 0 | 0 | 0 | 0.3398 | 0 | 0 | 0 | 0
|  |  |  | 14.96 | 29.92 | 0 | 0 | 0 | 0 | 0 | 7.48 | 0.10709 | 0 | 29.92 | 29.92 | 0 | 0 | 0 | 0 | 0 | 0.3398 | 0 | 0 | 0 | 0
|  |  |  | 17.28 | 34.56 | 0 | 0 | 0 | 0 | 0 | 7.48 | 0.10709 | 0 | 34.56 | 34.56 | 0 | 0 | 0 | 0 | 0 | 0.3398 | 0 | 0 | 0 | 0
|  |  |  | 24.56 | 49.12 | 0 | 0 | 0 | 0 | 0 | 7.48 | 0.10709 | 0 | 49.12 | 42.822 | 0 | 6.298 | 0 | 0 | 6.298 | 0.3398 | 0 | 0 | 0 | 0
|  |  |  | 26.52 | 53.04 | 0 | 0 | 0 | 0 | 0 | 7.48 | 0.10709 | 0 | 53.04 | 20.479 | 0 | 30.268 | 0 | 0 | 30.268 | 0.25861 | 0 | 2.292 | 0 | 0
|  |  |  | 28.4 | 56.8 | 0 | 0 | 0 | 0 | 0 | 7.48 | 0.10709 | 0 | 56.8 | 0 | 0 | 55.145 | 0 | 0 | 55.145 | 0.2 | 0 | 1.655 | 0 | 0
|  |  |  | 28.76 | 57.52 | 0 | 0 | 0 | 0 | 0 | 7.48 | 0.10709 | 0 | 57.52 | 0 | 3.311 | 70.074 | 12.554 | 0 | 57.52 | 0.59956 | 0 | 0 | 0 | 0
|  |  |  | 29.68 | 59.36 | 0 | 0 | 0 | 0 | 0 | 7.48 | 0.10709 | 0 | 59.36 | 0 | 12.744 | 71.914 | 12.554 | 0 | 59.36 | 0.99913 | 0 | 0 | 0 | 0
|  |  |  | 31.2 | 62.4 | 0 | 0 | 0 | 0 | 0 | 7.48 | 0.10709 | 0 | 62.4 | 0 | 26.072 | 62.427 | 0.027 | 0 | 62.4 | 1 | 0 | 0 | 0 | 0
|  |  |  | 28.28 | 56.56 | 0 | 0 | 0 | 0 | 0 | 7.48 | 0.10709 | 0 | 56.56 | 0 | 31.108 | 56.56 | 0 | 0 | 56.56 | 1 | 0 | 0 | 0 | 0
|  |  |  | 27 | 54 | 0 | 0 | 0 | 0 | 0 | 7.48 | 0.10709 | 0 | 54 | 0 | 27.332 | 54 | 0 | 0 | 54 | 1 | 0 | 0 | 0 | 0
|  |  |  | 25.04 | 50.08 | 0 | 0 | 0 | 0 | 0 | 7.48 | 0.10709 | 0 | 50.08 | 0 | 19.186 | 50.08 | 0 | 0 | 50.08 | 1 | 0 | 0 | 0 | 0
|  |  |  | 23 | 46 | 0 | 0 | 0 | 0 | 0 | 7.48 | 0.10709 | 0 | 46 | 0 | 5.316 | 46 | 0 | 0 | 46 | 1 | 0 | 0 | 0 | 0
|  |  |  | 24 | 48 | 0 | 0 | 0 | 0 | 0 | 7.48 | 0.10709 | 0 | 48 | 20.037 | 0 | 27.963 | 0 | 0 | 27.963 | 1 | 0 | 0 | 0 | 0
|  |  |  | 25.36 | 50.72 | 0 | 0 | 0 | 0 | 0 | 7.48 | 0.10709 | 0 | 50.72 | 44.812 | 0 | 5.908 | 0 | 0 | 5.908 | 1 | 0 | 0 | 0 | 0
|  |  |  | 25.24 | 50.48 | 0 | 0 | 0 | 0 | 0 | 7.48 | 0.10709 | 0 | 50.48 | 50.48 | 0 | 0 | 0 | 0 | 0 | 1 | 0 | 0 | 0 | 0
|  |  |  | 24.52 | 49.04 | 0 | 0 | 0 | 0 | 0 | 7.48 | 0.10709 | 0 | 49.04 | 49.04 | 0 | 0 | 0 | 0 | 0 | 1 | 0 | 0 | 0 | 0
|  |  |  | 25.56 | 51.12 | 0 | 0 | 0 | 0 | 0 | 7.48 | 0.10709 | 0 | 51.12 | 51.12 | 0 | 0 | 0 | 0 | 0 | 1 | 0 | 0 | 0 | 0
|  |  |  | 25.56 | 51.12 | 0 | 0 | 0 | 0 | 0 | 7.48 | 0.10709 | 0 | 51.12 | 51.12 | 0 | 0 | 0 | 0 | 0 | 1 | 0 | 0 | 0 | 0
|  |  |  | 21.88 | 43.76 | 0 | 0 | 0 | 0 | 0 | 7.48 | 0.10709 | 0 | 43.76 | 43.76 | 0 | 0 | 0 | 0 | 0 | 1 | 0 | 0 | 0 | 0
|  |  |  | 13.4 | 26.8 | 0 | 0 | 0 | 0 | 0 | 7.48 | 0.10709 | 0 | 26.8 | 26.8 | 0 | 0 | 0 | 0 | 0 | 1 | 0 | 0 | 0 | 0
|  |  |  | 11.6 | 23.2 | 0 | 0 | 0 | 0 | 0 | 7.48 | 0.10709 | 0 | 23.2 | 23.2 | 0 | 0 | 0 | 0 | 0 | 1 | 0 | 0 | 0 | 0
|  |  |  | 13.8 | 27.6 | 0 | 0 | 0 | 0 | 0 | 7.48 | 0.10709 | 0 | 27.6 | 27.6 | 0 | 0 | 0 | 0 | 0 | 1 | 0 | 0 | 0 | 0
|  |  |  | 20.68 | 41.36 | 0 | 0 | 0 | 0 | 0 | 7.48 | 0.10709 | 0 | 41.36 | 41.36 | 0 | 0 | 0 | 0 | 0 | 1 | 0 | 0 | 0 | 0
|  |  |  | 17.16 | 34.32 | 0 | 0 | 0 | 0 | 0 | 7.48 | 0.10709 | 0 | 34.32 | 34.32 | 0 | 0 | 0 | 0 | 0 | 1 | 0 | 0 | 0 | 0
|  |  |  | 13.72 | 27.44 | 0 | 0 | 0 | 0 | 0 | 7.48 | 0.10709 | 0 | 27.44 | 27.44 | 0 | 0 | 0 | 0 | 0 | 1 | 0 | 0 | 0 | 0
|  |  |  | 16.76 | 33.52 | 0 | 0 | 0 | 0 | 0 | 7.48 | 0.10709 | 0 | 33.52 | 33.52 | 0 | 0 | 0 | 0 | 0 | 1 | 0 | 0 | 0 | 0
|  |  |  | 25.2 | 50.4 | 0 | 0 | 0 | 0 | 0 | 7.48 | 0.10709 | 0 | 50.4 | 44.631 | 0 | 5.769 | 0 | 0 | 5.769 | 1 | 0 | 0 | 0 | 0
|  |  |  | 26.28 | 52.56 | 0 | 0 | 0 | 0 | 0 | 7.48 | 0.10709 | 0 | 52.56 | 17.265 | 0 | 25.079 | 0 | 0 | 25.079 | 0.63811 | 0 | 10.217 | 0 | 0
|  |  |  | 28.24 | 56.48 | 0 | 0 | 0 | 0 | 0 | 7.48 | 0.10709 | 0 | 56.48 | 0 | 0 | 44.111 | 0 | 0 | 44.111 | 0.2 | 0 | 12.369 | 0 | 0
|  |  |  | 28.48 | 56.96 | 0 | 0 | 0 | 0 | 0 | 7.48 | 0.10709 | 0 | 56.96 | 0 | 0 | 67.414 | 10.454 | 0 | 56.96 | 0.53273 | 0 | 0 | 0 | 0
|  |  |  | 29.84 | 59.68 | 0 | 0 | 0 | 0 | 0 | 7.48 | 0.12502 | 0 | 59.68 | 0 | 8.431 | 72.234 | 12.554 | 0 | 59.68 | 0.93229 | 0 | 0 | 0 | 0
|  |  |  | 29.8 | 59.6 | 0 | 0 | 0 | 0 | 0 | 7.48 | 0.12502 | 0 | 59.6 | 0 | 24.127 | 61.727 | 2.127 | 0 | 59.6 | 1 | 0 | 0 | 0 | 0
|  |  |  | 27.72 | 55.44 | 0 | 0 | 0 | 0 | 0 | 7.48 | 0.12502 | 0 | 55.44 | 0 | 32.531 | 55.44 | 0 | 0 | 55.44 | 1 | 0 | 0 | 0 | 0
|  |  |  | 25.8 | 51.6 | 0 | 0 | 0 | 0 | 0 | 12.23 | 0.12502 | 0 | 51.6 | 0 | 31.949 | 51.6 | 0 | 0 | 51.6 | 1 | 0 | 0 | 0 | 0
|  |  |  | 24.56 | 49.12 | 0 | 0 | 0 | 0 | 0 | 12.23 | 0.12502 | 0 | 49.12 | 0 | 23.131 | 49.12 | 0 | 0 | 49.12 | 1 | 0 | 0 | 0 | 0
|  |  |  | 24.6 | 49.2 | 0 | 0 | 0 | 0 | 0 | 12.23 | 0.12502 | 0 | 49.2 | 0 | 3.64 | 49.2 | 0 | 0 | 49.2 | 1 | 0 | 0 | 0 | 0
|  |  |  | 23.92 | 47.84 | 0 | 0 | 0 | 0 | 0 | 12.23 | 0.12502 | 0 | 47.84 | 18.668 | 0 | 29.172 | 0 | 0 | 29.172 | 1 | 0 | 0 | 0 | 0
|  |  |  | 24.2 | 48.4 | 0 | 0 | 0 | 0 | 0 | 7.48 | 0.12502 | 0 | 48.4 | 42.241 | 0 | 6.159 | 0 | 0 | 6.159 | 1 | 0 | 0 | 0 | 0
|  |  |  | 25 | 50 | 0 | 0 | 0 | 0 | 0 | 7.48 | 0.12502 | 0 | 50 | 42.359 | 0 | 0 | 0 | 0 | 0 | 0.72936 | 0 | 7.641 | 0 | 0
|  |  |  | 25.84 | 51.68 | 0 | 0 | 0 | 0 | 0 | 7.48 | 0.12502 | 0 | 51.68 | 39.126 | 0 | 0 | 0 | 0 | 0 | 0.28469 | 0 | 12.554 | 0 | 0
|  |  |  | 27.08 | 54.16 | 0 | 0 | 0 | 0 | 0 | 7.48 | 0.10709 | 0 | 54.16 | 51.769 | 0 | 0 | 0 | 0 | 0 | 0.2 | 0 | 2.391 | 0 | 0
|  |  |  | 24.68 | 49.36 | 0 | 0 | 0 | 0 | 0 | 7.48 | 0.10709 | 2.409 | 49.36 | 49.36 | 0 | 0 | 0 | 0 | 0 | 0.27668 | 0 | 0 | 0 | 0
|  |  |  | 16.96 | 33.92 | 0 | 0 | 0 | 0 | 0 | 7.48 | 0.10709 | 12.554 | 33.92 | 33.92 | 0 | 0 | 0 | 0 | 0 | 0.67624 | 0 | 0 | 0 | 0
|  |  |  | 11.52 | 23.04 | 0 | 0 | 0 | 0 | 0 | 7.48 | 0.10709 | 10.172 | 23.04 | 23.04 | 0 | 0 | 0 | 0 | 0 | 1 | 0 | 0 | 0 | 0
|  |  |  | 9.8 | 19.6 | 0 | 0 | 0 | 0 | 0 | 7.48 | 0.10709 | 0 | 19.6 | 19.6 | 0 | 0 | 0 | 0 | 0 | 1 | 0 | 0 | 0 | 0
|  |  |  | 11.68 | 23.36 | 0 | 0 | 0 | 0 | 0 | 7.48 | 0.10709 | 0 | 23.36 | 23.36 | 0 | 0 | 0 | 0 | 0 | 1 | 0 | 0 | 0 | 0
|  |  |  | 11.64 | 23.28 | 0 | 0 | 0 | 0 | 0 | 7.48 | 0.10709 | 0 | 23.28 | 23.28 | 0 | 0 | 0 | 0 | 0 | 1 | 0 | 0 | 0 | 0
|  |  |  | 12.76 | 25.52 | 0 | 0 | 0 | 0 | 0 | 7.48 | 0.10709 | 0 | 25.52 | 25.52 | 0 | 0 | 0 | 0 | 0 | 1 | 0 | 0 | 0 | 0
|  |  |  | 14.48 | 28.96 | 0 | 0 | 0 | 0 | 0 | 7.48 | 0.10709 | 0 | 28.96 | 28.96 | 0 | 0 | 0 | 0 | 0 | 1 | 0 | 0 | 0 | 0
|  |  |  | 17.48 | 34.96 | 0 | 0 | 0 | 0 | 0 | 7.48 | 0.10709 | 0 | 34.96 | 34.96 | 0 | 0 | 0 | 0 | 0 | 1 | 0 | 0 | 0 | 0
|  |  |  | 23.72 | 47.44 | 0 | 0 | 0 | 0 | 0 | 7.48 | 0.10709 | 0 | 47.44 | 40.563 | 0 | 6.877 | 0 | 0 | 6.877 | 1 | 0 | 0 | 0 | 0
|  |  |  | 26.24 | 52.48 | 0 | 0 | 0 | 0 | 0 | 7.48 | 0.10709 | 0 | 52.48 | 41.37 | 0 | 11.11 | 0 | 0 | 11.11 | 1 | 0 | 0 | 0 | 0
|  |  |  | 29.6 | 59.2 | 0 | 0 | 0 | 0 | 0 | 7.48 | 0.10709 | 0 | 59.2 | 48.682 | 0 | 10.518 | 0 | 0 | 10.518 | 1 | 0 | 0 | 0 | 0
|  |  |  | 28.32 | 56.64 | 0 | 0 | 0 | 0 | 0 | 7.48 | 0.10709 | 0 | 56.64 | 37.872 | 0 | 18.768 | 0 | 0 | 18.768 | 1 | 0 | 0 | 0 | 0
|  |  |  | 30.24 | 60.48 | 0 | 0 | 0 | 0 | 0 | 7.48 | 0.12502 | 0 | 60.48 | 16.651 | 0 | 37.032 | 0 | 0 | 37.032 | 0.75927 | 0 | 6.796 | 0 | 0
|  |  |  | 32.4 | 64.8 | 0 | 0 | 0 | 0 | 0 | 7.48 | 0.12502 | 0 | 64.8 | 13.665 | 0 | 38.582 | 0 | 0 | 38.582 | 0.3146 | 0 | 12.554 | 0 | 0
|  |  |  | 28 | 56 | 0 | 0 | 0 | 0 | 0 | 7.48 | 0.12502 | 0 | 56 | 0 | 0 | 52.765 | 0 | 0 | 52.765 | 0.2 | 0 | 3.235 | 0 | 0
|  |  |  | 26.28 | 52.56 | 0 | 0 | 0 | 0 | 0 | 12.23 | 0.12502 | 0 | 52.56 | 0 | 0 | 63.736 | 11.176 | 0 | 52.56 | 0.5557 | 0 | 0 | 0 | 0
|  |  |  | 25.56 | 51.12 | 0 | 0 | 0 | 0 | 0 | 12.23 | 0.12502 | 0 | 51.12 | 0 | 8.186 | 63.674 | 12.554 | 0 | 51.12 | 0.95527 | 0 | 0 | 0 | 0
|  |  |  | 25.48 | 50.96 | 0 | 0 | 0 | 0 | 0 | 12.23 | 0.12502 | 0 | 50.96 | 0 | 0.349 | 52.365 | 1.405 | 0 | 50.96 | 1 | 0 | 0 | 0 | 0
|  |  |  | 24.72 | 49.44 | 0 | 0 | 0 | 0 | 0 | 12.23 | 0.12502 | 0 | 49.44 | 20.595 | 0 | 28.845 | 0 | 0 | 28.845 | 1 | 0 | 0 | 0 | 0
|  |  |  | 25.6 | 51.2 | 0 | 0 | 0 | 0 | 0 | 7.48 | 0.12502 | 0 | 51.2 | 44.776 | 0 | 6.424 | 0 | 0 | 6.424 | 1 | 0 | 0 | 0 | 0
|  |  |  | 27.48 | 54.96 | 0 | 0 | 0 | 0 | 0 | 7.48 | 0.12502 | 0 | 54.96 | 44.928 | 0 | 0 | 0 | 0 | 0 | 0.64467 | 0 | 10.032 | 0 | 0
|  |  |  | 26.44 | 52.88 | 0 | 0 | 0 | 0 | 0 | 7.48 | 0.12502 | 0 | 52.88 | 40.326 | 0 | 0 | 0 | 0 | 0 | 0.2 | 0 | 12.554 | 0 | 0
|  |  |  | 25.64 | 51.28 | 0 | 0 | 0 | 0 | 0 | 7.48 | 0.10709 | 0 | 51.28 | 51.28 | 0 | 0 | 0 | 0 | 0 | 0.2 | 0 | 0 | 0 | 0
|  |  |  | 20.24 | 40.48 | 0 | 0 | 0 | 0 | 0 | 7.48 | 0.10709 | 0 | 40.48 | 40.48 | 0 | 0 | 0 | 0 | 0 | 0.2 | 0 | 0 | 0 | 0
|  |  |  | 19.92 | 39.84 | 0 | 0 | 0 | 0 | 0 | 7.48 | 0.10709 | 0 | 39.84 | 39.84 | 0 | 0 | 0 | 0 | 0 | 0.2 | 0 | 0 | 0 | 0
|  |  |  | 13.52 | 27.04 | 0 | 0 | 0 | 0 | 0 | 7.48 | 0.10709 | 0 | 27.04 | 27.04 | 0 | 0 | 0 | 0 | 0 | 0.2 | 0 | 0 | 0 | 0
|  |  |  | 10.16 | 20.32 | 0 | 0 | 0 | 0 | 0 | 7.48 | 0.10709 | 0 | 20.32 | 20.32 | 0 | 0 | 0 | 0 | 0 | 0.2 | 0 | 0 | 0 | 0
|  |  |  | 9.6 | 19.2 | 0 | 0 | 0 | 0 | 0 | 7.48 | 0.10709 | 0 | 19.2 | 19.2 | 0 | 0 | 0 | 0 | 0 | 0.2 | 0 | 0 | 0 | 0
|  |  |  | 12.32 | 24.64 | 0 | 0 | 0 | 0 | 0 | 7.48 | 0.10709 | 0 | 24.64 | 24.64 | 0 | 0 | 0 | 0 | 0 | 0.2 | 0 | 0 | 0 | 0
|  |  |  | 13.84 | 27.68 | 0 | 0 | 0 | 0 | 0 | 7.48 | 0.10709 | 0 | 27.68 | 27.68 | 0 | 0 | 0 | 0 | 0 | 0.2 | 0 | 0 | 0 | 0
|  |  |  | 16.12 | 32.24 | 0 | 0 | 0 | 0 | 0 | 7.48 | 0.10709 | 0 | 32.24 | 32.24 | 0 | 0 | 0 | 0 | 0 | 0.2 | 0 | 0 | 0 | 0
|  |  |  | 16.76 | 33.52 | 0 | 0 | 0 | 0 | 0 | 7.48 | 0.10709 | 0 | 33.52 | 33.52 | 0 | 0 | 0 | 0 | 0 | 0.2 | 0 | 0 | 0 | 0
|  |  |  | 18.24 | 36.48 | 0 | 0 | 0 | 0 | 0 | 7.48 | 0.10709 | 0 | 36.48 | 35.208 | 0 | 1.272 | 0 | 0 | 1.272 | 0.2 | 0 | 0 | 0 | 0
|  |  |  | 24.68 | 49.36 | 0 | 0 | 0 | 0 | 0 | 7.48 | 0.10709 | 0 | 49.36 | 40.215 | 0 | 9.145 | 0 | 0 | 9.145 | 0.2 | 0 | 0 | 0 | 0
|  |  |  | 24.68 | 49.36 | 0 | 0 | 0 | 0 | 0 | 7.48 | 0.10709 | 0 | 49.36 | 0 | 0 | 51.568 | 2.208 | 0 | 49.36 | 0.27028 | 0 | 0 | 0 | 0
|  |  |  | 24.32 | 48.64 | 0 | 0 | 0 | 0 | 0 | 7.48 | 0.10709 | 0 | 48.64 | 0 | 7.706 | 61.194 | 12.554 | 0 | 48.64 | 0.66984 | 0 | 0 | 0 | 0
|  |  |  | 22.04 | 44.08 | 0 | 0 | 0 | 0 | 0 | 7.48 | 0.12502 | 0 | 44.08 | 0 | 26.552 | 54.453 | 10.373 | 0 | 44.08 | 1 | 0 | 0 | 0 | 0
|  |  |  | 23.68 | 47.36 | 0 | 0 | 0 | 0 | 0 | 7.48 | 0.12502 | 0 | 47.36 | 0 | 28.947 | 47.36 | 0 | 0 | 47.36 | 1 | 0 | 0 | 0 | 0
|  |  |  | 23.32 | 46.64 | 0 | 0 | 0 | 0 | 0 | 7.48 | 0.12502 | 0 | 46.64 | 0 | 29.264 | 46.64 | 0 | 0 | 46.64 | 1 | 0 | 0 | 0 | 0
|  |  |  | 23.88 | 47.76 | 0 | 0 | 0 | 0 | 0 | 12.23 | 0.12502 | 0 | 47.76 | 0 | 24.541 | 47.76 | 0 | 0 | 47.76 | 1 | 0 | 0 | 0 | 0
|  |  |  | 22.96 | 45.92 | 0 | 0 | 0 | 0 | 0 | 12.23 | 0.12502 | 0 | 45.92 | 0 | 16.317 | 45.92 | 0 | 0 | 45.92 | 1 | 0 | 0 | 0 | 0
|  |  |  | 22.76 | 45.52 | 0 | 0 | 0 | 0 | 0 | 12.23 | 0.12502 | 0 | 45.52 | 0 | 6.703 | 45.52 | 0 | 0 | 45.52 | 1 | 0 | 0 | 0 | 0
|  |  |  | 22.12 | 44.24 | 0 | 0 | 0 | 0 | 0 | 12.23 | 0.12502 | 0 | 44.24 | 27.79 | 0 | 16.45 | 0 | 0 | 16.45 | 1 | 0 | 0 | 0 | 0
|  |  |  | 23.32 | 46.64 | 0 | 0 | 0 | 0 | 0 | 7.48 | 0.12502 | 0 | 46.64 | 40.103 | 0 | 6.537 | 0 | 0 | 6.537 | 1 | 0 | 0 | 0 | 0
|  |  |  | 22.12 | 44.24 | 0 | 0 | 0 | 0 | 0 | 7.48 | 0.12502 | 0 | 44.24 | 34.208 | 0 | 0 | 0 | 0 | 0 | 0.64467 | 0 | 10.032 | 0 | 0
|  |  |  | 21.16 | 42.32 | 0 | 0 | 0 | 0 | 0 | 7.48 | 0.12502 | 0 | 42.32 | 29.766 | 0 | 0 | 0 | 0 | 0 | 0.2 | 0 | 12.554 | 0 | 0
|  |  |  | 22.92 | 45.84 | 0 | 0 | 0 | 0 | 0 | 7.48 | 0.10709 | 5.929 | 45.84 | 45.84 | 0 | 0 | 0 | 0 | 0 | 0.38871 | 0 | 0 | 0 | 0
|  |  |  | 22.84 | 45.68 | 0 | 0 | 0 | 0 | 0 | 7.48 | 0.10709 | 6.089 | 45.68 | 45.68 | 0 | 0 | 0 | 0 | 0 | 0.58252 | 0 | 0 | 0 | 0
|  |  |  | 22.8 | 45.6 | 0 | 0 | 0 | 0 | 0 | 7.48 | 0.10709 | 6.169 | 45.6 | 45.6 | 0 | 0 | 0 | 0 | 0 | 0.77887 | 0 | 0 | 0 | 0
|  |  |  | 19.2 | 38.4 | 0 | 0 | 0 | 0 | 0 | 7.48 | 0.10709 | 6.948 | 38.4 | 38.4 | 0 | 0 | 0 | 0 | 0 | 1 | 0 | 0 | 0 | 0
|  |  |  | 17.04 | 34.08 | 0 | 0 | 0 | 0 | 0 | 7.48 | 0.10709 | 0 | 34.08 | 34.08 | 0 | 0 | 0 | 0 | 0 | 1 | 0 | 0 | 0 | 0
|  |  |  | 15.04 | 30.08 | 0 | 0 | 0 | 0 | 0 | 7.48 | 0.10709 | 0 | 30.08 | 30.08 | 0 | 0 | 0 | 0 | 0 | 1 | 0 | 0 | 0 | 0
|  |  |  | 16.64 | 33.28 | 0 | 0 | 0 | 0 | 0 | 7.48 | 0.10709 | 0 | 33.28 | 33.28 | 0 | 0 | 0 | 0 | 0 | 1 | 0 | 0 | 0 | 0
|  |  |  | 18.2 | 36.4 | 0 | 0 | 0 | 0 | 0 | 7.48 | 0.10709 | 0 | 36.4 | 36.4 | 0 | 0 | 0 | 0 | 0 | 1 | 0 | 0 | 0 | 0
|  |  |  | 20.4 | 40.8 | 0 | 0 | 0 | 0 | 0 | 7.48 | 0.10709 | 0 | 40.8 | 40.8 | 0 | 0 | 0 | 0 | 0 | 1 | 0 | 0 | 0 | 0
|  |  |  | 18.96 | 37.92 | 0 | 0 | 0 | 0 | 0 | 7.48 | 0.10709 | 0 | 37.92 | 37.92 | 0 | 0 | 0 | 0 | 0 | 1 | 0 | 0 | 0 | 0
|  |  |  | 16.76 | 33.52 | 0 | 0 | 0 | 0 | 0 | 7.48 | 0.10709 | 0 | 33.52 | 33.52 | 0 | 0 | 0 | 0 | 0 | 1 | 0 | 0 | 0 | 0
|  |  |  | 19.2 | 38.4 | 0 | 0 | 0 | 0 | 0 | 7.48 | 0.10709 | 0 | 38.4 | 36.813 | 0 | 1.587 | 0 | 0 | 1.587 | 1 | 0 | 0 | 0 | 0
|  |  |  | 23.76 | 47.52 | 0 | 0 | 0 | 0 | 0 | 7.48 | 0.10709 | 0 | 47.52 | 35.239 | 0 | 12.281 | 0 | 0 | 12.281 | 1 | 0 | 0 | 0 | 0
|  |  |  | 23.56 | 47.12 | 0 | 0 | 0 | 0 | 0 | 7.48 | 0.10709 | 0 | 47.12 | 35.103 | 0 | 12.017 | 0 | 0 | 12.017 | 1 | 0 | 0 | 0 | 0
|  |  |  | 24.76 | 49.52 | 0 | 0 | 0 | 0 | 0 | 7.48 | 0.12502 | 0 | 49.52 | 23.723 | 0 | 25.797 | 0 | 0 | 25.797 | 1 | 0 | 0 | 0 | 0
|  |  |  | 24.24 | 48.48 | 0 | 0 | 0 | 0 | 0 | 7.48 | 0.12502 | 0 | 48.48 | 21.046 | 0 | 27.434 | 0 | 0 | 27.434 | 1 | 0 | 0 | 0 | 0
|  |  |  | 24.56 | 49.12 | 0 | 0 | 0 | 0 | 0 | 7.48 | 0.12502 | 0 | 49.12 | 32.821 | 0 | 16.299 | 0 | 0 | 16.299 | 1 | 0 | 0 | 0 | 0
|  |  |  | 24.6 | 49.2 | 0 | 0 | 0 | 0 | 0 | 12.23 | 0.12502 | 0 | 49.2 | 17.307 | 0 | 31.893 | 0 | 0 | 31.893 | 1 | 0 | 0 | 0 | 0
|  |  |  | 23.32 | 46.64 | 0 | 0 | 0 | 0 | 0 | 12.23 | 0.12502 | 0 | 46.64 | 12.971 | 0 | 33.669 | 0 | 0 | 33.669 | 1 | 0 | 0 | 0 | 0
|  |  |  | 23.32 | 46.64 | 0 | 0 | 0 | 0 | 0 | 12.23 | 0.12502 | 0 | 46.64 | 22.09 | 0 | 24.55 | 0 | 0 | 24.55 | 1 | 0 | 0 | 0 | 0
|  |  |  | 23.9 | 47.8 | 0 | 0 | 0 | 0 | 0 | 12.23 | 0.12502 | 0 | 47.8 | 37.597 | 0 | 10.203 | 0 | 0 | 10.203 | 1 | 0 | 0 | 0 | 0
|  |  |  | 23.16 | 46.32 | 0 | 0 | 0 | 0 | 0 | 7.48 | 0.12502 | 0 | 46.32 | 39.38 | 0 | 6.94 | 0 | 0 | 6.94 | 1 | 0 | 0 | 0 | 0
|  |  |  | 22.26 | 44.52 | 0 | 0 | 0 | 0 | 0 | 7.48 | 0.12502 | 0 | 44.52 | 34.488 | 0 | 0 | 0 | 0 | 0 | 0.64467 | 0 | 10.032 | 0 | 0
|  |  |  | 21.56 | 43.12 | 0 | 0 | 0 | 0 | 0 | 7.48 | 0.12502 | 0 | 43.12 | 30.566 | 0 | 0 | 0 | 0 | 0 | 0.2 | 0 | 12.554 | 0 | 0
|  |  |  | 21.32 | 42.64 | 0 | 0 | 0 | 0 | 0 | 7.48 | 0.10709 | 0 | 42.64 | 42.64 | 0 | 0 | 0 | 0 | 0 | 0.2 | 0 | 0 | 0 | 0
|  |  |  | 23.44 | 46.88 | 0 | 0 | 0 | 0 | 0 | 7.48 | 0.10709 | 0 | 46.88 | 46.88 | 0 | 0 | 0 | 0 | 0 | 0.2 | 0 | 0 | 0 | 0
|  |  |  | 22.96 | 45.92 | 0 | 0 | 0 | 0 | 0 | 7.48 | 0.10709 | 0 | 45.92 | 45.92 | 0 | 0 | 0 | 0 | 0 | 0.2 | 0 | 0 | 0 | 0
|  |  |  | 17.68 | 35.36 | 0 | 0 | 0 | 0 | 0 | 7.48 | 0.10709 | 0 | 35.36 | 35.36 | 0 | 0 | 0 | 0 | 0 | 0.2 | 0 | 0 | 0 | 0
|  |  |  | 16.04 | 32.08 | 0 | 0 | 0 | 0 | 0 | 7.48 | 0.10709 | 0 | 32.08 | 32.08 | 0 | 0 | 0 | 0 | 0 | 0.2 | 0 | 0 | 0 | 0
|  |  |  | 15.16 | 30.32 | 0 | 0 | 0 | 0 | 0 | 7.48 | 0.10709 | 0 | 30.32 | 30.32 | 0 | 0 | 0 | 0 | 0 | 0.2 | 0 | 0 | 0 | 0
|  |  |  | 13.56 | 27.12 | 0 | 0 | 0 | 0 | 0 | 7.48 | 0.10709 | 0 | 27.12 | 27.12 | 0 | 0 | 0 | 0 | 0 | 0.2 | 0 | 0 | 0 | 0
|  |  |  | 14.04 | 28.08 | 0 | 0 | 0 | 0 | 0 | 7.48 | 0.10709 | 0 | 28.08 | 28.08 | 0 | 0 | 0 | 0 | 0 | 0.2 | 0 | 0 | 0 | 0
|  |  |  | 15.6 | 31.2 | 0 | 0 | 0 | 0 | 0 | 7.48 | 0.10709 | 0 | 31.2 | 31.2 | 0 | 0 | 0 | 0 | 0 | 0.2 | 0 | 0 | 0 | 0
|  |  |  | 17.44 | 34.88 | 0 | 0 | 0 | 0 | 0 | 7.48 | 0.10709 | 0 | 34.88 | 34.88 | 0 | 0 | 0 | 0 | 0 | 0.2 | 0 | 0 | 0 | 0
|  |  |  | 23.84 | 47.68 | 0 | 0 | 0 | 0 | 0 | 7.48 | 0.10709 | 0 | 47.68 | 39.291 | 0 | 8.389 | 0 | 0 | 8.389 | 0.2 | 0 | 0 | 0 | 0
|  |  |  | 25.2 | 50.4 | 0 | 0 | 0 | 0 | 0 | 7.48 | 0.10709 | 0 | 50.4 | 16.416 | 0 | 33.984 | 0 | 0 | 33.984 | 0.2 | 0 | 0 | 0 | 0
|  |  |  | 28.88 | 57.76 | 0 | 0 | 0 | 0 | 0 | 7.48 | 0.10709 | 0 | 57.76 | 0 | 0 | 60.272 | 2.512 | 0 | 57.76 | 0.27995 | 0 | 0 | 0 | 0
|  |  |  | 28.52 | 57.04 | 0 | 0 | 0 | 0 | 0 | 7.48 | 0.10709 | 0 | 57.04 | 0 | 10.706 | 69.594 | 12.554 | 0 | 57.04 | 0.67951 | 0 | 0 | 0 | 0
|  |  |  | 31.4 | 62.8 | 0 | 0 | 0 | 0 | 0 | 7.48 | 0.12502 | 0 | 62.8 | 0 | 10.252 | 72.869 | 10.069 | 0 | 62.8 | 1 | 0 | 0 | 0 | 0
|  |  |  | 33.44 | 66.88 | 0 | 0 | 0 | 0 | 0 | 7.48 | 0.12502 | 0 | 66.88 | 51.769 | 0 | 2.557 | 0 | 0 | 2.557 | 0.55533 | 0 | 12.554 | 0 | 0
|  |  |  | 28.92 | 57.84 | 0 | 0 | 0 | 0 | 0 | 7.48 | 0.12502 | 0 | 57.84 | 0 | 19.013 | 70.394 | 12.554 | 0 | 57.84 | 0.95489 | 0 | 0 | 0 | 0
|  |  |  | 25.44 | 50.88 | 0 | 0 | 0 | 0 | 0 | 12.23 | 0.12502 | 0 | 50.88 | 0 | 42.563 | 52.297 | 1.417 | 0 | 50.88 | 1 | 0 | 0 | 0 | 0
|  |  |  | 24.04 | 48.08 | 0 | 0 | 0 | 0 | 0 | 12.23 | 0.12502 | 0 | 48.08 | 0 | 32.459 | 48.08 | 0 | 0 | 48.08 | 1 | 0 | 0 | 0 | 0
|  |  |  | 23.32 | 46.64 | 0 | 0 | 0 | 0 | 0 | 12.23 | 0.12502 | 0 | 46.64 | 0 | 12.675 | 46.64 | 0 | 0 | 46.64 | 1 | 0 | 0 | 0 | 0
|  |  |  | 23.04 | 46.08 | 0 | 0 | 0 | 0 | 0 | 12.23 | 0.12502 | 0 | 46.08 | 13.091 | 0 | 32.989 | 0 | 0 | 32.989 | 1 | 0 | 0 | 0 | 0
|  |  |  | 23.36 | 46.72 | 0 | 0 | 0 | 0 | 0 | 7.48 | 0.12502 | 0 | 46.72 | 39.2 | 0 | 7.52 | 0 | 0 | 7.52 | 1 | 0 | 0 | 0 | 0
|  |  |  | 26.56 | 53.12 | 0 | 0 | 0 | 0 | 0 | 7.48 | 0.12502 | 0 | 53.12 | 43.088 | 0 | 0 | 0 | 0 | 0 | 0.64467 | 0 | 10.032 | 0 | 0
|  |  |  | 26.36 | 52.72 | 0 | 0 | 0 | 0 | 0 | 7.48 | 0.12502 | 0 | 52.72 | 40.166 | 0 | 0 | 0 | 0 | 0 | 0.2 | 0 | 12.554 | 0 | 0
|  |  |  | 25.52 | 51.04 | 0 | 0 | 0 | 0 | 0 | 7.48 | 0.10709 | 0 | 51.04 | 51.04 | 0 | 0 | 0 | 0 | 0 | 0.2 | 0 | 0 | 0 | 0
|  |  |  | 25.48 | 50.96 | 0 | 0 | 0 | 0 | 0 | 7.48 | 0.10709 | 0 | 50.96 | 50.96 | 0 | 0 | 0 | 0 | 0 | 0.2 | 0 | 0 | 0 | 0
|  |  |  | 17.88 | 35.76 | 0 | 0 | 0 | 0 | 0 | 7.48 | 0.10709 | 0 | 35.76 | 35.76 | 0 | 0 | 0 | 0 | 0 | 0.2 | 0 | 0 | 0 | 0
|  |  |  | 12.04 | 24.08 | 0 | 0 | 0 | 0 | 0 | 7.48 | 0.10709 | 0 | 24.08 | 24.08 | 0 | 0 | 0 | 0 | 0 | 0.2 | 0 | 0 | 0 | 0
|  |  |  | 10.4 | 20.8 | 0 | 0 | 0 | 0 | 0 | 7.48 | 0.10709 | 0 | 20.8 | 20.8 | 0 | 0 | 0 | 0 | 0 | 0.2 | 0 | 0 | 0 | 0
|  |  |  | 11.88 | 23.76 | 0 | 0 | 0 | 0 | 0 | 7.48 | 0.10709 | 0 | 23.76 | 23.76 | 0 | 0 | 0 | 0 | 0 | 0.2 | 0 | 0 | 0 | 0
|  |  |  | 13.56 | 27.12 | 0 | 0 | 0 | 0 | 0 | 7.48 | 0.10709 | 0 | 27.12 | 27.12 | 0 | 0 | 0 | 0 | 0 | 0.2 | 0 | 0 | 0 | 0
|  |  |  | 14 | 28 | 0 | 0 | 0 | 0 | 0 | 7.48 | 0.10709 | 0 | 28 | 28 | 0 | 0 | 0 | 0 | 0 | 0.2 | 0 | 0 | 0 | 0
|  |  |  | 15.64 | 31.28 | 0 | 0 | 0 | 0 | 0 | 7.48 | 0.10709 | 0 | 31.28 | 31.28 | 0 | 0 | 0 | 0 | 0 | 0.2 | 0 | 0 | 0 | 0
|  |  |  | 19.32 | 38.64 | 0 | 0 | 0 | 0 | 0 | 7.48 | 0.10709 | 0 | 38.64 | 38.64 | 0 | 0 | 0 | 0 | 0 | 0.2 | 0 | 0 | 0 | 0
|  |  |  | 25.32 | 50.64 | 0 | 0 | 0 | 0 | 0 | 7.48 | 0.10709 | 0 | 50.64 | 41.672 | 0 | 8.968 | 0 | 0 | 8.968 | 0.2 | 0 | 0 | 0 | 0
|  |  |  | 25.44 | 50.88 | 0 | 0 | 0 | 0 | 0 | 7.48 | 0.10709 | 0 | 50.88 | 15.888 | 0 | 34.992 | 0 | 0 | 34.992 | 0.2 | 0 | 0 | 0 | 0
|  |  |  | 27.28 | 54.56 | 0 | 0 | 0 | 0 | 0 | 7.48 | 0.10709 | 0 | 54.56 | 0 | 0 | 60.272 | 5.712 | 0 | 54.56 | 0.3818 | 0 | 0 | 0 | 0
|  |  |  | 28.44 | 56.88 | 0 | 0 | 0 | 0 | 0 | 7.48 | 0.10709 | 0 | 56.88 | 0 | 8.473 | 69.434 | 12.554 | 0 | 56.88 | 0.78136 | 0 | 0 | 0 | 0
|  |  |  | 32 | 64 | 0 | 0 | 0 | 0 | 0 | 7.48 | 0.10709 | 0 | 64 | 0 | 19.054 | 70.869 | 6.869 | 0 | 64 | 1 | 0 | 0 | 0 | 0
|  |  |  | 30.92 | 61.84 | 0 | 0 | 0 | 0 | 0 | 7.48 | 0.10709 | 0 | 61.84 | 0 | 33.31 | 61.84 | 0 | 0 | 61.84 | 1 | 0 | 0 | 0 | 0
|  |  |  | 28.08 | 56.16 | 0 | 0 | 0 | 0 | 0 | 7.48 | 0.10709 | 0 | 56.16 | 0 | 37.957 | 56.16 | 0 | 0 | 56.16 | 1 | 0 | 0 | 0 | 0
|  |  |  | 26.2 | 52.4 | 0 | 0 | 0 | 0 | 0 | 7.48 | 0.10709 | 0 | 52.4 | 0 | 34.638 | 52.4 | 0 | 0 | 52.4 | 1 | 0 | 0 | 0 | 0
|  |  |  | 24.4 | 48.8 | 0 | 0 | 0 | 0 | 0 | 7.48 | 0.10709 | 0 | 48.8 | 0 | 25.819 | 48.8 | 0 | 0 | 48.8 | 1 | 0 | 0 | 0 | 0
|  |  |  | 25 | 50 | 0 | 0 | 0 | 0 | 0 | 7.48 | 0.10709 | 0 | 50 | 0 | 5.637 | 50 | 0 | 0 | 50 | 1 | 0 | 0 | 0 | 0
|  |  |  | 25.64 | 51.28 | 0 | 0 | 0 | 0 | 0 | 7.48 | 0.10709 | 0 | 51.28 | 19.84 | 0 | 31.44 | 0 | 0 | 31.44 | 1 | 0 | 0 | 0 | 0
|  |  |  | 25.28 | 50.56 | 0 | 0 | 0 | 0 | 0 | 7.48 | 0.10709 | 0 | 50.56 | 43.217 | 0 | 7.343 | 0 | 0 | 7.343 | 1 | 0 | 0 | 0 | 0
|  |  |  | 24.68 | 49.36 | 0 | 0 | 0 | 0 | 0 | 7.48 | 0.10709 | 0 | 49.36 | 49.36 | 0 | 0 | 0 | 0 | 0 | 1 | 0 | 0 | 0 | 0
|  |  |  | 23.72 | 47.44 | 0 | 0 | 0 | 0 | 0 | 7.48 | 0.10709 | 0 | 47.44 | 47.44 | 0 | 0 | 0 | 0 | 0 | 1 | 0 | 0 | 0 | 0
|  |  |  | 24.12 | 48.24 | 0 | 0 | 0 | 0 | 0 | 7.48 | 0.10709 | 0 | 48.24 | 48.24 | 0 | 0 | 0 | 0 | 0 | 1 | 0 | 0 | 0 | 0
|  |  |  | 18.48 | 36.96 | 0 | 0 | 0 | 0 | 0 | 7.48 | 0.10709 | 0 | 36.96 | 36.96 | 0 | 0 | 0 | 0 | 0 | 1 | 0 | 0 | 0 | 0
|  |  |  | 18 | 36 | 0 | 0 | 0 | 0 | 0 | 7.48 | 0.10709 | 0 | 36 | 36 | 0 | 0 | 0 | 0 | 0 | 1 | 0 | 0 | 0 | 0
|  |  |  | 12.68 | 25.36 | 0 | 0 | 0 | 0 | 0 | 7.48 | 0.10709 | 0 | 25.36 | 25.36 | 0 | 0 | 0 | 0 | 0 | 1 | 0 | 0 | 0 | 0
|  |  |  | 11.08 | 22.16 | 0 | 0 | 0 | 0 | 0 | 7.48 | 0.10709 | 0 | 22.16 | 22.16 | 0 | 0 | 0 | 0 | 0 | 1 | 0 | 0 | 0 | 0
|  |  |  | 13.6 | 27.2 | 0 | 0 | 0 | 0 | 0 | 7.48 | 0.10709 | 0 | 27.2 | 27.2 | 0 | 0 | 0 | 0 | 0 | 1 | 0 | 0 | 0 | 0
|  |  |  | 19.1133 | 38.2267 | 0 | 0 | 0 | 0 | 0 | 7.48 | 0.10709 | 0 | 38.227 | 38.227 | 0 | 0 | 0 | 0 | 0 | 1 | 0 | 0 | 0 | 0
|  |  |  | 16.8667 | 33.7334 | 0 | 0 | 0 | 0 | 0 | 7.48 | 0.10709 | 0 | 33.733 | 33.733 | 0 | 0 | 0 | 0 | 0 | 1 | 0 | 0 | 0 | 0
|  |  |  | 15.2 | 30.4 | 0 | 0 | 0 | 0 | 0 | 7.48 | 0.10709 | 0 | 30.4 | 30.4 | 0 | 0 | 0 | 0 | 0 | 1 | 0 | 0 | 0 | 0
|  |  |  | 18.04 | 36.08 | 0 | 0 | 0 | 0 | 0 | 7.48 | 0.10709 | 0 | 36.08 | 36.08 | 0 | 0 | 0 | 0 | 0 | 1 | 0 | 0 | 0 | 0
|  |  |  | 24.76 | 49.52 | 0 | 0 | 0 | 0 | 0 | 7.48 | 0.10709 | 0 | 49.52 | 32.863 | 0 | 6.626 | 0 | 0 | 6.626 | 0.64467 | 0 | 10.032 | 0 | 0
|  |  |  | 26.8 | 53.6 | 0 | 0 | 0 | 0 | 0 | 7.48 | 0.10709 | 0 | 53.6 | 6.117 | 0 | 34.929 | 0 | 0 | 34.929 | 0.2 | 0 | 12.554 | 0 | 0
|  |  |  | 26.12 | 52.24 | 0 | 0 | 0 | 0 | 0 | 7.48 | 0.10709 | 0 | 52.24 | 0 | 0 | 59.05 | 6.81 | 0 | 52.24 | 0.41675 | 0 | 0 | 0 | 0
|  |  |  | 27.36 | 54.72 | 0 | 0 | 0 | 0 | 0 | 7.48 | 0.10709 | 0 | 54.72 | 0 | 7.861 | 67.274 | 12.554 | 0 | 54.72 | 0.81631 | 0 | 0 | 0 | 0
|  |  |  | 27.6 | 55.2 | 0 | 0 | 0 | 0 | 0 | 7.48 | 0.10709 | 0 | 55.2 | 0 | 24.871 | 60.971 | 5.771 | 0 | 55.2 | 1 | 0 | 0 | 0 | 0
|  |  |  | 30.52 | 61.04 | 0 | 0 | 0 | 0 | 0 | 7.48 | 0.10709 | 0 | 61.04 | 0 | 29.462 | 61.04 | 0 | 0 | 61.04 | 1 | 0 | 0 | 0 | 0
|  |  |  | 29.08 | 58.16 | 0 | 0 | 0 | 0 | 0 | 7.48 | 0.10709 | 0 | 58.16 | 0 | 34.383 | 58.16 | 0 | 0 | 58.16 | 1 | 0 | 0 | 0 | 0
|  |  |  | 27.04 | 54.08 | 0 | 0 | 0 | 0 | 0 | 7.48 | 0.10709 | 0 | 54.08 | 0 | 32.19 | 54.08 | 0 | 0 | 54.08 | 1 | 0 | 0 | 0 | 0
|  |  |  | 27.28 | 54.56 | 0 | 0 | 0 | 0 | 0 | 7.48 | 0.10709 | 0 | 54.56 | 0 | 20.273 | 54.56 | 0 | 0 | 54.56 | 1 | 0 | 0 | 0 | 0
|  |  |  | 25.28 | 50.56 | 0 | 0 | 0 | 0 | 0 | 7.48 | 0.10709 | 0 | 50.56 | 0 | 5.266 | 50.56 | 0 | 0 | 50.56 | 1 | 0 | 0 | 0 | 0
|  |  |  | 23.32 | 46.64 | 0 | 0 | 0 | 0 | 0 | 7.48 | 0.10709 | 0 | 46.64 | 15.301 | 0 | 31.339 | 0 | 0 | 31.339 | 1 | 0 | 0 | 0 | 0
|  |  |  | 25.24 | 50.48 | 0 | 0 | 0 | 0 | 0 | 7.48 | 0.10709 | 0 | 50.48 | 43.124 | 0 | 7.356 | 0 | 0 | 7.356 | 1 | 0 | 0 | 0 | 0
|  |  |  | 25 | 50 | 0 | 0 | 0 | 0 | 0 | 7.48 | 0.10709 | 0 | 50 | 50 | 0 | 0 | 0 | 0 | 0 | 1 | 0 | 0 | 0 | 0
|  |  |  | 24.32 | 48.64 | 0 | 0 | 0 | 0 | 0 | 7.48 | 0.10709 | 0 | 48.64 | 48.64 | 0 | 0 | 0 | 0 | 0 | 1 | 0 | 0 | 0 | 0
|  |  |  | 25.32 | 50.64 | 0 | 0 | 0 | 0 | 0 | 7.48 | 0.10709 | 0 | 50.64 | 50.64 | 0 | 0 | 0 | 0 | 0 | 1 | 0 | 0 | 0 | 0
|  |  |  | 20.24 | 40.48 | 0 | 0 | 0 | 0 | 0 | 7.48 | 0.10709 | 0 | 40.48 | 40.48 | 0 | 0 | 0 | 0 | 0 | 1 | 0 | 0 | 0 | 0
|  |  |  | 17.48 | 34.96 | 0 | 0 | 0 | 0 | 0 | 7.48 | 0.10709 | 0 | 34.96 | 34.96 | 0 | 0 | 0 | 0 | 0 | 1 | 0 | 0 | 0 | 0
|  |  |  | 12.12 | 24.24 | 0 | 0 | 0 | 0 | 0 | 7.48 | 0.10709 | 0 | 24.24 | 24.24 | 0 | 0 | 0 | 0 | 0 | 1 | 0 | 0 | 0 | 0
|  |  |  | 10.4 | 20.8 | 0 | 0 | 0 | 0 | 0 | 7.48 | 0.10709 | 0 | 20.8 | 20.8 | 0 | 0 | 0 | 0 | 0 | 1 | 0 | 0 | 0 | 0
|  |  |  | 11.92 | 23.84 | 0 | 0 | 0 | 0 | 0 | 7.48 | 0.10709 | 0 | 23.84 | 23.84 | 0 | 0 | 0 | 0 | 0 | 1 | 0 | 0 | 0 | 0
|  |  |  | 12.24 | 24.48 | 0 | 0 | 0 | 0 | 0 | 7.48 | 0.10709 | 0 | 24.48 | 24.48 | 0 | 0 | 0 | 0 | 0 | 1 | 0 | 0 | 0 | 0
|  |  |  | 13.76 | 27.52 | 0 | 0 | 0 | 0 | 0 | 7.48 | 0.10709 | 0 | 27.52 | 27.52 | 0 | 0 | 0 | 0 | 0 | 1 | 0 | 0 | 0 | 0
|  |  |  | 15.48 | 30.96 | 0 | 0 | 0 | 0 | 0 | 7.48 | 0.10709 | 0 | 30.96 | 30.96 | 0 | 0 | 0 | 0 | 0 | 1 | 0 | 0 | 0 | 0
|  |  |  | 18.88 | 37.76 | 0 | 0 | 0 | 0 | 0 | 7.48 | 0.10709 | 0 | 37.76 | 37.76 | 0 | 0 | 0 | 0 | 0 | 1 | 0 | 0 | 0 | 0
|  |  |  | 25.28 | 50.56 | 0 | 0 | 0 | 0 | 0 | 7.48 | 0.10709 | 0 | 50.56 | 31.321 | 0 | 9.308 | 0 | 0 | 9.308 | 0.64827 | 0 | 9.93 | 0 | 0
|  |  |  | 26 | 52 | 0 | 0 | 0 | 0 | 0 | 7.48 | 0.10709 | 0 | 52 | 5.424 | 0 | 34.022 | 0 | 0 | 34.022 | 0.2036 | 0 | 12.554 | 0 | 0
|  |  |  | 28.48 | 56.96 | 0 | 0 | 0 | 0 | 0 | 7.48 | 0.10709 | 0 | 56.96 | 0 | 0 | 56.858 | 0 | 0 | 56.858 | 0.2 | 0 | 0.102 | 0 | 0
|  |  |  | 31.32 | 62.64 | 0 | 0 | 0 | 0 | 0 | 7.48 | 0.10709 | 0 | 62.64 | 0 | 0 | 73.775 | 11.135 | 0 | 62.64 | 0.5544 | 0 | 0 | 0 | 0
|  |  |  | 27.64 | 55.28 | 0 | 0 | 0 | 0 | 0 | 7.48 | 0.12502 | 0 | 55.28 | 0 | 16.496 | 67.834 | 12.554 | 0 | 55.28 | 0.95396 | 0 | 0 | 0 | 0
|  |  |  | 28.36 | 56.72 | 0 | 0 | 0 | 0 | 0 | 7.48 | 0.12502 | 0 | 56.72 | 0 | 30.787 | 58.166 | 1.446 | 0 | 56.72 | 1 | 0 | 0 | 0 | 0
|  |  |  | 27.68 | 55.36 | 0 | 0 | 0 | 0 | 0 | 7.48 | 0.12502 | 0 | 55.36 | 0 | 35.13 | 55.36 | 0 | 0 | 55.36 | 1 | 0 | 0 | 0 | 0
|  |  |  | 26.4 | 52.8 | 0 | 0 | 0 | 0 | 0 | 12.23 | 0.12502 | 0 | 52.8 | 0 | 33.609 | 52.8 | 0 | 0 | 52.8 | 1 | 0 | 0 | 0 | 0
|  |  |  | 25.92 | 51.84 | 0 | 0 | 0 | 0 | 0 | 12.23 | 0.12502 | 0 | 51.84 | 0 | 22.3 | 51.84 | 0 | 0 | 51.84 | 1 | 0 | 0 | 0 | 0
|  |  |  | 25.12 | 50.24 | 0 | 0 | 0 | 0 | 0 | 12.23 | 0.12502 | 0 | 50.24 | 0 | 5.258 | 50.24 | 0 | 0 | 50.24 | 1 | 0 | 0 | 0 | 0
|  |  |  | 24.48 | 48.96 | 0 | 0 | 0 | 0 | 0 | 12.23 | 0.12502 | 0 | 48.96 | 17.671 | 0 | 31.289 | 0 | 0 | 31.289 | 1 | 0 | 0 | 0 | 0
|  |  |  | 25.72 | 51.44 | 0 | 0 | 0 | 0 | 0 | 7.48 | 0.12502 | 0 | 51.44 | 43.958 | 0 | 7.482 | 0 | 0 | 7.482 | 1 | 0 | 0 | 0 | 0
|  |  |  | 26.2 | 52.4 | 0 | 0 | 0 | 0 | 0 | 7.48 | 0.12502 | 0 | 52.4 | 42.368 | 0 | 0 | 0 | 0 | 0 | 0.64467 | 0 | 10.032 | 0 | 0
|  |  |  | 24.72 | 49.44 | 0 | 0 | 0 | 0 | 0 | 7.48 | 0.12502 | 0 | 49.44 | 36.886 | 0 | 0 | 0 | 0 | 0 | 0.2 | 0 | 12.554 | 0 | 0
|  |  |  | 24.7333 | 49.4667 | 0 | 0 | 0 | 0 | 0 | 7.48 | 0.10709 | 0 | 49.467 | 49.467 | 0 | 0 | 0 | 0 | 0 | 0.2 | 0 | 0 | 0 | 0
|  |  |  | 21.2267 | 42.4534 | 0 | 0 | 0 | 0 | 0 | 7.48 | 0.10709 | 0 | 42.453 | 42.453 | 0 | 0 | 0 | 0 | 0 | 0.2 | 0 | 0 | 0 | 0
|  |  |  | 17.24 | 34.48 | 0 | 0 | 0 | 0 | 0 | 7.48 | 0.10709 | 0 | 34.48 | 34.48 | 0 | 0 | 0 | 0 | 0 | 0.2 | 0 | 0 | 0 | 0
|  |  |  | 11.92 | 23.84 | 0 | 0 | 0 | 0 | 0 | 7.48 | 0.10709 | 0 | 23.84 | 23.84 | 0 | 0 | 0 | 0 | 0 | 0.2 | 0 | 0 | 0 | 0
|  |  |  | 10.08 | 20.16 | 0 | 0 | 0 | 0 | 0 | 7.48 | 0.10709 | 0 | 20.16 | 20.16 | 0 | 0 | 0 | 0 | 0 | 0.2 | 0 | 0 | 0 | 0
|  |  |  | 12.08 | 24.16 | 0 | 0 | 0 | 0 | 0 | 7.48 | 0.10709 | 0 | 24.16 | 24.16 | 0 | 0 | 0 | 0 | 0 | 0.2 | 0 | 0 | 0 | 0
|  |  |  | 13.24 | 26.48 | 0 | 0 | 0 | 0 | 0 | 7.48 | 0.10709 | 0 | 26.48 | 26.48 | 0 | 0 | 0 | 0 | 0 | 0.2 | 0 | 0 | 0 | 0
|  |  |  | 14.2 | 28.4 | 0 | 0 | 0 | 0 | 0 | 7.48 | 0.10709 | 0 | 28.4 | 28.4 | 0 | 0 | 0 | 0 | 0 | 0.2 | 0 | 0 | 0 | 0
|  |  |  | 15.88 | 31.76 | 0 | 0 | 0 | 0 | 0 | 7.48 | 0.10709 | 0 | 31.76 | 31.76 | 0 | 0 | 0 | 0 | 0 | 0.2 | 0 | 0 | 0 | 0
|  |  |  | 18.36 | 36.72 | 0 | 0 | 0 | 0 | 0 | 7.48 | 0.10709 | 0 | 36.72 | 36.72 | 0 | 0 | 0 | 0 | 0 | 0.2 | 0 | 0 | 0 | 0
|  |  |  | 25.36 | 50.72 | 0 | 0 | 0 | 0 | 0 | 7.48 | 0.10709 | 0 | 50.72 | 41.323 | 0 | 9.397 | 0 | 0 | 9.397 | 0.2 | 0 | 0 | 0 | 0
|  |  |  | 26.72 | 53.44 | 0 | 0 | 0 | 0 | 0 | 7.48 | 0.10709 | 0 | 53.44 | 20.388 | 0 | 33.052 | 0 | 0 | 33.052 | 0.2 | 0 | 0 | 0 | 0
|  |  |  | 28.24 | 56.48 | 0 | 0 | 0 | 0 | 0 | 7.48 | 0.10709 | 0 | 56.48 | 1.687 | 0 | 54.793 | 0 | 0 | 54.793 | 0.2 | 0 | 0 | 0 | 0
|  |  |  | 28 | 56 | 0 | 0 | 0 | 0 | 0 | 7.48 | 0.10709 | 0 | 56 | 0 | 2.022 | 68.554 | 12.554 | 0 | 56 | 0.59956 | 0 | 0 | 0 | 0
|  |  |  | 32.88 | 65.76 | 0 | 0 | 0 | 0 | 0 | 7.48 | 0.12502 | 0 | 65.76 | 0 | 5.273 | 78.314 | 12.554 | 0 | 65.76 | 0.99913 | 0 | 0 | 0 | 0
|  |  |  | 29.76 | 59.52 | 0 | 0 | 0 | 0 | 0 | 7.48 | 0.12502 | 0 | 59.52 | 0 | 31.156 | 59.547 | 0.027 | 0 | 59.52 | 1 | 0 | 0 | 0 | 0
|  |  |  | 29.12 | 58.24 | 0 | 0 | 0 | 0 | 0 | 7.48 | 0.12502 | 0 | 58.24 | 0 | 31.607 | 58.24 | 0 | 0 | 58.24 | 1 | 0 | 0 | 0 | 0
|  |  |  | 28.32 | 56.64 | 0 | 0 | 0 | 0 | 0 | 12.23 | 0.12502 | 0 | 56.64 | 0 | 29 | 56.64 | 0 | 0 | 56.64 | 1 | 0 | 0 | 0 | 0
|  |  |  | 29.44 | 58.88 | 0 | 0 | 0 | 0 | 0 | 12.23 | 0.12502 | 0 | 58.88 | 0 | 14.643 | 58.88 | 0 | 0 | 58.88 | 1 | 0 | 0 | 0 | 0
|  |  |  | 27.24 | 54.48 | 0 | 0 | 0 | 0 | 0 | 12.23 | 0.12502 | 0 | 54.48 | 0 | 0.01 | 54.48 | 0 | 0 | 54.48 | 1 | 0 | 0 | 0 | 0
|  |  |  | 25.8 | 51.6 | 0 | 0 | 0 | 0 | 0 | 12.23 | 0.12502 | 0 | 51.6 | 19.606 | 0 | 31.994 | 0 | 0 | 31.994 | 1 | 0 | 0 | 0 | 0
|  |  |  | 25.76 | 51.52 | 0 | 0 | 0 | 0 | 0 | 7.48 | 0.12502 | 0 | 51.52 | 43.622 | 0 | 7.898 | 0 | 0 | 7.898 | 1 | 0 | 0 | 0 | 0
|  |  |  | 26 | 52 | 0 | 0 | 0 | 0 | 0 | 7.48 | 0.12502 | 0 | 52 | 41.968 | 0 | 0 | 0 | 0 | 0 | 0.64467 | 0 | 10.032 | 0 | 0
|  |  |  | 26.32 | 52.64 | 0 | 0 | 0 | 0 | 0 | 7.48 | 0.12502 | 0 | 52.64 | 40.086 | 0 | 0 | 0 | 0 | 0 | 0.2 | 0 | 12.554 | 0 | 0
|  |  |  | 25.4 | 50.8 | 0 | 0 | 0 | 0 | 0 | 7.48 | 0.10709 | 0 | 50.8 | 50.8 | 0 | 0 | 0 | 0 | 0 | 0.2 | 0 | 0 | 0 | 0
|  |  |  | 20.28 | 40.56 | 0 | 0 | 0 | 0 | 0 | 7.48 | 0.10709 | 0 | 40.56 | 40.56 | 0 | 0 | 0 | 0 | 0 | 0.2 | 0 | 0 | 0 | 0
|  |  |  | 18.96 | 37.92 | 0 | 0 | 0 | 0 | 0 | 7.48 | 0.10709 | 0 | 37.92 | 37.92 | 0 | 0 | 0 | 0 | 0 | 0.2 | 0 | 0 | 0 | 0
|  |  |  | 11.24 | 22.48 | 0 | 0 | 0 | 0 | 0 | 7.48 | 0.10709 | 0 | 22.48 | 22.48 | 0 | 0 | 0 | 0 | 0 | 0.2 | 0 | 0 | 0 | 0
|  |  |  | 9.52 | 19.04 | 0 | 0 | 0 | 0 | 0 | 7.48 | 0.10709 | 0 | 19.04 | 19.04 | 0 | 0 | 0 | 0 | 0 | 0.2 | 0 | 0 | 0 | 0
|  |  |  | 9.44 | 18.88 | 0 | 0 | 0 | 0 | 0 | 7.48 | 0.10709 | 0 | 18.88 | 18.88 | 0 | 0 | 0 | 0 | 0 | 0.2 | 0 | 0 | 0 | 0
|  |  |  | 11.88 | 23.76 | 0 | 0 | 0 | 0 | 0 | 7.48 | 0.10709 | 0 | 23.76 | 23.76 | 0 | 0 | 0 | 0 | 0 | 0.2 | 0 | 0 | 0 | 0
|  |  |  | 13.64 | 27.28 | 0 | 0 | 0 | 0 | 0 | 7.48 | 0.10709 | 0 | 27.28 | 27.28 | 0 | 0 | 0 | 0 | 0 | 0.2 | 0 | 0 | 0 | 0
|  |  |  | 15.56 | 31.12 | 0 | 0 | 0 | 0 | 0 | 7.48 | 0.10709 | 0 | 31.12 | 31.12 | 0 | 0 | 0 | 0 | 0 | 0.2 | 0 | 0 | 0 | 0
|  |  |  | 16.44 | 32.88 | 0 | 0 | 0 | 0 | 0 | 7.48 | 0.10709 | 0 | 32.88 | 32.88 | 0 | 0 | 0 | 0 | 0 | 0.2 | 0 | 0 | 0 | 0
|  |  |  | 16.08 | 32.16 | 0 | 0 | 0 | 0 | 0 | 7.48 | 0.10709 | 0 | 32.16 | 21.554 | 0 | 10.606 | 0 | 0 | 10.606 | 0.2 | 0 | 0 | 0 | 0
|  |  |  | 24.6 | 49.2 | 0 | 0 | 0 | 0 | 0 | 7.48 | 0.10709 | 0 | 49.2 | 12.961 | 0 | 36.239 | 0 | 0 | 36.239 | 0.2 | 0 | 0 | 0 | 0
|  |  |  | 23.48 | 46.96 | 0 | 0 | 0 | 0 | 0 | 7.48 | 0.10709 | 0 | 46.96 | 0 | 1.275 | 59.514 | 12.554 | 0 | 46.96 | 0.59956 | 0 | 0 | 0 | 0
|  |  |  | 24.28 | 48.56 | 0 | 0 | 0 | 0 | 0 | 7.48 | 0.10709 | 0 | 48.56 | 0 | 17.032 | 61.114 | 12.554 | 0 | 48.56 | 0.99913 | 0 | 0 | 0 | 0
|  |  |  | 22.04 | 44.08 | 0 | 0 | 0 | 0 | 0 | 7.48 | 0.12502 | 0 | 44.08 | 0 | 45.538 | 44.107 | 0.027 | 0 | 44.08 | 1 | 0 | 0 | 0 | 0
|  |  |  | 22.6 | 45.2 | 0 | 0 | 0 | 0 | 0 | 7.48 | 0.12502 | 0 | 45.2 | 0 | 47.658 | 45.2 | 0 | 0 | 45.2 | 1 | 0 | 0 | 0 | 0
|  |  |  | 22.56 | 45.12 | 0 | 0 | 0 | 0 | 0 | 7.48 | 0.12502 | 0 | 45.12 | 0 | 46.491 | 45.12 | 0 | 0 | 45.12 | 1 | 0 | 0 | 0 | 0
|  |  |  | 22.84 | 45.68 | 0 | 0 | 0 | 0 | 0 | 12.23 | 0.12502 | 0 | 45.68 | 0 | 39.608 | 45.68 | 0 | 0 | 45.68 | 1 | 0 | 0 | 0 | 0
|  |  |  | 23.8 | 47.6 | 0 | 0 | 0 | 0 | 0 | 12.23 | 0.12502 | 0 | 47.6 | 0 | 25.381 | 47.6 | 0 | 0 | 47.6 | 1 | 0 | 0 | 0 | 0
|  |  |  | 23.56 | 47.12 | 0 | 0 | 0 | 0 | 0 | 12.23 | 0.12502 | 0 | 47.12 | 0 | 7.509 | 47.12 | 0 | 0 | 47.12 | 1 | 0 | 0 | 0 | 0
|  |  |  | 23.92 | 47.84 | 0 | 0 | 0 | 0 | 0 | 12.23 | 0.12502 | 0 | 47.84 | 16.829 | 0 | 31.011 | 0 | 0 | 31.011 | 1 | 0 | 0 | 0 | 0
|  |  |  | 25.72 | 51.44 | 0 | 0 | 0 | 0 | 0 | 7.48 | 0.12502 | 0 | 51.44 | 43.605 | 0 | 7.835 | 0 | 0 | 7.835 | 1 | 0 | 0 | 0 | 0
|  |  |  | 23.4 | 46.8 | 0 | 0 | 0 | 0 | 0 | 7.48 | 0.12502 | 0 | 46.8 | 36.768 | 0 | 0 | 0 | 0 | 0 | 0.64467 | 0 | 10.032 | 0 | 0
|  |  |  | 23 | 46 | 0 | 0 | 0 | 0 | 0 | 7.48 | 0.12502 | 0 | 46 | 33.446 | 0 | 0 | 0 | 0 | 0 | 0.2 | 0 | 12.554 | 0 | 0
|  |  |  | 23.04 | 46.08 | 0 | 0 | 0 | 0 | 0 | 7.48 | 0.10709 | 0 | 46.08 | 46.08 | 0 | 0 | 0 | 0 | 0 | 0.2 | 0 | 0 | 0 | 0
|  |  |  | 23.84 | 47.68 | 0 | 0 | 0 | 0 | 0 | 7.48 | 0.10709 | 0 | 47.68 | 47.68 | 0 | 0 | 0 | 0 | 0 | 0.2 | 0 | 0 | 0 | 0
|  |  |  | 20.84 | 41.68 | 0 | 0 | 0 | 0 | 0 | 7.48 | 0.10709 | 0 | 41.68 | 41.68 | 0 | 0 | 0 | 0 | 0 | 0.2 | 0 | 0 | 0 | 0
|  |  |  | 14 | 28 | 0 | 0 | 0 | 0 | 0 | 7.48 | 0.10709 | 0 | 28 | 28 | 0 | 0 | 0 | 0 | 0 | 0.2 | 0 | 0 | 0 | 0
|  |  |  | 10.32 | 20.64 | 0 | 0 | 0 | 0 | 0 | 7.48 | 0.10709 | 0 | 20.64 | 20.64 | 0 | 0 | 0 | 0 | 0 | 0.2 | 0 | 0 | 0 | 0
|  |  |  | 10 | 20 | 0 | 0 | 0 | 0 | 0 | 7.48 | 0.10709 | 0 | 20 | 20 | 0 | 0 | 0 | 0 | 0 | 0.2 | 0 | 0 | 0 | 0
|  |  |  | 12.8 | 25.6 | 0 | 0 | 0 | 0 | 0 | 7.48 | 0.10709 | 0 | 25.6 | 25.6 | 0 | 0 | 0 | 0 | 0 | 0.2 | 0 | 0 | 0 | 0
|  |  |  | 15.04 | 30.08 | 0 | 0 | 0 | 0 | 0 | 7.48 | 0.10709 | 0 | 30.08 | 30.08 | 0 | 0 | 0 | 0 | 0 | 0.2 | 0 | 0 | 0 | 0
|  |  |  | 21.56 | 43.12 | 0 | 0 | 0 | 0 | 0 | 7.48 | 0.10709 | 0 | 43.12 | 43.12 | 0 | 0 | 0 | 0 | 0 | 0.2 | 0 | 0 | 0 | 0
|  |  |  | 19.12 | 38.24 | 0 | 0 | 0 | 0 | 0 | 7.48 | 0.10709 | 0 | 38.24 | 38.24 | 0 | 0 | 0 | 0 | 0 | 0.2 | 0 | 0 | 0 | 0
|  |  |  | 17.44 | 34.88 | 0 | 0 | 0 | 0 | 0 | 7.48 | 0.10709 | 0 | 34.88 | 26.831 | 0 | 8.049 | 0 | 0 | 8.049 | 0.2 | 0 | 0 | 0 | 0
|  |  |  | 18.64 | 37.28 | 0 | 0 | 0 | 0 | 0 | 7.48 | 0.10709 | 0 | 37.28 | 2.603 | 0 | 34.677 | 0 | 0 | 34.677 | 0.2 | 0 | 0 | 0 | 0
|  |  |  | 23 | 46 | 0 | 0 | 0 | 0 | 0 | 7.48 | 0.10709 | 0 | 46 | 0 | 0 | 56.896 | 10.896 | 0 | 46 | 0.5468 | 0 | 0 | 0 | 0
|  |  |  | 23.32 | 46.64 | 0 | 0 | 0 | 0 | 0 | 7.48 | 0.10709 | 0 | 46.64 | 0 | 11.243 | 59.194 | 12.554 | 0 | 46.64 | 0.94637 | 0 | 0 | 0 | 0
|  |  |  | 23.24 | 46.48 | 0 | 0 | 0 | 0 | 0 | 7.48 | 0.12502 | 0 | 46.48 | 0 | 32.235 | 48.165 | 1.685 | 0 | 46.48 | 1 | 0 | 0 | 0 | 0
|  |  |  | 23.64 | 47.28 | 0 | 0 | 0 | 0 | 0 | 7.48 | 0.12502 | 0 | 47.28 | 0 | 40.325 | 47.28 | 0 | 0 | 47.28 | 1 | 0 | 0 | 0 | 0
|  |  |  | 23.08 | 46.16 | 0 | 0 | 0 | 0 | 0 | 7.48 | 0.12502 | 0 | 46.16 | 0 | 43.209 | 46.16 | 0 | 0 | 46.16 | 1 | 0 | 0 | 0 | 0
|  |  |  | 23.44 | 46.88 | 0 | 0 | 0 | 0 | 0 | 12.23 | 0.12502 | 0 | 46.88 | 0 | 36.947 | 46.88 | 0 | 0 | 46.88 | 1 | 0 | 0 | 0 | 0
|  |  |  | 23.68 | 47.36 | 0 | 0 | 0 | 0 | 0 | 12.23 | 0.12502 | 0 | 47.36 | 0 | 25.697 | 47.36 | 0 | 0 | 47.36 | 1 | 0 | 0 | 0 | 0
|  |  |  | 23.72 | 47.44 | 0 | 0 | 0 | 0 | 0 | 12.23 | 0.12502 | 0 | 47.44 | 0 | 7.302 | 47.44 | 0 | 0 | 47.44 | 1 | 0 | 0 | 0 | 0
|  |  |  | 23.6 | 47.2 | 0 | 0 | 0 | 0 | 0 | 12.23 | 0.12502 | 0 | 47.2 | 16.504 | 0 | 30.696 | 0 | 0 | 30.696 | 1 | 0 | 0 | 0 | 0
|  |  |  | 21.96 | 43.92 | 0 | 0 | 0 | 0 | 0 | 7.48 | 0.12502 | 0 | 43.92 | 36.11 | 0 | 7.81 | 0 | 0 | 7.81 | 1 | 0 | 0 | 0 | 0
|  |  |  | 21.4 | 42.8 | 0 | 0 | 0 | 0 | 0 | 7.48 | 0.12502 | 0 | 42.8 | 32.768 | 0 | 0 | 0 | 0 | 0 | 0.64467 | 0 | 10.032 | 0 | 0
|  |  |  | 20.36 | 40.72 | 0 | 0 | 0 | 0 | 0 | 7.48 | 0.12502 | 0 | 40.72 | 28.166 | 0 | 0 | 0 | 0 | 0 | 0.2 | 0 | 12.554 | 0 | 0
|  |  |  | 21.32 | 42.64 | 0 | 0 | 0 | 0 | 0 | 7.48 | 0.10709 | 0 | 42.64 | 42.64 | 0 | 0 | 0 | 0 | 0 | 0.2 | 0 | 0 | 0 | 0
|  |  |  | 22.96 | 45.92 | 0 | 0 | 0 | 0 | 0 | 7.48 | 0.10709 | 0 | 45.92 | 45.92 | 0 | 0 | 0 | 0 | 0 | 0.2 | 0 | 0 | 0 | 0
|  |  |  | 23.24 | 46.48 | 0 | 0 | 0 | 0 | 0 | 7.48 | 0.10709 | 0 | 46.48 | 46.48 | 0 | 0 | 0 | 0 | 0 | 0.2 | 0 | 0 | 0 | 0
|  |  |  | 17.88 | 35.76 | 0 | 0 | 0 | 0 | 0 | 7.48 | 0.10709 | 0 | 35.76 | 35.76 | 0 | 0 | 0 | 0 | 0 | 0.2 | 0 | 0 | 0 | 0
|  |  |  | 16.04 | 32.08 | 0 | 0 | 0 | 0 | 0 | 7.48 | 0.10709 | 0 | 32.08 | 32.08 | 0 | 0 | 0 | 0 | 0 | 0.2 | 0 | 0 | 0 | 0
|  |  |  | 16.44 | 32.88 | 0 | 0 | 0 | 0 | 0 | 7.48 | 0.10709 | 0 | 32.88 | 32.88 | 0 | 0 | 0 | 0 | 0 | 0.2 | 0 | 0 | 0 | 0
|  |  |  | 18.84 | 37.68 | 0 | 0 | 0 | 0 | 0 | 7.48 | 0.10709 | 0 | 37.68 | 37.68 | 0 | 0 | 0 | 0 | 0 | 0.2 | 0 | 0 | 0 | 0
|  |  |  | 14.28 | 28.56 | 0 | 0 | 0 | 0 | 0 | 7.48 | 0.10709 | 0 | 28.56 | 28.56 | 0 | 0 | 0 | 0 | 0 | 0.2 | 0 | 0 | 0 | 0
|  |  |  | 15.56 | 31.12 | 0 | 0 | 0 | 0 | 0 | 7.48 | 0.10709 | 0 | 31.12 | 31.12 | 0 | 0 | 0 | 0 | 0 | 0.2 | 0 | 0 | 0 | 0
|  |  |  | 18.16 | 36.32 | 0 | 0 | 0 | 0 | 0 | 7.48 | 0.10709 | 0 | 36.32 | 36.32 | 0 | 0 | 0 | 0 | 0 | 0.2 | 0 | 0 | 0 | 0
|  |  |  | 23.92 | 47.84 | 0 | 0 | 0 | 0 | 0 | 7.48 | 0.10709 | 0 | 47.84 | 37.222 | 0 | 10.618 | 0 | 0 | 10.618 | 0.2 | 0 | 0 | 0 | 0
|  |  |  | 27.72 | 55.44 | 0 | 0 | 0 | 0 | 0 | 7.48 | 0.10709 | 0 | 55.44 | 20.549 | 0 | 34.891 | 0 | 0 | 34.891 | 0.2 | 0 | 0 | 0 | 0
|  |  |  | 30 | 60 | 0 | 0 | 0 | 0 | 0 | 7.48 | 0.10709 | 0 | 60 | 2.965 | 0 | 57.035 | 0 | 0 | 57.035 | 0.2 | 0 | 0 | 0 | 0
|  |  |  | 32.52 | 65.04 | 0 | 0 | 0 | 0 | 0 | 7.48 | 0.10709 | 0 | 65.04 | 0 | 0 | 72.881 | 7.841 | 0 | 65.04 | 0.44955 | 0 | 0 | 0 | 0
|  |  |  | 34.4 | 68.8 | 0 | 0 | 0 | 0 | 0 | 7.48 | 0.12502 | 0 | 68.8 | 0 | 1.78 | 81.354 | 12.554 | 0 | 68.8 | 0.84911 | 0 | 0 | 0 | 0
|  |  |  | 30.64 | 61.28 | 0 | 0 | 0 | 0 | 0 | 7.48 | 0.12502 | 0 | 61.28 | 0 | 23.99 | 66.021 | 4.741 | 0 | 61.28 | 1 | 0 | 0 | 0 | 0
|  |  |  | 29.4 | 58.8 | 0 | 0 | 0 | 0 | 0 | 7.48 | 0.12502 | 0 | 58.8 | 0 | 30.531 | 58.8 | 0 | 0 | 58.8 | 1 | 0 | 0 | 0 | 0
|  |  |  | 28.28 | 56.56 | 0 | 0 | 0 | 0 | 0 | 12.23 | 0.12502 | 0 | 56.56 | 0 | 27.292 | 56.56 | 0 | 0 | 56.56 | 1 | 0 | 0 | 0 | 0
|  |  |  | 27.4 | 54.8 | 0 | 0 | 0 | 0 | 0 | 12.23 | 0.12502 | 0 | 54.8 | 0 | 16.922 | 54.8 | 0 | 0 | 54.8 | 1 | 0 | 0 | 0 | 0
|  |  |  | 25.04 | 50.08 | 0 | 0 | 0 | 0 | 0 | 12.23 | 0.12502 | 0 | 50.08 | 0 | 4.033 | 50.08 | 0 | 0 | 50.08 | 1 | 0 | 0 | 0 | 0
|  |  |  | 24.72 | 49.44 | 0 | 0 | 0 | 0 | 0 | 12.23 | 0.12502 | 0 | 49.44 | 18.403 | 0 | 31.037 | 0 | 0 | 31.037 | 1 | 0 | 0 | 0 | 0
|  |  |  | 24.92 | 49.84 | 0 | 0 | 0 | 0 | 0 | 7.48 | 0.12502 | 0 | 49.84 | 41.892 | 0 | 7.948 | 0 | 0 | 7.948 | 1 | 0 | 0 | 0 | 0
|  |  |  | 26.36 | 52.72 | 0 | 0 | 0 | 0 | 0 | 7.48 | 0.12502 | 0 | 52.72 | 45.382 | 0 | 0 | 0 | 0 | 0 | 0.74008 | 0 | 7.338 | 0 | 0
|  |  |  | 26.64 | 53.28 | 0 | 0 | 0 | 0 | 0 | 7.48 | 0.12502 | 0 | 53.28 | 40.726 | 0 | 0 | 0 | 0 | 0 | 0.29541 | 0 | 12.554 | 0 | 0
|  |  |  | 27.16 | 54.32 | 0 | 0 | 0 | 0 | 0 | 7.48 | 0.10709 | 0 | 54.32 | 51.626 | 0 | 0 | 0 | 0 | 0 | 0.2 | 0 | 2.694 | 0 | 0
|  |  |  | 24.04 | 48.08 | 0 | 0 | 0 | 0 | 0 | 7.48 | 0.10709 | 0 | 48.08 | 48.08 | 0 | 0 | 0 | 0 | 0 | 0.2 | 0 | 0 | 0 | 0
|  |  |  | 17.68 | 35.36 | 0 | 0 | 0 | 0 | 0 | 7.48 | 0.10709 | 0 | 35.36 | 35.36 | 0 | 0 | 0 | 0 | 0 | 0.2 | 0 | 0 | 0 | 0
|  |  |  | 12.76 | 25.52 | 0 | 0 | 0 | 0 | 0 | 7.48 | 0.10709 | 0 | 25.52 | 25.52 | 0 | 0 | 0 | 0 | 0 | 0.2 | 0 | 0 | 0 | 0
|  |  |  | 11.16 | 22.32 | 0 | 0 | 0 | 0 | 0 | 7.48 | 0.10709 | 0 | 22.32 | 22.32 | 0 | 0 | 0 | 0 | 0 | 0.2 | 0 | 0 | 0 | 0
|  |  |  | 11.2 | 22.4 | 0 | 0 | 0 | 0 | 0 | 7.48 | 0.10709 | 0 | 22.4 | 22.4 | 0 | 0 | 0 | 0 | 0 | 0.2 | 0 | 0 | 0 | 0
|  |  |  | 13.4 | 26.8 | 0 | 0 | 0 | 0 | 0 | 7.48 | 0.10709 | 0 | 26.8 | 26.8 | 0 | 0 | 0 | 0 | 0 | 0.2 | 0 | 0 | 0 | 0
|  |  |  | 13.4 | 26.8 | 0 | 0 | 0 | 0 | 0 | 7.48 | 0.10709 | 0 | 26.8 | 26.8 | 0 | 0 | 0 | 0 | 0 | 0.2 | 0 | 0 | 0 | 0
|  |  |  | 15.16 | 30.32 | 0 | 0 | 0 | 0 | 0 | 7.48 | 0.10709 | 0 | 30.32 | 30.32 | 0 | 0 | 0 | 0 | 0 | 0.2 | 0 | 0 | 0 | 0
|  |  |  | 18 | 36 | 0 | 0 | 0 | 0 | 0 | 7.48 | 0.10709 | 0 | 36 | 36 | 0 | 0 | 0 | 0 | 0 | 0.2 | 0 | 0 | 0 | 0
|  |  |  | 24.48 | 48.96 | 0 | 0 | 0 | 0 | 0 | 7.48 | 0.10709 | 0 | 48.96 | 37.838 | 0 | 11.122 | 0 | 0 | 11.122 | 0.2 | 0 | 0 | 0 | 0
|  |  |  | 25.16 | 50.32 | 0 | 0 | 0 | 0 | 0 | 7.48 | 0.10709 | 0 | 50.32 | 15.492 | 0 | 34.828 | 0 | 0 | 34.828 | 0.2 | 0 | 0 | 0 | 0
|  |  |  | 27.72 | 55.44 | 0 | 0 | 0 | 0 | 0 | 7.48 | 0.10709 | 0 | 55.44 | 0 | 0 | 55.826 | 0.386 | 0 | 55.44 | 0.21227 | 0 | 0 | 0 | 0
|  |  |  | 30.04 | 60.08 | 0 | 0 | 0 | 0 | 0 | 7.48 | 0.10709 | 0 | 60.08 | 0 | 0.536 | 72.634 | 12.554 | 0 | 60.08 | 0.61183 | 0 | 0 | 0 | 0
|  |  |  | 32.08 | 64.16 | 0 | 0 | 0 | 0 | 0 | 7.48 | 0.10709 | 0 | 64.16 | 0 | 8.894 | 76.356 | 12.196 | 0 | 64.16 | 1 | 0 | 0 | 0 | 0
|  |  |  | 29.72 | 59.44 | 0 | 0 | 0 | 0 | 0 | 7.48 | 0.10709 | 0 | 59.44 | 0 | 30.861 | 59.44 | 0 | 0 | 59.44 | 1 | 0 | 0 | 0 | 0
|  |  |  | 27.64 | 55.28 | 0 | 0 | 0 | 0 | 0 | 7.48 | 0.10709 | 0 | 55.28 | 0 | 36.129 | 55.28 | 0 | 0 | 55.28 | 1 | 0 | 0 | 0 | 0
|  |  |  | 26.08 | 52.16 | 0 | 0 | 0 | 0 | 0 | 7.48 | 0.10709 | 0 | 52.16 | 0 | 32.926 | 52.16 | 0 | 0 | 52.16 | 1 | 0 | 0 | 0 | 0
|  |  |  | 25.08 | 50.16 | 0 | 0 | 0 | 0 | 0 | 7.48 | 0.10709 | 0 | 50.16 | 0 | 23.01 | 50.16 | 0 | 0 | 50.16 | 1 | 0 | 0 | 0 | 0
|  |  |  | 24.6 | 49.2 | 0 | 0 | 0 | 0 | 0 | 7.48 | 0.10709 | 0 | 49.2 | 0 | 6.008 | 49.2 | 0 | 0 | 49.2 | 1 | 0 | 0 | 0 | 0
|  |  |  | 24.12 | 48.24 | 0 | 0 | 0 | 0 | 0 | 7.48 | 0.10709 | 0 | 48.24 | 16.712 | 0 | 31.528 | 0 | 0 | 31.528 | 1 | 0 | 0 | 0 | 0
|  |  |  | 27.12 | 54.24 | 0 | 0 | 0 | 0 | 0 | 7.48 | 0.10709 | 0 | 54.24 | 45.914 | 0 | 8.326 | 0 | 0 | 8.326 | 1 | 0 | 0 | 0 | 0
|  |  |  | 26.72 | 53.44 | 0 | 0 | 0 | 0 | 0 | 7.48 | 0.10709 | 0 | 53.44 | 51.626 | 0 | 0 | 0 | 0 | 0 | 0.93576 | 0 | 1.814 | 0 | 0
|  |  |  | 26.44 | 52.88 | 0 | 0 | 0 | 0 | 0 | 7.48 | 0.10709 | 0 | 52.88 | 51.626 | 0 | 0 | 0 | 0 | 0 | 0.89136 | 0 | 1.254 | 0 | 0
|  |  |  | 26.44 | 52.88 | 0 | 0 | 0 | 0 | 0 | 7.48 | 0.10709 | 0 | 52.88 | 51.626 | 0 | 0 | 0 | 0 | 0 | 0.84696 | 0 | 1.254 | 0 | 0
|  |  |  | 25.24 | 50.48 | 0 | 0 | 0 | 0 | 0 | 7.48 | 0.10709 | 0 | 50.48 | 50.48 | 0 | 0 | 0 | 0 | 0 | 0.84696 | 0 | 0 | 0 | 0
|  |  |  | 18 | 36 | 0 | 0 | 0 | 0 | 0 | 7.48 | 0.10709 | 0 | 36 | 36 | 0 | 0 | 0 | 0 | 0 | 0.84696 | 0 | 0 | 0 | 0
|  |  |  | 13.24 | 26.48 | 0 | 0 | 0 | 0 | 0 | 7.48 | 0.10709 | 0 | 26.48 | 26.48 | 0 | 0 | 0 | 0 | 0 | 0.84696 | 0 | 0 | 0 | 0
|  |  |  | 10.48 | 20.96 | 0 | 0 | 0 | 0 | 0 | 7.48 | 0.10709 | 0 | 20.96 | 20.96 | 0 | 0 | 0 | 0 | 0 | 0.84696 | 0 | 0 | 0 | 0
|  |  |  | 14 | 28 | 0 | 0 | 0 | 0 | 0 | 7.48 | 0.10709 | 0 | 28 | 28 | 0 | 0 | 0 | 0 | 0 | 0.84696 | 0 | 0 | 0 | 0
|  |  |  | 17.04 | 34.08 | 0 | 0 | 0 | 0 | 0 | 7.48 | 0.10709 | 0 | 34.08 | 34.08 | 0 | 0 | 0 | 0 | 0 | 0.84696 | 0 | 0 | 0 | 0
|  |  |  | 13.52 | 27.04 | 0 | 0 | 0 | 0 | 0 | 7.48 | 0.10709 | 0 | 27.04 | 27.04 | 0 | 0 | 0 | 0 | 0 | 0.84696 | 0 | 0 | 0 | 0
|  |  |  | 14.52 | 29.04 | 0 | 0 | 0 | 0 | 0 | 7.48 | 0.10709 | 0 | 29.04 | 29.04 | 0 | 0 | 0 | 0 | 0 | 0.84696 | 0 | 0 | 0 | 0
|  |  |  | 16.56 | 33.12 | 0 | 0 | 0 | 0 | 0 | 7.48 | 0.10709 | 0 | 33.12 | 33.12 | 0 | 0 | 0 | 0 | 0 | 0.84696 | 0 | 0 | 0 | 0
|  |  |  | 24.8444 | 49.6889 | 0 | 0 | 0 | 0 | 0 | 7.48 | 0.10709 | 0 | 49.689 | 32.503 | 0 | 11.475 | 0 | 0 | 11.475 | 0.64467 | 0 | 5.711 | 0 | 0
|  |  |  | 25.5822 | 51.1645 | 0 | 0 | 0 | 0 | 0 | 7.48 | 0.10709 | 0 | 51.164 | 10.761 | 0 | 27.85 | 0 | 0 | 27.85 | 0.2 | 0 | 12.554 | 0 | 0
|  |  |  | 26.2933 | 52.5867 | 0 | 0 | 0 | 0 | 0 | 7.48 | 0.10709 | 0 | 52.587 | 0 | 0 | 58.421 | 5.834 | 0 | 52.587 | 0.38567 | 0 | 0 | 0 | 0
|  |  |  | 28.12 | 56.24 | 0 | 0 | 0 | 0 | 0 | 7.48 | 0.10709 | 0 | 56.24 | 0 | 5.661 | 68.794 | 12.554 | 0 | 56.24 | 0.78524 | 0 | 0 | 0 | 0
|  |  |  | 30.44 | 60.88 | 0 | 0 | 0 | 0 | 0 | 7.48 | 0.10709 | 0 | 60.88 | 0 | 19.436 | 67.628 | 6.748 | 0 | 60.88 | 1 | 0 | 0 | 0 | 0
|  |  |  | 31.28 | 62.56 | 0 | 0 | 0 | 0 | 0 | 7.48 | 0.10709 | 0 | 62.56 | 0 | 29.517 | 62.56 | 0 | 0 | 62.56 | 1 | 0 | 0 | 0 | 0
|  |  |  | 32 | 64 | 0 | 0 | 0 | 0 | 0 | 7.48 | 0.10709 | 0 | 64 | 0 | 26.956 | 64 | 0 | 0 | 64 | 1 | 0 | 0 | 0 | 0
|  |  |  | 29.08 | 58.16 | 0 | 0 | 0 | 0 | 0 | 7.48 | 0.10709 | 0 | 58.16 | 0 | 28.211 | 58.16 | 0 | 0 | 58.16 | 1 | 0 | 0 | 0 | 0
|  |  |  | 25.32 | 50.64 | 0 | 0 | 0 | 0 | 0 | 7.48 | 0.10709 | 0 | 50.64 | 0 | 23.714 | 50.64 | 0 | 0 | 50.64 | 1 | 0 | 0 | 0 | 0
|  |  |  | 23.16 | 46.32 | 0 | 0 | 0 | 0 | 0 | 7.48 | 0.10709 | 0 | 46.32 | 0 | 8.788 | 46.32 | 0 | 0 | 46.32 | 1 | 0 | 0 | 0 | 0
|  |  |  | 24.32 | 48.64 | 0 | 0 | 0 | 0 | 0 | 7.48 | 0.10709 | 0 | 48.64 | 17.137 | 0 | 31.503 | 0 | 0 | 31.503 | 1 | 0 | 0 | 0 | 0
|  |  |  | 27.2 | 54.4 | 0 | 0 | 0 | 0 | 0 | 7.48 | 0.10709 | 0 | 54.4 | 45.847 | 0 | 8.553 | 0 | 0 | 8.553 | 1 | 0 | 0 | 0 | 0
|  |  |  | 26.68 | 53.36 | 0 | 0 | 0 | 0 | 0 | 7.48 | 0.10709 | 0 | 53.36 | 51.626 | 0 | 0 | 0 | 0 | 0 | 0.9386 | 0 | 1.734 | 0 | 0
|  |  |  | 26 | 52 | 0 | 0 | 0 | 0 | 0 | 7.48 | 0.10709 | 0 | 52 | 51.626 | 0 | 0 | 0 | 0 | 0 | 0.92536 | 0 | 0.374 | 0 | 0
|  |  |  | 25.36 | 50.72 | 0 | 0 | 0 | 0 | 0 | 7.48 | 0.10709 | 0 | 50.72 | 50.72 | 0 | 0 | 0 | 0 | 0 | 0.92536 | 0 | 0 | 0 | 0
|  |  |  | 24.28 | 48.56 | 0 | 0 | 0 | 0 | 0 | 7.48 | 0.10709 | 0 | 48.56 | 48.56 | 0 | 0 | 0 | 0 | 0 | 0.92536 | 0 | 0 | 0 | 0
|  |  |  | 20.68 | 41.36 | 0 | 0 | 0 | 0 | 0 | 7.48 | 0.10709 | 0 | 41.36 | 41.36 | 0 | 0 | 0 | 0 | 0 | 0.92536 | 0 | 0 | 0 | 0
|  |  |  | 16.04 | 32.08 | 0 | 0 | 0 | 0 | 0 | 7.48 | 0.10709 | 0 | 32.08 | 32.08 | 0 | 0 | 0 | 0 | 0 | 0.92536 | 0 | 0 | 0 | 0
|  |  |  | 14.8 | 29.6 | 0 | 0 | 0 | 0 | 0 | 7.48 | 0.10709 | 0 | 29.6 | 29.6 | 0 | 0 | 0 | 0 | 0 | 0.92536 | 0 | 0 | 0 | 0
|  |  |  | 12.28 | 24.56 | 0 | 0 | 0 | 0 | 0 | 7.48 | 0.10709 | 0 | 24.56 | 24.56 | 0 | 0 | 0 | 0 | 0 | 0.92536 | 0 | 0 | 0 | 0
|  |  |  | 10.84 | 21.68 | 0 | 0 | 0 | 0 | 0 | 7.48 | 0.10709 | 0 | 21.68 | 21.68 | 0 | 0 | 0 | 0 | 0 | 0.92536 | 0 | 0 | 0 | 0
|  |  |  | 13.64 | 27.28 | 0 | 0 | 0 | 0 | 0 | 7.48 | 0.10709 | 0 | 27.28 | 27.28 | 0 | 0 | 0 | 0 | 0 | 0.92536 | 0 | 0 | 0 | 0
|  |  |  | 14.68 | 29.36 | 0 | 0 | 0 | 0 | 0 | 7.48 | 0.10709 | 0 | 29.36 | 29.36 | 0 | 0 | 0 | 0 | 0 | 0.92536 | 0 | 0 | 0 | 0
|  |  |  | 16.68 | 33.36 | 0 | 0 | 0 | 0 | 0 | 7.48 | 0.10709 | 0 | 33.36 | 33.36 | 0 | 0 | 0 | 0 | 0 | 0.92536 | 0 | 0 | 0 | 0
|  |  |  | 24.84 | 49.68 | 0 | 0 | 0 | 0 | 0 | 7.48 | 0.10709 | 0 | 49.68 | 49.189 | 0 | 0.491 | 0 | 0 | 0.491 | 0.92536 | 0 | 0 | 0 | 0
|  |  |  | 25.64 | 51.28 | 0 | 0 | 0 | 0 | 0 | 7.48 | 0.10709 | 0 | 51.28 | 45.234 | 0 | 6.046 | 0 | 0 | 6.046 | 0.92536 | 0 | 0 | 0 | 0
|  |  |  | 27.12 | 54.24 | 0 | 0 | 0 | 0 | 0 | 7.48 | 0.10709 | 0 | 54.24 | 28.946 | 0 | 17.37 | 0 | 0 | 17.37 | 0.64467 | 0 | 7.925 | 0 | 0
|  |  |  | 27.48 | 54.96 | 0 | 0 | 0 | 0 | 0 | 7.48 | 0.10709 | 0 | 54.96 | 3.031 | 0 | 39.375 | 0 | 0 | 39.375 | 0.2 | 0 | 12.554 | 0 | 0
|  |  |  | 29.28 | 58.56 | 0 | 0 | 0 | 0 | 0 | 7.48 | 0.12502 | 0 | 58.56 | 0 | 15.244 | 71.114 | 12.554 | 0 | 58.56 | 0.59956 | 0 | 0 | 0 | 0
|  |  |  | 30.48 | 60.96 | 0 | 0 | 0 | 0 | 0 | 7.48 | 0.12502 | 0 | 60.96 | 0 | 18.941 | 73.514 | 12.554 | 0 | 60.96 | 0.99913 | 0 | 0 | 0 | 0
|  |  |  | 27.84 | 55.68 | 0 | 0 | 0 | 0 | 0 | 7.48 | 0.12502 | 0 | 55.68 | 0 | 37.138 | 55.707 | 0.027 | 0 | 55.68 | 1 | 0 | 0 | 0 | 0
|  |  |  | 24.52 | 49.04 | 0 | 0 | 0 | 0 | 0 | 12.23 | 0.12502 | 0 | 49.04 | 0 | 36.802 | 49.04 | 0 | 0 | 49.04 | 1 | 0 | 0 | 0 | 0
|  |  |  | 24.12 | 48.24 | 0 | 0 | 0 | 0 | 0 | 12.23 | 0.12502 | 0 | 48.24 | 0 | 26.417 | 48.24 | 0 | 0 | 48.24 | 1 | 0 | 0 | 0 | 0
|  |  |  | 27.12 | 54.24 | 0 | 0 | 0 | 0 | 0 | 12.23 | 0.12502 | 0 | 54.24 | 0 | 1.686 | 54.24 | 0 | 0 | 54.24 | 1 | 0 | 0 | 0 | 0
|  |  |  | 27.48 | 54.96 | 0 | 0 | 0 | 0 | 0 | 12.23 | 0.12502 | 0 | 54.96 | 22.752 | 0 | 32.208 | 0 | 0 | 32.208 | 1 | 0 | 0 | 0 | 0
|  |  |  | 26.32 | 52.64 | 0 | 0 | 0 | 0 | 0 | 7.48 | 0.12502 | 0 | 52.64 | 43.936 | 0 | 8.704 | 0 | 0 | 8.704 | 1 | 0 | 0 | 0 | 0
|  |  |  | 26.64 | 53.28 | 0 | 0 | 0 | 0 | 0 | 7.48 | 0.12502 | 0 | 53.28 | 43.702 | 0 | 0 | 0 | 0 | 0 | 0.66074 | 0 | 9.578 | 0 | 0
|  |  |  | 26.2 | 52.4 | 0 | 0 | 0 | 0 | 0 | 7.48 | 0.12502 | 0 | 52.4 | 39.846 | 0 | 0 | 0 | 0 | 0 | 0.21607 | 0 | 12.554 | 0 | 0
|  |  |  | 26.04 | 52.08 | 0 | 0 | 0 | 0 | 0 | 7.48 | 0.10709 | 0 | 52.08 | 51.626 | 0 | 0 | 0 | 0 | 0 | 0.2 | 0 | 0.454 | 0 | 0
|  |  |  | 22.88 | 45.76 | 0 | 0 | 0 | 0 | 0 | 7.48 | 0.10709 | 0 | 45.76 | 45.76 | 0 | 0 | 0 | 0 | 0 | 0.2 | 0 | 0 | 0 | 0
|  |  |  | 16.6 | 33.2 | 0 | 0 | 0 | 0 | 0 | 7.48 | 0.10709 | 0 | 33.2 | 33.2 | 0 | 0 | 0 | 0 | 0 | 0.2 | 0 | 0 | 0 | 0
|  |  |  | 12.56 | 25.12 | 0 | 0 | 0 | 0 | 0 | 7.48 | 0.10709 | 0 | 25.12 | 25.12 | 0 | 0 | 0 | 0 | 0 | 0.2 | 0 | 0 | 0 | 0
|  |  |  | 11 | 22 | 0 | 0 | 0 | 0 | 0 | 7.48 | 0.10709 | 0 | 22 | 22 | 0 | 0 | 0 | 0 | 0 | 0.2 | 0 | 0 | 0 | 0
|  |  |  | 11.0267 | 22.0533 | 0 | 0 | 0 | 0 | 0 | 7.48 | 0.10709 | 0 | 22.053 | 22.053 | 0 | 0 | 0 | 0 | 0 | 0.2 | 0 | 0 | 0 | 0
|  |  |  | 12.5467 | 25.0933 | 0 | 0 | 0 | 0 | 0 | 7.48 | 0.10709 | 0 | 25.093 | 25.093 | 0 | 0 | 0 | 0 | 0 | 0.2 | 0 | 0 | 0 | 0
|  |  |  | 13.92 | 27.84 | 0 | 0 | 0 | 0 | 0 | 7.48 | 0.10709 | 0 | 27.84 | 27.84 | 0 | 0 | 0 | 0 | 0 | 0.2 | 0 | 0 | 0 | 0
|  |  |  | 14.0267 | 28.0533 | 0 | 0 | 0 | 0 | 0 | 7.48 | 0.10709 | 0 | 28.053 | 28.053 | 0 | 0 | 0 | 0 | 0 | 0.2 | 0 | 0 | 0 | 0
|  |  |  | 16.6 | 33.2 | 0 | 0 | 0 | 0 | 0 | 7.48 | 0.10709 | 0 | 33.2 | 33.2 | 0 | 0 | 0 | 0 | 0 | 0.2 | 0 | 0 | 0 | 0
|  |  |  | 24.68 | 49.36 | 0 | 0 | 0 | 0 | 0 | 7.48 | 0.10709 | 0 | 49.36 | 47.861 | 0 | 1.499 | 0 | 0 | 1.499 | 0.2 | 0 | 0 | 0 | 0
|  |  |  | 25.36 | 50.72 | 0 | 0 | 0 | 0 | 0 | 7.48 | 0.10709 | 0 | 50.72 | 43.729 | 0 | 6.991 | 0 | 0 | 6.991 | 0.2 | 0 | 0 | 0 | 0
|  |  |  | 27.4 | 54.8 | 0 | 0 | 0 | 0 | 0 | 7.48 | 0.10709 | 0 | 54.8 | 38.274 | 0 | 16.526 | 0 | 0 | 16.526 | 0.2 | 0 | 0 | 0 | 0
|  |  |  | 27.44 | 54.88 | 0 | 0 | 0 | 0 | 0 | 7.48 | 0.10709 | 0 | 54.88 | 7.96 | 0 | 46.92 | 0 | 0 | 46.92 | 0.2 | 0 | 0 | 0 | 0
|  |  |  | 31.76 | 63.52 | 0 | 0 | 0 | 0 | 0 | 7.48 | 0.12502 | 0 | 63.52 | 0 | 6.972 | 76.074 | 12.554 | 0 | 63.52 | 0.59956 | 0 | 0 | 0 | 0
|  |  |  | 30.68 | 61.36 | 0 | 0 | 0 | 0 | 0 | 7.48 | 0.12502 | 0 | 61.36 | 0 | 7.935 | 73.914 | 12.554 | 0 | 61.36 | 0.99913 | 0 | 0 | 0 | 0
|  |  |  | 28.04 | 56.08 | 0 | 0 | 0 | 0 | 0 | 7.48 | 0.12502 | 0 | 56.08 | 0 | 25.439 | 56.107 | 0.027 | 0 | 56.08 | 1 | 0 | 0 | 0 | 0
|  |  |  | 25.96 | 51.92 | 0 | 0 | 0 | 0 | 0 | 12.23 | 0.12502 | 0 | 51.92 | 0 | 25.709 | 51.92 | 0 | 0 | 51.92 | 1 | 0 | 0 | 0 | 0
|  |  |  | 25.56 | 51.12 | 0 | 0 | 0 | 0 | 0 | 12.23 | 0.12502 | 0 | 51.12 | 0 | 6.33 | 51.12 | 0 | 0 | 51.12 | 1 | 0 | 0 | 0 | 0
|  |  |  | 25.4 | 50.8 | 0 | 0 | 0 | 0 | 0 | 12.23 | 0.12502 | 0 | 50.8 | 20.633 | 0 | 30.167 | 0 | 0 | 30.167 | 1 | 0 | 0 | 0 | 0
|  |  |  | 26.04 | 52.08 | 0 | 0 | 0 | 0 | 0 | 12.23 | 0.12502 | 0 | 52.08 | 36.486 | 0 | 15.594 | 0 | 0 | 15.594 | 1 | 0 | 0 | 0 | 0
|  |  |  | 28.04 | 56.08 | 0 | 0 | 0 | 0 | 0 | 7.48 | 0.12502 | 0 | 56.08 | 51.626 | 0 | 0.126 | 0 | 0 | 0.126 | 0.84671 | 0 | 4.328 | 0 | 0
|  |  |  | 28.36 | 56.72 | 0 | 0 | 0 | 0 | 0 | 7.48 | 0.12502 | 0 | 56.72 | 51.626 | 0 | 0 | 0 | 0 | 0 | 0.66629 | 0 | 5.094 | 0 | 0
|  |  |  | 27.36 | 54.72 | 0 | 0 | 0 | 0 | 0 | 7.48 | 0.12502 | 0 | 54.72 | 48.223 | 0 | 0 | 0 | 0 | 0 | 0.43616 | 0 | 6.497 | 0 | 0
|  |  |  | 27.8 | 55.6 | 0 | 0 | 0 | 0 | 0 | 7.48 | 0.10709 | 0 | 55.6 | 51.626 | 0 | 0 | 0 | 0 | 0 | 0.29541 | 0 | 3.974 | 0 | 0
|  |  |  | 27.16 | 54.32 | 0 | 0 | 0 | 0 | 0 | 7.48 | 0.10709 | 0 | 54.32 | 51.626 | 0 | 0 | 0 | 0 | 0 | 0.2 | 0 | 2.694 | 0 | 0
|  |  |  | 25.36 | 50.72 | 0 | 0 | 0 | 0 | 0 | 7.48 | 0.10709 | 0 | 50.72 | 50.72 | 0 | 0 | 0 | 0 | 0 | 0.2 | 0 | 0 | 0 | 0
|  |  |  | 17.12 | 34.24 | 0 | 0 | 0 | 0 | 0 | 7.48 | 0.10709 | 0 | 34.24 | 34.24 | 0 | 0 | 0 | 0 | 0 | 0.2 | 0 | 0 | 0 | 0
|  |  |  | 15.44 | 30.88 | 0 | 0 | 0 | 0 | 0 | 7.48 | 0.10709 | 0 | 30.88 | 30.88 | 0 | 0 | 0 | 0 | 0 | 0.2 | 0 | 0 | 0 | 0
|  |  |  | 15.32 | 30.64 | 0 | 0 | 0 | 0 | 0 | 7.48 | 0.10709 | 0 | 30.64 | 30.64 | 0 | 0 | 0 | 0 | 0 | 0.2 | 0 | 0 | 0 | 0
|  |  |  | 17.84 | 35.68 | 0 | 0 | 0 | 0 | 0 | 7.48 | 0.10709 | 0 | 35.68 | 35.68 | 0 | 0 | 0 | 0 | 0 | 0.2 | 0 | 0 | 0 | 0
|  |  |  | 19.6 | 39.2 | 0 | 0 | 0 | 0 | 0 | 7.48 | 0.10709 | 0 | 39.2 | 39.2 | 0 | 0 | 0 | 0 | 0 | 0.2 | 0 | 0 | 0 | 0
|  |  |  | 21.52 | 43.04 | 0 | 0 | 0 | 0 | 0 | 7.48 | 0.10709 | 0 | 43.04 | 43.04 | 0 | 0 | 0 | 0 | 0 | 0.2 | 0 | 0 | 0 | 0
|  |  |  | 19.04 | 38.08 | 0 | 0 | 0 | 0 | 0 | 7.48 | 0.10709 | 0 | 38.08 | 38.08 | 0 | 0 | 0 | 0 | 0 | 0.2 | 0 | 0 | 0 | 0
|  |  |  | 18.12 | 36.24 | 0 | 0 | 0 | 0 | 0 | 7.48 | 0.10709 | 0 | 36.24 | 23.468 | 0 | 12.772 | 0 | 0 | 12.772 | 0.2 | 0 | 0 | 0 | 0
|  |  |  | 23.68 | 47.36 | 0 | 0 | 0 | 0 | 0 | 7.48 | 0.10709 | 0 | 47.36 | 9.61 | 0 | 37.75 | 0 | 0 | 37.75 | 0.2 | 0 | 0 | 0 | 0
|  |  |  | 26.28 | 52.56 | 0 | 0 | 0 | 0 | 0 | 7.48 | 0.10709 | 0 | 52.56 | 0 | 0 | 60.31 | 7.75 | 0 | 52.56 | 0.44666 | 0 | 0 | 0 | 0
|  |  |  | 27.32 | 54.64 | 0 | 0 | 0 | 0 | 0 | 7.48 | 0.10709 | 0 | 54.64 | 0 | 10.561 | 67.194 | 12.554 | 0 | 54.64 | 0.84622 | 0 | 0 | 0 | 0
|  |  |  | 25.64 | 51.28 | 0 | 0 | 0 | 0 | 0 | 7.48 | 0.12502 | 0 | 51.28 | 0 | 33.484 | 56.112 | 4.832 | 0 | 51.28 | 1 | 0 | 0 | 0 | 0
|  |  |  | 26.64 | 53.28 | 0 | 0 | 0 | 0 | 0 | 7.48 | 0.12502 | 0 | 53.28 | 0 | 41.19 | 53.28 | 0 | 0 | 53.28 | 1 | 0 | 0 | 0 | 0
|  |  |  | 24.72 | 49.44 | 0 | 0 | 0 | 0 | 0 | 7.48 | 0.12502 | 0 | 49.44 | 0 | 46.038 | 49.44 | 0 | 0 | 49.44 | 1 | 0 | 0 | 0 | 0
|  |  |  | 26.08 | 52.16 | 0 | 0 | 0 | 0 | 0 | 12.23 | 0.12502 | 0 | 52.16 | 0 | 36.906 | 52.16 | 0 | 0 | 52.16 | 1 | 0 | 0 | 0 | 0
|  |  |  | 25.52 | 51.04 | 0 | 0 | 0 | 0 | 0 | 12.23 | 0.12502 | 0 | 51.04 | 0 | 25.544 | 51.04 | 0 | 0 | 51.04 | 1 | 0 | 0 | 0 | 0
|  |  |  | 24.4 | 48.8 | 0 | 0 | 0 | 0 | 0 | 12.23 | 0.12502 | 0 | 48.8 | 0 | 8.688 | 48.8 | 0 | 0 | 48.8 | 1 | 0 | 0 | 0 | 0
|  |  |  | 24.84 | 49.68 | 0 | 0 | 0 | 0 | 0 | 12.23 | 0.12502 | 0 | 49.68 | 16.2 | 0 | 33.48 | 0 | 0 | 33.48 | 1 | 0 | 0 | 0 | 0
|  |  |  | 25.08 | 50.16 | 0 | 0 | 0 | 0 | 0 | 7.48 | 0.12502 | 0 | 50.16 | 41.091 | 0 | 9.069 | 0 | 0 | 9.069 | 1 | 0 | 0 | 0 | 0
|  |  |  | 22.6 | 45.2 | 0 | 0 | 0 | 0 | 0 | 7.48 | 0.12502 | 0 | 45.2 | 35.168 | 0 | 0 | 0 | 0 | 0 | 0.64467 | 0 | 10.032 | 0 | 0
|  |  |  | 22.2 | 44.4 | 0 | 0 | 0 | 0 | 0 | 7.48 | 0.12502 | 0 | 44.4 | 31.846 | 0 | 0 | 0 | 0 | 0 | 0.2 | 0 | 12.554 | 0 | 0
|  |  |  | 23.28 | 46.56 | 0 | 0 | 0 | 0 | 0 | 7.48 | 0.10709 | 0 | 46.56 | 46.56 | 0 | 0 | 0 | 0 | 0 | 0.2 | 0 | 0 | 0 | 0
|  |  |  | 23.72 | 47.44 | 0 | 0 | 0 | 0 | 0 | 7.48 | 0.10709 | 0 | 47.44 | 47.44 | 0 | 0 | 0 | 0 | 0 | 0.2 | 0 | 0 | 0 | 0
|  |  |  | 22.96 | 45.92 | 0 | 0 | 0 | 0 | 0 | 7.48 | 0.10709 | 0 | 45.92 | 45.92 | 0 | 0 | 0 | 0 | 0 | 0.2 | 0 | 0 | 0 | 0
|  |  |  | 18.68 | 37.36 | 0 | 0 | 0 | 0 | 0 | 7.48 | 0.10709 | 0 | 37.36 | 37.36 | 0 | 0 | 0 | 0 | 0 | 0.2 | 0 | 0 | 0 | 0
|  |  |  | 15.48 | 30.96 | 0 | 0 | 0 | 0 | 0 | 7.48 | 0.10709 | 0 | 30.96 | 30.96 | 0 | 0 | 0 | 0 | 0 | 0.2 | 0 | 0 | 0 | 0
|  |  |  | 15.12 | 30.24 | 0 | 0 | 0 | 0 | 0 | 7.48 | 0.10709 | 0 | 30.24 | 30.24 | 0 | 0 | 0 | 0 | 0 | 0.2 | 0 | 0 | 0 | 0
|  |  |  | 18.04 | 36.08 | 0 | 0 | 0 | 0 | 0 | 7.48 | 0.10709 | 0 | 36.08 | 36.08 | 0 | 0 | 0 | 0 | 0 | 0.2 | 0 | 0 | 0 | 0
|  |  |  | 18.96 | 37.92 | 0 | 0 | 0 | 0 | 0 | 7.48 | 0.10709 | 0 | 37.92 | 37.92 | 0 | 0 | 0 | 0 | 0 | 0.2 | 0 | 0 | 0 | 0
|  |  |  | 20.36 | 40.72 | 0 | 0 | 0 | 0 | 0 | 7.48 | 0.10709 | 0 | 40.72 | 40.72 | 0 | 0 | 0 | 0 | 0 | 0.2 | 0 | 0 | 0 | 0
|  |  |  | 20.52 | 41.04 | 0 | 0 | 0 | 0 | 0 | 7.48 | 0.10709 | 0 | 41.04 | 41.04 | 0 | 0 | 0 | 0 | 0 | 0.2 | 0 | 0 | 0 | 0
|  |  |  | 17.4 | 34.8 | 0 | 0 | 0 | 0 | 0 | 7.48 | 0.10709 | 0 | 34.8 | 23.59 | 0 | 11.21 | 0 | 0 | 11.21 | 0.2 | 0 | 0 | 0 | 0
|  |  |  | 17.32 | 34.64 | 0 | 0 | 0 | 0 | 0 | 7.48 | 0.10709 | 0 | 34.64 | 0 | 0 | 39.161 | 4.521 | 0 | 34.64 | 0.34389 | 0 | 0 | 0 | 0
|  |  |  | 23.24 | 46.48 | 0 | 0 | 0 | 0 | 0 | 7.48 | 0.10709 | 0 | 46.48 | 0 | 2.296 | 59.034 | 12.554 | 0 | 46.48 | 0.74346 | 0 | 0 | 0 | 0
|  |  |  | 23.44 | 46.88 | 0 | 0 | 0 | 0 | 0 | 7.48 | 0.10709 | 0 | 46.88 | 0 | 22.16 | 54.94 | 8.06 | 0 | 46.88 | 1 | 0 | 0 | 0 | 0
|  |  |  | 23.96 | 47.92 | 0 | 0 | 0 | 0 | 0 | 7.48 | 0.12502 | 0 | 47.92 | 0 | 35.252 | 47.92 | 0 | 0 | 47.92 | 1 | 0 | 0 | 0 | 0
|  |  |  | 23.04 | 46.08 | 0 | 0 | 0 | 0 | 0 | 7.48 | 0.12502 | 0 | 46.08 | 0 | 49.448 | 46.08 | 0 | 0 | 46.08 | 1 | 0 | 0 | 0 | 0
|  |  |  | 22.76 | 45.52 | 0 | 0 | 0 | 0 | 0 | 7.48 | 0.12502 | 0 | 45.52 | 0 | 48.459 | 45.52 | 0 | 0 | 45.52 | 1 | 0 | 0 | 0 | 0
|  |  |  | 23.48 | 46.96 | 0 | 0 | 0 | 0 | 0 | 12.23 | 0.12502 | 0 | 46.96 | 0 | 40.922 | 46.96 | 0 | 0 | 46.96 | 1 | 0 | 0 | 0 | 0
|  |  |  | 24.28 | 48.56 | 0 | 0 | 0 | 0 | 0 | 12.23 | 0.12502 | 0 | 48.56 | 0 | 26.915 | 48.56 | 0 | 0 | 48.56 | 1 | 0 | 0 | 0 | 0
|  |  |  | 23.64 | 47.28 | 0 | 0 | 0 | 0 | 0 | 12.23 | 0.12502 | 0 | 47.28 | 0 | 9.931 | 47.28 | 0 | 0 | 47.28 | 1 | 0 | 0 | 0 | 0
|  |  |  | 23.8 | 47.6 | 0 | 0 | 0 | 0 | 0 | 12.23 | 0.12502 | 0 | 47.6 | 14.334 | 0 | 33.266 | 0 | 0 | 33.266 | 1 | 0 | 0 | 0 | 0
|  |  |  | 23.64 | 47.28 | 0 | 0 | 0 | 0 | 0 | 7.48 | 0.12502 | 0 | 47.28 | 38.072 | 0 | 9.208 | 0 | 0 | 9.208 | 1 | 0 | 0 | 0 | 0
|  |  |  | 21.88 | 43.76 | 0 | 0 | 0 | 0 | 0 | 7.48 | 0.12502 | 0 | 43.76 | 33.728 | 0 | 0 | 0 | 0 | 0 | 0.64467 | 0 | 10.032 | 0 | 0
|  |  |  | 15.96 | 31.92 | 0 | 0 | 0 | 0 | 0 | 7.48 | 0.12502 | 0 | 31.92 | 19.366 | 0 | 0 | 0 | 0 | 0 | 0.2 | 0 | 12.554 | 0 | 0
|  |  |  | 16.36 | 32.72 | 0 | 0 | 0 | 0 | 0 | 7.48 | 0.10709 | 0 | 32.72 | 32.72 | 0 | 0 | 0 | 0 | 0 | 0.2 | 0 | 0 | 0 | 0
|  |  |  | 18.68 | 37.36 | 0 | 0 | 0 | 0 | 0 | 7.48 | 0.10709 | 0 | 37.36 | 37.36 | 0 | 0 | 0 | 0 | 0 | 0.2 | 0 | 0 | 0 | 0
|  |  |  | 17.48 | 34.96 | 0 | 0 | 0 | 0 | 0 | 7.48 | 0.10709 | 0 | 34.96 | 34.96 | 0 | 0 | 0 | 0 | 0 | 0.2 | 0 | 0 | 0 | 0
|  |  |  | 12.96 | 25.92 | 0 | 0 | 0 | 0 | 0 | 7.48 | 0.10709 | 0 | 25.92 | 25.92 | 0 | 0 | 0 | 0 | 0 | 0.2 | 0 | 0 | 0 | 0
|  |  |  | 11 | 22 | 0 | 0 | 0 | 0 | 0 | 7.48 | 0.10709 | 0 | 22 | 22 | 0 | 0 | 0 | 0 | 0 | 0.2 | 0 | 0 | 0 | 0
|  |  |  | 14.44 | 28.88 | 0 | 0 | 0 | 0 | 0 | 7.48 | 0.10709 | 0 | 28.88 | 28.88 | 0 | 0 | 0 | 0 | 0 | 0.2 | 0 | 0 | 0 | 0
|  |  |  | 18.2 | 36.4 | 0 | 0 | 0 | 0 | 0 | 7.48 | 0.10709 | 0 | 36.4 | 36.4 | 0 | 0 | 0 | 0 | 0 | 0.2 | 0 | 0 | 0 | 0
|  |  |  | 15.72 | 31.44 | 0 | 0 | 0 | 0 | 0 | 7.48 | 0.10709 | 0 | 31.44 | 31.44 | 0 | 0 | 0 | 0 | 0 | 0.2 | 0 | 0 | 0 | 0
|  |  |  | 15.36 | 30.72 | 0 | 0 | 0 | 0 | 0 | 7.48 | 0.10709 | 0 | 30.72 | 30.72 | 0 | 0 | 0 | 0 | 0 | 0.2 | 0 | 0 | 0 | 0
|  |  |  | 18.76 | 37.52 | 0 | 0 | 0 | 0 | 0 | 7.48 | 0.10709 | 0 | 37.52 | 37.52 | 0 | 0 | 0 | 0 | 0 | 0.2 | 0 | 0 | 0 | 0
|  |  |  | 24 | 48 | 0 | 0 | 0 | 0 | 0 | 7.48 | 0.10709 | 0 | 48 | 36.399 | 0 | 11.601 | 0 | 0 | 11.601 | 0.2 | 0 | 0 | 0 | 0
|  |  |  | 27.08 | 54.16 | 0 | 0 | 0 | 0 | 0 | 7.48 | 0.10709 | 0 | 54.16 | 15.062 | 0 | 39.098 | 0 | 0 | 39.098 | 0.2 | 0 | 0 | 0 | 0
|  |  |  | 30.4 | 60.8 | 0 | 0 | 0 | 0 | 0 | 7.48 | 0.10709 | 0 | 60.8 | 0 | 0 | 61.796 | 0.996 | 0 | 60.8 | 0.2317 | 0 | 0 | 0 | 0
|  |  |  | 33.56 | 67.12 | 0 | 0 | 0 | 0 | 0 | 7.48 | 0.10709 | 0 | 67.12 | 0 | 0 | 76.156 | 9.036 | 0 | 67.12 | 0.51928 | 0 | 0 | 0 | 0
|  |  |  | 34.36 | 68.72 | 0 | 0 | 0 | 0 | 0 | 7.48 | 0.12502 | 0 | 68.72 | 0 | 4.631 | 81.274 | 12.554 | 0 | 68.72 | 0.91885 | 0 | 0 | 0 | 0
|  |  |  | 30.56 | 61.12 | 0 | 0 | 0 | 0 | 0 | 7.48 | 0.12502 | 0 | 61.12 | 0 | 23.117 | 63.67 | 2.55 | 0 | 61.12 | 1 | 0 | 0 | 0 | 0
|  |  |  | 27.44 | 54.88 | 0 | 0 | 0 | 0 | 0 | 7.48 | 0.12502 | 0 | 54.88 | 0 | 30.735 | 54.88 | 0 | 0 | 54.88 | 1 | 0 | 0 | 0 | 0
|  |  |  | 26.6 | 53.2 | 0 | 0 | 0 | 0 | 0 | 12.23 | 0.12502 | 0 | 53.2 | 0 | 29.594 | 53.2 | 0 | 0 | 53.2 | 1 | 0 | 0 | 0 | 0
|  |  |  | 25.5267 | 51.0533 | 0 | 0 | 0 | 0 | 0 | 12.23 | 0.12502 | 0 | 51.053 | 0 | 20.442 | 51.053 | 0 | 0 | 51.053 | 1 | 0 | 0 | 0 | 0
|  |  |  | 23.6933 | 47.3866 | 0 | 0 | 0 | 0 | 0 | 12.23 | 0.12502 | 0 | 47.387 | 0 | 7.129 | 47.387 | 0 | 0 | 47.387 | 1 | 0 | 0 | 0 | 0
|  |  |  | 23.44 | 46.88 | 0 | 0 | 0 | 0 | 0 | 12.23 | 0.12502 | 0 | 46.88 | 14.735 | 0 | 32.145 | 0 | 0 | 32.145 | 1 | 0 | 0 | 0 | 0
|  |  |  | 25.56 | 51.12 | 0 | 0 | 0 | 0 | 0 | 7.48 | 0.12502 | 0 | 51.12 | 41.925 | 0 | 9.195 | 0 | 0 | 9.195 | 1 | 0 | 0 | 0 | 0
|  |  |  | 27.41 | 54.82 | 0 | 0 | 0 | 0 | 0 | 7.48 | 0.12502 | 0 | 54.82 | 48.815 | 0 | 0 | 0 | 0 | 0 | 0.78731 | 0 | 6.005 | 0 | 0
|  |  |  | 26.89 | 53.78 | 0 | 0 | 0 | 0 | 0 | 7.48 | 0.12502 | 0 | 53.78 | 41.226 | 0 | 0 | 0 | 0 | 0 | 0.34264 | 0 | 12.554 | 0 | 0
|  |  |  | 27.08 | 54.16 | 0 | 0 | 0 | 0 | 0 | 7.48 | 0.10709 | 0 | 54.16 | 51.626 | 0 | 0 | 0 | 0 | 0 | 0.2529 | 0 | 2.534 | 0 | 0
|  |  |  | 26.56 | 53.12 | 0 | 0 | 0 | 0 | 0 | 7.48 | 0.10709 | 0 | 53.12 | 51.626 | 0 | 0 | 0 | 0 | 0 | 0.2 | 0 | 1.494 | 0 | 0
|  |  |  | 21.28 | 42.56 | 0 | 0 | 0 | 0 | 0 | 7.48 | 0.10709 | 0 | 42.56 | 42.56 | 0 | 0 | 0 | 0 | 0 | 0.2 | 0 | 0 | 0 | 0
|  |  |  | 13.08 | 26.16 | 0 | 0 | 0 | 0 | 0 | 7.48 | 0.10709 | 0 | 26.16 | 26.16 | 0 | 0 | 0 | 0 | 0 | 0.2 | 0 | 0 | 0 | 0
|  |  |  | 11.44 | 22.88 | 0 | 0 | 0 | 0 | 0 | 7.48 | 0.10709 | 0 | 22.88 | 22.88 | 0 | 0 | 0 | 0 | 0 | 0.2 | 0 | 0 | 0 | 0
|  |  |  | 13.04 | 26.08 | 0 | 0 | 0 | 0 | 0 | 7.48 | 0.10709 | 0 | 26.08 | 26.08 | 0 | 0 | 0 | 0 | 0 | 0.2 | 0 | 0 | 0 | 0
|  |  |  | 14.76 | 29.52 | 0 | 0 | 0 | 0 | 0 | 7.48 | 0.10709 | 0 | 29.52 | 29.52 | 0 | 0 | 0 | 0 | 0 | 0.2 | 0 | 0 | 0 | 0
|  |  |  | 14.4 | 28.8 | 0 | 0 | 0 | 0 | 0 | 7.48 | 0.10709 | 0 | 28.8 | 28.8 | 0 | 0 | 0 | 0 | 0 | 0.2 | 0 | 0 | 0 | 0
|  |  |  | 15.52 | 31.04 | 0 | 0 | 0 | 0 | 0 | 7.48 | 0.10709 | 0 | 31.04 | 31.04 | 0 | 0 | 0 | 0 | 0 | 0.2 | 0 | 0 | 0 | 0
|  |  |  | 18 | 36 | 0 | 0 | 0 | 0 | 0 | 7.48 | 0.10709 | 0 | 36 | 36 | 0 | 0 | 0 | 0 | 0 | 0.2 | 0 | 0 | 0 | 0
|  |  |  | 25.16 | 50.32 | 0 | 0 | 0 | 0 | 0 | 7.48 | 0.10709 | 0 | 50.32 | 36.553 | 0 | 13.767 | 0 | 0 | 13.767 | 0.2 | 0 | 0 | 0 | 0
|  |  |  | 25.84 | 51.68 | 0 | 0 | 0 | 0 | 0 | 7.48 | 0.10709 | 0 | 51.68 | 13.728 | 0 | 37.952 | 0 | 0 | 37.952 | 0.2 | 0 | 0 | 0 | 0
|  |  |  | 32.2 | 64.4 | 0 | 0 | 0 | 0 | 0 | 7.48 | 0.10709 | 0 | 64.4 | 6.786 | 0 | 57.614 | 0 | 0 | 57.614 | 0.2 | 0 | 0 | 0 | 0
|  |  |  | 32.56 | 65.12 | 0 | 0 | 0 | 0 | 0 | 7.48 | 0.10709 | 0 | 65.12 | 0 | 0 | 72.289 | 7.169 | 0 | 65.12 | 0.42816 | 0 | 0 | 0 | 0
|  |  |  | 31.16 | 62.32 | 0 | 0 | 0 | 0 | 0 | 7.48 | 0.10709 | 0 | 62.32 | 0 | 6.471 | 74.874 | 12.554 | 0 | 62.32 | 0.82772 | 0 | 0 | 0 | 0
|  |  |  | 28.16 | 56.32 | 0 | 0 | 0 | 0 | 0 | 7.48 | 0.10709 | 0 | 56.32 | 0 | 23.265 | 61.733 | 5.413 | 0 | 56.32 | 1 | 0 | 0 | 0 | 0
|  |  |  | 27.24 | 54.48 | 0 | 0 | 0 | 0 | 0 | 7.48 | 0.10709 | 0 | 54.48 | 0 | 33.062 | 54.48 | 0 | 0 | 54.48 | 1 | 0 | 0 | 0 | 0
|  |  |  | 26.52 | 53.04 | 0 | 0 | 0 | 0 | 0 | 7.48 | 0.10709 | 0 | 53.04 | 0 | 30.472 | 53.04 | 0 | 0 | 53.04 | 1 | 0 | 0 | 0 | 0
|  |  |  | 24.36 | 48.72 | 0 | 0 | 0 | 0 | 0 | 7.48 | 0.10709 | 0 | 48.72 | 0 | 23.392 | 48.72 | 0 | 0 | 48.72 | 1 | 0 | 0 | 0 | 0
|  |  |  | 24.36 | 48.72 | 0 | 0 | 0 | 0 | 0 | 7.48 | 0.10709 | 0 | 48.72 | 0 | 6.425 | 48.72 | 0 | 0 | 48.72 | 1 | 0 | 0 | 0 | 0
|  |  |  | 24.56 | 49.12 | 0 | 0 | 0 | 0 | 0 | 7.48 | 0.10709 | 0 | 49.12 | 17.403 | 0 | 31.717 | 0 | 0 | 31.717 | 1 | 0 | 0 | 0 | 0
|  |  |  | 26.92 | 53.84 | 0 | 0 | 0 | 0 | 0 | 7.48 | 0.10709 | 0 | 53.84 | 44.645 | 0 | 9.195 | 0 | 0 | 9.195 | 1 | 0 | 0 | 0 | 0
|  |  |  | 26.8 | 53.6 | 0 | 0 | 0 | 0 | 0 | 7.48 | 0.10709 | 0 | 53.6 | 51.626 | 0 | 0 | 0 | 0 | 0 | 0.93009 | 0 | 1.974 | 0 | 0
|  |  |  | 27.32 | 54.64 | 0 | 0 | 0 | 0 | 0 | 7.48 | 0.10709 | 0 | 54.64 | 51.626 | 0 | 0 | 0 | 0 | 0 | 0.82335 | 0 | 3.014 | 0 | 0
|  |  |  | 26.6 | 53.2 | 0 | 0 | 0 | 0 | 0 | 7.48 | 0.10709 | 0 | 53.2 | 51.626 | 0 | 0 | 0 | 0 | 0 | 0.76761 | 0 | 1.574 | 0 | 0
|  |  |  | 20.36 | 40.72 | 0 | 0 | 0 | 0 | 0 | 7.48 | 0.10709 | 0 | 40.72 | 40.72 | 0 | 0 | 0 | 0 | 0 | 0.76761 | 0 | 0 | 0 | 0
|  |  |  | 17.28 | 34.56 | 0 | 0 | 0 | 0 | 0 | 7.48 | 0.10709 | 0 | 34.56 | 34.56 | 0 | 0 | 0 | 0 | 0 | 0.76761 | 0 | 0 | 0 | 0
|  |  |  | 11.84 | 23.68 | 0 | 0 | 0 | 0 | 0 | 7.48 | 0.10709 | 0 | 23.68 | 23.68 | 0 | 0 | 0 | 0 | 0 | 0.76761 | 0 | 0 | 0 | 0
|  |  |  | 9.44 | 18.88 | 0 | 0 | 0 | 0 | 0 | 7.48 | 0.10709 | 0 | 18.88 | 18.88 | 0 | 0 | 0 | 0 | 0 | 0.76761 | 0 | 0 | 0 | 0
|  |  |  | 10.4 | 20.8 | 0 | 0 | 0 | 0 | 0 | 7.48 | 0.10709 | 0 | 20.8 | 20.8 | 0 | 0 | 0 | 0 | 0 | 0.76761 | 0 | 0 | 0 | 0
|  |  |  | 11.88 | 23.76 | 0 | 0 | 0 | 0 | 0 | 7.48 | 0.10709 | 0 | 23.76 | 23.76 | 0 | 0 | 0 | 0 | 0 | 0.76761 | 0 | 0 | 0 | 0
|  |  |  | 13.48 | 26.96 | 0 | 0 | 0 | 0 | 0 | 7.48 | 0.10709 | 0 | 26.96 | 26.96 | 0 | 0 | 0 | 0 | 0 | 0.76761 | 0 | 0 | 0 | 0
|  |  |  | 14.92 | 29.84 | 0 | 0 | 0 | 0 | 0 | 7.48 | 0.10709 | 0 | 29.84 | 29.84 | 0 | 0 | 0 | 0 | 0 | 0.76761 | 0 | 0 | 0 | 0
|  |  |  | 17.84 | 35.68 | 0 | 0 | 0 | 0 | 0 | 7.48 | 0.10709 | 0 | 35.68 | 35.68 | 0 | 0 | 0 | 0 | 0 | 0.76761 | 0 | 0 | 0 | 0
|  |  |  | 24.92 | 49.84 | 0 | 0 | 0 | 0 | 0 | 7.48 | 0.10709 | 0 | 49.84 | 32.816 | 0 | 13.553 | 0 | 0 | 13.553 | 0.64467 | 0 | 3.471 | 0 | 0
|  |  |  | 26.2 | 52.4 | 0 | 0 | 0 | 0 | 0 | 7.48 | 0.10709 | 0 | 52.4 | 3.28 | 0 | 36.566 | 0 | 0 | 36.566 | 0.2 | 0 | 12.554 | 0 | 0
|  |  |  | 28.2667 | 56.5333 | 0 | 0 | 0 | 0 | 0 | 7.48 | 0.10709 | 0 | 56.533 | 0 | 0 | 56.82 | 0.287 | 0 | 56.533 | 0.20914 | 0 | 0 | 0 | 0
|  |  |  | 29.7867 | 59.5733 | 0 | 0 | 0 | 0 | 0 | 7.48 | 0.10709 | 0 | 59.573 | 0 | 1.534 | 72.127 | 12.554 | 0 | 59.573 | 0.60871 | 0 | 0 | 0 | 0
|  |  |  | 33.16 | 66.32 | 0 | 0 | 0 | 0 | 0 | 7.48 | 0.10709 | 0 | 66.32 | 0 | 4.986 | 78.614 | 12.294 | 0 | 66.32 | 1 | 0 | 0 | 0 | 0
|  |  |  | 31.68 | 63.36 | 0 | 0 | 0 | 0 | 0 | 7.48 | 0.10709 | 0 | 63.36 | 0 | 27.268 | 63.36 | 0 | 0 | 63.36 | 1 | 0 | 0 | 0 | 0
|  |  |  | 27.96 | 55.92 | 0 | 0 | 0 | 0 | 0 | 7.48 | 0.10709 | 0 | 55.92 | 0 | 35.515 | 55.92 | 0 | 0 | 55.92 | 1 | 0 | 0 | 0 | 0
|  |  |  | 26.72 | 53.44 | 0 | 0 | 0 | 0 | 0 | 7.48 | 0.10709 | 0 | 53.44 | 0 | 31.81 | 53.44 | 0 | 0 | 53.44 | 1 | 0 | 0 | 0 | 0
|  |  |  | 26.68 | 53.36 | 0 | 0 | 0 | 0 | 0 | 7.48 | 0.10709 | 0 | 53.36 | 0 | 19.999 | 53.36 | 0 | 0 | 53.36 | 1 | 0 | 0 | 0 | 0
|  |  |  | 25.84 | 51.68 | 0 | 0 | 0 | 0 | 0 | 7.48 | 0.10709 | 0 | 51.68 | 0 | 3.805 | 51.68 | 0 | 0 | 51.68 | 1 | 0 | 0 | 0 | 0
|  |  |  | 24.24 | 48.48 | 0 | 0 | 0 | 0 | 0 | 7.48 | 0.10709 | 0 | 48.48 | 16.234 | 0 | 32.246 | 0 | 0 | 32.246 | 1 | 0 | 0 | 0 | 0
|  |  |  | 26.96 | 53.92 | 0 | 0 | 0 | 0 | 0 | 7.48 | 0.10709 | 0 | 53.92 | 44.549 | 0 | 9.371 | 0 | 0 | 9.371 | 1 | 0 | 0 | 0 | 0
|  |  |  | 27.76 | 55.52 | 0 | 0 | 0 | 0 | 0 | 7.48 | 0.10709 | 0 | 55.52 | 51.626 | 0 | 0 | 0 | 0 | 0 | 0.86209 | 0 | 3.894 | 0 | 0
|  |  |  | 26.96 | 53.92 | 0 | 0 | 0 | 0 | 0 | 7.48 | 0.10709 | 0 | 53.92 | 51.626 | 0 | 0 | 0 | 0 | 0 | 0.78085 | 0 | 2.294 | 0 | 0
|  |  |  | 26.36 | 52.72 | 0 | 0 | 0 | 0 | 0 | 7.48 | 0.10709 | 0 | 52.72 | 51.626 | 0 | 0 | 0 | 0 | 0 | 0.74211 | 0 | 1.094 | 0 | 0
|  |  |  | 25.44 | 50.88 | 0 | 0 | 0 | 0 | 0 | 7.48 | 0.10709 | 0 | 50.88 | 50.88 | 0 | 0 | 0 | 0 | 0 | 0.74211 | 0 | 0 | 0 | 0
|  |  |  | 18.28 | 36.56 | 0 | 0 | 0 | 0 | 0 | 7.48 | 0.10709 | 0 | 36.56 | 36.56 | 0 | 0 | 0 | 0 | 0 | 0.74211 | 0 | 0 | 0 | 0
|  |  |  | 11.28 | 22.56 | 0 | 0 | 0 | 0 | 0 | 7.48 | 0.10709 | 0 | 22.56 | 22.56 | 0 | 0 | 0 | 0 | 0 | 0.74211 | 0 | 0 | 0 | 0
|  |  |  | 9.68 | 19.36 | 0 | 0 | 0 | 0 | 0 | 7.48 | 0.10709 | 0 | 19.36 | 19.36 | 0 | 0 | 0 | 0 | 0 | 0.74211 | 0 | 0 | 0 | 0
|  |  |  | 11.16 | 22.32 | 0 | 0 | 0 | 0 | 0 | 7.48 | 0.10709 | 0 | 22.32 | 22.32 | 0 | 0 | 0 | 0 | 0 | 0.74211 | 0 | 0 | 0 | 0
|  |  |  | 12.56 | 25.12 | 0 | 0 | 0 | 0 | 0 | 7.48 | 0.10709 | 0 | 25.12 | 25.12 | 0 | 0 | 0 | 0 | 0 | 0.74211 | 0 | 0 | 0 | 0
|  |  |  | 12.88 | 25.76 | 0 | 0 | 0 | 0 | 0 | 7.48 | 0.10709 | 0 | 25.76 | 25.76 | 0 | 0 | 0 | 0 | 0 | 0.74211 | 0 | 0 | 0 | 0
|  |  |  | 14.04 | 28.08 | 0 | 0 | 0 | 0 | 0 | 7.48 | 0.10709 | 0 | 28.08 | 28.08 | 0 | 0 | 0 | 0 | 0 | 0.74211 | 0 | 0 | 0 | 0
|  |  |  | 17.28 | 34.56 | 0 | 0 | 0 | 0 | 0 | 7.48 | 0.10709 | 0 | 34.56 | 34.56 | 0 | 0 | 0 | 0 | 0 | 0.74211 | 0 | 0 | 0 | 0
|  |  |  | 24.6 | 49.2 | 0 | 0 | 0 | 0 | 0 | 7.48 | 0.10709 | 0 | 49.2 | 32.316 | 0 | 14.133 | 0 | 0 | 14.133 | 0.64467 | 0 | 2.751 | 0 | 0
|  |  |  | 25.24 | 50.48 | 0 | 0 | 0 | 0 | 0 | 7.48 | 0.10709 | 0 | 50.48 | 0.566 | 0 | 37.36 | 0 | 0 | 37.36 | 0.2 | 0 | 12.554 | 0 | 0
|  |  |  | 26.68 | 53.36 | 0 | 0 | 0 | 0 | 0 | 7.48 | 0.10709 | 0 | 53.36 | 0 | 0 | 58.408 | 5.048 | 0 | 53.36 | 0.36066 | 0 | 0 | 0 | 0
|  |  |  | 26.2 | 52.4 | 0 | 0 | 0 | 0 | 0 | 7.48 | 0.10709 | 0 | 52.4 | 0 | 10.673 | 64.954 | 12.554 | 0 | 52.4 | 0.76022 | 0 | 0 | 0 | 0
|  |  |  | 31.08 | 62.16 | 0 | 0 | 0 | 0 | 0 | 7.48 | 0.12502 | 0 | 62.16 | 0 | 16.274 | 69.694 | 7.534 | 0 | 62.16 | 1 | 0 | 0 | 0 | 0
|  |  |  | 30.44 | 60.88 | 0 | 0 | 0 | 0 | 0 | 7.48 | 0.12502 | 0 | 60.88 | 0 | 31.285 | 60.88 | 0 | 0 | 60.88 | 1 | 0 | 0 | 0 | 0
|  |  |  | 27.08 | 54.16 | 0 | 0 | 0 | 0 | 0 | 7.48 | 0.12502 | 0 | 54.16 | 0 | 38.459 | 54.16 | 0 | 0 | 54.16 | 1 | 0 | 0 | 0 | 0
|  |  |  | 26.24 | 52.48 | 0 | 0 | 0 | 0 | 0 | 12.23 | 0.12502 | 0 | 52.48 | 0 | 7.628 | 52.48 | 0 | 0 | 52.48 | 1 | 0 | 0 | 0 | 0
|  |  |  | 25.7867 | 51.5733 | 0 | 0 | 0 | 0 | 0 | 12.23 | 0.12502 | 0 | 51.573 | 0 | 2.035 | 51.573 | 0 | 0 | 51.573 | 1 | 0 | 0 | 0 | 0
|  |  |  | 25.12 | 50.24 | 0 | 0 | 0 | 0 | 0 | 12.23 | 0.12502 | 0 | 50.24 | 9.492 | 0 | 40.748 | 0 | 0 | 40.748 | 1 | 0 | 0 | 0 | 0
|  |  |  | 24.36 | 48.72 | 0 | 0 | 0 | 0 | 0 | 12.23 | 0.12502 | 0 | 48.72 | 16.714 | 0 | 32.006 | 0 | 0 | 32.006 | 1 | 0 | 0 | 0 | 0
|  |  |  | 25.84 | 51.68 | 0 | 0 | 0 | 0 | 0 | 7.48 | 0.12502 | 0 | 51.68 | 43.077 | 0 | 8.603 | 0 | 0 | 8.603 | 1 | 0 | 0 | 0 | 0
|  |  |  | 25.96 | 51.92 | 0 | 0 | 0 | 0 | 0 | 7.48 | 0.12502 | 0 | 51.92 | 41.888 | 0 | 0 | 0 | 0 | 0 | 0.64467 | 0 | 10.032 | 0 | 0
|  |  |  | 25.64 | 51.28 | 0 | 0 | 0 | 0 | 0 | 7.48 | 0.12502 | 0 | 51.28 | 38.726 | 0 | 0 | 0 | 0 | 0 | 0.2 | 0 | 12.554 | 0 | 0
|  |  |  | 25.44 | 50.88 | 0 | 0 | 0 | 0 | 0 | 7.48 | 0.10709 | 0.746 | 50.88 | 50.88 | 0 | 0 | 0 | 0 | 0 | 0.22376 | 0 | 0 | 0 | 0
|  |  |  | 24.36 | 48.72 | 0 | 0 | 0 | 0 | 0 | 7.48 | 0.10709 | 2.906 | 48.72 | 48.72 | 0 | 0 | 0 | 0 | 0 | 0.31626 | 0 | 0 | 0 | 0
|  |  |  | 17.68 | 35.36 | 0 | 0 | 0 | 0 | 0 | 7.48 | 0.10709 | 8.928 | 35.36 | 35.36 | 0 | 0 | 0 | 0 | 0 | 0.60044 | 0 | 0 | 0 | 0
|  |  |  | 12.32 | 24.64 | 0 | 0 | 0 | 0 | 0 | 7.48 | 0.10709 | 0 | 24.64 | 24.64 | 0 | 0 | 0 | 0 | 0 | 0.60044 | 0 | 0 | 0 | 0
|  |  |  | 10.44 | 20.88 | 0 | 0 | 0 | 0 | 0 | 7.48 | 0.10709 | 0 | 20.88 | 20.88 | 0 | 0 | 0 | 0 | 0 | 0.60044 | 0 | 0 | 0 | 0
|  |  |  | 11.48 | 22.96 | 0 | 0 | 0 | 0 | 0 | 7.48 | 0.10709 | 0 | 22.96 | 22.96 | 0 | 0 | 0 | 0 | 0 | 0.60044 | 0 | 0 | 0 | 0
|  |  |  | 12.92 | 25.84 | 0 | 0 | 0 | 0 | 0 | 7.48 | 0.10709 | 0 | 25.84 | 25.84 | 0 | 0 | 0 | 0 | 0 | 0.60044 | 0 | 0 | 0 | 0
|  |  |  | 13.72 | 27.44 | 0 | 0 | 0 | 0 | 0 | 7.48 | 0.10709 | 0 | 27.44 | 27.44 | 0 | 0 | 0 | 0 | 0 | 0.60044 | 0 | 0 | 0 | 0
|  |  |  | 15.56 | 31.12 | 0 | 0 | 0 | 0 | 0 | 7.48 | 0.10709 | 0 | 31.12 | 31.12 | 0 | 0 | 0 | 0 | 0 | 0.60044 | 0 | 0 | 0 | 0
|  |  |  | 18.16 | 36.32 | 0 | 0 | 0 | 0 | 0 | 7.48 | 0.10709 | 0 | 36.32 | 36.32 | 0 | 0 | 0 | 0 | 0 | 0.60044 | 0 | 0 | 0 | 0
|  |  |  | 25.48 | 50.96 | 0 | 0 | 0 | 0 | 0 | 7.48 | 0.10709 | 0 | 50.96 | 36.903 | 0 | 14.057 | 0 | 0 | 14.057 | 0.60044 | 0 | 0 | 0 | 0
|  |  |  | 26.4 | 52.8 | 0 | 0 | 0 | 0 | 0 | 7.48 | 0.10709 | 0 | 52.8 | 29.938 | 0 | 22.862 | 0 | 0 | 22.862 | 0.60044 | 0 | 0 | 0 | 0
|  |  |  | 30.44 | 60.88 | 0 | 0 | 0 | 0 | 0 | 7.48 | 0.10709 | 0 | 60.88 | 22.853 | 0 | 38.027 | 0 | 0 | 38.027 | 0.60044 | 0 | 0 | 0 | 0
|  |  |  | 27.8 | 55.6 | 0 | 0 | 0 | 0 | 0 | 7.48 | 0.10709 | 0 | 55.6 | 47.085 | 0 | 8.515 | 0 | 0 | 8.515 | 0.60044 | 0 | 0 | 0 | 0
|  |  |  | 27.76 | 55.52 | 0 | 0 | 0 | 0 | 0 | 7.48 | 0.12502 | 0 | 55.52 | 0 | 3.446 | 68.074 | 12.554 | 0 | 55.52 | 1 | 0 | 0 | 0 | 0
|  |  |  | 30.96 | 61.92 | 0 | 0 | 0 | 0 | 0 | 7.48 | 0.12502 | 0 | 61.92 | 32.987 | 0 | 28.933 | 0 | 0 | 28.933 | 1 | 0 | 0 | 0 | 0
|  |  |  | 28.52 | 57.04 | 0 | 0 | 0 | 0 | 0 | 7.48 | 0.12502 | 0 | 57.04 | 4.966 | 0 | 47.563 | 0 | 0 | 47.563 | 0.84022 | 0 | 4.511 | 0 | 0
|  |  |  | 25.56 | 51.12 | 0 | 0 | 0 | 0 | 0 | 12.23 | 0.12502 | 0 | 51.12 | 0 | 0 | 44.351 | 0 | 0 | 44.351 | 0.60044 | 0 | 6.769 | 0 | 0
|  |  |  | 25.2 | 50.4 | 0 | 0 | 0 | 0 | 0 | 12.23 | 0.12502 | 0 | 50.4 | 0 | 1.147 | 62.954 | 12.554 | 0 | 50.4 | 1 | 0 | 0 | 0 | 0
|  |  |  | 25.68 | 51.36 | 0 | 0 | 0 | 0 | 0 | 12.23 | 0.12502 | 0 | 51.36 | 39.822 | 0 | 11.538 | 0 | 0 | 11.538 | 1 | 0 | 0 | 0 | 0
|  |  |  | 25.08 | 50.16 | 0 | 0 | 0 | 0 | 0 | 12.23 | 0.12502 | 0 | 50.16 | 44.857 | 0 | 5.303 | 0 | 0 | 5.303 | 1 | 0 | 0 | 0 | 0
|  |  |  | 27.12 | 54.24 | 0 | 0 | 0 | 0 | 0 | 7.48 | 0.12502 | 0 | 54.24 | 46.204 | 0 | 8.036 | 0 | 0 | 8.036 | 1 | 0 | 0 | 0 | 0
|  |  |  | 28.04 | 56.08 | 0 | 0 | 0 | 0 | 0 | 7.48 | 0.12502 | 0 | 56.08 | 46.582 | 0 | 0 | 0 | 0 | 0 | 0.66357 | 0 | 9.498 | 0 | 0
|  |  |  | 28.48 | 56.96 | 0 | 0 | 0 | 0 | 0 | 7.48 | 0.12502 | 0 | 56.96 | 44.406 | 0 | 0 | 0 | 0 | 0 | 0.2189 | 0 | 12.554 | 0 | 0
|  |  |  | 26.08 | 52.16 | 0 | 0 | 0 | 0 | 0 | 7.48 | 0.10709 | 0 | 52.16 | 51.626 | 0 | 0 | 0 | 0 | 0 | 0.2 | 0 | 0.534 | 0 | 0
|  |  |  | 21.64 | 43.28 | 0 | 0 | 0 | 0 | 0 | 7.48 | 0.10709 | 1.267 | 43.28 | 43.28 | 0 | 0 | 0 | 0 | 0 | 0.24034 | 0 | 0 | 0 | 0
|  |  |  | 21.04 | 42.08 | 0 | 0 | 0 | 0 | 0 | 7.48 | 0.10709 | 0 | 42.08 | 42.08 | 0 | 0 | 0 | 0 | 0 | 0.24034 | 0 | 0 | 0 | 0
|  |  |  | 12.16 | 24.32 | 0 | 0 | 0 | 0 | 0 | 7.48 | 0.10709 | 0 | 24.32 | 24.32 | 0 | 0 | 0 | 0 | 0 | 0.24034 | 0 | 0 | 0 | 0
|  |  |  | 9.32 | 18.64 | 0 | 0 | 0 | 0 | 0 | 7.48 | 0.10709 | 0 | 18.64 | 18.64 | 0 | 0 | 0 | 0 | 0 | 0.24034 | 0 | 0 | 0 | 0
|  |  |  | 10.8533 | 21.7067 | 0 | 0 | 0 | 0 | 0 | 7.48 | 0.10709 | 0 | 21.707 | 21.707 | 0 | 0 | 0 | 0 | 0 | 0.24034 | 0 | 0 | 0 | 0
|  |  |  | 14.0133 | 28.0267 | 0 | 0 | 0 | 0 | 0 | 7.48 | 0.10709 | 0 | 28.027 | 28.027 | 0 | 0 | 0 | 0 | 0 | 0.24034 | 0 | 0 | 0 | 0
|  |  |  | 15.6933 | 31.3867 | 0 | 0 | 0 | 0 | 0 | 7.48 | 0.10709 | 0 | 31.387 | 31.387 | 0 | 0 | 0 | 0 | 0 | 0.24034 | 0 | 0 | 0 | 0
|  |  |  | 17.7333 | 35.4667 | 0 | 0 | 0 | 0 | 0 | 7.48 | 0.10709 | 0 | 35.467 | 35.467 | 0 | 0 | 0 | 0 | 0 | 0.24034 | 0 | 0 | 0 | 0
|  |  |  | 17.4133 | 34.8267 | 0 | 0 | 0 | 0 | 0 | 7.48 | 0.10709 | 0 | 34.827 | 34.827 | 0 | 0 | 0 | 0 | 0 | 0.24034 | 0 | 0 | 0 | 0
|  |  |  | 17.48 | 34.96 | 0 | 0 | 0 | 0 | 0 | 7.48 | 0.10709 | 0 | 34.96 | 29.657 | 0 | 5.303 | 0 | 0 | 5.303 | 0.24034 | 0 | 0 | 0 | 0
|  |  |  | 22.72 | 45.44 | 0 | 0 | 0 | 0 | 0 | 7.48 | 0.10709 | 0 | 45.44 | 26.08 | 0 | 19.36 | 0 | 0 | 19.36 | 0.24034 | 0 | 0 | 0 | 0
|  |  |  | 23.08 | 46.16 | 0 | 0 | 0 | 0 | 0 | 7.48 | 0.10709 | 0 | 46.16 | 12.73 | 0 | 33.43 | 0 | 0 | 33.43 | 0.24034 | 0 | 0 | 0 | 0
|  |  |  | 24.64 | 49.28 | 0 | 0 | 0 | 0 | 0 | 7.48 | 0.10709 | 0 | 49.28 | 9.854 | 0 | 39.426 | 0 | 0 | 39.426 | 0.24034 | 0 | 0 | 0 | 0
|  |  |  | 23.28 | 46.56 | 0 | 0 | 0 | 0 | 0 | 7.48 | 0.12502 | 0 | 46.56 | 0 | 0 | 45.421 | 0 | 0 | 45.421 | 0.2 | 0 | 1.139 | 0 | 0
|  |  |  | 24.6 | 49.2 | 0 | 0 | 0 | 0 | 0 | 7.48 | 0.12502 | 0 | 49.2 | 0 | 1.113 | 61.754 | 12.554 | 0 | 49.2 | 0.59956 | 0 | 0 | 0 | 0
|  |  |  | 23.48 | 46.96 | 0 | 0 | 0 | 0 | 0 | 7.48 | 0.12502 | 0 | 46.96 | 0 | 0 | 57.954 | 10.994 | 0 | 46.96 | 0.94949 | 0 | 0 | 0 | 0
|  |  |  | 24.24 | 48.48 | 0 | 0 | 0 | 0 | 0 | 12.23 | 0.12502 | 0 | 48.48 | 0 | 4.36 | 50.067 | 1.587 | 0 | 48.48 | 1 | 0 | 0 | 0 | 0
|  |  |  | 23 | 46 | 0 | 0 | 0 | 0 | 0 | 12.23 | 0.12502 | 0 | 46 | 0 | 32.246 | 46 | 0 | 0 | 46 | 1 | 0 | 0 | 0 | 0
|  |  |  | 23.08 | 46.16 | 0 | 0 | 0 | 0 | 0 | 12.23 | 0.12502 | 0 | 46.16 | 0 | 12.008 | 46.16 | 0 | 0 | 46.16 | 1 | 0 | 0 | 0 | 0
|  |  |  | 24.96 | 49.92 | 0 | 0 | 0 | 0 | 0 | 12.23 | 0.12502 | 0 | 49.92 | 15.608 | 0 | 34.312 | 0 | 0 | 34.312 | 1 | 0 | 0 | 0 | 0
|  |  |  | 27.24 | 54.48 | 0 | 0 | 0 | 0 | 0 | 7.48 | 0.12502 | 0 | 54.48 | 44.277 | 0 | 10.203 | 0 | 0 | 10.203 | 1 | 0 | 0 | 0 | 0
|  |  |  | 23.56 | 47.12 | 0 | 0 | 0 | 0 | 0 | 7.48 | 0.12502 | 0 | 47.12 | 37.088 | 0 | 0 | 0 | 0 | 0 | 0.64467 | 0 | 10.032 | 0 | 0
|  |  |  | 22.2 | 44.4 | 0 | 0 | 0 | 0 | 0 | 7.48 | 0.12502 | 0 | 44.4 | 31.846 | 0 | 0 | 0 | 0 | 0 | 0.2 | 0 | 12.554 | 0 | 0
|  |  |  | 23.08 | 46.16 | 0 | 0 | 0 | 0 | 0 | 7.48 | 0.10709 | 0 | 46.16 | 46.16 | 0 | 0 | 0 | 0 | 0 | 0.2 | 0 | 0 | 0 | 0
|  |  |  | 22.92 | 45.84 | 0 | 0 | 0 | 0 | 0 | 7.48 | 0.10709 | 0 | 45.84 | 45.84 | 0 | 0 | 0 | 0 | 0 | 0.2 | 0 | 0 | 0 | 0
|  |  |  | 20.96 | 41.92 | 0 | 0 | 0 | 0 | 0 | 7.48 | 0.10709 | 0 | 41.92 | 41.92 | 0 | 0 | 0 | 0 | 0 | 0.2 | 0 | 0 | 0 | 0
|  |  |  | 17.84 | 35.68 | 0 | 0 | 0 | 0 | 0 | 7.48 | 0.10709 | 0 | 35.68 | 35.68 | 0 | 0 | 0 | 0 | 0 | 0.2 | 0 | 0 | 0 | 0
|  |  |  | 14.52 | 29.04 | 0 | 0 | 0 | 0 | 0 | 7.48 | 0.10709 | 0 | 29.04 | 29.04 | 0 | 0 | 0 | 0 | 0 | 0.2 | 0 | 0 | 0 | 0
|  |  |  | 14.48 | 28.96 | 0 | 0 | 0 | 0 | 0 | 7.48 | 0.10709 | 0 | 28.96 | 28.96 | 0 | 0 | 0 | 0 | 0 | 0.2 | 0 | 0 | 0 | 0
|  |  |  | 16.28 | 32.56 | 0 | 0 | 0 | 0 | 0 | 7.48 | 0.10709 | 0 | 32.56 | 32.56 | 0 | 0 | 0 | 0 | 0 | 0.2 | 0 | 0 | 0 | 0
|  |  |  | 18.44 | 36.88 | 0 | 0 | 0 | 0 | 0 | 7.48 | 0.10709 | 0 | 36.88 | 36.88 | 0 | 0 | 0 | 0 | 0 | 0.2 | 0 | 0 | 0 | 0
|  |  |  | 20.68 | 41.36 | 0 | 0 | 0 | 0 | 0 | 7.48 | 0.10709 | 0 | 41.36 | 41.36 | 0 | 0 | 0 | 0 | 0 | 0.2 | 0 | 0 | 0 | 0
|  |  |  | 22.04 | 44.08 | 0 | 0 | 0 | 0 | 0 | 7.48 | 0.10709 | 0 | 44.08 | 44.08 | 0 | 0 | 0 | 0 | 0 | 0.2 | 0 | 0 | 0 | 0
|  |  |  | 19.96 | 39.92 | 0 | 0 | 0 | 0 | 0 | 7.48 | 0.10709 | 0 | 39.92 | 29.969 | 0 | 9.951 | 0 | 0 | 9.951 | 0.2 | 0 | 0 | 0 | 0
|  |  |  | 17.12 | 34.24 | 0 | 0 | 0 | 0 | 0 | 7.48 | 0.10709 | 0 | 34.24 | 21.871 | 0 | 12.369 | 0 | 0 | 12.369 | 0.2 | 0 | 0 | 0 | 0
|  |  |  | 22.4 | 44.8 | 0 | 0 | 0 | 0 | 0 | 7.48 | 0.10709 | 0 | 44.8 | 2.566 | 0 | 42.234 | 0 | 0 | 42.234 | 0.2 | 0 | 0 | 0 | 0
|  |  |  | 22.4 | 44.8 | 0 | 0 | 0 | 0 | 0 | 7.48 | 0.10709 | 0 | 44.8 | 0 | 6.533 | 57.354 | 12.554 | 0 | 44.8 | 0.59956 | 0 | 0 | 0 | 0
|  |  |  | 22.52 | 45.04 | 0 | 0 | 0 | 0 | 0 | 7.48 | 0.12502 | 0 | 45.04 | 0 | 19.33 | 57.594 | 12.554 | 0 | 45.04 | 0.99913 | 0 | 0 | 0 | 0
|  |  |  | 22.56 | 45.12 | 0 | 0 | 0 | 0 | 0 | 7.48 | 0.12502 | 0 | 45.12 | 0 | 39.699 | 45.147 | 0.027 | 0 | 45.12 | 1 | 0 | 0 | 0 | 0
|  |  |  | 22.24 | 44.48 | 0 | 0 | 0 | 0 | 0 | 7.48 | 0.12502 | 0 | 44.48 | 0 | 39.309 | 44.48 | 0 | 0 | 44.48 | 1 | 0 | 0 | 0 | 0
|  |  |  | 23.52 | 47.04 | 0 | 0 | 0 | 0 | 0 | 12.23 | 0.12502 | 0 | 47.04 | 0 | 28.335 | 47.04 | 0 | 0 | 47.04 | 1 | 0 | 0 | 0 | 0
|  |  |  | 22.12 | 44.24 | 0 | 0 | 0 | 0 | 0 | 12.23 | 0.12502 | 0 | 44.24 | 0 | 24.786 | 44.24 | 0 | 0 | 44.24 | 1 | 0 | 0 | 0 | 0
|  |  |  | 24.08 | 48.16 | 0 | 0 | 0 | 0 | 0 | 12.23 | 0.12502 | 0 | 48.16 | 7.802 | 0 | 40.358 | 0 | 0 | 40.358 | 1 | 0 | 0 | 0 | 0
|  |  |  | 22.24 | 44.48 | 0 | 0 | 0 | 0 | 0 | 12.23 | 0.12502 | 0 | 44.48 | 16.278 | 0 | 28.202 | 0 | 0 | 28.202 | 1 | 0 | 0 | 0 | 0
|  |  |  | 21.64 | 43.28 | 0 | 0 | 0 | 0 | 0 | 7.48 | 0.12502 | 0 | 43.28 | 32.976 | 0 | 10.304 | 0 | 0 | 10.304 | 1 | 0 | 0 | 0 | 0
|  |  |  | 15.76 | 31.52 | 0 | 0 | 0 | 0 | 0 | 7.48 | 0.12502 | 0 | 31.52 | 21.488 | 0 | 0 | 0 | 0 | 0 | 0.64467 | 0 | 10.032 | 0 | 0
|  |  |  | 15.28 | 30.56 | 0 | 0 | 0 | 0 | 0 | 7.48 | 0.12502 | 0 | 30.56 | 18.006 | 0 | 0 | 0 | 0 | 0 | 0.2 | 0 | 12.554 | 0 | 0
|  |  |  | 15.36 | 30.72 | 0 | 0 | 0 | 0 | 0 | 7.48 | 0.10709 | 12.554 | 30.72 | 30.72 | 0 | 0 | 0 | 0 | 0 | 0.59956 | 0 | 0 | 0 | 0
|  |  |  | 17.8 | 35.6 | 0 | 0 | 0 | 0 | 0 | 7.48 | 0.10709 | 12.554 | 35.6 | 35.6 | 0 | 0 | 0 | 0 | 0 | 0.99913 | 0 | 0 | 0 | 0
|  |  |  | 16.72 | 33.44 | 0 | 0 | 0 | 0 | 0 | 7.48 | 0.10709 | 0.027 | 33.44 | 33.44 | 0 | 0 | 0 | 0 | 0 | 1 | 0 | 0 | 0 | 0
|  |  |  | 11.72 | 23.44 | 0 | 0 | 0 | 0 | 0 | 7.48 | 0.10709 | 0 | 23.44 | 23.44 | 0 | 0 | 0 | 0 | 0 | 1 | 0 | 0 | 0 | 0
|  |  |  | 9.84 | 19.68 | 0 | 0 | 0 | 0 | 0 | 7.48 | 0.10709 | 0 | 19.68 | 19.68 | 0 | 0 | 0 | 0 | 0 | 1 | 0 | 0 | 0 | 0
|  |  |  | 11.4 | 22.8 | 0 | 0 | 0 | 0 | 0 | 7.48 | 0.10709 | 0 | 22.8 | 22.8 | 0 | 0 | 0 | 0 | 0 | 1 | 0 | 0 | 0 | 0
|  |  |  | 12.12 | 24.24 | 0 | 0 | 0 | 0 | 0 | 7.48 | 0.10709 | 0 | 24.24 | 24.24 | 0 | 0 | 0 | 0 | 0 | 1 | 0 | 0 | 0 | 0
|  |  |  | 12.8 | 25.6 | 0 | 0 | 0 | 0 | 0 | 7.48 | 0.10709 | 0 | 25.6 | 25.6 | 0 | 0 | 0 | 0 | 0 | 1 | 0 | 0 | 0 | 0
|  |  |  | 14.44 | 28.88 | 0 | 0 | 0 | 0 | 0 | 7.48 | 0.10709 | 0 | 28.88 | 28.88 | 0 | 0 | 0 | 0 | 0 | 1 | 0 | 0 | 0 | 0
|  |  |  | 15.56 | 31.12 | 0 | 0 | 0 | 0 | 0 | 7.48 | 0.10709 | 0 | 31.12 | 31.12 | 0 | 0 | 0 | 0 | 0 | 1 | 0 | 0 | 0 | 0
|  |  |  | 22.48 | 44.96 | 0 | 0 | 0 | 0 | 0 | 7.48 | 0.10709 | 0 | 44.96 | 44.935 | 0 | 0.025 | 0 | 0 | 0.025 | 1 | 0 | 0 | 0 | 0
|  |  |  | 23.8 | 47.6 | 0 | 0 | 0 | 0 | 0 | 7.48 | 0.10709 | 0 | 47.6 | 37.422 | 0 | 10.178 | 0 | 0 | 10.178 | 1 | 0 | 0 | 0 | 0
|  |  |  | 28.44 | 56.88 | 0 | 0 | 0 | 0 | 0 | 7.48 | 0.10709 | 0 | 56.88 | 47.307 | 0 | 9.573 | 0 | 0 | 9.573 | 1 | 0 | 0 | 0 | 0
|  |  |  | 26.88 | 53.76 | 0 | 0 | 0 | 0 | 0 | 7.48 | 0.10709 | 0 | 53.76 | 45.535 | 0 | 8.225 | 0 | 0 | 8.225 | 1 | 0 | 0 | 0 | 0
|  |  |  | 28.36 | 56.72 | 0 | 0 | 0 | 0 | 0 | 7.48 | 0.12502 | 0 | 56.72 | 50.888 | 0 | 5.832 | 0 | 0 | 5.832 | 1 | 0 | 0 | 0 | 0
|  |  |  | 32.68 | 65.36 | 0 | 0 | 0 | 0 | 0 | 7.48 | 0.12502 | 0 | 65.36 | 50.157 | 0 | 15.203 | 0 | 0 | 15.203 | 1 | 0 | 0 | 0 | 0
|  |  |  | 28.2 | 56.4 | 0 | 0 | 0 | 0 | 0 | 7.48 | 0.12502 | 0 | 56.4 | 41.649 | 0 | 5.404 | 0 | 0 | 5.404 | 0.66892 | 0 | 9.347 | 0 | 0
|  |  |  | 27.8 | 55.6 | 0 | 0 | 0 | 0 | 0 | 12.23 | 0.12502 | 0 | 55.6 | 41.649 | 0 | 2.897 | 0 | 0 | 2.897 | 0.27738 | 0 | 11.054 | 0 | 0
|  |  |  | 25.84 | 51.68 | 0 | 0 | 0 | 0 | 0 | 12.23 | 0.12502 | 12.554 | 51.68 | 29.095 | 0 | 22.585 | 0 | 0 | 22.585 | 0.67694 | 0 | 0 | 0 | 0
|  |  |  | 25.16 | 50.32 | 0 | 0 | 0 | 0 | 0 | 12.23 | 0.12502 | 0 | 50.32 | 41.649 | 0 | 1.688 | 0 | 0 | 1.688 | 0.4296 | 0 | 6.983 | 0 | 0
|  |  |  | 22.8 | 45.6 | 0 | 0 | 0 | 0 | 0 | 12.23 | 0.12502 | 7.173 | 45.6 | 44.454 | 0 | 1.146 | 0 | 0 | 1.146 | 0.65789 | 0 | 0 | 0 | 0
|  |  |  | 24.84 | 49.68 | 0 | 0 | 0 | 0 | 0 | 7.48 | 0.12502 | 2.085 | 49.68 | 49.541 | 0 | 0.139 | 0 | 0 | 0.139 | 0.72425 | 0 | 0 | 0 | 0
|  |  |  | 27.4 | 54.8 | 0 | 0 | 0 | 0 | 0 | 7.48 | 0.12502 | 0 | 54.8 | 51.626 | 0 | 0 | 0 | 0 | 0 | 0.61184 | 0 | 3.174 | 0 | 0
|  |  |  | 28.8 | 57.6 | 0 | 0 | 0 | 0 | 0 | 7.48 | 0.12502 | 0 | 57.6 | 51.626 | 0 | 0 | 0 | 0 | 0 | 0.40025 | 0 | 5.974 | 0 | 0
|  |  |  | 28.64 | 57.28 | 0 | 0 | 0 | 0 | 0 | 7.48 | 0.10709 | 0 | 57.28 | 51.626 | 0 | 0 | 0 | 0 | 0 | 0.2 | 0 | 5.654 | 0 | 0
|  |  |  | 25.24 | 50.48 | 0 | 0 | 0 | 0 | 0 | 7.48 | 0.10709 | 0 | 50.48 | 50.48 | 0 | 0 | 0 | 0 | 0 | 0.2 | 0 | 0 | 0 | 0
|  |  |  | 16.96 | 33.92 | 0 | 0 | 0 | 0 | 0 | 7.48 | 0.10709 | 0 | 33.92 | 33.92 | 0 | 0 | 0 | 0 | 0 | 0.2 | 0 | 0 | 0 | 0
|  |  |  | 12.2 | 24.4 | 0 | 0 | 0 | 0 | 0 | 7.48 | 0.10709 | 0 | 24.4 | 24.4 | 0 | 0 | 0 | 0 | 0 | 0.2 | 0 | 0 | 0 | 0
|  |  |  | 9.92 | 19.84 | 0 | 0 | 0 | 0 | 0 | 7.48 | 0.10709 | 0 | 19.84 | 19.84 | 0 | 0 | 0 | 0 | 0 | 0.2 | 0 | 0 | 0 | 0
|  |  |  | 11.28 | 22.56 | 0 | 0 | 0 | 0 | 0 | 7.48 | 0.10709 | 0 | 22.56 | 22.56 | 0 | 0 | 0 | 0 | 0 | 0.2 | 0 | 0 | 0 | 0
|  |  |  | 11.72 | 23.44 | 0 | 0 | 0 | 0 | 0 | 7.48 | 0.10709 | 0 | 23.44 | 23.44 | 0 | 0 | 0 | 0 | 0 | 0.2 | 0 | 0 | 0 | 0
|  |  |  | 12.76 | 25.52 | 0 | 0 | 0 | 0 | 0 | 7.48 | 0.10709 | 0 | 25.52 | 25.52 | 0 | 0 | 0 | 0 | 0 | 0.2 | 0 | 0 | 0 | 0
|  |  |  | 14.24 | 28.48 | 0 | 0 | 0 | 0 | 0 | 7.48 | 0.10709 | 0 | 28.48 | 28.48 | 0 | 0 | 0 | 0 | 0 | 0.2 | 0 | 0 | 0 | 0
|  |  |  | 17.08 | 34.16 | 0 | 0 | 0 | 0 | 0 | 7.48 | 0.10709 | 0 | 34.16 | 34.16 | 0 | 0 | 0 | 0 | 0 | 0.2 | 0 | 0 | 0 | 0
|  |  |  | 24.08 | 48.16 | 0 | 0 | 0 | 0 | 0 | 7.48 | 0.10709 | 0 | 48.16 | 39.897 | 0 | 8.263 | 0 | 0 | 8.263 | 0.2 | 0 | 0 | 0 | 0
|  |  |  | 24.76 | 49.52 | 0 | 0 | 0 | 0 | 0 | 7.48 | 0.10709 | 0 | 49.52 | 32.931 | 0 | 16.589 | 0 | 0 | 16.589 | 0.2 | 0 | 0 | 0 | 0
|  |  |  | 26 | 52 | 0 | 0 | 0 | 0 | 0 | 7.48 | 0.10709 | 0 | 52 | 46.533 | 0 | 5.467 | 0 | 0 | 5.467 | 0.2 | 0 | 0 | 0 | 0
|  |  |  | 26.92 | 53.84 | 0 | 0 | 0 | 0 | 0 | 7.48 | 0.10709 | 0 | 53.84 | 13.596 | 0 | 40.244 | 0 | 0 | 40.244 | 0.2 | 0 | 0 | 0 | 0
|  |  |  | 30.84 | 61.68 | 0 | 0 | 0 | 0 | 0 | 7.48 | 0.10709 | 0 | 61.68 | 0 | 10.626 | 74.234 | 12.554 | 0 | 61.68 | 0.59956 | 0 | 0 | 0 | 0
|  |  |  | 33.2 | 66.4 | 0 | 0 | 0 | 0 | 0 | 7.48 | 0.10709 | 0 | 66.4 | 0 | 21.852 | 78.954 | 12.554 | 0 | 66.4 | 0.99913 | 0 | 0 | 0 | 0
|  |  |  | 32 | 64 | 0 | 0 | 0 | 0 | 0 | 7.48 | 0.10709 | 0 | 64 | 0 | 35.456 | 64.027 | 0.027 | 0 | 64 | 1 | 0 | 0 | 0 | 0
|  |  |  | 25.2 | 50.4 | 0 | 0 | 0 | 0 | 0 | 7.48 | 0.10709 | 0 | 50.4 | 0 | 41.828 | 50.4 | 0 | 0 | 50.4 | 1 | 0 | 0 | 0 | 0
|  |  |  | 24.04 | 48.08 | 0 | 0 | 0 | 0 | 0 | 7.48 | 0.10709 | 0 | 48.08 | 0 | 4.382 | 48.08 | 0 | 0 | 48.08 | 1 | 0 | 0 | 0 | 0
|  |  |  | 29.16 | 58.32 | 0 | 0 | 0 | 0 | 0 | 7.48 | 0.10709 | 0 | 58.32 | 0 | 1.599 | 58.32 | 0 | 0 | 58.32 | 1 | 0 | 0 | 0 | 0
|  |  |  | 26.72 | 53.44 | 0 | 0 | 0 | 0 | 0 | 7.48 | 0.10709 | 0 | 53.44 | 18.159 | 0 | 35.281 | 0 | 0 | 35.281 | 1 | 0 | 0 | 0 | 0
|  |  |  | 26.96 | 53.92 | 0 | 0 | 0 | 0 | 0 | 7.48 | 0.10709 | 0 | 53.92 | 51.237 | 0 | 2.683 | 0 | 0 | 2.683 | 1 | 0 | 0 | 0 | 0
|  |  |  | 27.68 | 55.36 | 0 | 0 | 0 | 0 | 0 | 7.48 | 0.10709 | 0 | 55.36 | 51.626 | 0 | 0 | 0 | 0 | 0 | 0.86775 | 0 | 3.734 | 0 | 0
|  |  |  | 27.68 | 55.36 | 0 | 0 | 0 | 0 | 0 | 7.48 | 0.10709 | 0 | 55.36 | 51.626 | 0 | 0 | 0 | 0 | 0 | 0.73551 | 0 | 3.734 | 0 | 0
|  |  |  | 24.92 | 49.84 | 0 | 0 | 0 | 0 | 0 | 7.48 | 0.10709 | 0 | 49.84 | 49.84 | 0 | 0 | 0 | 0 | 0 | 0.73551 | 0 | 0 | 0 | 0
|  |  |  | 18.64 | 37.28 | 0 | 0 | 0 | 0 | 0 | 7.48 | 0.10709 | 0 | 37.28 | 37.28 | 0 | 0 | 0 | 0 | 0 | 0.73551 | 0 | 0 | 0 | 0
|  |  |  | 16.12 | 32.24 | 0 | 0 | 0 | 0 | 0 | 7.48 | 0.10709 | 0 | 32.24 | 32.24 | 0 | 0 | 0 | 0 | 0 | 0.73551 | 0 | 0 | 0 | 0
|  |  |  | 11.2 | 22.4 | 0 | 0 | 0 | 0 | 0 | 7.48 | 0.10709 | 0 | 22.4 | 22.4 | 0 | 0 | 0 | 0 | 0 | 0.73551 | 0 | 0 | 0 | 0
|  |  |  | 9.12 | 18.24 | 0 | 0 | 0 | 0 | 0 | 7.48 | 0.10709 | 0 | 18.24 | 18.24 | 0 | 0 | 0 | 0 | 0 | 0.73551 | 0 | 0 | 0 | 0
|  |  |  | 10.68 | 21.36 | 0 | 0 | 0 | 0 | 0 | 7.48 | 0.10709 | 0 | 21.36 | 21.36 | 0 | 0 | 0 | 0 | 0 | 0.73551 | 0 | 0 | 0 | 0
|  |  |  | 11.2 | 22.4 | 0 | 0 | 0 | 0 | 0 | 7.48 | 0.10709 | 0 | 22.4 | 22.4 | 0 | 0 | 0 | 0 | 0 | 0.73551 | 0 | 0 | 0 | 0
|  |  |  | 13.36 | 26.72 | 0 | 0 | 0 | 0 | 0 | 7.48 | 0.10709 | 0 | 26.72 | 26.72 | 0 | 0 | 0 | 0 | 0 | 0.73551 | 0 | 0 | 0 | 0
|  |  |  | 15.12 | 30.24 | 0 | 0 | 0 | 0 | 0 | 7.48 | 0.10709 | 0 | 30.24 | 30.24 | 0 | 0 | 0 | 0 | 0 | 0.73551 | 0 | 0 | 0 | 0
|  |  |  | 20.4 | 40.8 | 0 | 0 | 0 | 0 | 0 | 7.48 | 0.10709 | 0 | 40.8 | 39.893 | 0 | 0.907 | 0 | 0 | 0.907 | 0.73551 | 0 | 0 | 0 | 0
|  |  |  | 23.76 | 47.52 | 0 | 0 | 0 | 0 | 0 | 7.48 | 0.10709 | 0 | 47.52 | 24.56 | 0 | 16.929 | 0 | 0 | 16.929 | 0.52187 | 0 | 6.031 | 0 | 0
|  |  |  | 25.56 | 51.12 | 0 | 0 | 0 | 0 | 0 | 7.48 | 0.10709 | 0 | 51.12 | 0 | 0 | 42.033 | 0 | 0 | 42.033 | 0.2 | 0 | 9.087 | 0 | 0
|  |  |  | 27.88 | 55.76 | 0 | 0 | 0 | 0 | 0 | 7.48 | 0.10709 | 0 | 55.76 | 0 | 0 | 61.733 | 5.973 | 0 | 55.76 | 0.39011 | 0 | 0 | 0 | 0
|  |  |  | 31.84 | 63.68 | 0 | 0 | 0 | 0 | 0 | 7.48 | 0.10709 | 0 | 63.68 | 0 | 0 | 76.219 | 12.539 | 0 | 63.68 | 0.78919 | 0 | 0 | 0 | 0
|  |  |  | 33.6 | 67.2 | 0 | 0 | 0 | 0 | 0 | 7.48 | 0.10709 | 0 | 67.2 | 0 | 11.326 | 73.824 | 6.624 | 0 | 67.2 | 1 | 0 | 0 | 0 | 0
|  |  |  | 33 | 66 | 0 | 0 | 0 | 0 | 0 | 7.48 | 0.10709 | 0 | 66 | 0 | 26.278 | 66 | 0 | 0 | 66 | 1 | 0 | 0 | 0 | 0
|  |  |  | 27.24 | 54.48 | 0 | 0 | 0 | 0 | 0 | 7.48 | 0.10709 | 0 | 54.48 | 0 | 38.97 | 54.48 | 0 | 0 | 54.48 | 1 | 0 | 0 | 0 | 0
|  |  |  | 24.88 | 49.76 | 0 | 0 | 0 | 0 | 0 | 7.48 | 0.10709 | 0 | 49.76 | 0 | 38.664 | 49.76 | 0 | 0 | 49.76 | 1 | 0 | 0 | 0 | 0
|  |  |  | 24.64 | 49.28 | 0 | 0 | 0 | 0 | 0 | 7.48 | 0.10709 | 0 | 49.28 | 0 | 27.757 | 49.28 | 0 | 0 | 49.28 | 1 | 0 | 0 | 0 | 0
|  |  |  | 24.64 | 49.28 | 0 | 0 | 0 | 0 | 0 | 7.48 | 0.10709 | 0 | 49.28 | 0 | 8.775 | 49.28 | 0 | 0 | 49.28 | 1 | 0 | 0 | 0 | 0
|  |  |  | 24.88 | 49.76 | 0 | 0 | 0 | 0 | 0 | 7.48 | 0.10709 | 0 | 49.76 | 14.995 | 0 | 34.765 | 0 | 0 | 34.765 | 1 | 0 | 0 | 0 | 0
|  |  |  | 26.68 | 53.36 | 0 | 0 | 0 | 0 | 0 | 7.48 | 0.10709 | 0 | 53.36 | 42.54 | 0 | 10.82 | 0 | 0 | 10.82 | 1 | 0 | 0 | 0 | 0
|  |  |  | 26.52 | 53.04 | 0 | 0 | 0 | 0 | 0 | 7.48 | 0.10709 | 0 | 53.04 | 51.626 | 0 | 0 | 0 | 0 | 0 | 0.94993 | 0 | 1.414 | 0 | 0
|  |  |  | 25.2 | 50.4 | 0 | 0 | 0 | 0 | 0 | 7.48 | 0.10709 | 0 | 50.4 | 50.4 | 0 | 0 | 0 | 0 | 0 | 0.94993 | 0 | 0 | 0 | 0
|  |  |  | 25.4 | 50.8 | 0 | 0 | 0 | 0 | 0 | 7.48 | 0.10709 | 0 | 50.8 | 50.8 | 0 | 0 | 0 | 0 | 0 | 0.94993 | 0 | 0 | 0 | 0
|  |  |  | 24.04 | 48.08 | 0 | 0 | 0 | 0 | 0 | 7.48 | 0.10709 | 0 | 48.08 | 48.08 | 0 | 0 | 0 | 0 | 0 | 0.94993 | 0 | 0 | 0 | 0
|  |  |  | 19.24 | 38.48 | 0 | 0 | 0 | 0 | 0 | 7.48 | 0.10709 | 0 | 38.48 | 38.48 | 0 | 0 | 0 | 0 | 0 | 0.94993 | 0 | 0 | 0 | 0
|  |  |  | 10.64 | 21.28 | 0 | 0 | 0 | 0 | 0 | 7.48 | 0.10709 | 0 | 21.28 | 21.28 | 0 | 0 | 0 | 0 | 0 | 0.94993 | 0 | 0 | 0 | 0
|  |  |  | 9.68 | 19.36 | 0 | 0 | 0 | 0 | 0 | 7.48 | 0.10709 | 0 | 19.36 | 19.36 | 0 | 0 | 0 | 0 | 0 | 0.94993 | 0 | 0 | 0 | 0
|  |  |  | 10.6 | 21.2 | 0 | 0 | 0 | 0 | 0 | 7.48 | 0.10709 | 0 | 21.2 | 21.2 | 0 | 0 | 0 | 0 | 0 | 0.94993 | 0 | 0 | 0 | 0
|  |  |  | 12.16 | 24.32 | 0 | 0 | 0 | 0 | 0 | 7.48 | 0.10709 | 0 | 24.32 | 24.32 | 0 | 0 | 0 | 0 | 0 | 0.94993 | 0 | 0 | 0 | 0
|  |  |  | 13.6 | 27.2 | 0 | 0 | 0 | 0 | 0 | 7.48 | 0.10709 | 0 | 27.2 | 27.2 | 0 | 0 | 0 | 0 | 0 | 0.94993 | 0 | 0 | 0 | 0
|  |  |  | 15.96 | 31.92 | 0 | 0 | 0 | 0 | 0 | 7.48 | 0.10709 | 0 | 31.92 | 31.92 | 0 | 0 | 0 | 0 | 0 | 0.94993 | 0 | 0 | 0 | 0
|  |  |  | 18.6 | 37.2 | 0 | 0 | 0 | 0 | 0 | 7.48 | 0.10709 | 0 | 37.2 | 36.205 | 0 | 0.995 | 0 | 0 | 0.995 | 0.94993 | 0 | 0 | 0 | 0
|  |  |  | 25.16 | 50.32 | 0 | 0 | 0 | 0 | 0 | 7.48 | 0.10709 | 0 | 50.32 | 24.269 | 0 | 14.372 | 0 | 0 | 14.372 | 0.53626 | 0 | 11.679 | 0 | 0
|  |  |  | 25.36 | 50.72 | 0 | 0 | 0 | 0 | 0 | 7.48 | 0.10709 | 0 | 50.72 | 0 | 0 | 41.227 | 0 | 0 | 41.227 | 0.2 | 0 | 9.493 | 0 | 0
|  |  |  | 26.36 | 52.72 | 0 | 0 | 0 | 0 | 0 | 7.48 | 0.10709 | 0 | 52.72 | 0 | 0 | 62.098 | 9.378 | 0 | 52.72 | 0.49849 | 0 | 0 | 0 | 0
|  |  |  | 25.96 | 51.92 | 0 | 0 | 0 | 0 | 0 | 7.48 | 0.10709 | 0 | 51.92 | 0 | 12.664 | 64.474 | 12.554 | 0 | 51.92 | 0.89806 | 0 | 0 | 0 | 0
|  |  |  | 31.68 | 63.36 | 0 | 0 | 0 | 0 | 0 | 7.48 | 0.12502 | 0 | 63.36 | 0 | 20.009 | 66.563 | 3.203 | 0 | 63.36 | 1 | 0 | 0 | 0 | 0
|  |  |  | 28.36 | 56.72 | 0 | 0 | 0 | 0 | 0 | 7.48 | 0.12502 | 0 | 56.72 | 0 | 36.994 | 56.72 | 0 | 0 | 56.72 | 1 | 0 | 0 | 0 | 0
|  |  |  | 27.64 | 55.28 | 0 | 0 | 0 | 0 | 0 | 7.48 | 0.12502 | 0 | 55.28 | 0 | 37.565 | 55.28 | 0 | 0 | 55.28 | 1 | 0 | 0 | 0 | 0
|  |  |  | 26.6 | 53.2 | 0 | 0 | 0 | 0 | 0 | 12.23 | 0.12502 | 0 | 53.2 | 0 | 34.808 | 53.2 | 0 | 0 | 53.2 | 1 | 0 | 0 | 0 | 0
|  |  |  | 24.6 | 49.2 | 0 | 0 | 0 | 0 | 0 | 12.23 | 0.12502 | 0 | 49.2 | 0 | 26.704 | 49.2 | 0 | 0 | 49.2 | 1 | 0 | 0 | 0 | 0
|  |  |  | 24.16 | 48.32 | 0 | 0 | 0 | 0 | 0 | 12.23 | 0.12502 | 0 | 48.32 | 0 | 8.778 | 48.32 | 0 | 0 | 48.32 | 1 | 0 | 0 | 0 | 0
|  |  |  | 23.72 | 47.44 | 0 | 0 | 0 | 0 | 0 | 12.23 | 0.12502 | 0 | 47.44 | 13.532 | 0 | 33.908 | 0 | 0 | 33.908 | 1 | 0 | 0 | 0 | 0
|  |  |  | 27.96 | 55.92 | 0 | 0 | 0 | 0 | 0 | 7.48 | 0.12502 | 0 | 55.92 | 45.226 | 0 | 10.694 | 0 | 0 | 10.694 | 1 | 0 | 0 | 0 | 0
|  |  |  | 26.152 | 52.304 | 0 | 0 | 0 | 0 | 0 | 7.48 | 0.12502 | 0 | 52.304 | 42.272 | 0 | 0 | 0 | 0 | 0 | 0.64467 | 0 | 10.032 | 0 | 0
|  |  |  | 25.168 | 50.336 | 0 | 0 | 0 | 0 | 0 | 7.48 | 0.12502 | 0 | 50.336 | 37.782 | 0 | 0 | 0 | 0 | 0 | 0.2 | 0 | 12.554 | 0 | 0
|  |  |  | 24.96 | 49.92 | 0 | 0 | 0 | 0 | 0 | 7.48 | 0.10709 | 1.706 | 49.92 | 49.92 | 0 | 0 | 0 | 0 | 0 | 0.25431 | 0 | 0 | 0 | 0
|  |  |  | 23.92 | 47.84 | 0 | 0 | 0 | 0 | 0 | 7.48 | 0.10709 | 3.786 | 47.84 | 47.84 | 0 | 0 | 0 | 0 | 0 | 0.37483 | 0 | 0 | 0 | 0
|  |  |  | 18.64 | 37.28 | 0 | 0 | 0 | 0 | 0 | 7.48 | 0.10709 | 12.554 | 37.28 | 37.28 | 0 | 0 | 0 | 0 | 0 | 0.77439 | 0 | 0 | 0 | 0
|  |  |  | 12.76 | 25.52 | 0 | 0 | 0 | 0 | 0 | 7.48 | 0.10709 | 7.088 | 25.52 | 25.52 | 0 | 0 | 0 | 0 | 0 | 1 | 0 | 0 | 0 | 0
|  |  |  | 10.4 | 20.8 | 0 | 0 | 0 | 0 | 0 | 7.48 | 0.10709 | 0 | 20.8 | 20.8 | 0 | 0 | 0 | 0 | 0 | 1 | 0 | 0 | 0 | 0
|  |  |  | 10.16 | 20.32 | 0 | 0 | 0 | 0 | 0 | 7.48 | 0.10709 | 0 | 20.32 | 20.32 | 0 | 0 | 0 | 0 | 0 | 1 | 0 | 0 | 0 | 0
|  |  |  | 12.04 | 24.08 | 0 | 0 | 0 | 0 | 0 | 7.48 | 0.10709 | 0 | 24.08 | 24.08 | 0 | 0 | 0 | 0 | 0 | 1 | 0 | 0 | 0 | 0
|  |  |  | 13.48 | 26.96 | 0 | 0 | 0 | 0 | 0 | 7.48 | 0.10709 | 0 | 26.96 | 26.96 | 0 | 0 | 0 | 0 | 0 | 1 | 0 | 0 | 0 | 0
|  |  |  | 15.92 | 31.84 | 0 | 0 | 0 | 0 | 0 | 7.48 | 0.10709 | 0 | 31.84 | 31.84 | 0 | 0 | 0 | 0 | 0 | 1 | 0 | 0 | 0 | 0
|  |  |  | 18 | 36 | 0 | 0 | 0 | 0 | 0 | 7.48 | 0.10709 | 0 | 36 | 36 | 0 | 0 | 0 | 0 | 0 | 1 | 0 | 0 | 0 | 0
|  |  |  | 25.36 | 50.72 | 0 | 0 | 0 | 0 | 0 | 7.48 | 0.10709 | 0 | 50.72 | 50.241 | 0 | 0.479 | 0 | 0 | 0.479 | 1 | 0 | 0 | 0 | 0
|  |  |  | 27.64 | 55.28 | 0 | 0 | 0 | 0 | 0 | 7.48 | 0.10709 | 0 | 55.28 | 44.951 | 0 | 10.329 | 0 | 0 | 10.329 | 1 | 0 | 0 | 0 | 0
|  |  |  | 28.6 | 57.2 | 0 | 0 | 0 | 0 | 0 | 7.48 | 0.10709 | 0 | 57.2 | 43.231 | 0 | 13.969 | 0 | 0 | 13.969 | 1 | 0 | 0 | 0 | 0
|  |  |  | 27.52 | 55.04 | 0 | 0 | 0 | 0 | 0 | 7.48 | 0.10709 | 0 | 55.04 | 43.905 | 0 | 11.135 | 0 | 0 | 11.135 | 1 | 0 | 0 | 0 | 0
|  |  |  | 31.2 | 62.4 | 0 | 0 | 0 | 0 | 0 | 7.48 | 0.12502 | 0 | 62.4 | 39.689 | 0 | 22.711 | 0 | 0 | 22.711 | 1 | 0 | 0 | 0 | 0
|  |  |  | 28.64 | 57.28 | 0 | 0 | 0 | 0 | 0 | 7.48 | 0.12502 | 0 | 57.28 | 30.047 | 0 | 27.233 | 0 | 0 | 27.233 | 1 | 0 | 0 | 0 | 0
|  |  |  | 27.92 | 55.84 | 0 | 0 | 0 | 0 | 0 | 7.48 | 0.12502 | 0 | 55.84 | 36.757 | 0 | 19.083 | 0 | 0 | 19.083 | 1 | 0 | 0 | 0 | 0
|  |  |  | 28.56 | 57.12 | 0 | 0 | 0 | 0 | 0 | 12.23 | 0.12502 | 0 | 57.12 | 9.142 | 0 | 47.978 | 0 | 0 | 47.978 | 1 | 0 | 0 | 0 | 0
|  |  |  | 32.4 | 64.8 | 0 | 0 | 0 | 0 | 0 | 12.23 | 0.12502 | 0 | 64.8 | 33.083 | 0 | 31.717 | 0 | 0 | 31.717 | 1 | 0 | 0 | 0 | 0
|  |  |  | 31.76 | 63.52 | 0 | 0 | 0 | 0 | 0 | 12.23 | 0.12502 | 0 | 63.52 | 39.373 | 0 | 24.147 | 0 | 0 | 24.147 | 1 | 0 | 0 | 0 | 0
|  |  |  | 28.4 | 56.8 | 0 | 0 | 0 | 0 | 0 | 12.23 | 0.12502 | 0 | 56.8 | 50.351 | 0 | 6.449 | 0 | 0 | 6.449 | 1 | 0 | 0 | 0 | 0
|  |  |  | 27.64 | 55.28 | 0 | 0 | 0 | 0 | 0 | 7.48 | 0.12502 | 0 | 55.28 | 51.615 | 0 | 3.665 | 0 | 0 | 3.665 | 1 | 0 | 0 | 0 | 0
|  |  |  | 29.04 | 58.08 | 0 | 0 | 0 | 0 | 0 | 7.48 | 0.12502 | 0 | 58.08 | 51.542 | 0 | 0 | 0 | 0 | 0 | 0.76842 | 0 | 6.538 | 0 | 0
|  |  |  | 30.56 | 61.12 | 0 | 0 | 0 | 0 | 0 | 7.48 | 0.12502 | 0 | 61.12 | 48.566 | 0 | 0 | 0 | 0 | 0 | 0.32375 | 0 | 12.554 | 0 | 0
|  |  |  | 27.56 | 55.12 | 0 | 0 | 0 | 0 | 0 | 7.48 | 0.10709 | 0 | 55.12 | 51.626 | 0 | 0 | 0 | 0 | 0 | 0.2 | 0 | 3.494 | 0 | 0
|  |  |  | 22.4 | 44.8 | 0 | 0 | 0 | 0 | 0 | 7.48 | 0.10709 | 6.826 | 44.8 | 44.8 | 0 | 0 | 0 | 0 | 0 | 0.41727 | 0 | 0 | 0 | 0
|  |  |  | 22.36 | 44.72 | 0 | 0 | 0 | 0 | 0 | 7.48 | 0.10709 | 6.906 | 44.72 | 44.72 | 0 | 0 | 0 | 0 | 0 | 0.63709 | 0 | 0 | 0 | 0
|  |  |  | 15.92 | 31.84 | 0 | 0 | 0 | 0 | 0 | 7.48 | 0.10709 | 11.402 | 31.84 | 31.84 | 0 | 0 | 0 | 0 | 0 | 1 | 0 | 0 | 0 | 0
|  |  |  | 14.12 | 28.24 | 0 | 0 | 0 | 0 | 0 | 7.48 | 0.10709 | 0 | 28.24 | 28.24 | 0 | 0 | 0 | 0 | 0 | 1 | 0 | 0 | 0 | 0
|  |  |  | 13.56 | 27.12 | 0 | 0 | 0 | 0 | 0 | 7.48 | 0.10709 | 0 | 27.12 | 27.12 | 0 | 0 | 0 | 0 | 0 | 1 | 0 | 0 | 0 | 0
|  |  |  | 13.6 | 27.2 | 0 | 0 | 0 | 0 | 0 | 7.48 | 0.10709 | 0 | 27.2 | 27.2 | 0 | 0 | 0 | 0 | 0 | 1 | 0 | 0 | 0 | 0
|  |  |  | 16.7733 | 33.5467 | 0 | 0 | 0 | 0 | 0 | 7.48 | 0.10709 | 0 | 33.547 | 33.547 | 0 | 0 | 0 | 0 | 0 | 1 | 0 | 0 | 0 | 0
|  |  |  | 18.7067 | 37.4133 | 0 | 0 | 0 | 0 | 0 | 7.48 | 0.10709 | 0 | 37.413 | 37.413 | 0 | 0 | 0 | 0 | 0 | 1 | 0 | 0 | 0 | 0
|  |  |  | 16.56 | 33.12 | 0 | 0 | 0 | 0 | 0 | 7.48 | 0.10709 | 0 | 33.12 | 31.81 | 0 | 1.31 | 0 | 0 | 1.31 | 1 | 0 | 0 | 0 | 0
|  |  |  | 15.88 | 31.76 | 0 | 0 | 0 | 0 | 0 | 7.48 | 0.10709 | 0 | 31.76 | 29.606 | 0 | 2.154 | 0 | 0 | 2.154 | 1 | 0 | 0 | 0 | 0
|  |  |  | 22.8 | 45.6 | 0 | 0 | 0 | 0 | 0 | 7.48 | 0.10709 | 0 | 45.6 | 39.403 | 0 | 6.197 | 0 | 0 | 6.197 | 1 | 0 | 0 | 0 | 0
|  |  |  | 23.64 | 47.28 | 0 | 0 | 0 | 0 | 0 | 7.48 | 0.10709 | 0 | 47.28 | 19.04 | 0 | 28.24 | 0 | 0 | 28.24 | 1 | 0 | 0 | 0 | 0
|  |  |  | 25.04 | 50.08 | 0 | 0 | 0 | 0 | 0 | 7.48 | 0.10709 | 0 | 50.08 | 27.722 | 0 | 22.358 | 0 | 0 | 22.358 | 1 | 0 | 0 | 0 | 0
|  |  |  | 24.6 | 49.2 | 0 | 0 | 0 | 0 | 0 | 7.48 | 0.12502 | 0 | 49.2 | 23.373 | 0 | 15.795 | 0 | 0 | 15.795 | 0.64467 | 0 | 10.032 | 0 | 0
|  |  |  | 25.04 | 50.08 | 0 | 0 | 0 | 0 | 0 | 7.48 | 0.12502 | 0 | 50.08 | 11.415 | 0 | 26.112 | 0 | 0 | 26.112 | 0.2 | 0 | 12.554 | 0 | 0
|  |  |  | 24.44 | 48.88 | 0 | 0 | 0 | 0 | 0 | 7.48 | 0.12502 | 0 | 48.88 | 0 | 0 | 59.478 | 10.598 | 0 | 48.88 | 0.53732 | 0 | 0 | 0 | 0
|  |  |  | 24.28 | 48.56 | 0 | 0 | 0 | 0 | 0 | 12.23 | 0.12502 | 0 | 48.56 | 0 | 0.67 | 61.114 | 12.554 | 0 | 48.56 | 0.93689 | 0 | 0 | 0 | 0
|  |  |  | 25.44 | 50.88 | 0 | 0 | 0 | 0 | 0 | 12.23 | 0.12502 | 0 | 50.88 | 0 | 1.678 | 52.863 | 1.983 | 0 | 50.88 | 1 | 0 | 0 | 0 | 0
|  |  |  | 27.08 | 54.16 | 0 | 0 | 0 | 0 | 0 | 12.23 | 0.12502 | 0 | 54.16 | 32.583 | 0 | 21.577 | 0 | 0 | 21.577 | 1 | 0 | 0 | 0 | 0
|  |  |  | 28 | 56 | 0 | 0 | 0 | 0 | 0 | 12.23 | 0.12502 | 0 | 56 | 21.777 | 0 | 34.223 | 0 | 0 | 34.223 | 1 | 0 | 0 | 0 | 0
|  |  |  | 26 | 52 | 0 | 0 | 0 | 0 | 0 | 7.48 | 0.12502 | 0 | 52 | 40.802 | 0 | 11.198 | 0 | 0 | 11.198 | 1 | 0 | 0 | 0 | 0
|  |  |  | 22.16 | 44.32 | 0 | 0 | 0 | 0 | 0 | 7.48 | 0.12502 | 0 | 44.32 | 34.288 | 0 | 0 | 0 | 0 | 0 | 0.64467 | 0 | 10.032 | 0 | 0
|  |  |  | 21.88 | 43.76 | 0 | 0 | 0 | 0 | 0 | 7.48 | 0.12502 | 0 | 43.76 | 31.206 | 0 | 0 | 0 | 0 | 0 | 0.2 | 0 | 12.554 | 0 | 0
|  |  |  | 22.36 | 44.72 | 0 | 0 | 0 | 0 | 0 | 7.48 | 0.10709 | 0 | 44.72 | 44.72 | 0 | 0 | 0 | 0 | 0 | 0.2 | 0 | 0 | 0 | 0
|  |  |  | 23.24 | 46.48 | 0 | 0 | 0 | 0 | 0 | 7.48 | 0.10709 | 0 | 46.48 | 46.48 | 0 | 0 | 0 | 0 | 0 | 0.2 | 0 | 0 | 0 | 0
|  |  |  | 19.52 | 39.04 | 0 | 0 | 0 | 0 | 0 | 7.48 | 0.10709 | 0 | 39.04 | 39.04 | 0 | 0 | 0 | 0 | 0 | 0.2 | 0 | 0 | 0 | 0
|  |  |  | 12.52 | 25.04 | 0 | 0 | 0 | 0 | 0 | 7.48 | 0.10709 | 0 | 25.04 | 25.04 | 0 | 0 | 0 | 0 | 0 | 0.2 | 0 | 0 | 0 | 0
|  |  |  | 10.72 | 21.44 | 0 | 0 | 0 | 0 | 0 | 7.48 | 0.10709 | 0 | 21.44 | 21.44 | 0 | 0 | 0 | 0 | 0 | 0.2 | 0 | 0 | 0 | 0
|  |  |  | 10.4 | 20.8 | 0 | 0 | 0 | 0 | 0 | 7.48 | 0.10709 | 0 | 20.8 | 20.8 | 0 | 0 | 0 | 0 | 0 | 0.2 | 0 | 0 | 0 | 0
|  |  |  | 16.72 | 33.44 | 0 | 0 | 0 | 0 | 0 | 7.48 | 0.10709 | 0 | 33.44 | 33.44 | 0 | 0 | 0 | 0 | 0 | 0.2 | 0 | 0 | 0 | 0
|  |  |  | 18.52 | 37.04 | 0 | 0 | 0 | 0 | 0 | 7.48 | 0.10709 | 0 | 37.04 | 37.04 | 0 | 0 | 0 | 0 | 0 | 0.2 | 0 | 0 | 0 | 0
|  |  |  | 14.36 | 28.72 | 0 | 0 | 0 | 0 | 0 | 7.48 | 0.10709 | 0 | 28.72 | 28.72 | 0 | 0 | 0 | 0 | 0 | 0.2 | 0 | 0 | 0 | 0
|  |  |  | 15.04 | 30.08 | 0 | 0 | 0 | 0 | 0 | 7.48 | 0.10709 | 0 | 30.08 | 28.581 | 0 | 1.499 | 0 | 0 | 1.499 | 0.2 | 0 | 0 | 0 | 0
|  |  |  | 16.04 | 32.08 | 0 | 0 | 0 | 0 | 0 | 7.48 | 0.10709 | 0 | 32.08 | 27.81 | 0 | 4.27 | 0 | 0 | 4.27 | 0.2 | 0 | 0 | 0 | 0
|  |  |  | 16.04 | 32.08 | 0 | 0 | 0 | 0 | 0 | 7.48 | 0.10709 | 0 | 32.08 | 17.267 | 0 | 14.813 | 0 | 0 | 14.813 | 0.2 | 0 | 0 | 0 | 0
|  |  |  | 22.36 | 44.72 | 0 | 0 | 0 | 0 | 0 | 7.48 | 0.10709 | 0 | 44.72 | 12.31 | 0 | 32.41 | 0 | 0 | 32.41 | 0.2 | 0 | 0 | 0 | 0
|  |  |  | 23.68 | 47.36 | 0 | 0 | 0 | 0 | 0 | 7.48 | 0.10709 | 0 | 47.36 | 0 | 9.49 | 59.914 | 12.554 | 0 | 47.36 | 0.59956 | 0 | 0 | 0 | 0
|  |  |  | 23.2 | 46.4 | 0 | 0 | 0 | 0 | 0 | 7.48 | 0.12502 | 0 | 46.4 | 0 | 31.158 | 58.954 | 12.554 | 0 | 46.4 | 0.99913 | 0 | 0 | 0 | 0
|  |  |  | 23 | 46 | 0 | 0 | 0 | 0 | 0 | 7.48 | 0.12502 | 0 | 46 | 0 | 48.027 | 46.027 | 0.027 | 0 | 46 | 1 | 0 | 0 | 0 | 0
|  |  |  | 22.84 | 45.68 | 0 | 0 | 0 | 0 | 0 | 7.48 | 0.12502 | 0 | 45.68 | 0 | 22.565 | 45.68 | 0 | 0 | 45.68 | 1 | 0 | 0 | 0 | 0
|  |  |  | 22.8 | 45.6 | 0 | 0 | 0 | 0 | 0 | 12.23 | 0.12502 | 0 | 45.6 | 0 | 18.199 | 45.6 | 0 | 0 | 45.6 | 1 | 0 | 0 | 0 | 0
|  |  |  | 23.68 | 47.36 | 0 | 0 | 0 | 0 | 0 | 12.23 | 0.12502 | 0 | 47.36 | 0 | 7.533 | 47.36 | 0 | 0 | 47.36 | 1 | 0 | 0 | 0 | 0
|  |  |  | 23.64 | 47.28 | 0 | 0 | 0 | 0 | 0 | 12.23 | 0.12502 | 0 | 47.28 | 11.444 | 0 | 35.836 | 0 | 0 | 35.836 | 1 | 0 | 0 | 0 | 0
|  |  |  | 23.2 | 46.4 | 0 | 0 | 0 | 0 | 0 | 12.23 | 0.12502 | 0 | 46.4 | 11.698 | 0 | 34.702 | 0 | 0 | 34.702 | 1 | 0 | 0 | 0 | 0
|  |  |  | 25.44 | 50.88 | 0 | 0 | 0 | 0 | 0 | 7.48 | 0.12502 | 0 | 50.88 | 39.581 | 0 | 11.299 | 0 | 0 | 11.299 | 1 | 0 | 0 | 0 | 0
|  |  |  | 24.64 | 49.28 | 0 | 0 | 0 | 0 | 0 | 7.48 | 0.12502 | 0 | 49.28 | 39.248 | 0 | 0 | 0 | 0 | 0 | 0.64467 | 0 | 10.032 | 0 | 0
|  |  |  | 23.12 | 46.24 | 0 | 0 | 0 | 0 | 0 | 7.48 | 0.12502 | 0 | 46.24 | 33.686 | 0 | 0 | 0 | 0 | 0 | 0.2 | 0 | 12.554 | 0 | 0
|  |  |  | 22.96 | 45.92 | 0 | 0 | 0 | 0 | 0 | 7.48 | 0.10709 | 0 | 45.92 | 45.92 | 0 | 0 | 0 | 0 | 0 | 0.2 | 0 | 0 | 0 | 0
|  |  |  | 24.28 | 48.56 | 0 | 0 | 0 | 0 | 0 | 7.48 | 0.10709 | 0 | 48.56 | 48.56 | 0 | 0 | 0 | 0 | 0 | 0.2 | 0 | 0 | 0 | 0
|  |  |  | 23.96 | 47.92 | 0 | 0 | 0 | 0 | 0 | 7.48 | 0.10709 | 0 | 47.92 | 47.92 | 0 | 0 | 0 | 0 | 0 | 0.2 | 0 | 0 | 0 | 0
|  |  |  | 18.52 | 37.04 | 0 | 0 | 0 | 0 | 0 | 7.48 | 0.10709 | 0 | 37.04 | 37.04 | 0 | 0 | 0 | 0 | 0 | 0.2 | 0 | 0 | 0 | 0
|  |  |  | 16.4 | 32.8 | 0 | 0 | 0 | 0 | 0 | 7.48 | 0.10709 | 0 | 32.8 | 32.8 | 0 | 0 | 0 | 0 | 0 | 0.2 | 0 | 0 | 0 | 0
|  |  |  | 16.08 | 32.16 | 0 | 0 | 0 | 0 | 0 | 7.48 | 0.10709 | 0 | 32.16 | 32.16 | 0 | 0 | 0 | 0 | 0 | 0.2 | 0 | 0 | 0 | 0
|  |  |  | 18.52 | 37.04 | 0 | 0 | 0 | 0 | 0 | 7.48 | 0.10709 | 0 | 37.04 | 37.04 | 0 | 0 | 0 | 0 | 0 | 0.2 | 0 | 0 | 0 | 0
|  |  |  | 16.28 | 32.56 | 0 | 0 | 0 | 0 | 0 | 7.48 | 0.10709 | 0 | 32.56 | 32.56 | 0 | 0 | 0 | 0 | 0 | 0.2 | 0 | 0 | 0 | 0
|  |  |  | 14.88 | 29.76 | 0 | 0 | 0 | 0 | 0 | 7.48 | 0.10709 | 0 | 29.76 | 29.76 | 0 | 0 | 0 | 0 | 0 | 0.2 | 0 | 0 | 0 | 0
|  |  |  | 17.76 | 35.52 | 0 | 0 | 0 | 0 | 0 | 7.48 | 0.10709 | 0 | 35.52 | 33.92 | 0 | 1.6 | 0 | 0 | 1.6 | 0.2 | 0 | 0 | 0 | 0
|  |  |  | 23.84 | 47.68 | 0 | 0 | 0 | 0 | 0 | 7.48 | 0.10709 | 0 | 47.68 | 29.252 | 0 | 18.428 | 0 | 0 | 18.428 | 0.2 | 0 | 0 | 0 | 0
|  |  |  | 25.78 | 51.56 | 0 | 0 | 0 | 0 | 0 | 7.48 | 0.10709 | 0 | 51.56 | 8.519 | 0 | 43.041 | 0 | 0 | 43.041 | 0.2 | 0 | 0 | 0 | 0
|  |  |  | 28.28 | 56.56 | 0 | 0 | 0 | 0 | 0 | 7.48 | 0.10709 | 0 | 56.56 | 0 | 0 | 64.618 | 8.058 | 0 | 56.56 | 0.45646 | 0 | 0 | 0 | 0
|  |  |  | 29.52 | 59.04 | 0 | 0 | 0 | 0 | 0 | 7.48 | 0.10709 | 0 | 59.04 | 0 | 7.32 | 71.594 | 12.554 | 0 | 59.04 | 0.85602 | 0 | 0 | 0 | 0
|  |  |  | 29.04 | 58.08 | 0 | 0 | 0 | 0 | 0 | 7.48 | 0.12502 | 0 | 58.08 | 0 | 23.377 | 62.604 | 4.524 | 0 | 58.08 | 1 | 0 | 0 | 0 | 0
|  |  |  | 31.52 | 63.04 | 0 | 0 | 0 | 0 | 0 | 7.48 | 0.12502 | 0 | 63.04 | 0 | 23.18 | 63.04 | 0 | 0 | 63.04 | 1 | 0 | 0 | 0 | 0
|  |  |  | 29.6 | 59.2 | 0 | 0 | 0 | 0 | 0 | 7.48 | 0.12502 | 0 | 59.2 | 0 | 25.521 | 59.2 | 0 | 0 | 59.2 | 1 | 0 | 0 | 0 | 0
|  |  |  | 26.48 | 52.96 | 0 | 0 | 0 | 0 | 0 | 12.23 | 0.12502 | 0 | 52.96 | 0 | 28.763 | 52.96 | 0 | 0 | 52.96 | 1 | 0 | 0 | 0 | 0
|  |  |  | 24.5467 | 49.0933 | 0 | 0 | 0 | 0 | 0 | 12.23 | 0.12502 | 0 | 49.093 | 0 | 21.936 | 49.093 | 0 | 0 | 49.093 | 1 | 0 | 0 | 0 | 0
|  |  |  | 22.9733 | 45.9467 | 0 | 0 | 0 | 0 | 0 | 12.23 | 0.12502 | 0 | 45.947 | 0 | 9.816 | 45.947 | 0 | 0 | 45.947 | 1 | 0 | 0 | 0 | 0
|  |  |  | 23.28 | 46.56 | 0 | 0 | 0 | 0 | 0 | 12.23 | 0.12502 | 0 | 46.56 | 12.626 | 0 | 33.934 | 0 | 0 | 33.934 | 1 | 0 | 0 | 0 | 0
|  |  |  | 24.96 | 49.92 | 0 | 0 | 0 | 0 | 0 | 7.48 | 0.12502 | 0 | 49.92 | 38.898 | 0 | 11.022 | 0 | 0 | 11.022 | 1 | 0 | 0 | 0 | 0
|  |  |  | 26.92 | 53.84 | 0 | 0 | 0 | 0 | 0 | 7.48 | 0.12502 | 0 | 53.84 | 48.395 | 0 | 0 | 0 | 0 | 0 | 0.80715 | 0 | 5.445 | 0 | 0
|  |  |  | 27.04 | 54.08 | 0 | 0 | 0 | 0 | 0 | 7.48 | 0.12502 | 0 | 54.08 | 41.526 | 0 | 0 | 0 | 0 | 0 | 0.36248 | 0 | 12.554 | 0 | 0
|  |  |  | 27.8 | 55.6 | 0 | 0 | 0 | 0 | 0 | 7.48 | 0.10709 | 0 | 55.6 | 51.626 | 0 | 0 | 0 | 0 | 0 | 0.22173 | 0 | 3.974 | 0 | 0
|  |  |  | 26.12 | 52.24 | 0 | 0 | 0 | 0 | 0 | 7.48 | 0.10709 | 0 | 52.24 | 51.626 | 0 | 0 | 0 | 0 | 0 | 0.2 | 0 | 0.614 | 0 | 0
|  |  |  | 21.28 | 42.56 | 0 | 0 | 0 | 0 | 0 | 7.48 | 0.10709 | 0 | 42.56 | 42.56 | 0 | 0 | 0 | 0 | 0 | 0.2 | 0 | 0 | 0 | 0
|  |  |  | 11.68 | 23.36 | 0 | 0 | 0 | 0 | 0 | 7.48 | 0.10709 | 0 | 23.36 | 23.36 | 0 | 0 | 0 | 0 | 0 | 0.2 | 0 | 0 | 0 | 0
|  |  |  | 9.68 | 19.36 | 0 | 0 | 0 | 0 | 0 | 7.48 | 0.10709 | 0 | 19.36 | 19.36 | 0 | 0 | 0 | 0 | 0 | 0.2 | 0 | 0 | 0 | 0
|  |  |  | 11.4 | 22.8 | 0 | 0 | 0 | 0 | 0 | 7.48 | 0.10709 | 0 | 22.8 | 22.8 | 0 | 0 | 0 | 0 | 0 | 0.2 | 0 | 0 | 0 | 0
|  |  |  | 17.8 | 35.6 | 0 | 0 | 0 | 0 | 0 | 7.48 | 0.10709 | 0 | 35.6 | 35.6 | 0 | 0 | 0 | 0 | 0 | 0.2 | 0 | 0 | 0 | 0
|  |  |  | 16.16 | 32.32 | 0 | 0 | 0 | 0 | 0 | 7.48 | 0.10709 | 0 | 32.32 | 32.32 | 0 | 0 | 0 | 0 | 0 | 0.2 | 0 | 0 | 0 | 0
|  |  |  | 15.48 | 30.96 | 0 | 0 | 0 | 0 | 0 | 7.48 | 0.10709 | 0 | 30.96 | 30.96 | 0 | 0 | 0 | 0 | 0 | 0.2 | 0 | 0 | 0 | 0
|  |  |  | 18.04 | 36.08 | 0 | 0 | 0 | 0 | 0 | 7.48 | 0.10709 | 0 | 36.08 | 34.342 | 0 | 1.738 | 0 | 0 | 1.738 | 0.2 | 0 | 0 | 0 | 0
|  |  |  | 24.88 | 49.76 | 0 | 0 | 0 | 0 | 0 | 7.48 | 0.10709 | 0 | 49.76 | 31.521 | 0 | 18.239 | 0 | 0 | 18.239 | 0.2 | 0 | 0 | 0 | 0
|  |  |  | 24.68 | 49.36 | 0 | 0 | 0 | 0 | 0 | 7.48 | 0.10709 | 0 | 49.36 | 7.189 | 0 | 42.171 | 0 | 0 | 42.171 | 0.2 | 0 | 0 | 0 | 0
|  |  |  | 26.12 | 52.24 | 0 | 0 | 0 | 0 | 0 | 7.48 | 0.10709 | 0 | 52.24 | 0 | 0 | 61.96 | 9.72 | 0 | 52.24 | 0.50936 | 0 | 0 | 0 | 0
|  |  |  | 26.96 | 53.92 | 0 | 0 | 0 | 0 | 0 | 7.48 | 0.10709 | 0 | 53.92 | 0 | 7.087 | 66.474 | 12.554 | 0 | 53.92 | 0.90892 | 0 | 0 | 0 | 0
|  |  |  | 26.64 | 53.28 | 0 | 0 | 0 | 0 | 0 | 7.48 | 0.10709 | 0 | 53.28 | 0 | 25.682 | 56.142 | 2.862 | 0 | 53.28 | 1 | 0 | 0 | 0 | 0
|  |  |  | 30.04 | 60.08 | 0 | 0 | 0 | 0 | 0 | 7.48 | 0.10709 | 0 | 60.08 | 0 | 28.382 | 60.08 | 0 | 0 | 60.08 | 1 | 0 | 0 | 0 | 0
|  |  |  | 27.44 | 54.88 | 0 | 0 | 0 | 0 | 0 | 7.48 | 0.10709 | 0 | 54.88 | 0 | 34.703 | 54.88 | 0 | 0 | 54.88 | 1 | 0 | 0 | 0 | 0
|  |  |  | 25.72 | 51.44 | 0 | 0 | 0 | 0 | 0 | 7.48 | 0.10709 | 0 | 51.44 | 0 | 33.709 | 51.44 | 0 | 0 | 51.44 | 1 | 0 | 0 | 0 | 0
|  |  |  | 25.52 | 51.04 | 0 | 0 | 0 | 0 | 0 | 7.48 | 0.10709 | 0 | 51.04 | 0 | 22.319 | 51.04 | 0 | 0 | 51.04 | 1 | 0 | 0 | 0 | 0
|  |  |  | 24.96 | 49.92 | 0 | 0 | 0 | 0 | 0 | 7.48 | 0.10709 | 0 | 49.92 | 0 | 5.263 | 49.92 | 0 | 0 | 49.92 | 1 | 0 | 0 | 0 | 0
|  |  |  | 24.88 | 49.76 | 0 | 0 | 0 | 0 | 0 | 7.48 | 0.10709 | 0 | 49.76 | 16.469 | 0 | 33.291 | 0 | 0 | 33.291 | 1 | 0 | 0 | 0 | 0
|  |  |  | 26.48 | 52.96 | 0 | 0 | 0 | 0 | 0 | 7.48 | 0.10709 | 0 | 52.96 | 41.85 | 0 | 11.11 | 0 | 0 | 11.11 | 1 | 0 | 0 | 0 | 0
|  |  |  | 26.12 | 52.24 | 0 | 0 | 0 | 0 | 0 | 7.48 | 0.10709 | 0 | 52.24 | 51.626 | 0 | 0 | 0 | 0 | 0 | 0.97827 | 0 | 0.614 | 0 | 0
|  |  |  | 25.2 | 50.4 | 0 | 0 | 0 | 0 | 0 | 7.48 | 0.10709 | 0 | 50.4 | 50.4 | 0 | 0 | 0 | 0 | 0 | 0.97827 | 0 | 0 | 0 | 0
|  |  |  | 25.64 | 51.28 | 0 | 0 | 0 | 0 | 0 | 7.48 | 0.10709 | 0 | 51.28 | 51.28 | 0 | 0 | 0 | 0 | 0 | 0.97827 | 0 | 0 | 0 | 0
|  |  |  | 21.12 | 42.24 | 0 | 0 | 0 | 0 | 0 | 7.48 | 0.10709 | 0 | 42.24 | 42.24 | 0 | 0 | 0 | 0 | 0 | 0.97827 | 0 | 0 | 0 | 0
|  |  |  | 18.08 | 36.16 | 0 | 0 | 0 | 0 | 0 | 7.48 | 0.10709 | 0 | 36.16 | 36.16 | 0 | 0 | 0 | 0 | 0 | 0.97827 | 0 | 0 | 0 | 0
|  |  |  | 12.96 | 25.92 | 0 | 0 | 0 | 0 | 0 | 7.48 | 0.10709 | 0 | 25.92 | 25.92 | 0 | 0 | 0 | 0 | 0 | 0.97827 | 0 | 0 | 0 | 0
|  |  |  | 10.36 | 20.72 | 0 | 0 | 0 | 0 | 0 | 7.48 | 0.10709 | 0 | 20.72 | 20.72 | 0 | 0 | 0 | 0 | 0 | 0.97827 | 0 | 0 | 0 | 0
|  |  |  | 12.8 | 25.6 | 0 | 0 | 0 | 0 | 0 | 7.48 | 0.10709 | 0 | 25.6 | 25.6 | 0 | 0 | 0 | 0 | 0 | 0.97827 | 0 | 0 | 0 | 0
|  |  |  | 17.4 | 34.8 | 0 | 0 | 0 | 0 | 0 | 7.48 | 0.10709 | 0 | 34.8 | 34.8 | 0 | 0 | 0 | 0 | 0 | 0.97827 | 0 | 0 | 0 | 0
|  |  |  | 15.28 | 30.56 | 0 | 0 | 0 | 0 | 0 | 7.48 | 0.10709 | 0 | 30.56 | 30.56 | 0 | 0 | 0 | 0 | 0 | 0.97827 | 0 | 0 | 0 | 0
|  |  |  | 14.8 | 29.6 | 0 | 0 | 0 | 0 | 0 | 7.48 | 0.10709 | 0 | 29.6 | 29.6 | 0 | 0 | 0 | 0 | 0 | 0.97827 | 0 | 0 | 0 | 0
|  |  |  | 16.84 | 33.68 | 0 | 0 | 0 | 0 | 0 | 7.48 | 0.10709 | 0 | 33.68 | 30.461 | 0 | 1.965 | 0 | 0 | 1.965 | 0.93384 | 0 | 1.254 | 0 | 0
|  |  |  | 24.32 | 48.64 | 0 | 0 | 0 | 0 | 0 | 7.48 | 0.10709 | 0 | 48.64 | 17.331 | 0 | 18.755 | 0 | 0 | 18.755 | 0.48917 | 0 | 12.554 | 0 | 0
|  |  |  | 25.64 | 51.28 | 0 | 0 | 0 | 0 | 0 | 7.48 | 0.10709 | 0 | 51.28 | 0 | 0 | 43.116 | 0 | 0 | 43.116 | 0.2 | 0 | 8.164 | 0 | 0
|  |  |  | 27.48 | 54.96 | 0 | 0 | 0 | 0 | 0 | 7.48 | 0.10709 | 0 | 54.96 | 0 | 0 | 62.653 | 7.693 | 0 | 54.96 | 0.44484 | 0 | 0 | 0 | 0
|  |  |  | 29.64 | 59.28 | 0 | 0 | 0 | 0 | 0 | 7.48 | 0.10709 | 0 | 59.28 | 0 | 4.737 | 71.834 | 12.554 | 0 | 59.28 | 0.8444 | 0 | 0 | 0 | 0
|  |  |  | 31.8533 | 63.7067 | 0 | 0 | 0 | 0 | 0 | 7.48 | 0.10709 | 0 | 63.707 | 0 | 16.138 | 68.596 | 4.889 | 0 | 63.707 | 1 | 0 | 0 | 0 | 0
|  |  |  | 31.2 | 62.4 | 0 | 0 | 0 | 0 | 0 | 7.48 | 0.10709 | 0 | 62.4 | 0 | 28.531 | 62.4 | 0 | 0 | 62.4 | 1 | 0 | 0 | 0 | 0
|  |  |  | 27.1733 | 54.3467 | 0 | 0 | 0 | 0 | 0 | 7.48 | 0.10709 | 0 | 54.347 | 0 | 35.488 | 54.347 | 0 | 0 | 54.347 | 1 | 0 | 0 | 0 | 0
|  |  |  | 26.72 | 53.44 | 0 | 0 | 0 | 0 | 0 | 7.48 | 0.10709 | 0 | 53.44 | 0 | 30.676 | 53.44 | 0 | 0 | 53.44 | 1 | 0 | 0 | 0 | 0
|  |  |  | 26.72 | 53.44 | 0 | 0 | 0 | 0 | 0 | 7.48 | 0.10709 | 0 | 53.44 | 0 | 19.277 | 53.44 | 0 | 0 | 53.44 | 1 | 0 | 0 | 0 | 0
|  |  |  | 24.96 | 49.92 | 0 | 0 | 0 | 0 | 0 | 7.48 | 0.10709 | 0 | 49.92 | 0 | 6.032 | 49.92 | 0 | 0 | 49.92 | 1 | 0 | 0 | 0 | 0
|  |  |  | 25.48 | 50.96 | 0 | 0 | 0 | 0 | 0 | 7.48 | 0.10709 | 0 | 50.96 | 17.354 | 0 | 33.606 | 0 | 0 | 33.606 | 1 | 0 | 0 | 0 | 0
|  |  |  | 27.32 | 54.64 | 0 | 0 | 0 | 0 | 0 | 7.48 | 0.10709 | 0 | 54.64 | 43.152 | 0 | 11.488 | 0 | 0 | 11.488 | 1 | 0 | 0 | 0 | 0
|  |  |  | 26.2 | 52.4 | 0 | 0 | 0 | 0 | 0 | 7.48 | 0.10709 | 0 | 52.4 | 51.626 | 0 | 0 | 0 | 0 | 0 | 0.9726 | 0 | 0.774 | 0 | 0
|  |  |  | 24.8 | 49.6 | 0 | 0 | 0 | 0 | 0 | 7.48 | 0.10709 | 0 | 49.6 | 49.6 | 0 | 0 | 0 | 0 | 0 | 0.9726 | 0 | 0 | 0 | 0
|  |  |  | 24.62 | 49.24 | 0 | 0 | 0 | 0 | 0 | 7.48 | 0.10709 | 0 | 49.24 | 49.24 | 0 | 0 | 0 | 0 | 0 | 0.9726 | 0 | 0 | 0 | 0
|  |  |  | 22.76 | 45.52 | 0 | 0 | 0 | 0 | 0 | 7.48 | 0.10709 | 0 | 45.52 | 45.52 | 0 | 0 | 0 | 0 | 0 | 0.9726 | 0 | 0 | 0 | 0
|  |  |  | 21.96 | 43.92 | 0 | 0 | 0 | 0 | 0 | 7.48 | 0.10709 | 0 | 43.92 | 43.92 | 0 | 0 | 0 | 0 | 0 | 0.9726 | 0 | 0 | 0 | 0
|  |  |  | 16.28 | 32.56 | 0 | 0 | 0 | 0 | 0 | 7.48 | 0.10709 | 0 | 32.56 | 32.56 | 0 | 0 | 0 | 0 | 0 | 0.9726 | 0 | 0 | 0 | 0
|  |  |  | 14.24 | 28.48 | 0 | 0 | 0 | 0 | 0 | 7.48 | 0.10709 | 0 | 28.48 | 28.48 | 0 | 0 | 0 | 0 | 0 | 0.9726 | 0 | 0 | 0 | 0
|  |  |  | 14.832 | 29.664 | 0 | 0 | 0 | 0 | 0 | 7.48 | 0.10709 | 0 | 29.664 | 29.664 | 0 | 0 | 0 | 0 | 0 | 0.9726 | 0 | 0 | 0 | 0
|  |  |  | 17.448 | 34.896 | 0 | 0 | 0 | 0 | 0 | 7.48 | 0.10709 | 0 | 34.896 | 34.896 | 0 | 0 | 0 | 0 | 0 | 0.9726 | 0 | 0 | 0 | 0
|  |  |  | 14.4 | 28.8 | 0 | 0 | 0 | 0 | 0 | 7.48 | 0.10709 | 0 | 28.8 | 28.8 | 0 | 0 | 0 | 0 | 0 | 0.9726 | 0 | 0 | 0 | 0
|  |  |  | 15.04 | 30.08 | 0 | 0 | 0 | 0 | 0 | 7.48 | 0.10709 | 0 | 30.08 | 30.08 | 0 | 0 | 0 | 0 | 0 | 0.9726 | 0 | 0 | 0 | 0
|  |  |  | 17.72 | 35.44 | 0 | 0 | 0 | 0 | 0 | 7.48 | 0.10709 | 0 | 35.44 | 33.45 | 0 | 1.99 | 0 | 0 | 1.99 | 0.9726 | 0 | 0 | 0 | 0
|  |  |  | 24.6667 | 49.3333 | 0 | 0 | 0 | 0 | 0 | 7.48 | 0.10709 | 0 | 49.333 | 20.98 | 0 | 19.096 | 0 | 0 | 19.096 | 0.64467 | 0 | 9.258 | 0 | 0
|  |  |  | 25.6933 | 51.3867 | 0 | 0 | 0 | 0 | 0 | 7.48 | 0.10709 | 0 | 51.387 | 6.247 | 0 | 32.586 | 0 | 0 | 32.586 | 0.2 | 0 | 12.554 | 0 | 0
|  |  |  | 28.56 | 57.12 | 0 | 0 | 0 | 0 | 0 | 7.48 | 0.10709 | 0 | 57.12 | 0 | 0 | 63.308 | 6.188 | 0 | 57.12 | 0.39694 | 0 | 0 | 0 | 0
|  |  |  | 31.64 | 63.28 | 0 | 0 | 0 | 0 | 0 | 7.48 | 0.10709 | 0 | 63.28 | 0 | 1.619 | 75.834 | 12.554 | 0 | 63.28 | 0.7965 | 0 | 0 | 0 | 0
|  |  |  | 32.28 | 64.56 | 0 | 0 | 0 | 0 | 0 | 7.48 | 0.12502 | 0 | 64.56 | 0 | 16.689 | 70.954 | 6.394 | 0 | 64.56 | 1 | 0 | 0 | 0 | 0
|  |  |  | 31.92 | 63.84 | 0 | 0 | 0 | 0 | 0 | 7.48 | 0.12502 | 0 | 63.84 | 0 | 27.998 | 63.84 | 0 | 0 | 63.84 | 1 | 0 | 0 | 0 | 0
|  |  |  | 30.04 | 60.08 | 0 | 0 | 0 | 0 | 0 | 7.48 | 0.12502 | 0 | 60.08 | 0 | 32.211 | 60.08 | 0 | 0 | 60.08 | 1 | 0 | 0 | 0 | 0
|  |  |  | 25.28 | 50.56 | 0 | 0 | 0 | 0 | 0 | 12.23 | 0.12502 | 0 | 50.56 | 0 | 34.917 | 50.56 | 0 | 0 | 50.56 | 1 | 0 | 0 | 0 | 0
|  |  |  | 23.64 | 47.28 | 0 | 0 | 0 | 0 | 0 | 12.23 | 0.12502 | 0 | 47.28 | 0 | 26.041 | 47.28 | 0 | 0 | 47.28 | 1 | 0 | 0 | 0 | 0
|  |  |  | 23.48 | 46.96 | 0 | 0 | 0 | 0 | 0 | 12.23 | 0.12502 | 0 | 46.96 | 0 | 7.77 | 46.96 | 0 | 0 | 46.96 | 1 | 0 | 0 | 0 | 0
|  |  |  | 24.04 | 48.08 | 0 | 0 | 0 | 0 | 0 | 12.23 | 0.12502 | 0 | 48.08 | 15.204 | 0 | 32.876 | 0 | 0 | 32.876 | 1 | 0 | 0 | 0 | 0
|  |  |  | 25.24 | 50.48 | 0 | 0 | 0 | 0 | 0 | 7.48 | 0.12502 | 0 | 50.48 | 38.967 | 0 | 11.513 | 0 | 0 | 11.513 | 1 | 0 | 0 | 0 | 0
|  |  |  | 26.16 | 52.32 | 0 | 0 | 0 | 0 | 0 | 7.48 | 0.12502 | 0 | 52.32 | 44.555 | 0 | 0 | 0 | 0 | 0 | 0.72497 | 0 | 7.765 | 0 | 0
|  |  |  | 27.32 | 54.64 | 0 | 0 | 0 | 0 | 0 | 7.48 | 0.12502 | 0 | 54.64 | 42.086 | 0 | 0 | 0 | 0 | 0 | 0.2803 | 0 | 12.554 | 0 | 0
|  |  |  | 26.44 | 52.88 | 0 | 0 | 0 | 0 | 0 | 7.48 | 0.10709 | 0 | 52.88 | 51.626 | 0 | 0 | 0 | 0 | 0 | 0.2359 | 0 | 1.254 | 0 | 0
|  |  |  | 26.32 | 52.64 | 0 | 0 | 0 | 0 | 0 | 7.48 | 0.10709 | 0 | 52.64 | 51.626 | 0 | 0 | 0 | 0 | 0 | 0.2 | 0 | 1.014 | 0 | 0
|  |  |  | 19.96 | 39.92 | 0 | 0 | 0 | 0 | 0 | 7.48 | 0.10709 | 11.706 | 39.92 | 39.92 | 0 | 0 | 0 | 0 | 0 | 0.57259 | 0 | 0 | 0 | 0
|  |  |  | 13.6 | 27.2 | 0 | 0 | 0 | 0 | 0 | 7.48 | 0.10709 | 12.554 | 27.2 | 27.2 | 0 | 0 | 0 | 0 | 0 | 0.97215 | 0 | 0 | 0 | 0
|  |  |  | 11.6 | 23.2 | 0 | 0 | 0 | 0 | 0 | 7.48 | 0.10709 | 0.875 | 23.2 | 23.2 | 0 | 0 | 0 | 0 | 0 | 1 | 0 | 0 | 0 | 0
|  |  |  | 12.2 | 24.4 | 0 | 0 | 0 | 0 | 0 | 7.48 | 0.10709 | 0 | 24.4 | 24.4 | 0 | 0 | 0 | 0 | 0 | 1 | 0 | 0 | 0 | 0
|  |  |  | 17.64 | 35.28 | 0 | 0 | 0 | 0 | 0 | 7.48 | 0.10709 | 0 | 35.28 | 35.28 | 0 | 0 | 0 | 0 | 0 | 1 | 0 | 0 | 0 | 0
|  |  |  | 14.76 | 29.52 | 0 | 0 | 0 | 0 | 0 | 7.48 | 0.10709 | 0 | 29.52 | 29.52 | 0 | 0 | 0 | 0 | 0 | 1 | 0 | 0 | 0 | 0
|  |  |  | 15 | 30 | 0 | 0 | 0 | 0 | 0 | 7.48 | 0.10709 | 0 | 30 | 30 | 0 | 0 | 0 | 0 | 0 | 1 | 0 | 0 | 0 | 0
|  |  |  | 17.52 | 35.04 | 0 | 0 | 0 | 0 | 0 | 7.48 | 0.10709 | 0 | 35.04 | 32.848 | 0 | 2.192 | 0 | 0 | 2.192 | 1 | 0 | 0 | 0 | 0
|  |  |  | 24.68 | 49.36 | 0 | 0 | 0 | 0 | 0 | 7.48 | 0.10709 | 0 | 49.36 | 48.554 | 0 | 0.806 | 0 | 0 | 0.806 | 1 | 0 | 0 | 0 | 0
|  |  |  | 25.16 | 50.32 | 0 | 0 | 0 | 0 | 0 | 7.48 | 0.10709 | 0 | 50.32 | 44.4 | 0 | 5.92 | 0 | 0 | 5.92 | 1 | 0 | 0 | 0 | 0
|  |  |  | 28.24 | 56.48 | 0 | 0 | 0 | 0 | 0 | 7.48 | 0.10709 | 0 | 56.48 | 50.27 | 0 | 6.21 | 0 | 0 | 6.21 | 1 | 0 | 0 | 0 | 0
|  |  |  | 27.56 | 55.12 | 0 | 0 | 0 | 0 | 0 | 7.48 | 0.10709 | 0 | 55.12 | 32.057 | 0 | 23.063 | 0 | 0 | 23.063 | 1 | 0 | 0 | 0 | 0
|  |  |  | 29.76 | 59.52 | 0 | 0 | 0 | 0 | 0 | 7.48 | 0.12502 | 0 | 59.52 | 47.869 | 0 | 11.651 | 0 | 0 | 11.651 | 1 | 0 | 0 | 0 | 0
|  |  |  | 28.8 | 57.6 | 0 | 0 | 0 | 0 | 0 | 7.48 | 0.12502 | 0 | 57.6 | 14.844 | 0 | 32.901 | 0 | 0 | 32.901 | 0.65093 | 0 | 9.855 | 0 | 0
|  |  |  | 27.24 | 54.48 | 0 | 0 | 0 | 0 | 0 | 7.48 | 0.12502 | 0 | 54.48 | 0 | 0 | 53.054 | 0 | 0 | 53.054 | 0.60044 | 0 | 1.426 | 0 | 0
|  |  |  | 27.32 | 54.64 | 0 | 0 | 0 | 0 | 0 | 12.23 | 0.12502 | 0 | 54.64 | 0 | 3.608 | 67.194 | 12.554 | 0 | 54.64 | 1 | 0 | 0 | 0 | 0
|  |  |  | 26.24 | 52.48 | 0 | 0 | 0 | 0 | 0 | 12.23 | 0.12502 | 0 | 52.48 | 6.499 | 0 | 41.617 | 0 | 0 | 41.617 | 0.84544 | 0 | 4.363 | 0 | 0
|  |  |  | 27.16 | 54.32 | 0 | 0 | 0 | 0 | 0 | 12.23 | 0.12502 | 0 | 54.32 | 0 | 0 | 59.176 | 4.856 | 0 | 54.32 | 1 | 0 | 0 | 0 | 0
|  |  |  | 27.36 | 54.72 | 0 | 0 | 0 | 0 | 0 | 12.23 | 0.12502 | 0 | 54.72 | 19.905 | 0 | 34.815 | 0 | 0 | 34.815 | 1 | 0 | 0 | 0 | 0
|  |  |  | 27.68 | 55.36 | 0 | 0 | 0 | 0 | 0 | 7.48 | 0.12502 | 0 | 55.36 | 45.17 | 0 | 10.19 | 0 | 0 | 10.19 | 1 | 0 | 0 | 0 | 0
|  |  |  | 26.6 | 53.2 | 0 | 0 | 0 | 0 | 0 | 7.48 | 0.12502 | 0 | 53.2 | 43.168 | 0 | 0 | 0 | 0 | 0 | 0.64467 | 0 | 10.032 | 0 | 0
|  |  |  | 25.96 | 51.92 | 0 | 0 | 0 | 0 | 0 | 7.48 | 0.12502 | 0 | 51.92 | 39.366 | 0 | 0 | 0 | 0 | 0 | 0.2 | 0 | 12.554 | 0 | 0
|  |  |  | 24.88 | 49.76 | 0 | 0 | 0 | 0 | 0 | 7.48 | 0.10709 | 0 | 49.76 | 49.76 | 0 | 0 | 0 | 0 | 0 | 0.2 | 0 | 0 | 0 | 0
|  |  |  | 25.16 | 50.32 | 0 | 0 | 0 | 0 | 0 | 7.48 | 0.10709 | 0 | 50.32 | 50.32 | 0 | 0 | 0 | 0 | 0 | 0.2 | 0 | 0 | 0 | 0
|  |  |  | 19.2 | 38.4 | 0 | 0 | 0 | 0 | 0 | 7.48 | 0.10709 | 0 | 38.4 | 38.4 | 0 | 0 | 0 | 0 | 0 | 0.2 | 0 | 0 | 0 | 0
|  |  |  | 11.48 | 22.96 | 0 | 0 | 0 | 0 | 0 | 7.48 | 0.10709 | 0 | 22.96 | 22.96 | 0 | 0 | 0 | 0 | 0 | 0.2 | 0 | 0 | 0 | 0
|  |  |  | 12.1333 | 24.2667 | 0 | 0 | 0 | 0 | 0 | 7.48 | 0.10709 | 0 | 24.267 | 24.267 | 0 | 0 | 0 | 0 | 0 | 0.2 | 0 | 0 | 0 | 0
|  |  |  | 8.84 | 17.68 | 0 | 0 | 0 | 0 | 0 | 7.48 | 0.10709 | 0 | 17.68 | 17.68 | 0 | 0 | 0 | 0 | 0 | 0.2 | 0 | 0 | 0 | 0
|  |  |  | 11.96 | 23.92 | 0 | 0 | 0 | 0 | 0 | 7.48 | 0.10709 | 0 | 23.92 | 23.92 | 0 | 0 | 0 | 0 | 0 | 0.2 | 0 | 0 | 0 | 0
|  |  |  | 14.04 | 28.08 | 0 | 0 | 0 | 0 | 0 | 7.48 | 0.10709 | 0 | 28.08 | 28.08 | 0 | 0 | 0 | 0 | 0 | 0.2 | 0 | 0 | 0 | 0
|  |  |  | 15.92 | 31.84 | 0 | 0 | 0 | 0 | 0 | 7.48 | 0.10709 | 0 | 31.84 | 31.84 | 0 | 0 | 0 | 0 | 0 | 0.2 | 0 | 0 | 0 | 0
|  |  |  | 18.04 | 36.08 | 0 | 0 | 0 | 0 | 0 | 7.48 | 0.10709 | 0 | 36.08 | 33.611 | 0 | 2.469 | 0 | 0 | 2.469 | 0.2 | 0 | 0 | 0 | 0
|  |  |  | 19.6 | 39.2 | 0 | 0 | 0 | 0 | 0 | 7.48 | 0.10709 | 0 | 39.2 | 18.656 | 0 | 20.544 | 0 | 0 | 20.544 | 0.2 | 0 | 0 | 0 | 0
|  |  |  | 23.68 | 47.36 | 0 | 0 | 0 | 0 | 0 | 7.48 | 0.10709 | 0 | 47.36 | 1.914 | 0 | 45.446 | 0 | 0 | 45.446 | 0.2 | 0 | 0 | 0 | 0
|  |  |  | 23.2 | 46.4 | 0 | 0 | 0 | 0 | 0 | 7.48 | 0.10709 | 0 | 46.4 | 0 | 6.81 | 58.954 | 12.554 | 0 | 46.4 | 0.59956 | 0 | 0 | 0 | 0
|  |  |  | 24.68 | 49.36 | 0 | 0 | 0 | 0 | 0 | 7.48 | 0.10709 | 0 | 49.36 | 0 | 18.008 | 61.914 | 12.554 | 0 | 49.36 | 0.99913 | 0 | 0 | 0 | 0
|  |  |  | 24.44 | 48.88 | 0 | 0 | 0 | 0 | 0 | 7.48 | 0.12502 | 0 | 48.88 | 0 | 40.008 | 48.907 | 0.027 | 0 | 48.88 | 1 | 0 | 0 | 0 | 0
|  |  |  | 25.56 | 51.12 | 0 | 0 | 0 | 0 | 0 | 7.48 | 0.12502 | 0 | 51.12 | 0 | 41.335 | 51.12 | 0 | 0 | 51.12 | 1 | 0 | 0 | 0 | 0
|  |  |  | 24.32 | 48.64 | 0 | 0 | 0 | 0 | 0 | 7.48 | 0.12502 | 0 | 48.64 | 0 | 42.14 | 48.64 | 0 | 0 | 48.64 | 1 | 0 | 0 | 0 | 0
|  |  |  | 26.12 | 52.24 | 0 | 0 | 0 | 0 | 0 | 12.23 | 0.12502 | 0 | 52.24 | 0 | 32.116 | 52.24 | 0 | 0 | 52.24 | 1 | 0 | 0 | 0 | 0
|  |  |  | 25.28 | 50.56 | 0 | 0 | 0 | 0 | 0 | 12.23 | 0.12502 | 0 | 50.56 | 0 | 22.837 | 50.56 | 0 | 0 | 50.56 | 1 | 0 | 0 | 0 | 0
|  |  |  | 24.48 | 48.96 | 0 | 0 | 0 | 0 | 0 | 12.23 | 0.12502 | 0 | 48.96 | 0 | 7.458 | 48.96 | 0 | 0 | 48.96 | 1 | 0 | 0 | 0 | 0
|  |  |  | 23 | 46 | 0 | 0 | 0 | 0 | 0 | 12.23 | 0.12502 | 0 | 46 | 10.996 | 0 | 35.004 | 0 | 0 | 35.004 | 1 | 0 | 0 | 0 | 0
|  |  |  | 26.84 | 53.68 | 0 | 0 | 0 | 0 | 0 | 7.48 | 0.12502 | 0 | 53.68 | 41.6 | 0 | 12.08 | 0 | 0 | 12.08 | 1 | 0 | 0 | 0 | 0
|  |  |  | 21.64 | 43.28 | 0 | 0 | 0 | 0 | 0 | 7.48 | 0.12502 | 0 | 43.28 | 33.248 | 0 | 0 | 0 | 0 | 0 | 0.64467 | 0 | 10.032 | 0 | 0
|  |  |  | 20.24 | 40.48 | 0 | 0 | 0 | 0 | 0 | 7.48 | 0.12502 | 0 | 40.48 | 27.926 | 0 | 0 | 0 | 0 | 0 | 0.2 | 0 | 12.554 | 0 | 0
|  |  |  | 16.48 | 32.96 | 0 | 0 | 0 | 0 | 0 | 7.48 | 0.10709 | 0 | 32.96 | 32.96 | 0 | 0 | 0 | 0 | 0 | 0.2 | 0 | 0 | 0 | 0
|  |  |  | 16 | 32 | 0 | 0 | 0 | 0 | 0 | 7.48 | 0.10709 | 0 | 32 | 32 | 0 | 0 | 0 | 0 | 0 | 0.2 | 0 | 0 | 0 | 0
|  |  |  | 16.48 | 32.96 | 0 | 0 | 0 | 0 | 0 | 7.48 | 0.10709 | 0 | 32.96 | 32.96 | 0 | 0 | 0 | 0 | 0 | 0.2 | 0 | 0 | 0 | 0
|  |  |  | 14.56 | 29.12 | 0 | 0 | 0 | 0 | 0 | 7.48 | 0.10709 | 0 | 29.12 | 29.12 | 0 | 0 | 0 | 0 | 0 | 0.2 | 0 | 0 | 0 | 0
|  |  |  | 12.4 | 24.8 | 0 | 0 | 0 | 0 | 0 | 7.48 | 0.10709 | 0 | 24.8 | 24.8 | 0 | 0 | 0 | 0 | 0 | 0.2 | 0 | 0 | 0 | 0
|  |  |  | 9.6 | 19.2 | 0 | 0 | 0 | 0 | 0 | 7.48 | 0.10709 | 0 | 19.2 | 19.2 | 0 | 0 | 0 | 0 | 0 | 0.2 | 0 | 0 | 0 | 0
|  |  |  | 11.28 | 22.56 | 0 | 0 | 0 | 0 | 0 | 7.48 | 0.10709 | 0 | 22.56 | 22.56 | 0 | 0 | 0 | 0 | 0 | 0.2 | 0 | 0 | 0 | 0
|  |  |  | 13.48 | 26.96 | 0 | 0 | 0 | 0 | 0 | 7.48 | 0.10709 | 0 | 26.96 | 26.96 | 0 | 0 | 0 | 0 | 0 | 0.2 | 0 | 0 | 0 | 0
|  |  |  | 14.68 | 29.36 | 0 | 0 | 0 | 0 | 0 | 7.48 | 0.10709 | 0 | 29.36 | 29.36 | 0 | 0 | 0 | 0 | 0 | 0.2 | 0 | 0 | 0 | 0
|  |  |  | 16.08 | 32.16 | 0 | 0 | 0 | 0 | 0 | 7.48 | 0.10709 | 0 | 32.16 | 29.779 | 0 | 2.381 | 0 | 0 | 2.381 | 0.2 | 0 | 0 | 0 | 0
|  |  |  | 16.72 | 33.44 | 0 | 0 | 0 | 0 | 0 | 7.48 | 0.10709 | 0 | 33.44 | 13.652 | 0 | 19.788 | 0 | 0 | 19.788 | 0.2 | 0 | 0 | 0 | 0
|  |  |  | 16.16 | 32.32 | 0 | 0 | 0 | 0 | 0 | 7.48 | 0.10709 | 0 | 32.32 | 0 | 0 | 44.199 | 11.879 | 0 | 32.32 | 0.5781 | 0 | 0 | 0 | 0
|  |  |  | 17.2 | 34.4 | 0 | 0 | 0 | 0 | 0 | 7.48 | 0.10709 | 0 | 34.4 | 0 | 16.58 | 46.954 | 12.554 | 0 | 34.4 | 0.97766 | 0 | 0 | 0 | 0
|  |  |  | 22.56 | 45.12 | 0 | 0 | 0 | 0 | 0 | 7.48 | 0.10709 | 0 | 45.12 | 0 | 31.757 | 45.822 | 0.702 | 0 | 45.12 | 1 | 0 | 0 | 0 | 0
|  |  |  | 22.76 | 45.52 | 0 | 0 | 0 | 0 | 0 | 7.48 | 0.12502 | 0 | 45.52 | 0 | 40.989 | 45.52 | 0 | 0 | 45.52 | 1 | 0 | 0 | 0 | 0
|  |  |  | 23.16 | 46.32 | 0 | 0 | 0 | 0 | 0 | 7.48 | 0.12502 | 0 | 46.32 | 0 | 43.628 | 46.32 | 0 | 0 | 46.32 | 1 | 0 | 0 | 0 | 0
|  |  |  | 23.8 | 47.6 | 0 | 0 | 0 | 0 | 0 | 7.48 | 0.12502 | 0 | 47.6 | 0 | 43.331 | 47.6 | 0 | 0 | 47.6 | 1 | 0 | 0 | 0 | 0
|  |  |  | 24.4 | 48.8 | 0 | 0 | 0 | 0 | 0 | 12.23 | 0.12502 | 0 | 48.8 | 0 | 36.462 | 48.8 | 0 | 0 | 48.8 | 1 | 0 | 0 | 0 | 0
|  |  |  | 25.68 | 51.36 | 0 | 0 | 0 | 0 | 0 | 12.23 | 0.12502 | 0 | 51.36 | 0 | 23.523 | 51.36 | 0 | 0 | 51.36 | 1 | 0 | 0 | 0 | 0
|  |  |  | 24.08 | 48.16 | 0 | 0 | 0 | 0 | 0 | 12.23 | 0.12502 | 0 | 48.16 | 0 | 9.366 | 48.16 | 0 | 0 | 48.16 | 1 | 0 | 0 | 0 | 0
|  |  |  | 22.4 | 44.8 | 0 | 0 | 0 | 0 | 0 | 12.23 | 0.12502 | 0 | 44.8 | 10.287 | 0 | 34.513 | 0 | 0 | 34.513 | 1 | 0 | 0 | 0 | 0
|  |  |  | 23.2 | 46.4 | 0 | 0 | 0 | 0 | 0 | 7.48 | 0.12502 | 0 | 46.4 | 34.371 | 0 | 12.029 | 0 | 0 | 12.029 | 1 | 0 | 0 | 0 | 0
|  |  |  | 22.52 | 45.04 | 0 | 0 | 0 | 0 | 0 | 7.48 | 0.12502 | 0 | 45.04 | 35.008 | 0 | 0 | 0 | 0 | 0 | 0.64467 | 0 | 10.032 | 0 | 0
|  |  |  | 20.96 | 41.92 | 0 | 0 | 0 | 0 | 0 | 7.48 | 0.12502 | 0 | 41.92 | 29.366 | 0 | 0 | 0 | 0 | 0 | 0.2 | 0 | 12.554 | 0 | 0
|  |  |  | 21.96 | 43.92 | 0 | 0 | 0 | 0 | 0 | 7.48 | 0.10709 | 0 | 43.92 | 43.92 | 0 | 0 | 0 | 0 | 0 | 0.2 | 0 | 0 | 0 | 0
|  |  |  | 18.92 | 37.84 | 0 | 0 | 0 | 0 | 0 | 7.48 | 0.10709 | 0 | 37.84 | 37.84 | 0 | 0 | 0 | 0 | 0 | 0.2 | 0 | 0 | 0 | 0
|  |  |  | 17.44 | 34.88 | 0 | 0 | 0 | 0 | 0 | 7.48 | 0.10709 | 0 | 34.88 | 34.88 | 0 | 0 | 0 | 0 | 0 | 0.2 | 0 | 0 | 0 | 0
|  |  |  | 12.24 | 24.48 | 0 | 0 | 0 | 0 | 0 | 7.48 | 0.10709 | 0 | 24.48 | 24.48 | 0 | 0 | 0 | 0 | 0 | 0.2 | 0 | 0 | 0 | 0
|  |  |  | 10.4 | 20.8 | 0 | 0 | 0 | 0 | 0 | 7.48 | 0.10709 | 0 | 20.8 | 20.8 | 0 | 0 | 0 | 0 | 0 | 0.2 | 0 | 0 | 0 | 0
|  |  |  | 11.12 | 22.24 | 0 | 0 | 0 | 0 | 0 | 7.48 | 0.10709 | 0 | 22.24 | 22.24 | 0 | 0 | 0 | 0 | 0 | 0.2 | 0 | 0 | 0 | 0
|  |  |  | 13.12 | 26.24 | 0 | 0 | 0 | 0 | 0 | 7.48 | 0.10709 | 0 | 26.24 | 26.24 | 0 | 0 | 0 | 0 | 0 | 0.2 | 0 | 0 | 0 | 0
|  |  |  | 14.4 | 28.8 | 0 | 0 | 0 | 0 | 0 | 7.48 | 0.10709 | 0 | 28.8 | 28.8 | 0 | 0 | 0 | 0 | 0 | 0.2 | 0 | 0 | 0 | 0
|  |  |  | 16.04 | 32.08 | 0 | 0 | 0 | 0 | 0 | 7.48 | 0.10709 | 0 | 32.08 | 32.08 | 0 | 0 | 0 | 0 | 0 | 0.2 | 0 | 0 | 0 | 0
|  |  |  | 18.52 | 37.04 | 0 | 0 | 0 | 0 | 0 | 7.48 | 0.10709 | 0 | 37.04 | 34.546 | 0 | 2.494 | 0 | 0 | 2.494 | 0.2 | 0 | 0 | 0 | 0
|  |  |  | 24.32 | 48.64 | 0 | 0 | 0 | 0 | 0 | 7.48 | 0.10709 | 0 | 48.64 | 34.696 | 0 | 13.944 | 0 | 0 | 13.944 | 0.2 | 0 | 0 | 0 | 0
|  |  |  | 26.12 | 52.24 | 0 | 0 | 0 | 0 | 0 | 7.48 | 0.10709 | 0 | 52.24 | 32.414 | 0 | 19.826 | 0 | 0 | 19.826 | 0.2 | 0 | 0 | 0 | 0
|  |  |  | 29.24 | 58.48 | 0 | 0 | 0 | 0 | 0 | 7.48 | 0.10709 | 0 | 58.48 | 0 | 0 | 61.683 | 3.203 | 0 | 58.48 | 0.30194 | 0 | 0 | 0 | 0
|  |  |  | 28.56 | 57.12 | 0 | 0 | 0 | 0 | 0 | 7.48 | 0.10709 | 0 | 57.12 | 0 | 7.464 | 69.674 | 12.554 | 0 | 57.12 | 0.7015 | 0 | 0 | 0 | 0
|  |  |  | 27.92 | 55.84 | 0 | 0 | 0 | 0 | 0 | 7.48 | 0.12502 | 0 | 55.84 | 0 | 23.256 | 65.219 | 9.379 | 0 | 55.84 | 1 | 0 | 0 | 0 | 0
|  |  |  | 29.68 | 59.36 | 0 | 0 | 0 | 0 | 0 | 7.48 | 0.12502 | 0 | 59.36 | 0 | 34.644 | 59.36 | 0 | 0 | 59.36 | 1 | 0 | 0 | 0 | 0
|  |  |  | 32.28 | 64.56 | 0 | 0 | 0 | 0 | 0 | 7.48 | 0.12502 | 0 | 64.56 | 0 | 28.134 | 64.56 | 0 | 0 | 64.56 | 1 | 0 | 0 | 0 | 0
|  |  |  | 27.04 | 54.08 | 0 | 0 | 0 | 0 | 0 | 12.23 | 0.12502 | 0 | 54.08 | 0 | 33.374 | 54.08 | 0 | 0 | 54.08 | 1 | 0 | 0 | 0 | 0
|  |  |  | 26.4533 | 52.9067 | 0 | 0 | 0 | 0 | 0 | 12.23 | 0.12502 | 0 | 52.907 | 0 | 21.75 | 52.907 | 0 | 0 | 52.907 | 1 | 0 | 0 | 0 | 0
|  |  |  | 26.2667 | 52.5333 | 0 | 0 | 0 | 0 | 0 | 12.23 | 0.12502 | 0 | 52.533 | 0 | 4.829 | 52.533 | 0 | 0 | 52.533 | 1 | 0 | 0 | 0 | 0
|  |  |  | 24 | 48 | 0 | 0 | 0 | 0 | 0 | 12.23 | 0.12502 | 0 | 48 | 13.084 | 0 | 34.916 | 0 | 0 | 34.916 | 1 | 0 | 0 | 0 | 0
|  |  |  | 25.44 | 50.88 | 0 | 0 | 0 | 0 | 0 | 7.48 | 0.12502 | 0 | 50.88 | 38.687 | 0 | 12.193 | 0 | 0 | 12.193 | 1 | 0 | 0 | 0 | 0
|  |  |  | 27.24 | 54.48 | 0 | 0 | 0 | 0 | 0 | 7.48 | 0.12502 | 0 | 54.48 | 44.448 | 0 | 0 | 0 | 0 | 0 | 0.64467 | 0 | 10.032 | 0 | 0
|  |  |  | 26.24 | 52.48 | 0 | 0 | 0 | 0 | 0 | 7.48 | 0.12502 | 0 | 52.48 | 39.926 | 0 | 0 | 0 | 0 | 0 | 0.2 | 0 | 12.554 | 0 | 0
|  |  |  | 27.84 | 55.68 | 0 | 0 | 0 | 0 | 0 | 7.48 | 0.10709 | 0 | 55.68 | 55.68 | 0 | 0 | 0 | 0 | 0 | 0.2 | 0 | 0 | 0 | 0
|  |  |  | 25.48 | 50.96 | 0 | 0 | 0 | 0 | 0 | 7.48 | 0.10709 | 0 | 50.96 | 50.96 | 0 | 0 | 0 | 0 | 0 | 0.2 | 0 | 0 | 0 | 0
|  |  |  | 22.76 | 45.52 | 0 | 0 | 0 | 0 | 0 | 7.48 | 0.10709 | 0 | 45.52 | 45.52 | 0 | 0 | 0 | 0 | 0 | 0.2 | 0 | 0 | 0 | 0
|  |  |  | 18.24 | 36.48 | 0 | 0 | 0 | 0 | 0 | 7.48 | 0.10709 | 0 | 36.48 | 36.48 | 0 | 0 | 0 | 0 | 0 | 0.2 | 0 | 0 | 0 | 0
|  |  |  | 17.72 | 35.44 | 0 | 0 | 0 | 0 | 0 | 7.48 | 0.10709 | 0 | 35.44 | 35.44 | 0 | 0 | 0 | 0 | 0 | 0.2 | 0 | 0 | 0 | 0
|  |  |  | 17.28 | 34.56 | 0 | 0 | 0 | 0 | 0 | 7.48 | 0.10709 | 0 | 34.56 | 34.56 | 0 | 0 | 0 | 0 | 0 | 0.2 | 0 | 0 | 0 | 0
|  |  |  | 17.4 | 34.8 | 0 | 0 | 0 | 0 | 0 | 7.48 | 0.10709 | 0 | 34.8 | 34.8 | 0 | 0 | 0 | 0 | 0 | 0.2 | 0 | 0 | 0 | 0
|  |  |  | 17.52 | 35.04 | 0 | 0 | 0 | 0 | 0 | 7.48 | 0.10709 | 0 | 35.04 | 35.04 | 0 | 0 | 0 | 0 | 0 | 0.2 | 0 | 0 | 0 | 0
|  |  |  | 14.32 | 28.64 | 0 | 0 | 0 | 0 | 0 | 7.48 | 0.10709 | 0 | 28.64 | 28.64 | 0 | 0 | 0 | 0 | 0 | 0.2 | 0 | 0 | 0 | 0
|  |  |  | 16.6 | 33.2 | 0 | 0 | 0 | 0 | 0 | 7.48 | 0.10709 | 0 | 33.2 | 30.341 | 0 | 2.859 | 0 | 0 | 2.859 | 0.2 | 0 | 0 | 0 | 0
|  |  |  | 24.72 | 49.44 | 0 | 0 | 0 | 0 | 0 | 7.48 | 0.10709 | 0 | 49.44 | 35.484 | 0 | 13.956 | 0 | 0 | 13.956 | 0.2 | 0 | 0 | 0 | 0
|  |  |  | 24.56 | 49.12 | 0 | 0 | 0 | 0 | 0 | 7.48 | 0.10709 | 0 | 49.12 | 18.272 | 0 | 30.848 | 0 | 0 | 30.848 | 0.2 | 0 | 0 | 0 | 0
|  |  |  | 26.28 | 52.56 | 0 | 0 | 0 | 0 | 0 | 7.48 | 0.10709 | 0 | 52.56 | 0.753 | 0 | 51.807 | 0 | 0 | 51.807 | 0.2 | 0 | 0 | 0 | 0
|  |  |  | 26.28 | 52.56 | 0 | 0 | 0 | 0 | 0 | 7.48 | 0.10709 | 0 | 52.56 | 0 | 15.564 | 65.114 | 12.554 | 0 | 52.56 | 0.59956 | 0 | 0 | 0 | 0
|  |  |  | 29.88 | 59.76 | 0 | 0 | 0 | 0 | 0 | 7.48 | 0.10709 | 0 | 59.76 | 0 | 16.765 | 72.314 | 12.554 | 0 | 59.76 | 0.99913 | 0 | 0 | 0 | 0
|  |  |  | 27.48 | 54.96 | 0 | 0 | 0 | 0 | 0 | 7.48 | 0.10709 | 0 | 54.96 | 0 | 37.568 | 54.987 | 0.027 | 0 | 54.96 | 1 | 0 | 0 | 0 | 0
|  |  |  | 26.72 | 53.44 | 0 | 0 | 0 | 0 | 0 | 7.48 | 0.10709 | 0 | 53.44 | 0 | 40.766 | 53.44 | 0 | 0 | 53.44 | 1 | 0 | 0 | 0 | 0
|  |  |  | 26.48 | 52.96 | 0 | 0 | 0 | 0 | 0 | 7.48 | 0.10709 | 0 | 52.96 | 0 | 0 | 52.513 | 0 | 0 | 52.513 | 0.98416 | 0 | 0.447 | 0 | 0
|  |  |  | 28.76 | 57.52 | 0 | 0 | 0 | 0 | 0 | 7.48 | 0.10709 | 0 | 57.52 | 0 | 2.733 | 58.018 | 0.498 | 0 | 57.52 | 1 | 0 | 0 | 0 | 0
|  |  |  | 31.08 | 62.16 | 0 | 0 | 0 | 0 | 0 | 7.48 | 0.10709 | 0 | 62.16 | 5.125 | 0 | 57.035 | 0 | 0 | 57.035 | 1 | 0 | 0 | 0 | 0
|  |  |  | 29 | 58 | 0 | 0 | 0 | 0 | 0 | 7.48 | 0.10709 | 0 | 58 | 23.437 | 0 | 34.563 | 0 | 0 | 34.563 | 1 | 0 | 0 | 0 | 0
|  |  |  | 31.88 | 63.76 | 0 | 0 | 0 | 0 | 0 | 7.48 | 0.10709 | 0 | 63.76 | 50.698 | 0 | 13.062 | 0 | 0 | 13.062 | 1 | 0 | 0 | 0 | 0
|  |  |  | 31.32 | 62.64 | 0 | 0 | 0 | 0 | 0 | 7.48 | 0.10709 | 0 | 62.64 | 62.64 | 0 | 0 | 0 | 0 | 0 | 1 | 0 | 0 | 0 | 0
|  |  |  | 30.04 | 60.08 | 0 | 0 | 0 | 0 | 0 | 7.48 | 0.10709 | 0 | 60.08 | 60.08 | 0 | 0 | 0 | 0 | 0 | 1 | 0 | 0 | 0 | 0
|  |  |  | 25.16 | 50.32 | 0 | 0 | 0 | 0 | 0 | 7.48 | 0.10709 | 0 | 50.32 | 50.32 | 0 | 0 | 0 | 0 | 0 | 1 | 0 | 0 | 0 | 0
|  |  |  | 18.4 | 36.8 | 0 | 0 | 0 | 0 | 0 | 7.48 | 0.10709 | 0 | 36.8 | 36.8 | 0 | 0 | 0 | 0 | 0 | 1 | 0 | 0 | 0 | 0
|  |  |  | 18.48 | 36.96 | 0 | 0 | 0 | 0 | 0 | 7.48 | 0.10709 | 0 | 36.96 | 36.96 | 0 | 0 | 0 | 0 | 0 | 1 | 0 | 0 | 0 | 0
|  |  |  | 13.56 | 27.12 | 0 | 0 | 0 | 0 | 0 | 7.48 | 0.10709 | 0 | 27.12 | 27.12 | 0 | 0 | 0 | 0 | 0 | 1 | 0 | 0 | 0 | 0
|  |  |  | 12.08 | 24.16 | 0 | 0 | 0 | 0 | 0 | 7.48 | 0.10709 | 0 | 24.16 | 24.16 | 0 | 0 | 0 | 0 | 0 | 1 | 0 | 0 | 0 | 0
|  |  |  | 12.04 | 24.08 | 0 | 0 | 0 | 0 | 0 | 7.48 | 0.10709 | 0 | 24.08 | 24.08 | 0 | 0 | 0 | 0 | 0 | 1 | 0 | 0 | 0 | 0
|  |  |  | 12.56 | 25.12 | 0 | 0 | 0 | 0 | 0 | 7.48 | 0.10709 | 0 | 25.12 | 25.12 | 0 | 0 | 0 | 0 | 0 | 1 | 0 | 0 | 0 | 0
|  |  |  | 15.24 | 30.48 | 0 | 0 | 0 | 0 | 0 | 7.48 | 0.10709 | 0 | 30.48 | 30.48 | 0 | 0 | 0 | 0 | 0 | 1 | 0 | 0 | 0 | 0
|  |  |  | 13.56 | 27.12 | 0 | 0 | 0 | 0 | 0 | 7.48 | 0.10709 | 0 | 27.12 | 27.12 | 0 | 0 | 0 | 0 | 0 | 1 | 0 | 0 | 0 | 0
|  |  |  | 16.76 | 33.52 | 0 | 0 | 0 | 0 | 0 | 7.48 | 0.10709 | 0 | 33.52 | 24.655 | 0 | 2.822 | 0 | 0 | 2.822 | 0.78594 | 0 | 6.043 | 0 | 0
|  |  |  | 23.8 | 47.6 | 0 | 0 | 0 | 0 | 0 | 7.48 | 0.10709 | 0 | 47.6 | 13.419 | 0 | 21.627 | 0 | 0 | 21.627 | 0.34127 | 0 | 12.554 | 0 | 0
|  |  |  | 26.04 | 52.08 | 0 | 0 | 0 | 0 | 0 | 7.48 | 0.10709 | 0 | 52.08 | 0 | 0 | 48.092 | 0 | 0 | 48.092 | 0.2 | 0 | 3.988 | 0 | 0
|  |  |  | 29.28 | 58.56 | 0 | 0 | 0 | 0 | 0 | 7.48 | 0.10709 | 0 | 58.56 | 0 | 0 | 70.626 | 12.066 | 0 | 58.56 | 0.58403 | 0 | 0 | 0 | 0
|  |  |  | 35.16 | 70.32 | 0 | 0 | 0 | 0 | 0 | 7.48 | 0.10709 | 0 | 70.32 | 0 | 3.799 | 82.874 | 12.554 | 0 | 70.32 | 0.98359 | 0 | 0 | 0 | 0
|  |  |  | 41.64 | 83.28 | 0 | 0 | 0 | 0 | 0 | 7.48 | 0.10709 | 0 | 83.28 | 0 | 11.531 | 83.795 | 0.515 | 0 | 83.28 | 1 | 0 | 0 | 0 | 0
|  |  |  | 37.72 | 75.44 | 0 | 0 | 0 | 0 | 0 | 7.48 | 0.10709 | 0 | 75.44 | 0 | 23.791 | 75.44 | 0 | 0 | 75.44 | 1 | 0 | 0 | 0 | 0
|  |  |  | 38.44 | 76.88 | 0 | 0 | 0 | 0 | 0 | 7.48 | 0.10709 | 0 | 76.88 | 0 | 18.724 | 76.88 | 0 | 0 | 76.88 | 1 | 0 | 0 | 0 | 0
|  |  |  | 37.8 | 75.6 | 0 | 0 | 0 | 0 | 0 | 7.48 | 0.10709 | 0 | 75.6 | 0 | 12.925 | 75.6 | 0 | 0 | 75.6 | 1 | 0 | 0 | 0 | 0
|  |  |  | 40.28 | 80.56 | 0 | 0 | 0 | 0 | 0 | 7.48 | 0.10709 | 0 | 80.56 | 5.966 | 0 | 74.594 | 0 | 0 | 74.594 | 1 | 0 | 0 | 0 | 0
|  |  |  | 39.64 | 79.28 | 0 | 0 | 0 | 0 | 0 | 7.48 | 0.10709 | 0 | 79.28 | 21.25 | 0 | 58.03 | 0 | 0 | 58.03 | 1 | 0 | 0 | 0 | 0
|  |  |  | 40.12 | 80.24 | 0 | 0 | 0 | 0 | 0 | 7.48 | 0.10709 | 0 | 80.24 | 44.984 | 0 | 35.256 | 0 | 0 | 35.256 | 1 | 0 | 0 | 0 | 0
|  |  |  | 45.2 | 90.4 | 0 | 0 | 0 | 0 | 0 | 7.48 | 0.10709 | 0 | 90.4 | 77.829 | 0 | 12.571 | 0 | 0 | 12.571 | 1 | 0 | 0 | 0 | 0
|  |  |  | 44.88 | 89.76 | 0 | 0 | 0 | 0 | 0 | 7.48 | 0.10709 | 0 | 89.76 | 89.76 | 0 | 0 | 0 | 0 | 0 | 1 | 0 | 0 | 0 | 0
|  |  |  | 40.92 | 81.84 | 0 | 0 | 0 | 0 | 0 | 7.48 | 0.10709 | 0 | 81.84 | 81.84 | 0 | 0 | 0 | 0 | 0 | 1 | 0 | 0 | 0 | 0
|  |  |  | 37.08 | 74.16 | 0 | 0 | 0 | 0 | 0 | 7.48 | 0.10709 | 0 | 74.16 | 74.16 | 0 | 0 | 0 | 0 | 0 | 1 | 0 | 0 | 0 | 0
|  |  |  | 30.04 | 60.08 | 0 | 0 | 0 | 0 | 0 | 7.48 | 0.10709 | 0 | 60.08 | 60.08 | 0 | 0 | 0 | 0 | 0 | 1 | 0 | 0 | 0 | 0
|  |  |  | 22.12 | 44.24 | 0 | 0 | 0 | 0 | 0 | 7.48 | 0.10709 | 0 | 44.24 | 44.24 | 0 | 0 | 0 | 0 | 0 | 1 | 0 | 0 | 0 | 0
|  |  |  | 12.8 | 25.6 | 0 | 0 | 0 | 0 | 0 | 7.48 | 0.10709 | 0 | 25.6 | 25.6 | 0 | 0 | 0 | 0 | 0 | 1 | 0 | 0 | 0 | 0
|  |  |  | 10.68 | 21.36 | 0 | 0 | 0 | 0 | 0 | 7.48 | 0.10709 | 0 | 21.36 | 21.36 | 0 | 0 | 0 | 0 | 0 | 1 | 0 | 0 | 0 | 0
|  |  |  | 13.68 | 27.36 | 0 | 0 | 0 | 0 | 0 | 7.48 | 0.10709 | 0 | 27.36 | 27.36 | 0 | 0 | 0 | 0 | 0 | 1 | 0 | 0 | 0 | 0
|  |  |  | 16.28 | 32.56 | 0 | 0 | 0 | 0 | 0 | 7.48 | 0.10709 | 0 | 32.56 | 32.56 | 0 | 0 | 0 | 0 | 0 | 1 | 0 | 0 | 0 | 0
|  |  |  | 13.08 | 26.16 | 0 | 0 | 0 | 0 | 0 | 7.48 | 0.10709 | 0 | 26.16 | 26.16 | 0 | 0 | 0 | 0 | 0 | 1 | 0 | 0 | 0 | 0
|  |  |  | 13.48 | 26.96 | 0 | 0 | 0 | 0 | 0 | 7.48 | 0.10709 | 0 | 26.96 | 26.96 | 0 | 0 | 0 | 0 | 0 | 1 | 0 | 0 | 0 | 0
|  |  |  | 16.12 | 32.24 | 0 | 0 | 0 | 0 | 0 | 7.48 | 0.10709 | 0 | 32.24 | 29.431 | 0 | 2.809 | 0 | 0 | 2.809 | 1 | 0 | 0 | 0 | 0
|  |  |  | 23.48 | 46.96 | 0 | 0 | 0 | 0 | 0 | 7.48 | 0.10709 | 0 | 46.96 | 22.839 | 0 | 21.174 | 0 | 0 | 21.174 | 0.89563 | 0 | 2.947 | 0 | 0
|  |  |  | 24.16 | 48.32 | 0 | 0 | 0 | 0 | 0 | 7.48 | 0.10709 | 0 | 48.32 | 0 | 0 | 45.799 | 0 | 0 | 45.799 | 0.80633 | 0 | 2.521 | 0 | 0
|  |  |  | 32.12 | 64.24 | 0 | 0 | 0 | 0 | 0 | 7.48 | 0.10709 | 0 | 64.24 | 0 | 0 | 65.121 | 0.881 | 0 | 64.24 | 0.83439 | 0 | 0 | 0 | 0
|  |  |  | 40.16 | 80.32 | 0 | 0 | 0 | 0 | 0 | 7.48 | 0.10709 | 0 | 80.32 | 0 | 0 | 76.496 | 0 | 0 | 76.496 | 0.69893 | 0 | 3.824 | 0 | 0
|  |  |  | 44.32 | 88.64 | 0 | 0 | 0 | 0 | 0 | 7.48 | 0.12502 | 0 | 88.64 | 0 | 0 | 84.62 | 0 | 0 | 84.62 | 0.55654 | 0 | 4.02 | 0 | 0
|  |  |  | 41.44 | 82.88 | 0 | 0 | 0 | 0 | 0 | 7.48 | 0.12502 | 0 | 82.88 | 0 | 0 | 91.661 | 8.781 | 0 | 82.88 | 0.83602 | 0 | 0 | 0 | 0
|  |  |  | 43.96 | 87.92 | 0 | 0 | 0 | 0 | 0 | 7.48 | 0.12502 | 0 | 87.92 | 0 | 0 | 93.072 | 5.152 | 0 | 87.92 | 1 | 0 | 0 | 0 | 0
|  |  |  | 46.16 | 92.32 | 0 | 0 | 0 | 0 | 0 | 12.23 | 0.12502 | 0 | 92.32 | 3.934 | 0 | 88.386 | 0 | 0 | 88.386 | 1 | 0 | 0 | 0 | 0
|  |  |  | 47.72 | 95.44 | 0 | 0 | 0 | 0 | 0 | 12.23 | 0.12502 | 0 | 95.44 | 19.045 | 0 | 76.395 | 0 | 0 | 76.395 | 1 | 0 | 0 | 0 | 0
|  |  |  | 45.48 | 90.96 | 0 | 0 | 0 | 0 | 0 | 12.23 | 0.12502 | 0 | 90.96 | 31.671 | 0 | 59.289 | 0 | 0 | 59.289 | 1 | 0 | 0 | 0 | 0
|  |  |  | 43.96 | 87.92 | 0 | 0 | 0 | 0 | 0 | 12.23 | 0.12502 | 0 | 87.92 | 51.719 | 0 | 36.201 | 0 | 0 | 36.201 | 1 | 0 | 0 | 0 | 0
|  |  |  | 43.52 | 87.04 | 0 | 0 | 0 | 0 | 0 | 7.48 | 0.12502 | 0 | 87.04 | 74.431 | 0 | 12.609 | 0 | 0 | 12.609 | 1 | 0 | 0 | 0 | 0
|  |  |  | 41.48 | 82.96 | 0 | 0 | 0 | 0 | 0 | 7.48 | 0.12502 | 0 | 82.96 | 72.777 | 0 | 0.151 | 0 | 0 | 0.151 | 0.64467 | 0 | 10.032 | 0 | 0
|  |  |  | 37.68 | 75.36 | 0 | 0 | 0 | 0 | 0 | 7.48 | 0.12502 | 0 | 75.36 | 62.806 | 0 | 0 | 0 | 0 | 0 | 0.2 | 0 | 12.554 | 0 | 0
|  |  |  | 33 | 66 | 0 | 0 | 0 | 0 | 0 | 7.48 | 0.10709 | 0 | 66 | 66 | 0 | 0 | 0 | 0 | 0 | 0.2 | 0 | 0 | 0 | 0
|  |  |  | 30.36 | 60.72 | 0 | 0 | 0 | 0 | 0 | 7.48 | 0.10709 | 0 | 60.72 | 60.72 | 0 | 0 | 0 | 0 | 0 | 0.2 | 0 | 0 | 0 | 0
|  |  |  | 24.44 | 48.88 | 0 | 0 | 0 | 0 | 0 | 7.48 | 0.10709 | 0 | 48.88 | 48.88 | 0 | 0 | 0 | 0 | 0 | 0.2 | 0 | 0 | 0 | 0
|  |  |  | 14.72 | 29.44 | 0 | 0 | 0 | 0 | 0 | 7.48 | 0.10709 | 0 | 29.44 | 29.44 | 0 | 0 | 0 | 0 | 0 | 0.2 | 0 | 0 | 0 | 0
|  |  |  | 11.6267 | 23.2533 | 0 | 0 | 0 | 0 | 0 | 7.48 | 0.10709 | 0 | 23.253 | 23.253 | 0 | 0 | 0 | 0 | 0 | 0.2 | 0 | 0 | 0 | 0
|  |  |  | 11.68 | 23.36 | 0 | 0 | 0 | 0 | 0 | 7.48 | 0.10709 | 0 | 23.36 | 23.36 | 0 | 0 | 0 | 0 | 0 | 0.2 | 0 | 0 | 0 | 0
|  |  |  | 11.2 | 22.4 | 0 | 0 | 0 | 0 | 0 | 7.48 | 0.10709 | 0 | 22.4 | 22.4 | 0 | 0 | 0 | 0 | 0 | 0.2 | 0 | 0 | 0 | 0
|  |  |  | 12.24 | 24.48 | 0 | 0 | 0 | 0 | 0 | 7.48 | 0.10709 | 0 | 24.48 | 24.48 | 0 | 0 | 0 | 0 | 0 | 0.2 | 0 | 0 | 0 | 0
|  |  |  | 15.4933 | 30.9867 | 0 | 0 | 0 | 0 | 0 | 7.48 | 0.10709 | 0 | 30.987 | 30.987 | 0 | 0 | 0 | 0 | 0 | 0.2 | 0 | 0 | 0 | 0
|  |  |  | 17.8933 | 35.7867 | 0 | 0 | 0 | 0 | 0 | 7.48 | 0.10709 | 0 | 35.787 | 32.827 | 0 | 2.96 | 0 | 0 | 2.96 | 0.2 | 0 | 0 | 0 | 0
|  |  |  | 24.4933 | 48.9867 | 0 | 0 | 0 | 0 | 0 | 7.48 | 0.10709 | 0 | 48.987 | 28.392 | 0 | 20.594 | 0 | 0 | 20.594 | 0.2 | 0 | 0 | 0 | 0
|  |  |  | 24.32 | 48.64 | 0 | 0 | 0 | 0 | 0 | 7.48 | 0.10709 | 0 | 48.64 | 4.97 | 0 | 43.67 | 0 | 0 | 43.67 | 0.2 | 0 | 0 | 0 | 0
|  |  |  | 27.04 | 54.08 | 0 | 0 | 0 | 0 | 0 | 7.48 | 0.10709 | 0 | 54.08 | 0 | 0 | 62.968 | 8.888 | 0 | 54.08 | 0.48287 | 0 | 0 | 0 | 0
|  |  |  | 26.36 | 52.72 | 0 | 0 | 0 | 0 | 0 | 7.48 | 0.10709 | 0 | 52.72 | 0 | 11.7 | 65.274 | 12.554 | 0 | 52.72 | 0.88243 | 0 | 0 | 0 | 0
|  |  |  | 29.92 | 59.84 | 0 | 0 | 0 | 0 | 0 | 7.48 | 0.12502 | 0 | 59.84 | 0 | 24.336 | 63.534 | 3.694 | 0 | 59.84 | 1 | 0 | 0 | 0 | 0
|  |  |  | 31.24 | 62.48 | 0 | 0 | 0 | 0 | 0 | 7.48 | 0.12502 | 0 | 62.48 | 0 | 29.559 | 62.48 | 0 | 0 | 62.48 | 1 | 0 | 0 | 0 | 0
|  |  |  | 31.64 | 63.28 | 0 | 0 | 0 | 0 | 0 | 7.48 | 0.12502 | 0 | 63.28 | 0 | 28.898 | 63.28 | 0 | 0 | 63.28 | 1 | 0 | 0 | 0 | 0
|  |  |  | 27.48 | 54.96 | 0 | 0 | 0 | 0 | 0 | 12.23 | 0.12502 | 0 | 54.96 | 0 | 31.486 | 54.96 | 0 | 0 | 54.96 | 1 | 0 | 0 | 0 | 0
|  |  |  | 27 | 54 | 0 | 0 | 0 | 0 | 0 | 12.23 | 0.12502 | 0 | 54 | 0 | 20.896 | 54 | 0 | 0 | 54 | 1 | 0 | 0 | 0 | 0
|  |  |  | 26.2 | 52.4 | 0 | 0 | 0 | 0 | 0 | 12.23 | 0.12502 | 0 | 52.4 | 0 | 4.471 | 52.4 | 0 | 0 | 52.4 | 1 | 0 | 0 | 0 | 0
|  |  |  | 29.84 | 59.68 | 0 | 0 | 0 | 0 | 0 | 12.23 | 0.12502 | 0 | 59.68 | 24.512 | 0 | 35.168 | 0 | 0 | 35.168 | 1 | 0 | 0 | 0 | 0
|  |  |  | 27.84 | 55.68 | 0 | 0 | 0 | 0 | 0 | 7.48 | 0.12502 | 0 | 55.68 | 42.945 | 0 | 12.735 | 0 | 0 | 12.735 | 1 | 0 | 0 | 0 | 0
|  |  |  | 26.92 | 53.84 | 0 | 0 | 0 | 0 | 0 | 7.48 | 0.12502 | 0 | 53.84 | 43.556 | 0 | 0.252 | 0 | 0 | 0.252 | 0.64467 | 0 | 10.032 | 0 | 0
|  |  |  | 26.48 | 52.96 | 0 | 0 | 0 | 0 | 0 | 7.48 | 0.12502 | 0 | 52.96 | 40.406 | 0 | 0 | 0 | 0 | 0 | 0.2 | 0 | 12.554 | 0 | 0
|  |  |  | 24.76 | 49.52 | 0 | 0 | 0 | 0 | 0 | 7.48 | 0.10709 | 0 | 49.52 | 49.52 | 0 | 0 | 0 | 0 | 0 | 0.2 | 0 | 0 | 0 | 0
|  |  |  | 24.28 | 48.56 | 0 | 0 | 0 | 0 | 0 | 7.48 | 0.10709 | 0 | 48.56 | 48.56 | 0 | 0 | 0 | 0 | 0 | 0.2 | 0 | 0 | 0 | 0
|  |  |  | 20.08 | 40.16 | 0 | 0 | 0 | 0 | 0 | 7.48 | 0.10709 | 0 | 40.16 | 40.16 | 0 | 0 | 0 | 0 | 0 | 0.2 | 0 | 0 | 0 | 0
|  |  |  | 12.44 | 24.88 | 0 | 0 | 0 | 0 | 0 | 7.48 | 0.10709 | 0 | 24.88 | 24.88 | 0 | 0 | 0 | 0 | 0 | 0.2 | 0 | 0 | 0 | 0
|  |  |  | 11.08 | 22.16 | 0 | 0 | 0 | 0 | 0 | 7.48 | 0.10709 | 0 | 22.16 | 22.16 | 0 | 0 | 0 | 0 | 0 | 0.2 | 0 | 0 | 0 | 0
|  |  |  | 9.84 | 19.68 | 0 | 0 | 0 | 0 | 0 | 7.48 | 0.10709 | 0 | 19.68 | 19.68 | 0 | 0 | 0 | 0 | 0 | 0.2 | 0 | 0 | 0 | 0
|  |  |  | 11.96 | 23.92 | 0 | 0 | 0 | 0 | 0 | 7.48 | 0.10709 | 0 | 23.92 | 23.92 | 0 | 0 | 0 | 0 | 0 | 0.2 | 0 | 0 | 0 | 0
|  |  |  | 15 | 30 | 0 | 0 | 0 | 0 | 0 | 7.48 | 0.10709 | 0 | 30 | 30 | 0 | 0 | 0 | 0 | 0 | 0.2 | 0 | 0 | 0 | 0
|  |  |  | 16.24 | 32.48 | 0 | 0 | 0 | 0 | 0 | 7.48 | 0.10709 | 0 | 32.48 | 32.48 | 0 | 0 | 0 | 0 | 0 | 0.2 | 0 | 0 | 0 | 0
|  |  |  | 17.12 | 34.24 | 0 | 0 | 0 | 0 | 0 | 7.48 | 0.10709 | 0 | 34.24 | 31.041 | 0 | 3.199 | 0 | 0 | 3.199 | 0.2 | 0 | 0 | 0 | 0
|  |  |  | 18.6 | 37.2 | 0 | 0 | 0 | 0 | 0 | 7.48 | 0.10709 | 0 | 37.2 | 16.694 | 0 | 20.506 | 0 | 0 | 20.506 | 0.2 | 0 | 0 | 0 | 0
|  |  |  | 24.56 | 49.12 | 0 | 0 | 0 | 0 | 0 | 7.48 | 0.10709 | 0 | 49.12 | 6.52 | 0 | 42.6 | 0 | 0 | 42.6 | 0.2 | 0 | 0 | 0 | 0
|  |  |  | 23.52 | 47.04 | 0 | 0 | 0 | 0 | 0 | 7.48 | 0.10709 | 0 | 47.04 | 0 | 1.598 | 59.594 | 12.554 | 0 | 47.04 | 0.59956 | 0 | 0 | 0 | 0
|  |  |  | 25.68 | 51.36 | 0 | 0 | 0 | 0 | 0 | 7.48 | 0.10709 | 0 | 51.36 | 0 | 12.683 | 63.914 | 12.554 | 0 | 51.36 | 0.99913 | 0 | 0 | 0 | 0
|  |  |  | 26 | 52 | 0 | 0 | 0 | 0 | 0 | 7.48 | 0.12502 | 0 | 52 | 0 | 33.89 | 52.027 | 0.027 | 0 | 52 | 1 | 0 | 0 | 0 | 0
|  |  |  | 24.96 | 49.92 | 0 | 0 | 0 | 0 | 0 | 7.48 | 0.12502 | 0 | 49.92 | 0 | 42.484 | 49.92 | 0 | 0 | 49.92 | 1 | 0 | 0 | 0 | 0
|  |  |  | 24.08 | 48.16 | 0 | 0 | 0 | 0 | 0 | 7.48 | 0.12502 | 0 | 48.16 | 0 | 43.073 | 48.16 | 0 | 0 | 48.16 | 1 | 0 | 0 | 0 | 0
|  |  |  | 25.2 | 50.4 | 0 | 0 | 0 | 0 | 0 | 12.23 | 0.12502 | 0 | 50.4 | 0 | 34.56 | 50.4 | 0 | 0 | 50.4 | 1 | 0 | 0 | 0 | 0
|  |  |  | 23.84 | 47.68 | 0 | 0 | 0 | 0 | 0 | 12.23 | 0.12502 | 0 | 47.68 | 0 | 26.221 | 47.68 | 0 | 0 | 47.68 | 1 | 0 | 0 | 0 | 0
|  |  |  | 24.36 | 48.72 | 0 | 0 | 0 | 0 | 0 | 12.23 | 0.12502 | 0 | 48.72 | 0 | 8.403 | 48.72 | 0 | 0 | 48.72 | 1 | 0 | 0 | 0 | 0
|  |  |  | 24.28 | 48.56 | 0 | 0 | 0 | 0 | 0 | 12.23 | 0.12502 | 0 | 48.56 | 13.417 | 0 | 35.143 | 0 | 0 | 35.143 | 1 | 0 | 0 | 0 | 0
|  |  |  | 26.52 | 53.04 | 0 | 0 | 0 | 0 | 0 | 7.48 | 0.12502 | 0 | 53.04 | 40.167 | 0 | 12.873 | 0 | 0 | 12.873 | 1 | 0 | 0 | 0 | 0
|  |  |  | 22.64 | 45.28 | 0 | 0 | 0 | 0 | 0 | 7.48 | 0.12502 | 0 | 45.28 | 34.82 | 0 | 0.428 | 0 | 0 | 0.428 | 0.64467 | 0 | 10.032 | 0 | 0
|  |  |  | 20.72 | 41.44 | 0 | 0 | 0 | 0 | 0 | 7.48 | 0.12502 | 0 | 41.44 | 28.886 | 0 | 0 | 0 | 0 | 0 | 0.2 | 0 | 12.554 | 0 | 0
|  |  |  | 22.12 | 44.24 | 0 | 0 | 0 | 0 | 0 | 7.48 | 0.10709 | 0 | 44.24 | 44.24 | 0 | 0 | 0 | 0 | 0 | 0.2 | 0 | 0 | 0 | 0
|  |  |  | 22.12 | 44.24 | 0 | 0 | 0 | 0 | 0 | 7.48 | 0.10709 | 0 | 44.24 | 44.24 | 0 | 0 | 0 | 0 | 0 | 0.2 | 0 | 0 | 0 | 0
|  |  |  | 22.8 | 45.6 | 0 | 0 | 0 | 0 | 0 | 7.48 | 0.10709 | 0 | 45.6 | 45.6 | 0 | 0 | 0 | 0 | 0 | 0.2 | 0 | 0 | 0 | 0
|  |  |  | 17.8 | 35.6 | 0 | 0 | 0 | 0 | 0 | 7.48 | 0.10709 | 0 | 35.6 | 35.6 | 0 | 0 | 0 | 0 | 0 | 0.2 | 0 | 0 | 0 | 0
|  |  |  | 15.8 | 31.6 | 0 | 0 | 0 | 0 | 0 | 7.48 | 0.10709 | 0 | 31.6 | 31.6 | 0 | 0 | 0 | 0 | 0 | 0.2 | 0 | 0 | 0 | 0
|  |  |  | 15.16 | 30.32 | 0 | 0 | 0 | 0 | 0 | 7.48 | 0.10709 | 0 | 30.32 | 30.32 | 0 | 0 | 0 | 0 | 0 | 0.2 | 0 | 0 | 0 | 0
|  |  |  | 16.12 | 32.24 | 0 | 0 | 0 | 0 | 0 | 7.48 | 0.10709 | 0 | 32.24 | 32.24 | 0 | 0 | 0 | 0 | 0 | 0.2 | 0 | 0 | 0 | 0
|  |  |  | 18.8 | 37.6 | 0 | 0 | 0 | 0 | 0 | 7.48 | 0.10709 | 0 | 37.6 | 37.6 | 0 | 0 | 0 | 0 | 0 | 0.2 | 0 | 0 | 0 | 0
|  |  |  | 16.04 | 32.08 | 0 | 0 | 0 | 0 | 0 | 7.48 | 0.10709 | 0 | 32.08 | 32.08 | 0 | 0 | 0 | 0 | 0 | 0.2 | 0 | 0 | 0 | 0
|  |  |  | 16.4 | 32.8 | 0 | 0 | 0 | 0 | 0 | 7.48 | 0.10709 | 0 | 32.8 | 29.739 | 0 | 3.061 | 0 | 0 | 3.061 | 0.2 | 0 | 0 | 0 | 0
|  |  |  | 16.4 | 32.8 | 0 | 0 | 0 | 0 | 0 | 7.48 | 0.10709 | 0 | 32.8 | 12.054 | 0 | 20.746 | 0 | 0 | 20.746 | 0.2 | 0 | 0 | 0 | 0
|  |  |  | 16.68 | 33.36 | 0 | 0 | 0 | 0 | 0 | 7.48 | 0.10709 | 0 | 33.36 | 0 | 0 | 42.612 | 9.252 | 0 | 33.36 | 0.49448 | 0 | 0 | 0 | 0
|  |  |  | 21.88 | 43.76 | 0 | 0 | 0 | 0 | 0 | 7.48 | 0.10709 | 0 | 43.76 | 0 | 4.311 | 56.314 | 12.554 | 0 | 43.76 | 0.89404 | 0 | 0 | 0 | 0
|  |  |  | 22.04 | 44.08 | 0 | 0 | 0 | 0 | 0 | 7.48 | 0.10709 | 0 | 44.08 | 0 | 26.24 | 47.409 | 3.329 | 0 | 44.08 | 1 | 0 | 0 | 0 | 0
|  |  |  | 22.16 | 44.32 | 0 | 0 | 0 | 0 | 0 | 7.48 | 0.12502 | 0 | 44.32 | 0 | 40.464 | 44.32 | 0 | 0 | 44.32 | 1 | 0 | 0 | 0 | 0
|  |  |  | 23.96 | 47.92 | 0 | 0 | 0 | 0 | 0 | 7.48 | 0.12502 | 0 | 47.92 | 0 | 40.051 | 47.92 | 0 | 0 | 47.92 | 1 | 0 | 0 | 0 | 0
|  |  |  | 23.84 | 47.68 | 0 | 0 | 0 | 0 | 0 | 7.48 | 0.12502 | 0 | 47.68 | 0 | 41.815 | 47.68 | 0 | 0 | 47.68 | 1 | 0 | 0 | 0 | 0
|  |  |  | 27.44 | 54.88 | 0 | 0 | 0 | 0 | 0 | 12.23 | 0.12502 | 0 | 54.88 | 0 | 28.417 | 54.88 | 0 | 0 | 54.88 | 1 | 0 | 0 | 0 | 0
|  |  |  | 27.08 | 54.16 | 0 | 0 | 0 | 0 | 0 | 12.23 | 0.12502 | 0 | 54.16 | 0 | 19.388 | 54.16 | 0 | 0 | 54.16 | 1 | 0 | 0 | 0 | 0
|  |  |  | 25.8 | 51.6 | 0 | 0 | 0 | 0 | 0 | 12.23 | 0.12502 | 0 | 51.6 | 0 | 5.019 | 51.6 | 0 | 0 | 51.6 | 1 | 0 | 0 | 0 | 0
|  |  |  | 23.56 | 47.12 | 0 | 0 | 0 | 0 | 0 | 12.23 | 0.12502 | 0 | 47.12 | 12.267 | 0 | 34.853 | 0 | 0 | 34.853 | 1 | 0 | 0 | 0 | 0
|  |  |  | 24.0933 | 48.1867 | 0 | 0 | 0 | 0 | 0 | 7.48 | 0.12502 | 0 | 48.187 | 35.477 | 0 | 12.709 | 0 | 0 | 12.709 | 1 | 0 | 0 | 0 | 0
|  |  |  | 23.0133 | 46.0267 | 0 | 0 | 0 | 0 | 0 | 7.48 | 0.12502 | 0 | 46.027 | 35.567 | 0 | 0.428 | 0 | 0 | 0.428 | 0.64467 | 0 | 10.032 | 0 | 0
|  |  |  | 18.36 | 36.72 | 0 | 0 | 0 | 0 | 0 | 7.48 | 0.12502 | 0 | 36.72 | 24.166 | 0 | 0 | 0 | 0 | 0 | 0.2 | 0 | 12.554 | 0 | 0
|  |  |  | 15.12 | 30.24 | 0 | 0 | 0 | 0 | 0 | 7.48 | 0.10709 | 0 | 30.24 | 30.24 | 0 | 0 | 0 | 0 | 0 | 0.2 | 0 | 0 | 0 | 0
|  |  |  | 15.64 | 31.28 | 0 | 0 | 0 | 0 | 0 | 7.48 | 0.10709 | 0 | 31.28 | 31.28 | 0 | 0 | 0 | 0 | 0 | 0.2 | 0 | 0 | 0 | 0
|  |  |  | 16.28 | 32.56 | 0 | 0 | 0 | 0 | 0 | 7.48 | 0.10709 | 0 | 32.56 | 32.56 | 0 | 0 | 0 | 0 | 0 | 0.2 | 0 | 0 | 0 | 0
|  |  |  | 11.76 | 23.52 | 0 | 0 | 0 | 0 | 0 | 7.48 | 0.10709 | 0 | 23.52 | 23.52 | 0 | 0 | 0 | 0 | 0 | 0.2 | 0 | 0 | 0 | 0
|  |  |  | 9.52 | 19.04 | 0 | 0 | 0 | 0 | 0 | 7.48 | 0.10709 | 0 | 19.04 | 19.04 | 0 | 0 | 0 | 0 | 0 | 0.2 | 0 | 0 | 0 | 0
|  |  |  | 9.52 | 19.04 | 0 | 0 | 0 | 0 | 0 | 7.48 | 0.10709 | 0 | 19.04 | 19.04 | 0 | 0 | 0 | 0 | 0 | 0.2 | 0 | 0 | 0 | 0
|  |  |  | 10.44 | 20.88 | 0 | 0 | 0 | 0 | 0 | 7.48 | 0.10709 | 0 | 20.88 | 20.88 | 0 | 0 | 0 | 0 | 0 | 0.2 | 0 | 0 | 0 | 0
|  |  |  | 12.72 | 25.44 | 0 | 0 | 0 | 0 | 0 | 7.48 | 0.10709 | 0 | 25.44 | 25.44 | 0 | 0 | 0 | 0 | 0 | 0.2 | 0 | 0 | 0 | 0
|  |  |  | 15.12 | 30.24 | 0 | 0 | 0 | 0 | 0 | 7.48 | 0.10709 | 0 | 30.24 | 30.24 | 0 | 0 | 0 | 0 | 0 | 0.2 | 0 | 0 | 0 | 0
|  |  |  | 17 | 34 | 0 | 0 | 0 | 0 | 0 | 7.48 | 0.10709 | 0 | 34 | 31.002 | 0 | 2.998 | 0 | 0 | 2.998 | 0.2 | 0 | 0 | 0 | 0
|  |  |  | 23.52 | 47.04 | 0 | 0 | 0 | 0 | 0 | 7.48 | 0.10709 | 0 | 47.04 | 26.597 | 0 | 20.443 | 0 | 0 | 20.443 | 0.2 | 0 | 0 | 0 | 0
|  |  |  | 27.16 | 54.32 | 0 | 0 | 0 | 0 | 0 | 7.48 | 0.10709 | 0 | 54.32 | 12.375 | 0 | 41.945 | 0 | 0 | 41.945 | 0.2 | 0 | 0 | 0 | 0
|  |  |  | 28.36 | 56.72 | 0 | 0 | 0 | 0 | 0 | 7.48 | 0.10709 | 0 | 56.72 | 0 | 0 | 59.617 | 2.897 | 0 | 56.72 | 0.2922 | 0 | 0 | 0 | 0
|  |  |  | 28.04 | 56.08 | 0 | 0 | 0 | 0 | 0 | 7.48 | 0.10709 | 0 | 56.08 | 0 | 3.516 | 68.634 | 12.554 | 0 | 56.08 | 0.69177 | 0 | 0 | 0 | 0
|  |  |  | 31.92 | 63.84 | 0 | 0 | 0 | 0 | 0 | 7.48 | 0.12502 | 0 | 63.84 | 0 | 9.899 | 73.524 | 9.684 | 0 | 63.84 | 1 | 0 | 0 | 0 | 0
|  |  |  | 33.72 | 67.44 | 0 | 0 | 0 | 0 | 0 | 7.48 | 0.12502 | 0 | 67.44 | 0 | 22.13 | 67.44 | 0 | 0 | 67.44 | 1 | 0 | 0 | 0 | 0
|  |  |  | 32.24 | 64.48 | 0 | 0 | 0 | 0 | 0 | 7.48 | 0.12502 | 0 | 64.48 | 0 | 25.556 | 64.48 | 0 | 0 | 64.48 | 1 | 0 | 0 | 0 | 0
|  |  |  | 35.16 | 70.32 | 0 | 0 | 0 | 0 | 0 | 12.23 | 0.12502 | 0 | 70.32 | 0 | 13.507 | 70.32 | 0 | 0 | 70.32 | 1 | 0 | 0 | 0 | 0
|  |  |  | 34.76 | 69.52 | 0 | 0 | 0 | 0 | 0 | 12.23 | 0.12502 | 0 | 69.52 | 0 | 3.184 | 69.52 | 0 | 0 | 69.52 | 1 | 0 | 0 | 0 | 0
|  |  |  | 31.68 | 63.36 | 0 | 0 | 0 | 0 | 0 | 12.23 | 0.12502 | 0 | 63.36 | 7.32 | 0 | 56.04 | 0 | 0 | 56.04 | 1 | 0 | 0 | 0 | 0
|  |  |  | 32.96 | 65.92 | 0 | 0 | 0 | 0 | 0 | 12.23 | 0.12502 | 0 | 65.92 | 31.344 | 0 | 34.576 | 0 | 0 | 34.576 | 1 | 0 | 0 | 0 | 0
|  |  |  | 32.72 | 65.44 | 0 | 0 | 0 | 0 | 0 | 7.48 | 0.12502 | 0 | 65.44 | 52.768 | 0 | 12.672 | 0 | 0 | 12.672 | 1 | 0 | 0 | 0 | 0
|  |  |  | 36.12 | 72.24 | 0 | 0 | 0 | 0 | 0 | 7.48 | 0.12502 | 0 | 72.24 | 61.692 | 0 | 0.516 | 0 | 0 | 0.516 | 0.64467 | 0 | 10.032 | 0 | 0
|  |  |  | 33.88 | 67.76 | 0 | 0 | 0 | 0 | 0 | 7.48 | 0.12502 | 0 | 67.76 | 55.206 | 0 | 0 | 0 | 0 | 0 | 0.2 | 0 | 12.554 | 0 | 0
|  |  |  | 32.32 | 64.64 | 0 | 0 | 0 | 0 | 0 | 7.48 | 0.10709 | 0 | 64.64 | 64.64 | 0 | 0 | 0 | 0 | 0 | 0.2 | 0 | 0 | 0 | 0
|  |  |  | 29.16 | 58.32 | 0 | 0 | 0 | 0 | 0 | 7.48 | 0.10709 | 0 | 58.32 | 58.32 | 0 | 0 | 0 | 0 | 0 | 0.2 | 0 | 0 | 0 | 0
|  |  |  | 16.88 | 33.76 | 0 | 0 | 0 | 0 | 0 | 7.48 | 0.10709 | 0 | 33.76 | 33.76 | 0 | 0 | 0 | 0 | 0 | 0.2 | 0 | 0 | 0 | 0
|  |  |  | 10.72 | 21.44 | 0 | 0 | 0 | 0 | 0 | 7.48 | 0.10709 | 0 | 21.44 | 21.44 | 0 | 0 | 0 | 0 | 0 | 0.2 | 0 | 0 | 0 | 0
|  |  |  | 9.2 | 18.4 | 0 | 0 | 0 | 0 | 0 | 7.48 | 0.10709 | 0 | 18.4 | 18.4 | 0 | 0 | 0 | 0 | 0 | 0.2 | 0 | 0 | 0 | 0
|  |  |  | 10.08 | 20.16 | 0 | 0 | 0 | 0 | 0 | 7.48 | 0.10709 | 0 | 20.16 | 20.16 | 0 | 0 | 0 | 0 | 0 | 0.2 | 0 | 0 | 0 | 0
|  |  |  | 9.52 | 19.04 | 0 | 0 | 0 | 0 | 0 | 7.48 | 0.10709 | 0 | 19.04 | 19.04 | 0 | 0 | 0 | 0 | 0 | 0.2 | 0 | 0 | 0 | 0
|  |  |  | 12.56 | 25.12 | 0 | 0 | 0 | 0 | 0 | 7.48 | 0.10709 | 0 | 25.12 | 25.12 | 0 | 0 | 0 | 0 | 0 | 0.2 | 0 | 0 | 0 | 0
|  |  |  | 14 | 28 | 0 | 0 | 0 | 0 | 0 | 7.48 | 0.10709 | 0 | 28 | 28 | 0 | 0 | 0 | 0 | 0 | 0.2 | 0 | 0 | 0 | 0
|  |  |  | 14.96 | 29.92 | 0 | 0 | 0 | 0 | 0 | 7.48 | 0.10709 | 0 | 29.92 | 26.771 | 0 | 3.149 | 0 | 0 | 3.149 | 0.2 | 0 | 0 | 0 | 0
|  |  |  | 20.08 | 40.16 | 0 | 0 | 0 | 0 | 0 | 7.48 | 0.10709 | 0 | 40.16 | 19.465 | 0 | 20.695 | 0 | 0 | 20.695 | 0.2 | 0 | 0 | 0 | 0
|  |  |  | 23.88 | 47.76 | 0 | 0 | 0 | 0 | 0 | 7.48 | 0.10709 | 0 | 47.76 | 5.45 | 0 | 42.31 | 0 | 0 | 42.31 | 0.2 | 0 | 0 | 0 | 0
|  |  |  | 25.92 | 51.84 | 0 | 0 | 0 | 0 | 0 | 7.48 | 0.10709 | 0 | 51.84 | 0 | 0 | 60.007 | 8.167 | 0 | 51.84 | 0.45995 | 0 | 0 | 0 | 0
|  |  |  | 32.36 | 64.72 | 0 | 0 | 0 | 0 | 0 | 7.48 | 0.10709 | 0 | 64.72 | 0 | 0 | 75.223 | 10.503 | 0 | 64.72 | 0.79425 | 0 | 0 | 0 | 0
|  |  |  | 32.36 | 64.72 | 0 | 0 | 0 | 0 | 0 | 7.48 | 0.10709 | 0 | 64.72 | 0 | 12.554 | 71.184 | 6.464 | 0 | 64.72 | 1 | 0 | 0 | 0 | 0
|  |  |  | 33.28 | 66.56 | 0 | 0 | 0 | 0 | 0 | 7.48 | 0.10709 | 0 | 66.56 | 0 | 23.376 | 66.56 | 0 | 0 | 66.56 | 1 | 0 | 0 | 0 | 0
|  |  |  | 37.32 | 74.64 | 0 | 0 | 0 | 0 | 0 | 7.48 | 0.10709 | 0 | 74.64 | 0 | 14.175 | 74.64 | 0 | 0 | 74.64 | 1 | 0 | 0 | 0 | 0
|  |  |  | 38.32 | 76.64 | 0 | 0 | 0 | 0 | 0 | 7.48 | 0.10709 | 0 | 76.64 | 0 | 6.809 | 76.64 | 0 | 0 | 76.64 | 1 | 0 | 0 | 0 | 0
|  |  |  | 35.24 | 70.48 | 0 | 0 | 0 | 0 | 0 | 7.48 | 0.10709 | 0 | 70.48 | 0 | 2.098 | 70.48 | 0 | 0 | 70.48 | 1 | 0 | 0 | 0 | 0
|  |  |  | 37.96 | 75.92 | 0 | 0 | 0 | 0 | 0 | 7.48 | 0.10709 | 0 | 75.92 | 19.792 | 0 | 56.128 | 0 | 0 | 56.128 | 1 | 0 | 0 | 0 | 0
|  |  |  | 39.2 | 78.4 | 0 | 0 | 0 | 0 | 0 | 7.48 | 0.10709 | 0 | 78.4 | 43.446 | 0 | 34.954 | 0 | 0 | 34.954 | 1 | 0 | 0 | 0 | 0
|  |  |  | 39.08 | 78.16 | 0 | 0 | 0 | 0 | 0 | 7.48 | 0.10709 | 0 | 78.16 | 65.123 | 0 | 13.037 | 0 | 0 | 13.037 | 1 | 0 | 0 | 0 | 0
|  |  |  | 37.32 | 74.64 | 0 | 0 | 0 | 0 | 0 | 7.48 | 0.10709 | 0 | 74.64 | 74.124 | 0 | 0.516 | 0 | 0 | 0.516 | 1 | 0 | 0 | 0 | 0
|  |  |  | 35 | 70 | 0 | 0 | 0 | 0 | 0 | 7.48 | 0.10709 | 0 | 70 | 70 | 0 | 0 | 0 | 0 | 0 | 1 | 0 | 0 | 0 | 0
|  |  |  | 32.76 | 65.52 | 0 | 0 | 0 | 0 | 0 | 7.48 | 0.10709 | 0 | 65.52 | 65.52 | 0 | 0 | 0 | 0 | 0 | 1 | 0 | 0 | 0 | 0
|  |  |  | 29.28 | 58.56 | 0 | 0 | 0 | 0 | 0 | 7.48 | 0.10709 | 0 | 58.56 | 58.56 | 0 | 0 | 0 | 0 | 0 | 1 | 0 | 0 | 0 | 0
|  |  |  | 17.64 | 35.28 | 0 | 0 | 0 | 0 | 0 | 7.48 | 0.10709 | 0 | 35.28 | 35.28 | 0 | 0 | 0 | 0 | 0 | 1 | 0 | 0 | 0 | 0
|  |  |  | 11.12 | 22.24 | 0 | 0 | 0 | 0 | 0 | 7.48 | 0.10709 | 0 | 22.24 | 22.24 | 0 | 0 | 0 | 0 | 0 | 1 | 0 | 0 | 0 | 0
|  |  |  | 9.52 | 19.04 | 0 | 0 | 0 | 0 | 0 | 7.48 | 0.10709 | 0 | 19.04 | 19.04 | 0 | 0 | 0 | 0 | 0 | 1 | 0 | 0 | 0 | 0
|  |  |  | 11.48 | 22.96 | 0 | 0 | 0 | 0 | 0 | 7.48 | 0.10709 | 0 | 22.96 | 22.96 | 0 | 0 | 0 | 0 | 0 | 1 | 0 | 0 | 0 | 0
|  |  |  | 9.72 | 19.44 | 0 | 0 | 0 | 0 | 0 | 7.48 | 0.10709 | 0 | 19.44 | 19.44 | 0 | 0 | 0 | 0 | 0 | 1 | 0 | 0 | 0 | 0
|  |  |  | 12.08 | 24.16 | 0 | 0 | 0 | 0 | 0 | 7.48 | 0.10709 | 0 | 24.16 | 24.16 | 0 | 0 | 0 | 0 | 0 | 1 | 0 | 0 | 0 | 0
|  |  |  | 13.44 | 26.88 | 0 | 0 | 0 | 0 | 0 | 7.48 | 0.10709 | 0 | 26.88 | 26.88 | 0 | 0 | 0 | 0 | 0 | 1 | 0 | 0 | 0 | 0
|  |  |  | 16.52 | 33.04 | 0 | 0 | 0 | 0 | 0 | 7.48 | 0.10709 | 0 | 33.04 | 22.815 | 0 | 3.653 | 0 | 0 | 3.653 | 0.76722 | 0 | 6.572 | 0 | 0
|  |  |  | 24.36 | 48.72 | 0 | 0 | 0 | 0 | 0 | 7.48 | 0.10709 | 0 | 48.72 | 14.791 | 0 | 21.375 | 0 | 0 | 21.375 | 0.32255 | 0 | 12.554 | 0 | 0
|  |  |  | 23.88 | 47.76 | 0 | 0 | 0 | 0 | 0 | 7.48 | 0.10709 | 0 | 47.76 | 0 | 0 | 44.3 | 0 | 0 | 44.3 | 0.2 | 0 | 3.46 | 0 | 0
|  |  |  | 25.12 | 50.24 | 0 | 0 | 0 | 0 | 0 | 7.48 | 0.10709 | 0 | 50.24 | 0 | 0.35 | 62.794 | 12.554 | 0 | 50.24 | 0.59956 | 0 | 0 | 0 | 0
|  |  |  | 28.88 | 57.76 | 0 | 0 | 0 | 0 | 0 | 7.48 | 0.10709 | 0 | 57.76 | 0 | 6.786 | 70.314 | 12.554 | 0 | 57.76 | 0.99913 | 0 | 0 | 0 | 0
|  |  |  | 33.12 | 66.24 | 0 | 0 | 0 | 0 | 0 | 7.48 | 0.10709 | 0 | 66.24 | 0 | 21.766 | 66.267 | 0.027 | 0 | 66.24 | 1 | 0 | 0 | 0 | 0
|  |  |  | 36.16 | 72.32 | 0 | 0 | 0 | 0 | 0 | 7.48 | 0.10709 | 0 | 72.32 | 0 | 18.875 | 72.32 | 0 | 0 | 72.32 | 1 | 0 | 0 | 0 | 0
|  |  |  | 38.88 | 77.76 | 0 | 0 | 0 | 0 | 0 | 7.48 | 0.10709 | 0 | 77.76 | 0 | 12.541 | 77.76 | 0 | 0 | 77.76 | 1 | 0 | 0 | 0 | 0
|  |  |  | 36.48 | 72.96 | 0 | 0 | 0 | 0 | 0 | 7.48 | 0.10709 | 0 | 72.96 | 0 | 11.169 | 72.96 | 0 | 0 | 72.96 | 1 | 0 | 0 | 0 | 0
|  |  |  | 34.92 | 69.84 | 0 | 0 | 0 | 0 | 0 | 7.48 | 0.10709 | 0 | 69.84 | 0 | 3.192 | 69.84 | 0 | 0 | 69.84 | 1 | 0 | 0 | 0 | 0
|  |  |  | 37.12 | 74.24 | 0 | 0 | 0 | 0 | 0 | 7.48 | 0.10709 | 0 | 74.24 | 18.603 | 0 | 55.637 | 0 | 0 | 55.637 | 1 | 0 | 0 | 0 | 0
|  |  |  | 35.36 | 70.72 | 0 | 0 | 0 | 0 | 0 | 7.48 | 0.10709 | 0 | 70.72 | 35.527 | 0 | 35.193 | 0 | 0 | 35.193 | 1 | 0 | 0 | 0 | 0
|  |  |  | 37.16 | 74.32 | 0 | 0 | 0 | 0 | 0 | 7.48 | 0.10709 | 0 | 74.32 | 61.044 | 0 | 13.276 | 0 | 0 | 13.276 | 1 | 0 | 0 | 0 | 0
|  |  |  | 35.72 | 71.44 | 0 | 0 | 0 | 0 | 0 | 7.48 | 0.10709 | 0 | 71.44 | 70.823 | 0 | 0.617 | 0 | 0 | 0.617 | 1 | 0 | 0 | 0 | 0
|  |  |  | 33.88 | 67.76 | 0 | 0 | 0 | 0 | 0 | 7.48 | 0.10709 | 0 | 67.76 | 67.76 | 0 | 0 | 0 | 0 | 0 | 1 | 0 | 0 | 0 | 0
|  |  |  | 33.88 | 67.76 | 0 | 0 | 0 | 0 | 0 | 7.48 | 0.10709 | 0 | 67.76 | 67.76 | 0 | 0 | 0 | 0 | 0 | 1 | 0 | 0 | 0 | 0
|  |  |  | 29.36 | 58.72 | 0 | 0 | 0 | 0 | 0 | 7.48 | 0.10709 | 0 | 58.72 | 58.72 | 0 | 0 | 0 | 0 | 0 | 1 | 0 | 0 | 0 | 0
|  |  |  | 21.48 | 42.96 | 0 | 0 | 0 | 0 | 0 | 7.48 | 0.10709 | 0 | 42.96 | 42.96 | 0 | 0 | 0 | 0 | 0 | 1 | 0 | 0 | 0 | 0
|  |  |  | 10.64 | 21.28 | 0 | 0 | 0 | 0 | 0 | 7.48 | 0.10709 | 0 | 21.28 | 21.28 | 0 | 0 | 0 | 0 | 0 | 1 | 0 | 0 | 0 | 0
|  |  |  | 8.76 | 17.52 | 0 | 0 | 0 | 0 | 0 | 7.48 | 0.10709 | 0 | 17.52 | 17.52 | 0 | 0 | 0 | 0 | 0 | 1 | 0 | 0 | 0 | 0
|  |  |  | 12.04 | 24.08 | 0 | 0 | 0 | 0 | 0 | 7.48 | 0.10709 | 0 | 24.08 | 24.08 | 0 | 0 | 0 | 0 | 0 | 1 | 0 | 0 | 0 | 0
|  |  |  | 8.44 | 16.88 | 0 | 0 | 0 | 0 | 0 | 7.48 | 0.10709 | 0 | 16.88 | 16.88 | 0 | 0 | 0 | 0 | 0 | 1 | 0 | 0 | 0 | 0
|  |  |  | 11.96 | 23.92 | 0 | 0 | 0 | 0 | 0 | 7.48 | 0.10709 | 0 | 23.92 | 23.92 | 0 | 0 | 0 | 0 | 0 | 1 | 0 | 0 | 0 | 0
|  |  |  | 13.68 | 27.36 | 0 | 0 | 0 | 0 | 0 | 7.48 | 0.10709 | 0 | 27.36 | 27.36 | 0 | 0 | 0 | 0 | 0 | 1 | 0 | 0 | 0 | 0
|  |  |  | 16.12 | 32.24 | 0 | 0 | 0 | 0 | 0 | 7.48 | 0.10709 | 0 | 32.24 | 22.14 | 0 | 3.829 | 0 | 0 | 3.829 | 0.77788 | 0 | 6.271 | 0 | 0
|  |  |  | 23.4 | 46.8 | 0 | 0 | 0 | 0 | 0 | 7.48 | 0.10709 | 0 | 46.8 | 17.065 | 0 | 17.181 | 0 | 0 | 17.181 | 0.33321 | 0 | 12.554 | 0 | 0
|  |  |  | 23.64 | 47.28 | 0 | 0 | 0 | 0 | 0 | 7.48 | 0.10709 | 0 | 47.28 | 0 | 0 | 43.519 | 0 | 0 | 43.519 | 0.2 | 0 | 3.761 | 0 | 0
|  |  |  | 25.72 | 51.44 | 0 | 0 | 0 | 0 | 0 | 7.48 | 0.10709 | 0 | 51.44 | 0 | 0 | 60.877 | 9.437 | 0 | 51.44 | 0.50035 | 0 | 0 | 0 | 0
|  |  |  | 29.88 | 59.76 | 0 | 0 | 0 | 0 | 0 | 7.48 | 0.10709 | 0 | 59.76 | 0 | 3.439 | 72.314 | 12.554 | 0 | 59.76 | 0.89991 | 0 | 0 | 0 | 0
|  |  |  | 35.6933 | 71.3867 | 0 | 0 | 0 | 0 | 0 | 7.48 | 0.12502 | 0 | 71.387 | 0 | 9.207 | 74.532 | 3.145 | 0 | 71.387 | 1 | 0 | 0 | 0 | 0
|  |  |  | 33.4933 | 66.9867 | 0 | 0 | 0 | 0 | 0 | 7.48 | 0.12502 | 0 | 66.987 | 0 | 22.684 | 66.987 | 0 | 0 | 66.987 | 1 | 0 | 0 | 0 | 0
|  |  |  | 34 | 68 | 0 | 0 | 0 | 0 | 0 | 7.48 | 0.12502 | 0 | 68 | 0 | 20.525 | 68 | 0 | 0 | 68 | 1 | 0 | 0 | 0 | 0
|  |  |  | 25.68 | 51.36 | 0 | 0 | 0 | 0 | 0 | 12.23 | 0.12502 | 0 | 51.36 | 0 | 22.994 | 51.36 | 0 | 0 | 51.36 | 1 | 0 | 0 | 0 | 0
|  |  |  | 24.88 | 49.76 | 0 | 0 | 0 | 0 | 0 | 12.23 | 0.12502 | 0 | 49.76 | 0 | 16.369 | 49.76 | 0 | 0 | 49.76 | 1 | 0 | 0 | 0 | 0
|  |  |  | 24.44 | 48.88 | 0 | 0 | 0 | 0 | 0 | 12.23 | 0.12502 | 0 | 48.88 | 0 | 6.127 | 48.88 | 0 | 0 | 48.88 | 1 | 0 | 0 | 0 | 0
|  |  |  | 23.68 | 47.36 | 0 | 0 | 0 | 0 | 0 | 12.23 | 0.12502 | 0 | 47.36 | 16.903 | 0 | 30.457 | 0 | 0 | 30.457 | 1 | 0 | 0 | 0 | 0
|  |  |  | 24.32 | 48.64 | 0 | 0 | 0 | 0 | 0 | 7.48 | 0.12502 | 0 | 48.64 | 38.097 | 0 | 10.543 | 0 | 0 | 10.543 | 1 | 0 | 0 | 0 | 0
|  |  |  | 24.76 | 49.52 | 0 | 0 | 0 | 0 | 0 | 7.48 | 0.12502 | 0 | 49.52 | 39.161 | 0 | 0.327 | 0 | 0 | 0.327 | 0.64467 | 0 | 10.032 | 0 | 0
|  |  |  | 23.8 | 47.6 | 0 | 0 | 0 | 0 | 0 | 7.48 | 0.12502 | 0 | 47.6 | 35.046 | 0 | 0 | 0 | 0 | 0 | 0.2 | 0 | 12.554 | 0 | 0
|  |  |  | 23.88 | 47.76 | 0 | 0 | 0 | 0 | 0 | 7.48 | 0.10709 | 12.554 | 47.76 | 47.76 | 0 | 0 | 0 | 0 | 0 | 0.59956 | 0 | 0 | 0 | 0
|  |  |  | 23.68 | 47.36 | 0 | 0 | 0 | 0 | 0 | 7.48 | 0.10709 | 12.554 | 47.36 | 47.36 | 0 | 0 | 0 | 0 | 0 | 0.99913 | 0 | 0 | 0 | 0
|  |  |  | 18.24 | 36.48 | 0 | 0 | 0 | 0 | 0 | 7.48 | 0.10709 | 0.027 | 36.48 | 36.48 | 0 | 0 | 0 | 0 | 0 | 1 | 0 | 0 | 0 | 0
|  |  |  | 10.76 | 21.52 | 0 | 0 | 0 | 0 | 0 | 7.48 | 0.10709 | 0 | 21.52 | 21.52 | 0 | 0 | 0 | 0 | 0 | 1 | 0 | 0 | 0 | 0
|  |  |  | 9.08 | 18.16 | 0 | 0 | 0 | 0 | 0 | 7.48 | 0.10709 | 0 | 18.16 | 18.16 | 0 | 0 | 0 | 0 | 0 | 1 | 0 | 0 | 0 | 0
|  |  |  | 9.84 | 19.68 | 0 | 0 | 0 | 0 | 0 | 7.48 | 0.10709 | 0 | 19.68 | 19.68 | 0 | 0 | 0 | 0 | 0 | 1 | 0 | 0 | 0 | 0
|  |  |  | 11.36 | 22.72 | 0 | 0 | 0 | 0 | 0 | 7.48 | 0.10709 | 0 | 22.72 | 22.72 | 0 | 0 | 0 | 0 | 0 | 1 | 0 | 0 | 0 | 0
|  |  |  | 13.6 | 27.2 | 0 | 0 | 0 | 0 | 0 | 7.48 | 0.10709 | 0 | 27.2 | 27.2 | 0 | 0 | 0 | 0 | 0 | 1 | 0 | 0 | 0 | 0
|  |  |  | 15.4 | 30.8 | 0 | 0 | 0 | 0 | 0 | 7.48 | 0.10709 | 0 | 30.8 | 30.8 | 0 | 0 | 0 | 0 | 0 | 1 | 0 | 0 | 0 | 0
|  |  |  | 17.6 | 35.2 | 0 | 0 | 0 | 0 | 0 | 7.48 | 0.10709 | 0 | 35.2 | 35.175 | 0 | 0.025 | 0 | 0 | 0.025 | 1 | 0 | 0 | 0 | 0
|  |  |  | 24.64 | 49.28 | 0 | 0 | 0 | 0 | 0 | 7.48 | 0.10709 | 0 | 49.28 | 48.033 | 0 | 1.247 | 0 | 0 | 1.247 | 1 | 0 | 0 | 0 | 0
|  |  |  | 24.92 | 49.84 | 0 | 0 | 0 | 0 | 0 | 7.48 | 0.10709 | 0 | 49.84 | 22.028 | 0 | 27.812 | 0 | 0 | 27.812 | 1 | 0 | 0 | 0 | 0
|  |  |  | 27.28 | 54.56 | 0 | 0 | 0 | 0 | 0 | 7.48 | 0.10709 | 0 | 54.56 | 51.411 | 0 | 3.149 | 0 | 0 | 3.149 | 1 | 0 | 0 | 0 | 0
|  |  |  | 29.96 | 59.92 | 0 | 0 | 0 | 0 | 0 | 7.48 | 0.10709 | 0 | 59.92 | 44.049 | 0 | 15.871 | 0 | 0 | 15.871 | 1 | 0 | 0 | 0 | 0
|  |  |  | 33.12 | 66.24 | 0 | 0 | 0 | 0 | 0 | 7.48 | 0.12502 | 0 | 66.24 | 24.169 | 0 | 42.071 | 0 | 0 | 42.071 | 1 | 0 | 0 | 0 | 0
|  |  |  | 32.76 | 65.52 | 0 | 0 | 0 | 0 | 0 | 7.48 | 0.12502 | 0 | 65.52 | 18.985 | 0 | 38.304 | 0 | 0 | 38.304 | 0.70847 | 0 | 8.23 | 0 | 0
|  |  |  | 30.96 | 61.92 | 0 | 0 | 0 | 0 | 0 | 7.48 | 0.12502 | 0 | 61.92 | 0 | 0 | 49.792 | 0 | 0 | 49.792 | 0.27888 | 0 | 12.128 | 0 | 0
|  |  |  | 27.32 | 54.64 | 0 | 0 | 0 | 0 | 0 | 12.23 | 0.12502 | 0 | 54.64 | 0 | 8.571 | 67.194 | 12.554 | 0 | 54.64 | 0.67845 | 0 | 0 | 0 | 0
|  |  |  | 27.44 | 54.88 | 0 | 0 | 0 | 0 | 0 | 12.23 | 0.12502 | 0 | 54.88 | 0 | 0 | 64.983 | 10.103 | 0 | 54.88 | 1 | 0 | 0 | 0 | 0
|  |  |  | 29.76 | 59.52 | 0 | 0 | 0 | 0 | 0 | 12.23 | 0.12502 | 0 | 59.52 | 3.266 | 0 | 56.254 | 0 | 0 | 56.254 | 1 | 0 | 0 | 0 | 0
|  |  |  | 25.88 | 51.76 | 0 | 0 | 0 | 0 | 0 | 12.23 | 0.12502 | 0 | 51.76 | 16.504 | 0 | 35.256 | 0 | 0 | 35.256 | 1 | 0 | 0 | 0 | 0
|  |  |  | 26.24 | 52.48 | 0 | 0 | 0 | 0 | 0 | 7.48 | 0.12502 | 0 | 52.48 | 44.242 | 0 | 8.238 | 0 | 0 | 8.238 | 1 | 0 | 0 | 0 | 0
|  |  |  | 25.72 | 51.44 | 0 | 0 | 0 | 0 | 0 | 7.48 | 0.12502 | 0 | 51.44 | 40.514 | 0 | 0.894 | 0 | 0 | 0.894 | 0.64467 | 0 | 10.032 | 0 | 0
|  |  |  | 25.92 | 51.84 | 0 | 0 | 0 | 0 | 0 | 7.48 | 0.12502 | 0 | 51.84 | 39.286 | 0 | 0 | 0 | 0 | 0 | 0.2 | 0 | 12.554 | 0 | 0
|  |  |  | 26.08 | 52.16 | 0 | 0 | 0 | 0 | 0 | 7.48 | 0.10709 | 12.554 | 52.16 | 52.16 | 0 | 0 | 0 | 0 | 0 | 0.59956 | 0 | 0 | 0 | 0
|  |  |  | 23.48 | 46.96 | 0 | 0 | 0 | 0 | 0 | 7.48 | 0.10709 | 1.417 | 46.96 | 46.96 | 0 | 0 | 0 | 0 | 0 | 0.64467 | 0 | 0 | 0 | 0
|  |  |  | 20.24 | 40.48 | 0 | 0 | 0 | 0 | 0 | 7.48 | 0.10709 | 0 | 40.48 | 40.48 | 0 | 0 | 0 | 0 | 0 | 0.64467 | 0 | 0 | 0 | 0
|  |  |  | 11.56 | 23.12 | 0 | 0 | 0 | 0 | 0 | 7.48 | 0.10709 | 0 | 23.12 | 23.12 | 0 | 0 | 0 | 0 | 0 | 0.64467 | 0 | 0 | 0 | 0
|  |  |  | 9.88 | 19.76 | 0 | 0 | 0 | 0 | 0 | 7.48 | 0.10709 | 0 | 19.76 | 19.76 | 0 | 0 | 0 | 0 | 0 | 0.64467 | 0 | 0 | 0 | 0
|  |  |  | 9.56 | 19.12 | 0 | 0 | 0 | 0 | 0 | 7.48 | 0.10709 | 0 | 19.12 | 19.12 | 0 | 0 | 0 | 0 | 0 | 0.64467 | 0 | 0 | 0 | 0
|  |  |  | 11.8133 | 23.6267 | 0 | 0 | 0 | 0 | 0 | 7.48 | 0.10709 | 0 | 23.627 | 23.627 | 0 | 0 | 0 | 0 | 0 | 0.64467 | 0 | 0 | 0 | 0
|  |  |  | 14.1867 | 28.3733 | 0 | 0 | 0 | 0 | 0 | 7.48 | 0.10709 | 0 | 28.373 | 28.373 | 0 | 0 | 0 | 0 | 0 | 0.64467 | 0 | 0 | 0 | 0
|  |  |  | 15.92 | 31.84 | 0 | 0 | 0 | 0 | 0 | 7.48 | 0.10709 | 0 | 31.84 | 31.84 | 0 | 0 | 0 | 0 | 0 | 0.64467 | 0 | 0 | 0 | 0
|  |  |  | 16.72 | 33.44 | 0 | 0 | 0 | 0 | 0 | 7.48 | 0.10709 | 0 | 33.44 | 29.082 | 0 | 4.358 | 0 | 0 | 4.358 | 0.64467 | 0 | 0 | 0 | 0
|  |  |  | 17.36 | 34.72 | 0 | 0 | 0 | 0 | 0 | 7.48 | 0.10709 | 0 | 34.72 | 29.518 | 0 | 5.202 | 0 | 0 | 5.202 | 0.64467 | 0 | 0 | 0 | 0
|  |  |  | 21.84 | 43.68 | 0 | 0 | 0 | 0 | 0 | 7.48 | 0.10709 | 0 | 43.68 | 30.379 | 0 | 13.301 | 0 | 0 | 13.301 | 0.64467 | 0 | 0 | 0 | 0
|  |  |  | 22.32 | 44.64 | 0 | 0 | 0 | 0 | 0 | 7.48 | 0.10709 | 0 | 44.64 | 20.38 | 0 | 24.26 | 0 | 0 | 24.26 | 0.64467 | 0 | 0 | 0 | 0
|  |  |  | 23.84 | 47.68 | 0 | 0 | 0 | 0 | 0 | 7.48 | 0.10709 | 0 | 47.68 | 20.107 | 0 | 27.573 | 0 | 0 | 27.573 | 0.64467 | 0 | 0 | 0 | 0
|  |  |  | 23.4 | 46.8 | 0 | 0 | 0 | 0 | 0 | 7.48 | 0.12502 | 0 | 46.8 | 4.683 | 0 | 29.563 | 0 | 0 | 29.563 | 0.2 | 0 | 12.554 | 0 | 0
|  |  |  | 23.64 | 47.28 | 0 | 0 | 0 | 0 | 0 | 7.48 | 0.12502 | 0 | 47.28 | 0 | 10.364 | 59.834 | 12.554 | 0 | 47.28 | 0.59956 | 0 | 0 | 0 | 0
|  |  |  | 22.52 | 45.04 | 0 | 0 | 0 | 0 | 0 | 7.48 | 0.12502 | 0 | 45.04 | 0 | 36.776 | 57.594 | 12.554 | 0 | 45.04 | 0.99913 | 0 | 0 | 0 | 0
|  |  |  | 23.304 | 46.608 | 0 | 0 | 0 | 0 | 0 | 12.23 | 0.12502 | 0 | 46.608 | 0 | 41.524 | 46.635 | 0.027 | 0 | 46.608 | 1 | 0 | 0 | 0 | 0
|  |  |  | 22.176 | 44.352 | 0 | 0 | 0 | 0 | 0 | 12.23 | 0.12502 | 0 | 44.352 | 0 | 32.181 | 44.352 | 0 | 0 | 44.352 | 1 | 0 | 0 | 0 | 0
|  |  |  | 22.72 | 45.44 | 0 | 0 | 0 | 0 | 0 | 12.23 | 0.12502 | 0 | 45.44 | 0 | 13.887 | 45.44 | 0 | 0 | 45.44 | 1 | 0 | 0 | 0 | 0
|  |  |  | 24.08 | 48.16 | 0 | 0 | 0 | 0 | 0 | 12.23 | 0.12502 | 0 | 48.16 | 11.014 | 0 | 37.146 | 0 | 0 | 37.146 | 1 | 0 | 0 | 0 | 0
|  |  |  | 24.24 | 48.48 | 0 | 0 | 0 | 0 | 0 | 7.48 | 0.12502 | 0 | 48.48 | 34.095 | 0 | 14.385 | 0 | 0 | 14.385 | 1 | 0 | 0 | 0 | 0
|  |  |  | 22.8343 | 45.6686 | 0 | 0 | 0 | 0 | 0 | 7.48 | 0.12502 | 0 | 45.669 | 34.604 | 0 | 1.033 | 0 | 0 | 1.033 | 0.64467 | 0 | 10.032 | 0 | 0
|  |  |  | 19.2 | 38.4 | 0 | 0 | 0 | 0 | 0 | 7.48 | 0.12502 | 0 | 38.4 | 25.846 | 0 | 0 | 0 | 0 | 0 | 0.2 | 0 | 12.554 | 0 | 0
|  |  |  | 16.1657 | 32.3314 | 0 | 0 | 0 | 0 | 0 | 7.48 | 0.10709 | 0 | 32.331 | 32.331 | 0 | 0 | 0 | 0 | 0 | 0.2 | 0 | 0 | 0 | 0
|  |  |  | 17 | 34 | 0 | 0 | 0 | 0 | 0 | 7.48 | 0.10709 | 0 | 34 | 34 | 0 | 0 | 0 | 0 | 0 | 0.2 | 0 | 0 | 0 | 0
|  |  |  | 16.6 | 33.2 | 0 | 0 | 0 | 0 | 0 | 7.48 | 0.10709 | 0 | 33.2 | 33.2 | 0 | 0 | 0 | 0 | 0 | 0.2 | 0 | 0 | 0 | 0
|  |  |  | 13.4 | 26.8 | 0 | 0 | 0 | 0 | 0 | 7.48 | 0.10709 | 0 | 26.8 | 26.8 | 0 | 0 | 0 | 0 | 0 | 0.2 | 0 | 0 | 0 | 0
|  |  |  | 13.2533 | 26.5067 | 0 | 0 | 0 | 0 | 0 | 7.48 | 0.10709 | 0 | 26.507 | 26.507 | 0 | 0 | 0 | 0 | 0 | 0.2 | 0 | 0 | 0 | 0
|  |  |  | 10.0667 | 20.1333 | 0 | 0 | 0 | 0 | 0 | 7.48 | 0.10709 | 0 | 20.133 | 20.133 | 0 | 0 | 0 | 0 | 0 | 0.2 | 0 | 0 | 0 | 0
|  |  |  | 12.12 | 24.24 | 0 | 0 | 0 | 0 | 0 | 7.48 | 0.10709 | 0 | 24.24 | 24.24 | 0 | 0 | 0 | 0 | 0 | 0.2 | 0 | 0 | 0 | 0
|  |  |  | 13.76 | 27.52 | 0 | 0 | 0 | 0 | 0 | 7.48 | 0.10709 | 0 | 27.52 | 27.52 | 0 | 0 | 0 | 0 | 0 | 0.2 | 0 | 0 | 0 | 0
|  |  |  | 15.4 | 30.8 | 0 | 0 | 0 | 0 | 0 | 7.48 | 0.10709 | 0 | 30.8 | 30.8 | 0 | 0 | 0 | 0 | 0 | 0.2 | 0 | 0 | 0 | 0
|  |  |  | 16 | 32 | 0 | 0 | 0 | 0 | 0 | 7.48 | 0.10709 | 0 | 32 | 30.841 | 0 | 1.159 | 0 | 0 | 1.159 | 0.2 | 0 | 0 | 0 | 0
|  |  |  | 16.64 | 33.28 | 0 | 0 | 0 | 0 | 0 | 7.48 | 0.10709 | 0 | 33.28 | 26.226 | 0 | 7.054 | 0 | 0 | 7.054 | 0.2 | 0 | 0 | 0 | 0
|  |  |  | 16 | 32 | 0 | 0 | 0 | 0 | 0 | 7.48 | 0.10709 | 0 | 32 | 19.341 | 0 | 12.659 | 0 | 0 | 12.659 | 0.2 | 0 | 0 | 0 | 0
|  |  |  | 21.04 | 42.08 | 0 | 0 | 0 | 0 | 0 | 7.48 | 0.10709 | 0 | 42.08 | 16.85 | 0 | 25.23 | 0 | 0 | 25.23 | 0.2 | 0 | 0 | 0 | 0
|  |  |  | 21.72 | 43.44 | 0 | 0 | 0 | 0 | 0 | 7.48 | 0.10709 | 0 | 43.44 | 0 | 0 | 43.733 | 0.293 | 0 | 43.44 | 0.20934 | 0 | 0 | 0 | 0
|  |  |  | 21.8666 | 43.7333 | 0 | 0 | 0 | 0 | 0 | 7.48 | 0.12502 | 0 | 43.733 | 0 | 34.303 | 56.287 | 12.554 | 0 | 43.733 | 0.6089 | 0 | 0 | 0 | 0
|  |  |  | 22.2933 | 44.5866 | 0 | 0 | 0 | 0 | 0 | 7.48 | 0.12502 | 0 | 44.587 | 0 | 36.613 | 56.875 | 12.288 | 0 | 44.587 | 1 | 0 | 0 | 0 | 0
|  |  |  | 22.28 | 44.56 | 0 | 0 | 0 | 0 | 0 | 7.48 | 0.12502 | 0 | 44.56 | 0 | 49.167 | 44.56 | 0 | 0 | 44.56 | 1 | 0 | 0 | 0 | 0
|  |  |  | 22.2 | 44.4 | 0 | 0 | 0 | 0 | 0 | 12.23 | 0.12502 | 0 | 44.4 | 0 | 43.596 | 44.4 | 0 | 0 | 44.4 | 1 | 0 | 0 | 0 | 0
|  |  |  | 22.6 | 45.2 | 0 | 0 | 0 | 0 | 0 | 12.23 | 0.12502 | 0 | 45.2 | 0 | 30.93 | 45.2 | 0 | 0 | 45.2 | 1 | 0 | 0 | 0 | 0
|  |  |  | 22.8 | 45.6 | 0 | 0 | 0 | 0 | 0 | 12.23 | 0.12502 | 0 | 45.6 | 0 | 13.438 | 45.6 | 0 | 0 | 45.6 | 1 | 0 | 0 | 0 | 0
|  |  |  | 22.84 | 45.68 | 0 | 0 | 0 | 0 | 0 | 12.23 | 0.12502 | 0 | 45.68 | 8.748 | 0 | 36.932 | 0 | 0 | 36.932 | 1 | 0 | 0 | 0 | 0
|  |  |  | 21.8 | 43.6 | 0 | 0 | 0 | 0 | 0 | 7.48 | 0.12502 | 0 | 43.6 | 29.178 | 0 | 14.422 | 0 | 0 | 14.422 | 1 | 0 | 0 | 0 | 0
|  |  |  | 16.12 | 32.24 | 0 | 0 | 0 | 0 | 0 | 7.48 | 0.12502 | 0 | 32.24 | 20.571 | 0 | 1.637 | 0 | 0 | 1.637 | 0.64467 | 0 | 10.032 | 0 | 0
|  |  |  | 14.6 | 29.2 | 0 | 0 | 0 | 0 | 0 | 7.48 | 0.12502 | 0 | 29.2 | 16.646 | 0 | 0 | 0 | 0 | 0 | 0.2 | 0 | 12.554 | 0 | 0
|  |  |  | 15.04 | 30.08 | 0 | 0 | 0 | 0 | 0 | 7.48 | 0.10709 | 0 | 30.08 | 30.08 | 0 | 0 | 0 | 0 | 0 | 0.2 | 0 | 0 | 0 | 0
|  |  |  | 16.24 | 32.48 | 0 | 0 | 0 | 0 | 0 | 7.48 | 0.10709 | 0 | 32.48 | 32.48 | 0 | 0 | 0 | 0 | 0 | 0.2 | 0 | 0 | 0 | 0
|  |  |  | 17 | 34 | 0 | 0 | 0 | 0 | 0 | 7.48 | 0.10709 | 0 | 34 | 34 | 0 | 0 | 0 | 0 | 0 | 0.2 | 0 | 0 | 0 | 0
|  |  |  | 11.48 | 22.96 | 0 | 0 | 0 | 0 | 0 | 7.48 | 0.10709 | 0 | 22.96 | 22.96 | 0 | 0 | 0 | 0 | 0 | 0.2 | 0 | 0 | 0 | 0
|  |  |  | 8.96 | 17.92 | 0 | 0 | 0 | 0 | 0 | 7.48 | 0.10709 | 0 | 17.92 | 17.92 | 0 | 0 | 0 | 0 | 0 | 0.2 | 0 | 0 | 0 | 0
|  |  |  | 10.36 | 20.72 | 0 | 0 | 0 | 0 | 0 | 7.48 | 0.10709 | 0 | 20.72 | 20.72 | 0 | 0 | 0 | 0 | 0 | 0.2 | 0 | 0 | 0 | 0
|  |  |  | 12.84 | 25.68 | 0 | 0 | 0 | 0 | 0 | 7.48 | 0.10709 | 0 | 25.68 | 25.68 | 0 | 0 | 0 | 0 | 0 | 0.2 | 0 | 0 | 0 | 0
|  |  |  | 13.64 | 27.28 | 0 | 0 | 0 | 0 | 0 | 7.48 | 0.10709 | 0 | 27.28 | 27.28 | 0 | 0 | 0 | 0 | 0 | 0.2 | 0 | 0 | 0 | 0
|  |  |  | 15.36 | 30.72 | 0 | 0 | 0 | 0 | 0 | 7.48 | 0.10709 | 0 | 30.72 | 30.72 | 0 | 0 | 0 | 0 | 0 | 0.2 | 0 | 0 | 0 | 0
|  |  |  | 16.32 | 32.64 | 0 | 0 | 0 | 0 | 0 | 7.48 | 0.10709 | 0 | 32.64 | 28.811 | 0 | 3.829 | 0 | 0 | 3.829 | 0.2 | 0 | 0 | 0 | 0
|  |  |  | 23.76 | 47.52 | 0 | 0 | 0 | 0 | 0 | 7.48 | 0.10709 | 0 | 47.52 | 29.835 | 0 | 17.685 | 0 | 0 | 17.685 | 0.2 | 0 | 0 | 0 | 0
|  |  |  | 23.88 | 47.76 | 0 | 0 | 0 | 0 | 0 | 7.48 | 0.10709 | 0 | 47.76 | 12.126 | 0 | 35.634 | 0 | 0 | 35.634 | 0.2 | 0 | 0 | 0 | 0
|  |  |  | 27.93 | 55.86 | 0 | 0 | 0 | 0 | 0 | 7.48 | 0.10709 | 0 | 55.86 | 2.239 | 0 | 53.621 | 0 | 0 | 53.621 | 0.2 | 0 | 0 | 0 | 0
|  |  |  | 32.17 | 64.34 | 0 | 0 | 0 | 0 | 0 | 7.48 | 0.10709 | 0 | 64.34 | 0 | 0 | 66.759 | 2.419 | 0 | 64.34 | 0.27699 | 0 | 0 | 0 | 0
|  |  |  | 30.8 | 61.6 | 0 | 0 | 0 | 0 | 0 | 7.48 | 0.12502 | 0 | 61.6 | 0 | 1.611 | 74.154 | 12.554 | 0 | 61.6 | 0.67655 | 0 | 0 | 0 | 0
|  |  |  | 32.92 | 65.84 | 0 | 0 | 0 | 0 | 0 | 7.48 | 0.12502 | 0 | 65.84 | 0 | 10.759 | 76.002 | 10.162 | 0 | 65.84 | 1 | 0 | 0 | 0 | 0
|  |  |  | 28.56 | 57.12 | 0 | 0 | 0 | 0 | 0 | 7.48 | 0.12502 | 0 | 57.12 | 0 | 26.429 | 57.12 | 0 | 0 | 57.12 | 1 | 0 | 0 | 0 | 0
|  |  |  | 27.68 | 55.36 | 0 | 0 | 0 | 0 | 0 | 12.23 | 0.12502 | 0 | 55.36 | 0 | 21.199 | 55.36 | 0 | 0 | 55.36 | 1 | 0 | 0 | 0 | 0
|  |  |  | 26.52 | 53.04 | 0 | 0 | 0 | 0 | 0 | 12.23 | 0.12502 | 0 | 53.04 | 0 | 12.535 | 53.04 | 0 | 0 | 53.04 | 1 | 0 | 0 | 0 | 0
|  |  |  | 25.16 | 50.32 | 0 | 0 | 0 | 0 | 0 | 12.23 | 0.12502 | 0 | 50.32 | 0 | 2.571 | 50.32 | 0 | 0 | 50.32 | 1 | 0 | 0 | 0 | 0
|  |  |  | 25.88 | 51.76 | 0 | 0 | 0 | 0 | 0 | 12.23 | 0.12502 | 0 | 51.76 | 15.534 | 0 | 36.226 | 0 | 0 | 36.226 | 1 | 0 | 0 | 0 | 0
|  |  |  | 26.32 | 52.64 | 0 | 0 | 0 | 0 | 0 | 7.48 | 0.12502 | 0 | 52.64 | 40.548 | 0 | 12.092 | 0 | 0 | 12.092 | 1 | 0 | 0 | 0 | 0
|  |  |  | 25.08 | 50.16 | 0 | 0 | 0 | 0 | 0 | 7.48 | 0.12502 | 0 | 50.16 | 39.259 | 0 | 0.869 | 0 | 0 | 0.869 | 0.64467 | 0 | 10.032 | 0 | 0
|  |  |  | 25.56 | 51.12 | 0 | 0 | 0 | 0 | 0 | 7.48 | 0.12502 | 0 | 51.12 | 38.566 | 0 | 0 | 0 | 0 | 0 | 0.2 | 0 | 12.554 | 0 | 0
|  |  |  | 26.4 | 52.8 | 0 | 0 | 0 | 0 | 0 | 7.48 | 0.10709 | 0 | 52.8 | 52.8 | 0 | 0 | 0 | 0 | 0 | 0.2 | 0 | 0 | 0 | 0
|  |  |  | 24.52 | 49.04 | 0 | 0 | 0 | 0 | 0 | 7.48 | 0.10709 | 0 | 49.04 | 49.04 | 0 | 0 | 0 | 0 | 0 | 0.2 | 0 | 0 | 0 | 0
|  |  |  | 18.76 | 37.52 | 0 | 0 | 0 | 0 | 0 | 7.48 | 0.10709 | 0 | 37.52 | 37.52 | 0 | 0 | 0 | 0 | 0 | 0.2 | 0 | 0 | 0 | 0
|  |  |  | 12.96 | 25.92 | 0 | 0 | 0 | 0 | 0 | 7.48 | 0.10709 | 0 | 25.92 | 25.92 | 0 | 0 | 0 | 0 | 0 | 0.2 | 0 | 0 | 0 | 0
|  |  |  | 10.96 | 21.92 | 0 | 0 | 0 | 0 | 0 | 7.48 | 0.10709 | 0 | 21.92 | 21.92 | 0 | 0 | 0 | 0 | 0 | 0.2 | 0 | 0 | 0 | 0
|  |  |  | 12.04 | 24.08 | 0 | 0 | 0 | 0 | 0 | 7.48 | 0.10709 | 0 | 24.08 | 24.08 | 0 | 0 | 0 | 0 | 0 | 0.2 | 0 | 0 | 0 | 0
|  |  |  | 14.2 | 28.4 | 0 | 0 | 0 | 0 | 0 | 7.48 | 0.10709 | 0 | 28.4 | 28.4 | 0 | 0 | 0 | 0 | 0 | 0.2 | 0 | 0 | 0 | 0
|  |  |  | 13 | 26 | 0 | 0 | 0 | 0 | 0 | 7.48 | 0.10709 | 0 | 26 | 26 | 0 | 0 | 0 | 0 | 0 | 0.2 | 0 | 0 | 0 | 0
|  |  |  | 14.72 | 29.44 | 0 | 0 | 0 | 0 | 0 | 7.48 | 0.10709 | 0 | 29.44 | 29.44 | 0 | 0 | 0 | 0 | 0 | 0.2 | 0 | 0 | 0 | 0
|  |  |  | 17.16 | 34.32 | 0 | 0 | 0 | 0 | 0 | 7.48 | 0.10709 | 0 | 34.32 | 30.566 | 0 | 3.754 | 0 | 0 | 3.754 | 0.2 | 0 | 0 | 0 | 0
|  |  |  | 24.68 | 49.36 | 0 | 0 | 0 | 0 | 0 | 7.48 | 0.10709 | 0 | 49.36 | 27.972 | 0 | 21.388 | 0 | 0 | 21.388 | 0.2 | 0 | 0 | 0 | 0
|  |  |  | 23.44 | 46.88 | 0 | 0 | 0 | 0 | 0 | 7.48 | 0.10709 | 0 | 46.88 | 3.537 | 0 | 43.343 | 0 | 0 | 43.343 | 0.2 | 0 | 0 | 0 | 0
|  |  |  | 24.72 | 49.44 | 0 | 0 | 0 | 0 | 0 | 7.48 | 0.10709 | 0 | 49.44 | 0 | 1.011 | 61.994 | 12.554 | 0 | 49.44 | 0.59956 | 0 | 0 | 0 | 0
|  |  |  | 26.88 | 53.76 | 0 | 0 | 0 | 0 | 0 | 7.48 | 0.10709 | 0 | 53.76 | 0 | 11.756 | 66.314 | 12.554 | 0 | 53.76 | 0.99913 | 0 | 0 | 0 | 0
|  |  |  | 30.24 | 60.48 | 0 | 0 | 0 | 0 | 0 | 7.48 | 0.10709 | 0 | 60.48 | 0 | 26.909 | 60.507 | 0.027 | 0 | 60.48 | 1 | 0 | 0 | 0 | 0
|  |  |  | 30.8 | 61.6 | 0 | 0 | 0 | 0 | 0 | 7.48 | 0.10709 | 0 | 61.6 | 0 | 29.583 | 61.6 | 0 | 0 | 61.6 | 1 | 0 | 0 | 0 | 0
|  |  |  | 28.4 | 56.8 | 0 | 0 | 0 | 0 | 0 | 7.48 | 0.10709 | 0 | 56.8 | 0 | 34.521 | 56.8 | 0 | 0 | 56.8 | 1 | 0 | 0 | 0 | 0
|  |  |  | 27 | 54 | 0 | 0 | 0 | 0 | 0 | 7.48 | 0.10709 | 0 | 54 | 0 | 31.552 | 54 | 0 | 0 | 54 | 1 | 0 | 0 | 0 | 0
|  |  |  | 26.8 | 53.6 | 0 | 0 | 0 | 0 | 0 | 7.48 | 0.10709 | 0 | 53.6 | 0 | 20.729 | 53.6 | 0 | 0 | 53.6 | 1 | 0 | 0 | 0 | 0
|  |  |  | 27.52 | 55.04 | 0 | 0 | 0 | 0 | 0 | 7.48 | 0.10709 | 0 | 55.04 | 0 | 2.07 | 55.04 | 0 | 0 | 55.04 | 1 | 0 | 0 | 0 | 0
|  |  |  | 26.56 | 53.12 | 0 | 0 | 0 | 0 | 0 | 7.48 | 0.10709 | 0 | 53.12 | 16.743 | 0 | 36.377 | 0 | 0 | 36.377 | 1 | 0 | 0 | 0 | 0
|  |  |  | 24.64 | 49.28 | 0 | 0 | 0 | 0 | 0 | 7.48 | 0.10709 | 0 | 49.28 | 35.437 | 0 | 13.843 | 0 | 0 | 13.843 | 1 | 0 | 0 | 0 | 0
|  |  |  | 24.8 | 49.6 | 0 | 0 | 0 | 0 | 0 | 7.48 | 0.10709 | 0 | 49.6 | 48.643 | 0 | 0.957 | 0 | 0 | 0.957 | 1 | 0 | 0 | 0 | 0
|  |  |  | 24.8 | 49.6 | 0 | 0 | 0 | 0 | 0 | 7.48 | 0.10709 | 0 | 49.6 | 49.6 | 0 | 0 | 0 | 0 | 0 | 1 | 0 | 0 | 0 | 0
|  |  |  | 25.12 | 50.24 | 0 | 0 | 0 | 0 | 0 | 7.48 | 0.10709 | 0 | 50.24 | 50.24 | 0 | 0 | 0 | 0 | 0 | 1 | 0 | 0 | 0 | 0
|  |  |  | 18.44 | 36.88 | 0 | 0 | 0 | 0 | 0 | 7.48 | 0.10709 | 0 | 36.88 | 36.88 | 0 | 0 | 0 | 0 | 0 | 1 | 0 | 0 | 0 | 0
|  |  |  | 17.32 | 34.64 | 0 | 0 | 0 | 0 | 0 | 7.48 | 0.10709 | 0 | 34.64 | 34.64 | 0 | 0 | 0 | 0 | 0 | 1 | 0 | 0 | 0 | 0
|  |  |  | 11.64 | 23.28 | 0 | 0 | 0 | 0 | 0 | 7.48 | 0.10709 | 0 | 23.28 | 23.28 | 0 | 0 | 0 | 0 | 0 | 1 | 0 | 0 | 0 | 0
|  |  |  | 9.72 | 19.44 | 0 | 0 | 0 | 0 | 0 | 7.48 | 0.10709 | 0 | 19.44 | 19.44 | 0 | 0 | 0 | 0 | 0 | 1 | 0 | 0 | 0 | 0
|  |  |  | 10.8 | 21.6 | 0 | 0 | 0 | 0 | 0 | 7.48 | 0.10709 | 0 | 21.6 | 21.6 | 0 | 0 | 0 | 0 | 0 | 1 | 0 | 0 | 0 | 0
|  |  |  | 12.16 | 24.32 | 0 | 0 | 0 | 0 | 0 | 7.48 | 0.10709 | 0 | 24.32 | 24.32 | 0 | 0 | 0 | 0 | 0 | 1 | 0 | 0 | 0 | 0
|  |  |  | 13.76 | 27.52 | 0 | 0 | 0 | 0 | 0 | 7.48 | 0.10709 | 0 | 27.52 | 27.52 | 0 | 0 | 0 | 0 | 0 | 1 | 0 | 0 | 0 | 0
|  |  |  | 14.72 | 29.44 | 0 | 0 | 0 | 0 | 0 | 7.48 | 0.10709 | 0 | 29.44 | 29.44 | 0 | 0 | 0 | 0 | 0 | 1 | 0 | 0 | 0 | 0
|  |  |  | 17.44 | 34.88 | 0 | 0 | 0 | 0 | 0 | 7.48 | 0.10709 | 0 | 34.88 | 30.761 | 0 | 4.119 | 0 | 0 | 4.119 | 1 | 0 | 0 | 0 | 0
|  |  |  | 24.72 | 49.44 | 0 | 0 | 0 | 0 | 0 | 7.48 | 0.10709 | 0 | 49.44 | 35.018 | 0 | 9.85 | 0 | 0 | 9.85 | 0.83805 | 0 | 4.572 | 0 | 0
|  |  |  | 25.36 | 50.72 | 0 | 0 | 0 | 0 | 0 | 7.48 | 0.10709 | 0 | 50.72 | 19.121 | 0 | 19.045 | 0 | 0 | 19.045 | 0.39338 | 0 | 12.554 | 0 | 0
|  |  |  | 25.56 | 51.12 | 0 | 0 | 0 | 0 | 0 | 7.48 | 0.10709 | 0 | 51.12 | 0 | 0 | 45.661 | 0 | 0 | 45.661 | 0.2 | 0 | 5.459 | 0 | 0
|  |  |  | 28.44 | 56.88 | 0 | 0 | 0 | 0 | 0 | 7.48 | 0.10709 | 0 | 56.88 | 0 | 7.692 | 69.434 | 12.554 | 0 | 56.88 | 0.59956 | 0 | 0 | 0 | 0
|  |  |  | 31.52 | 63.04 | 0 | 0 | 0 | 0 | 0 | 7.48 | 0.10709 | 0 | 63.04 | 0 | 11.369 | 75.594 | 12.554 | 0 | 63.04 | 0.99913 | 0 | 0 | 0 | 0
|  |  |  | 30.64 | 61.28 | 0 | 0 | 0 | 0 | 0 | 7.48 | 0.10709 | 0 | 61.28 | 0 | 29.094 | 61.307 | 0.027 | 0 | 61.28 | 1 | 0 | 0 | 0 | 0
|  |  |  | 26.64 | 53.28 | 0 | 0 | 0 | 0 | 0 | 7.48 | 0.10709 | 0 | 53.28 | 0 | 37.424 | 53.28 | 0 | 0 | 53.28 | 1 | 0 | 0 | 0 | 0
|  |  |  | 26.88 | 53.76 | 0 | 0 | 0 | 0 | 0 | 7.48 | 0.10709 | 0 | 53.76 | 0 | 31.162 | 53.76 | 0 | 0 | 53.76 | 1 | 0 | 0 | 0 | 0
|  |  |  | 25.56 | 51.12 | 0 | 0 | 0 | 0 | 0 | 7.48 | 0.10709 | 0 | 51.12 | 0 | 22.327 | 51.12 | 0 | 0 | 51.12 | 1 | 0 | 0 | 0 | 0
|  |  |  | 24.8 | 49.6 | 0 | 0 | 0 | 0 | 0 | 7.48 | 0.10709 | 0 | 49.6 | 0 | 7.246 | 49.6 | 0 | 0 | 49.6 | 1 | 0 | 0 | 0 | 0
|  |  |  | 25.12 | 50.24 | 0 | 0 | 0 | 0 | 0 | 7.48 | 0.10709 | 0 | 50.24 | 14.354 | 0 | 35.886 | 0 | 0 | 35.886 | 1 | 0 | 0 | 0 | 0
|  |  |  | 25.96 | 51.92 | 0 | 0 | 0 | 0 | 0 | 7.48 | 0.10709 | 0 | 51.92 | 37.674 | 0 | 14.246 | 0 | 0 | 14.246 | 1 | 0 | 0 | 0 | 0
|  |  |  | 24.72 | 49.44 | 0 | 0 | 0 | 0 | 0 | 7.48 | 0.10709 | 0 | 49.44 | 48.218 | 0 | 1.222 | 0 | 0 | 1.222 | 1 | 0 | 0 | 0 | 0
|  |  |  | 24.4 | 48.8 | 0 | 0 | 0 | 0 | 0 | 7.48 | 0.10709 | 0 | 48.8 | 48.8 | 0 | 0 | 0 | 0 | 0 | 1 | 0 | 0 | 0 | 0
|  |  |  | 24.84 | 49.68 | 0 | 0 | 0 | 0 | 0 | 7.48 | 0.10709 | 0 | 49.68 | 49.68 | 0 | 0 | 0 | 0 | 0 | 1 | 0 | 0 | 0 | 0
|  |  |  | 22.76 | 45.52 | 0 | 0 | 0 | 0 | 0 | 7.48 | 0.10709 | 0 | 45.52 | 45.52 | 0 | 0 | 0 | 0 | 0 | 1 | 0 | 0 | 0 | 0
|  |  |  | 19.56 | 39.12 | 0 | 0 | 0 | 0 | 0 | 7.48 | 0.10709 | 0 | 39.12 | 39.12 | 0 | 0 | 0 | 0 | 0 | 1 | 0 | 0 | 0 | 0
|  |  |  | 13.16 | 26.32 | 0 | 0 | 0 | 0 | 0 | 7.48 | 0.10709 | 0 | 26.32 | 26.32 | 0 | 0 | 0 | 0 | 0 | 1 | 0 | 0 | 0 | 0
|  |  |  | 11.52 | 23.04 | 0 | 0 | 0 | 0 | 0 | 7.48 | 0.10709 | 0 | 23.04 | 23.04 | 0 | 0 | 0 | 0 | 0 | 1 | 0 | 0 | 0 | 0
|  |  |  | 10.68 | 21.36 | 0 | 0 | 0 | 0 | 0 | 7.48 | 0.10709 | 0 | 21.36 | 21.36 | 0 | 0 | 0 | 0 | 0 | 1 | 0 | 0 | 0 | 0
|  |  |  | 12.04 | 24.08 | 0 | 0 | 0 | 0 | 0 | 7.48 | 0.10709 | 0 | 24.08 | 24.08 | 0 | 0 | 0 | 0 | 0 | 1 | 0 | 0 | 0 | 0
|  |  |  | 14.28 | 28.56 | 0 | 0 | 0 | 0 | 0 | 7.48 | 0.10709 | 0 | 28.56 | 28.56 | 0 | 0 | 0 | 0 | 0 | 1 | 0 | 0 | 0 | 0
|  |  |  | 15.92 | 31.84 | 0 | 0 | 0 | 0 | 0 | 7.48 | 0.10709 | 0 | 31.84 | 31.84 | 0 | 0 | 0 | 0 | 0 | 1 | 0 | 0 | 0 | 0
|  |  |  | 18.04 | 36.08 | 0 | 0 | 0 | 0 | 0 | 7.48 | 0.10709 | 0 | 36.08 | 31.218 | 0 | 4.862 | 0 | 0 | 4.862 | 1 | 0 | 0 | 0 | 0
|  |  |  | 25.08 | 50.16 | 0 | 0 | 0 | 0 | 0 | 7.48 | 0.10709 | 0 | 50.16 | 42.363 | 0 | 7.797 | 0 | 0 | 7.797 | 1 | 0 | 0 | 0 | 0
|  |  |  | 24.4533 | 48.9067 | 0 | 0 | 0 | 0 | 0 | 7.48 | 0.10709 | 0 | 48.907 | 32.746 | 0 | 16.161 | 0 | 0 | 16.161 | 1 | 0 | 0 | 0 | 0
|  |  |  | 25.6667 | 51.3333 | 0 | 0 | 0 | 0 | 0 | 7.48 | 0.10709 | 0 | 51.333 | 31.482 | 0 | 19.851 | 0 | 0 | 19.851 | 1 | 0 | 0 | 0 | 0
|  |  |  | 27.4 | 54.8 | 0 | 0 | 0 | 0 | 0 | 7.48 | 0.10709 | 0 | 54.8 | 37.04 | 0 | 17.76 | 0 | 0 | 17.76 | 1 | 0 | 0 | 0 | 0
|  |  |  | 32.8 | 65.6 | 0 | 0 | 0 | 0 | 0 | 7.48 | 0.12502 | 0 | 65.6 | 42.77 | 0 | 15.606 | 0 | 0 | 15.606 | 0.74413 | 0 | 7.224 | 0 | 0
|  |  |  | 34.96 | 69.92 | 0 | 0 | 0 | 0 | 0 | 7.48 | 0.12502 | 0 | 69.92 | 8.015 | 0 | 49.351 | 0 | 0 | 49.351 | 0.29946 | 0 | 12.554 | 0 | 0
|  |  |  | 35.24 | 70.48 | 0 | 0 | 0 | 0 | 0 | 7.48 | 0.12502 | 0 | 70.48 | 0 | 0 | 72.011 | 1.531 | 0 | 70.48 | 0.3482 | 0 | 0 | 0 | 0
|  |  |  | 30.32 | 60.64 | 0 | 0 | 0 | 0 | 0 | 12.23 | 0.12502 | 0 | 60.64 | 0 | 12.522 | 73.194 | 12.554 | 0 | 60.64 | 0.74776 | 0 | 0 | 0 | 0
|  |  |  | 32.44 | 64.88 | 0 | 0 | 0 | 0 | 0 | 12.23 | 0.12502 | 0 | 64.88 | 0 | 0 | 72.805 | 7.925 | 0 | 64.88 | 1 | 0 | 0 | 0 | 0
|  |  |  | 32.56 | 65.12 | 0 | 0 | 0 | 0 | 0 | 12.23 | 0.12502 | 0 | 65.12 | 8.728 | 0 | 56.392 | 0 | 0 | 56.392 | 1 | 0 | 0 | 0 | 0
|  |  |  | 31.56 | 63.12 | 0 | 0 | 0 | 0 | 0 | 12.23 | 0.12502 | 0 | 63.12 | 27.435 | 0 | 35.685 | 0 | 0 | 35.685 | 1 | 0 | 0 | 0 | 0
|  |  |  | 30.96 | 61.92 | 0 | 0 | 0 | 0 | 0 | 7.48 | 0.12502 | 0 | 61.92 | 47.309 | 0 | 14.611 | 0 | 0 | 14.611 | 1 | 0 | 0 | 0 | 0
|  |  |  | 33.48 | 66.96 | 0 | 0 | 0 | 0 | 0 | 7.48 | 0.12502 | 0 | 66.96 | 55.593 | 0 | 1.335 | 0 | 0 | 1.335 | 0.64467 | 0 | 10.032 | 0 | 0
|  |  |  | 30.32 | 60.64 | 0 | 0 | 0 | 0 | 0 | 7.48 | 0.12502 | 0 | 60.64 | 48.086 | 0 | 0 | 0 | 0 | 0 | 0.2 | 0 | 12.554 | 0 | 0
|  |  |  | 28.4 | 56.8 | 0 | 0 | 0 | 0 | 0 | 7.48 | 0.10709 | 12.554 | 56.8 | 56.8 | 0 | 0 | 0 | 0 | 0 | 0.59956 | 0 | 0 | 0 | 0
|  |  |  | 26.64 | 53.28 | 0 | 0 | 0 | 0 | 0 | 7.48 | 0.10709 | 12.554 | 53.28 | 53.28 | 0 | 0 | 0 | 0 | 0 | 0.99913 | 0 | 0 | 0 | 0
|  |  |  | 22.76 | 45.52 | 0 | 0 | 0 | 0 | 0 | 7.48 | 0.10709 | 0.027 | 45.52 | 45.52 | 0 | 0 | 0 | 0 | 0 | 1 | 0 | 0 | 0 | 0
|  |  |  | 11.52 | 23.04 | 0 | 0 | 0 | 0 | 0 | 7.48 | 0.10709 | 0 | 23.04 | 23.04 | 0 | 0 | 0 | 0 | 0 | 1 | 0 | 0 | 0 | 0
|  |  |  | 9.24 | 18.48 | 0 | 0 | 0 | 0 | 0 | 7.48 | 0.10709 | 0 | 18.48 | 18.48 | 0 | 0 | 0 | 0 | 0 | 1 | 0 | 0 | 0 | 0
|  |  |  | 9.4 | 18.8 | 0 | 0 | 0 | 0 | 0 | 7.48 | 0.10709 | 0 | 18.8 | 18.8 | 0 | 0 | 0 | 0 | 0 | 1 | 0 | 0 | 0 | 0
|  |  |  | 9 | 18 | 0 | 0 | 0 | 0 | 0 | 7.48 | 0.10709 | 0 | 18 | 18 | 0 | 0 | 0 | 0 | 0 | 1 | 0 | 0 | 0 | 0
|  |  |  | 12.2 | 24.4 | 0 | 0 | 0 | 0 | 0 | 7.48 | 0.10709 | 0 | 24.4 | 24.4 | 0 | 0 | 0 | 0 | 0 | 1 | 0 | 0 | 0 | 0
|  |  |  | 13.8 | 27.6 | 0 | 0 | 0 | 0 | 0 | 7.48 | 0.10709 | 0 | 27.6 | 27.6 | 0 | 0 | 0 | 0 | 0 | 1 | 0 | 0 | 0 | 0
|  |  |  | 17.36 | 34.72 | 0 | 0 | 0 | 0 | 0 | 7.48 | 0.10709 | 0 | 34.72 | 34.72 | 0 | 0 | 0 | 0 | 0 | 1 | 0 | 0 | 0 | 0
|  |  |  | 24.08 | 48.16 | 0 | 0 | 0 | 0 | 0 | 7.48 | 0.10709 | 0 | 48.16 | 42.668 | 0 | 5.492 | 0 | 0 | 5.492 | 1 | 0 | 0 | 0 | 0
|  |  |  | 23.76 | 47.52 | 0 | 0 | 0 | 0 | 0 | 7.48 | 0.10709 | 0 | 47.52 | 38.262 | 0 | 9.258 | 0 | 0 | 9.258 | 1 | 0 | 0 | 0 | 0
|  |  |  | 27.48 | 54.96 | 0 | 0 | 0 | 0 | 0 | 7.48 | 0.10709 | 0 | 54.96 | 42.969 | 0 | 11.991 | 0 | 0 | 11.991 | 1 | 0 | 0 | 0 | 0
|  |  |  | 31.56 | 63.12 | 0 | 0 | 0 | 0 | 0 | 7.48 | 0.10709 | 0 | 63.12 | 23.757 | 0 | 39.363 | 0 | 0 | 39.363 | 1 | 0 | 0 | 0 | 0
|  |  |  | 38.4 | 76.8 | 0 | 0 | 0 | 0 | 0 | 7.48 | 0.12502 | 0 | 76.8 | 48.66 | 0 | 28.14 | 0 | 0 | 28.14 | 1 | 0 | 0 | 0 | 0
|  |  |  | 40.8 | 81.6 | 0 | 0 | 0 | 0 | 0 | 7.48 | 0.12502 | 0 | 81.6 | 37.18 | 0 | 37.914 | 0 | 0 | 37.914 | 0.76955 | 0 | 6.506 | 0 | 0
|  |  |  | 38.2 | 76.4 | 0 | 0 | 0 | 0 | 0 | 7.48 | 0.12502 | 0 | 76.4 | 0 | 0 | 76.924 | 0.524 | 0 | 76.4 | 0.78622 | 0 | 0 | 0 | 0
|  |  |  | 38.24 | 76.48 | 0 | 0 | 0 | 0 | 0 | 12.23 | 0.12502 | 0 | 76.48 | 0 | 0 | 83.197 | 6.717 | 0 | 76.48 | 1 | 0 | 0 | 0 | 0
|  |  |  | 39.96 | 79.92 | 0 | 0 | 0 | 0 | 0 | 12.23 | 0.12502 | 0 | 79.92 | 9.345 | 0 | 70.575 | 0 | 0 | 70.575 | 1 | 0 | 0 | 0 | 0
|  |  |  | 40.64 | 81.28 | 0 | 0 | 0 | 0 | 0 | 12.23 | 0.12502 | 0 | 81.28 | 26.689 | 0 | 54.591 | 0 | 0 | 54.591 | 1 | 0 | 0 | 0 | 0
|  |  |  | 36.68 | 73.36 | 0 | 0 | 0 | 0 | 0 | 12.23 | 0.12502 | 0 | 73.36 | 38.645 | 0 | 34.715 | 0 | 0 | 34.715 | 1 | 0 | 0 | 0 | 0
|  |  |  | 38.32 | 76.64 | 0 | 0 | 0 | 0 | 0 | 7.48 | 0.12502 | 0 | 76.64 | 62.205 | 0 | 14.435 | 0 | 0 | 14.435 | 1 | 0 | 0 | 0 | 0
|  |  |  | 37.28 | 74.56 | 0 | 0 | 0 | 0 | 0 | 7.48 | 0.12502 | 0 | 74.56 | 63.218 | 0 | 1.31 | 0 | 0 | 1.31 | 0.64467 | 0 | 10.032 | 0 | 0
|  |  |  | 35.32 | 70.64 | 0 | 0 | 0 | 0 | 0 | 7.48 | 0.12502 | 0 | 70.64 | 58.086 | 0 | 0 | 0 | 0 | 0 | 0.2 | 0 | 12.554 | 0 | 0
|  |  |  | 33.36 | 66.72 | 0 | 0 | 0 | 0 | 0 | 7.48 | 0.10709 | 0 | 66.72 | 66.72 | 0 | 0 | 0 | 0 | 0 | 0.2 | 0 | 0 | 0 | 0
|  |  |  | 29.48 | 58.96 | 0 | 0 | 0 | 0 | 0 | 7.48 | 0.10709 | 0 | 58.96 | 58.96 | 0 | 0 | 0 | 0 | 0 | 0.2 | 0 | 0 | 0 | 0
|  |  |  | 21.6 | 43.2 | 0 | 0 | 0 | 0 | 0 | 7.48 | 0.10709 | 0 | 43.2 | 43.2 | 0 | 0 | 0 | 0 | 0 | 0.2 | 0 | 0 | 0 | 0
|  |  |  | 12.16 | 24.32 | 0 | 0 | 0 | 0 | 0 | 7.48 | 0.10709 | 0 | 24.32 | 24.32 | 0 | 0 | 0 | 0 | 0 | 0.2 | 0 | 0 | 0 | 0
|  |  |  | 9.44 | 18.88 | 0 | 0 | 0 | 0 | 0 | 7.48 | 0.10709 | 0 | 18.88 | 18.88 | 0 | 0 | 0 | 0 | 0 | 0.2 | 0 | 0 | 0 | 0
|  |  |  | 9.92 | 19.84 | 0 | 0 | 0 | 0 | 0 | 7.48 | 0.10709 | 0 | 19.84 | 19.84 | 0 | 0 | 0 | 0 | 0 | 0.2 | 0 | 0 | 0 | 0
|  |  |  | 9.2 | 18.4 | 0 | 0 | 0 | 0 | 0 | 7.48 | 0.10709 | 0 | 18.4 | 18.4 | 0 | 0 | 0 | 0 | 0 | 0.2 | 0 | 0 | 0 | 0
|  |  |  | 12.24 | 24.48 | 0 | 0 | 0 | 0 | 0 | 7.48 | 0.10709 | 0 | 24.48 | 24.48 | 0 | 0 | 0 | 0 | 0 | 0.2 | 0 | 0 | 0 | 0
|  |  |  | 14.28 | 28.56 | 0 | 0 | 0 | 0 | 0 | 7.48 | 0.10709 | 0 | 28.56 | 28.56 | 0 | 0 | 0 | 0 | 0 | 0.2 | 0 | 0 | 0 | 0
|  |  |  | 15.88 | 31.76 | 0 | 0 | 0 | 0 | 0 | 7.48 | 0.10709 | 0 | 31.76 | 26.835 | 0 | 4.925 | 0 | 0 | 4.925 | 0.2 | 0 | 0 | 0 | 0
|  |  |  | 16.36 | 32.72 | 0 | 0 | 0 | 0 | 0 | 7.48 | 0.10709 | 0 | 32.72 | 26.183 | 0 | 6.537 | 0 | 0 | 6.537 | 0.2 | 0 | 0 | 0 | 0
|  |  |  | 20.32 | 40.64 | 0 | 0 | 0 | 0 | 0 | 7.48 | 0.10709 | 0 | 40.64 | 27.591 | 0 | 13.049 | 0 | 0 | 13.049 | 0.2 | 0 | 0 | 0 | 0
|  |  |  | 20.92 | 41.84 | 0 | 0 | 0 | 0 | 0 | 7.48 | 0.10709 | 0 | 41.84 | 22.379 | 0 | 19.461 | 0 | 0 | 19.461 | 0.2 | 0 | 0 | 0 | 0
|  |  |  | 21.8 | 43.6 | 0 | 0 | 0 | 0 | 0 | 7.48 | 0.10709 | 0 | 43.6 | 16.707 | 0 | 26.893 | 0 | 0 | 26.893 | 0.2 | 0 | 0 | 0 | 0
|  |  |  | 22.52 | 45.04 | 0 | 0 | 0 | 0 | 0 | 7.48 | 0.12502 | 0 | 45.04 | 0 | 0 | 49.175 | 4.135 | 0 | 45.04 | 0.3316 | 0 | 0 | 0 | 0
|  |  |  | 24.08 | 48.16 | 0 | 0 | 0 | 0 | 0 | 7.48 | 0.12502 | 0 | 48.16 | 0 | 30.103 | 60.714 | 12.554 | 0 | 48.16 | 0.73117 | 0 | 0 | 0 | 0
|  |  |  | 24.72 | 49.44 | 0 | 0 | 0 | 0 | 0 | 7.48 | 0.12502 | 0 | 49.44 | 0 | 31.13 | 57.886 | 8.446 | 0 | 49.44 | 1 | 0 | 0 | 0 | 0
|  |  |  | 26.36 | 52.72 | 0 | 0 | 0 | 0 | 0 | 12.23 | 0.12502 | 0 | 52.72 | 0 | 31.862 | 52.72 | 0 | 0 | 52.72 | 1 | 0 | 0 | 0 | 0
|  |  |  | 27.88 | 55.76 | 0 | 0 | 0 | 0 | 0 | 12.23 | 0.12502 | 0 | 55.76 | 0 | 17.939 | 55.76 | 0 | 0 | 55.76 | 1 | 0 | 0 | 0 | 0
|  |  |  | 29.16 | 58.32 | 0 | 0 | 0 | 0 | 0 | 12.23 | 0.12502 | 0 | 58.32 | 0.441 | 0 | 57.879 | 0 | 0 | 57.879 | 1 | 0 | 0 | 0 | 0
|  |  |  | 29.44 | 58.88 | 0 | 0 | 0 | 0 | 0 | 12.23 | 0.12502 | 0 | 58.88 | 22.175 | 0 | 36.705 | 0 | 0 | 36.705 | 1 | 0 | 0 | 0 | 0
|  |  |  | 29.36 | 58.72 | 0 | 0 | 0 | 0 | 0 | 7.48 | 0.12502 | 0 | 58.72 | 43.857 | 0 | 14.863 | 0 | 0 | 14.863 | 1 | 0 | 0 | 0 | 0
|  |  |  | 26.44 | 52.88 | 0 | 0 | 0 | 0 | 0 | 7.48 | 0.12502 | 0 | 52.88 | 41.349 | 0 | 1.499 | 0 | 0 | 1.499 | 0.64467 | 0 | 10.032 | 0 | 0
|  |  |  | 26.36 | 52.72 | 0 | 0 | 0 | 0 | 0 | 7.48 | 0.12502 | 0 | 52.72 | 40.166 | 0 | 0 | 0 | 0 | 0 | 0.2 | 0 | 12.554 | 0 | 0
|  |  |  | 26 | 52 | 0 | 0 | 0 | 0 | 0 | 7.48 | 0.10709 | 12.554 | 52 | 52 | 0 | 0 | 0 | 0 | 0 | 0.59956 | 0 | 0 | 0 | 0
|  |  |  | 23.8 | 47.6 | 0 | 0 | 0 | 0 | 0 | 7.48 | 0.10709 | 9.186 | 47.6 | 47.6 | 0 | 0 | 0 | 0 | 0 | 0.89192 | 0 | 0 | 0 | 0
|  |  |  | 20.84 | 41.68 | 0 | 0 | 0 | 0 | 0 | 7.48 | 0.10709 | 0 | 41.68 | 41.68 | 0 | 0 | 0 | 0 | 0 | 0.89192 | 0 | 0 | 0 | 0
|  |  |  | 14.48 | 28.96 | 0 | 0 | 0 | 0 | 0 | 7.48 | 0.10709 | 0 | 28.96 | 28.96 | 0 | 0 | 0 | 0 | 0 | 0.89192 | 0 | 0 | 0 | 0
|  |  |  | 12.6 | 25.2 | 0 | 0 | 0 | 0 | 0 | 7.48 | 0.10709 | 0 | 25.2 | 25.2 | 0 | 0 | 0 | 0 | 0 | 0.89192 | 0 | 0 | 0 | 0
|  |  |  | 11.52 | 23.04 | 0 | 0 | 0 | 0 | 0 | 7.48 | 0.10709 | 0 | 23.04 | 23.04 | 0 | 0 | 0 | 0 | 0 | 0.89192 | 0 | 0 | 0 | 0
|  |  |  | 9.32 | 18.64 | 0 | 0 | 0 | 0 | 0 | 7.48 | 0.10709 | 0 | 18.64 | 18.64 | 0 | 0 | 0 | 0 | 0 | 0.89192 | 0 | 0 | 0 | 0
|  |  |  | 11.72 | 23.44 | 0 | 0 | 0 | 0 | 0 | 7.48 | 0.10709 | 0 | 23.44 | 23.44 | 0 | 0 | 0 | 0 | 0 | 0.89192 | 0 | 0 | 0 | 0
|  |  |  | 15.64 | 31.28 | 0 | 0 | 0 | 0 | 0 | 7.48 | 0.10709 | 0 | 31.28 | 31.28 | 0 | 0 | 0 | 0 | 0 | 0.89192 | 0 | 0 | 0 | 0
|  |  |  | 16.2 | 32.4 | 0 | 0 | 0 | 0 | 0 | 7.48 | 0.10709 | 0 | 32.4 | 31.821 | 0 | 0.579 | 0 | 0 | 0.579 | 0.89192 | 0 | 0 | 0 | 0
|  |  |  | 17.72 | 35.44 | 0 | 0 | 0 | 0 | 0 | 7.48 | 0.10709 | 0 | 35.44 | 31.535 | 0 | 3.905 | 0 | 0 | 3.905 | 0.89192 | 0 | 0 | 0 | 0
|  |  |  | 15.56 | 31.12 | 0 | 0 | 0 | 0 | 0 | 7.48 | 0.10709 | 0 | 31.12 | 23.915 | 0 | 7.205 | 0 | 0 | 7.205 | 0.89192 | 0 | 0 | 0 | 0
|  |  |  | 20.52 | 41.04 | 0 | 0 | 0 | 0 | 0 | 7.48 | 0.10709 | 0 | 41.04 | 25.257 | 0 | 15.783 | 0 | 0 | 15.783 | 0.89192 | 0 | 0 | 0 | 0
|  |  |  | 24.52 | 49.04 | 0 | 0 | 0 | 0 | 0 | 7.48 | 0.10709 | 0 | 49.04 | 22.626 | 0 | 26.414 | 0 | 0 | 26.414 | 0.89192 | 0 | 0 | 0 | 0
|  |  |  | 27.08 | 54.16 | 0 | 0 | 0 | 0 | 0 | 7.48 | 0.12502 | 0 | 54.16 | 6.703 | 0 | 34.904 | 0 | 0 | 34.904 | 0.44725 | 0 | 12.554 | 0 | 0
|  |  |  | 32.8 | 65.6 | 0 | 0 | 0 | 0 | 0 | 7.48 | 0.12502 | 0 | 65.6 | 0 | 0 | 68.359 | 2.759 | 0 | 65.6 | 0.53505 | 0 | 0 | 0 | 0
|  |  |  | 38 | 76 | 0 | 0 | 0 | 0 | 0 | 7.48 | 0.12502 | 0 | 76 | 0 | 1.142 | 88.554 | 12.554 | 0 | 76 | 0.93462 | 0 | 0 | 0 | 0
|  |  |  | 41.56 | 83.12 | 0 | 0 | 0 | 0 | 0 | 12.23 | 0.12502 | 0 | 83.12 | 0 | 0 | 85.174 | 2.054 | 0 | 83.12 | 1 | 0 | 0 | 0 | 0
|  |  |  | 43.76 | 87.52 | 0 | 0 | 0 | 0 | 0 | 12.23 | 0.12502 | 0 | 87.52 | 13.317 | 0 | 74.203 | 0 | 0 | 74.203 | 1 | 0 | 0 | 0 | 0
|  |  |  | 45.68 | 91.36 | 0 | 0 | 0 | 0 | 0 | 12.23 | 0.12502 | 0 | 91.36 | 33.544 | 0 | 57.816 | 0 | 0 | 57.816 | 1 | 0 | 0 | 0 | 0
|  |  |  | 42 | 84 | 0 | 0 | 0 | 0 | 0 | 12.23 | 0.12502 | 0 | 84 | 46.993 | 0 | 37.007 | 0 | 0 | 37.007 | 1 | 0 | 0 | 0 | 0
|  |  |  | 41.68 | 83.36 | 0 | 0 | 0 | 0 | 0 | 7.48 | 0.12502 | 0 | 83.36 | 68.585 | 0 | 14.775 | 0 | 0 | 14.775 | 1 | 0 | 0 | 0 | 0
|  |  |  | 36.2 | 72.4 | 0 | 0 | 0 | 0 | 0 | 7.48 | 0.12502 | 0 | 72.4 | 61.033 | 0 | 1.335 | 0 | 0 | 1.335 | 0.64467 | 0 | 10.032 | 0 | 0
|  |  |  | 30.56 | 61.12 | 0 | 0 | 0 | 0 | 0 | 7.48 | 0.12502 | 0 | 61.12 | 48.566 | 0 | 0 | 0 | 0 | 0 | 0.2 | 0 | 12.554 | 0 | 0
|  |  |  | 25.48 | 50.96 | 0 | 0 | 0 | 0 | 0 | 7.48 | 0.10709 | 12.554 | 50.96 | 50.96 | 0 | 0 | 0 | 0 | 0 | 0.59956 | 0 | 0 | 0 | 0
|  |  |  | 24.4 | 48.8 | 0 | 0 | 0 | 0 | 0 | 7.48 | 0.10709 | 12.554 | 48.8 | 48.8 | 0 | 0 | 0 | 0 | 0 | 0.99913 | 0 | 0 | 0 | 0
|  |  |  | 25.64 | 51.28 | 0 | 0 | 0 | 0 | 0 | 7.48 | 0.10709 | 0.027 | 51.28 | 51.28 | 0 | 0 | 0 | 0 | 0 | 1 | 0 | 0 | 0 | 0
|  |  |  | 14.8 | 29.6 | 0 | 0 | 0 | 0 | 0 | 7.48 | 0.10709 | 0 | 29.6 | 29.6 | 0 | 0 | 0 | 0 | 0 | 1 | 0 | 0 | 0 | 0
|  |  |  | 9.84 | 19.68 | 0 | 0 | 0 | 0 | 0 | 7.48 | 0.10709 | 0 | 19.68 | 19.68 | 0 | 0 | 0 | 0 | 0 | 1 | 0 | 0 | 0 | 0
|  |  |  | 11.72 | 23.44 | 0 | 0 | 0 | 0 | 0 | 7.48 | 0.10709 | 0 | 23.44 | 23.44 | 0 | 0 | 0 | 0 | 0 | 1 | 0 | 0 | 0 | 0
|  |  |  | 9.96 | 19.92 | 0 | 0 | 0 | 0 | 0 | 7.48 | 0.10709 | 0 | 19.92 | 19.92 | 0 | 0 | 0 | 0 | 0 | 1 | 0 | 0 | 0 | 0
|  |  |  | 11.92 | 23.84 | 0 | 0 | 0 | 0 | 0 | 7.48 | 0.10709 | 0 | 23.84 | 23.84 | 0 | 0 | 0 | 0 | 0 | 1 | 0 | 0 | 0 | 0
|  |  |  | 14.2 | 28.4 | 0 | 0 | 0 | 0 | 0 | 7.48 | 0.10709 | 0 | 28.4 | 28.4 | 0 | 0 | 0 | 0 | 0 | 1 | 0 | 0 | 0 | 0
|  |  |  | 16.32 | 32.64 | 0 | 0 | 0 | 0 | 0 | 7.48 | 0.10709 | 0 | 32.64 | 28.395 | 0 | 4.245 | 0 | 0 | 4.245 | 1 | 0 | 0 | 0 | 0
|  |  |  | 22.72 | 45.44 | 0 | 0 | 0 | 0 | 0 | 7.48 | 0.10709 | 0 | 45.44 | 30.652 | 0 | 14.788 | 0 | 0 | 14.788 | 1 | 0 | 0 | 0 | 0
|  |  |  | 23.64 | 47.28 | 0 | 0 | 0 | 0 | 0 | 7.48 | 0.10709 | 0 | 47.28 | 23.373 | 0 | 23.907 | 0 | 0 | 23.907 | 1 | 0 | 0 | 0 | 0
|  |  |  | 31.44 | 62.88 | 0 | 0 | 0 | 0 | 0 | 7.48 | 0.10709 | 0 | 62.88 | 1.739 | 0 | 61.141 | 0 | 0 | 61.141 | 1 | 0 | 0 | 0 | 0
|  |  |  | 40 | 80 | 0 | 0 | 0 | 0 | 0 | 7.48 | 0.10709 | 0 | 80 | 7.397 | 0 | 72.603 | 0 | 0 | 72.603 | 1 | 0 | 0 | 0 | 0
|  |  |  | 42.64 | 85.28 | 0 | 0 | 0 | 0 | 0 | 7.48 | 0.12502 | 0 | 85.28 | 2.171 | 0 | 83.109 | 0 | 0 | 83.109 | 1 | 0 | 0 | 0 | 0
|  |  |  | 47.32 | 94.64 | 0 | 0 | 0 | 0 | 0 | 7.48 | 0.12502 | 0 | 94.64 | 5.813 | 0 | 88.827 | 0 | 0 | 88.827 | 1 | 0 | 0 | 0 | 0
|  |  |  | 45.84 | 91.68 | 0 | 0 | 0 | 0 | 0 | 7.48 | 0.12502 | 0 | 91.68 | 3.886 | 0 | 87.794 | 0 | 0 | 87.794 | 1 | 0 | 0 | 0 | 0
|  |  |  | 45 | 90 | 0 | 0 | 0 | 0 | 0 | 12.23 | 0.12502 | 0 | 90 | 7.395 | 0 | 82.605 | 0 | 0 | 82.605 | 1 | 0 | 0 | 0 | 0
|  |  |  | 48.72 | 97.44 | 0 | 0 | 0 | 0 | 0 | 12.23 | 0.12502 | 0 | 97.44 | 25.58 | 0 | 71.86 | 0 | 0 | 71.86 | 1 | 0 | 0 | 0 | 0
|  |  |  | 45.12 | 90.24 | 0 | 0 | 0 | 0 | 0 | 12.23 | 0.12502 | 0 | 90.24 | 34.2 | 0 | 56.04 | 0 | 0 | 56.04 | 1 | 0 | 0 | 0 | 0
|  |  |  | 44.8 | 89.6 | 0 | 0 | 0 | 0 | 0 | 12.23 | 0.12502 | 0 | 89.6 | 53.79 | 0 | 35.81 | 0 | 0 | 35.81 | 1 | 0 | 0 | 0 | 0
|  |  |  | 42.04 | 84.08 | 0 | 0 | 0 | 0 | 0 | 7.48 | 0.12502 | 0 | 84.08 | 69.481 | 0 | 14.599 | 0 | 0 | 14.599 | 1 | 0 | 0 | 0 | 0
|  |  |  | 45.92 | 91.84 | 0 | 0 | 0 | 0 | 0 | 7.48 | 0.12502 | 0 | 91.84 | 84.686 | 0 | 1.461 | 0 | 0 | 1.461 | 0.79835 | 0 | 5.693 | 0 | 0
|  |  |  | 49.48 | 98.96 | 0 | 0 | 0 | 0 | 0 | 7.48 | 0.12502 | 0 | 98.96 | 86.406 | 0 | 0 | 0 | 0 | 0 | 0.35368 | 0 | 12.554 | 0 | 0
|  |  |  | 47.24 | 94.48 | 0 | 0 | 0 | 0 | 0 | 7.48 | 0.10709 | 0 | 94.48 | 90.141 | 0 | 0 | 0 | 0 | 0 | 0.2 | 0 | 4.339 | 0 | 0
|  |  |  | 41.12 | 82.24 | 0 | 0 | 0 | 0 | 0 | 7.48 | 0.10709 | 7.571 | 82.24 | 82.24 | 0 | 0 | 0 | 0 | 0 | 0.44098 | 0 | 0 | 0 | 0
|  |  |  | 31.72 | 63.44 | 0 | 0 | 0 | 0 | 0 | 7.48 | 0.10709 | 0 | 63.44 | 63.44 | 0 | 0 | 0 | 0 | 0 | 0.44098 | 0 | 0 | 0 | 0
|  |  |  | 14.56 | 29.12 | 0 | 0 | 0 | 0 | 0 | 7.48 | 0.10709 | 0 | 29.12 | 29.12 | 0 | 0 | 0 | 0 | 0 | 0.44098 | 0 | 0 | 0 | 0
|  |  |  | 9.32 | 18.64 | 0 | 0 | 0 | 0 | 0 | 7.48 | 0.10709 | 0 | 18.64 | 18.64 | 0 | 0 | 0 | 0 | 0 | 0.44098 | 0 | 0 | 0 | 0
|  |  |  | 11.84 | 23.68 | 0 | 0 | 0 | 0 | 0 | 7.48 | 0.10709 | 0 | 23.68 | 23.68 | 0 | 0 | 0 | 0 | 0 | 0.44098 | 0 | 0 | 0 | 0
|  |  |  | 11.72 | 23.44 | 0 | 0 | 0 | 0 | 0 | 7.48 | 0.10709 | 0 | 23.44 | 23.44 | 0 | 0 | 0 | 0 | 0 | 0.44098 | 0 | 0 | 0 | 0
|  |  |  | 12.84 | 25.68 | 0 | 0 | 0 | 0 | 0 | 7.48 | 0.10709 | 0 | 25.68 | 25.68 | 0 | 0 | 0 | 0 | 0 | 0.44098 | 0 | 0 | 0 | 0
|  |  |  | 14.28 | 28.56 | 0 | 0 | 0 | 0 | 0 | 7.48 | 0.10709 | 0 | 28.56 | 28.56 | 0 | 0 | 0 | 0 | 0 | 0.44098 | 0 | 0 | 0 | 0
|  |  |  | 21.28 | 42.56 | 0 | 0 | 0 | 0 | 0 | 7.48 | 0.10709 | 0 | 42.56 | 38.189 | 0 | 4.371 | 0 | 0 | 4.371 | 0.44098 | 0 | 0 | 0 | 0
|  |  |  | 27.84 | 55.68 | 0 | 0 | 0 | 0 | 0 | 7.48 | 0.10709 | 0 | 55.68 | 33.75 | 0 | 21.93 | 0 | 0 | 21.93 | 0.44098 | 0 | 0 | 0 | 0
|  |  |  | 30.4 | 60.8 | 0 | 0 | 0 | 0 | 0 | 7.48 | 0.10709 | 0 | 60.8 | 18.704 | 0 | 42.096 | 0 | 0 | 42.096 | 0.44098 | 0 | 0 | 0 | 0
|  |  |  | 34.84 | 69.68 | 0 | 0 | 0 | 0 | 0 | 7.48 | 0.10709 | 0 | 69.68 | 10.479 | 0 | 59.201 | 0 | 0 | 59.201 | 0.44098 | 0 | 0 | 0 | 0
|  |  |  | 39.48 | 78.96 | 0 | 0 | 0 | 0 | 0 | 7.48 | 0.10709 | 0 | 78.96 | 4.908 | 0 | 74.052 | 0 | 0 | 74.052 | 0.44098 | 0 | 0 | 0 | 0
|  |  |  | 43.28 | 86.56 | 0 | 0 | 0 | 0 | 0 | 7.48 | 0.10709 | 0 | 86.56 | 2.104 | 0 | 84.456 | 0 | 0 | 84.456 | 0.44098 | 0 | 0 | 0 | 0
|  |  |  | 42.92 | 85.84 | 0 | 0 | 0 | 0 | 0 | 7.48 | 0.10709 | 0 | 85.84 | 0 | 0 | 88.311 | 2.471 | 0 | 85.84 | 0.51961 | 0 | 0 | 0 | 0
|  |  |  | 39.84 | 79.68 | 0 | 0 | 0 | 0 | 0 | 7.48 | 0.10709 | 0 | 79.68 | 0 | 0 | 88.928 | 9.248 | 0 | 79.68 | 0.81395 | 0 | 0 | 0 | 0
|  |  |  | 40.44 | 80.88 | 0 | 0 | 0 | 0 | 0 | 7.48 | 0.10709 | 0 | 80.88 | 0 | 0 | 82.794 | 1.914 | 0 | 80.88 | 0.87486 | 0 | 0 | 0 | 0
|  |  |  | 43.2 | 86.4 | 0 | 0 | 0 | 0 | 0 | 7.48 | 0.10709 | 0 | 86.4 | 14.653 | 0 | 71.747 | 0 | 0 | 71.747 | 0.87486 | 0 | 0 | 0 | 0
|  |  |  | 47.6 | 95.2 | 0 | 0 | 0 | 0 | 0 | 7.48 | 0.10709 | 0 | 95.2 | 39.135 | 0 | 56.065 | 0 | 0 | 56.065 | 0.87486 | 0 | 0 | 0 | 0
|  |  |  | 60.44 | 120.88 | 0 | 0 | 0 | 0 | 0 | 7.48 | 0.10709 | 0 | 120.88 | 85.095 | 0 | 35.785 | 0 | 0 | 35.785 | 0.87486 | 0 | 0 | 0 | 0
|  |  |  | 51.52 | 103.04 | 0 | 0 | 0 | 0 | 0 | 7.48 | 0.10709 | 0 | 103.04 | 88.328 | 0 | 14.712 | 0 | 0 | 14.712 | 0.87486 | 0 | 0 | 0 | 0
|  |  |  | 52.16 | 104.32 | 0 | 0 | 0 | 0 | 0 | 7.48 | 0.10709 | 0 | 104.32 | 90.141 | 0 | 1.625 | 0 | 0 | 1.625 | 0.43019 | 0 | 12.554 | 0 | 0
|  |  |  | 48.32 | 96.64 | 0 | 0 | 0 | 0 | 0 | 7.48 | 0.10709 | 0 | 96.64 | 90.141 | 0 | 0 | 0 | 0 | 0 | 0.2 | 0 | 6.499 | 0 | 0
|  |  |  | 35.4 | 70.8 | 0 | 0 | 0 | 0 | 0 | 7.48 | 0.10709 | 0 | 70.8 | 70.8 | 0 | 0 | 0 | 0 | 0 | 0.2 | 0 | 0 | 0 | 0
|  |  |  | 29.92 | 59.84 | 0 | 0 | 0 | 0 | 0 | 7.48 | 0.10709 | 0 | 59.84 | 59.84 | 0 | 0 | 0 | 0 | 0 | 0.2 | 0 | 0 | 0 | 0
|  |  |  | 21.08 | 42.16 | 0 | 0 | 0 | 0 | 0 | 7.48 | 0.10709 | 0 | 42.16 | 42.16 | 0 | 0 | 0 | 0 | 0 | 0.2 | 0 | 0 | 0 | 0
|  |  |  | 11.32 | 22.64 | 0 | 0 | 0 | 0 | 0 | 7.48 | 0.10709 | 0 | 22.64 | 22.64 | 0 | 0 | 0 | 0 | 0 | 0.2 | 0 | 0 | 0 | 0
|  |  |  | 9.8 | 19.6 | 0 | 0 | 0 | 0 | 0 | 7.48 | 0.10709 | 0 | 19.6 | 19.6 | 0 | 0 | 0 | 0 | 0 | 0.2 | 0 | 0 | 0 | 0
|  |  |  | 9.72 | 19.44 | 0 | 0 | 0 | 0 | 0 | 7.48 | 0.10709 | 0 | 19.44 | 19.44 | 0 | 0 | 0 | 0 | 0 | 0.2 | 0 | 0 | 0 | 0
|  |  |  | 9.72 | 19.44 | 0 | 0 | 0 | 0 | 0 | 7.48 | 0.10709 | 0 | 19.44 | 19.44 | 0 | 0 | 0 | 0 | 0 | 0.2 | 0 | 0 | 0 | 0
|  |  |  | 12.6 | 25.2 | 0 | 0 | 0 | 0 | 0 | 7.48 | 0.10709 | 0 | 25.2 | 25.2 | 0 | 0 | 0 | 0 | 0 | 0.2 | 0 | 0 | 0 | 0
|  |  |  | 14.84 | 29.68 | 0 | 0 | 0 | 0 | 0 | 7.48 | 0.10709 | 0 | 29.68 | 29.68 | 0 | 0 | 0 | 0 | 0 | 0.2 | 0 | 0 | 0 | 0
|  |  |  | 18 | 36 | 0 | 0 | 0 | 0 | 0 | 7.48 | 0.10709 | 0 | 36 | 31.352 | 0 | 4.648 | 0 | 0 | 4.648 | 0.2 | 0 | 0 | 0 | 0
|  |  |  | 23.88 | 47.76 | 0 | 0 | 0 | 0 | 0 | 7.48 | 0.10709 | 0 | 47.76 | 40.328 | 0 | 7.432 | 0 | 0 | 7.432 | 0.2 | 0 | 0 | 0 | 0
|  |  |  | 23.76 | 47.52 | 0 | 0 | 0 | 0 | 0 | 7.48 | 0.10709 | 0 | 47.52 | 31.926 | 0 | 15.594 | 0 | 0 | 15.594 | 0.2 | 0 | 0 | 0 | 0
|  |  |  | 24.88 | 49.76 | 0 | 0 | 0 | 0 | 0 | 7.48 | 0.10709 | 0 | 49.76 | 23.963 | 0 | 25.797 | 0 | 0 | 25.797 | 0.2 | 0 | 0 | 0 | 0
|  |  |  | 29.36 | 58.72 | 0 | 0 | 0 | 0 | 0 | 7.48 | 0.10709 | 0 | 58.72 | 12.215 | 0 | 46.505 | 0 | 0 | 46.505 | 0.2 | 0 | 0 | 0 | 0
|  |  |  | 33.08 | 66.16 | 0 | 0 | 0 | 0 | 0 | 7.48 | 0.10709 | 0 | 66.16 | 0 | 0 | 74.279 | 8.119 | 0 | 66.16 | 0.4584 | 0 | 0 | 0 | 0
|  |  |  | 30.16 | 60.32 | 0 | 0 | 0 | 0 | 0 | 7.48 | 0.10709 | 0 | 60.32 | 0 | 20.715 | 72.874 | 12.554 | 0 | 60.32 | 0.85796 | 0 | 0 | 0 | 0
|  |  |  | 28.56 | 57.12 | 0 | 0 | 0 | 0 | 0 | 7.48 | 0.10709 | 0 | 57.12 | 0 | 30.822 | 61.583 | 4.463 | 0 | 57.12 | 1 | 0 | 0 | 0 | 0
|  |  |  | 31.12 | 62.24 | 0 | 0 | 0 | 0 | 0 | 7.48 | 0.10709 | 0 | 62.24 | 0 | 22.33 | 62.24 | 0 | 0 | 62.24 | 1 | 0 | 0 | 0 | 0
|  |  |  | 32.96 | 65.92 | 0 | 0 | 0 | 0 | 0 | 7.48 | 0.10709 | 0 | 65.92 | 0 | 7.956 | 65.92 | 0 | 0 | 65.92 | 1 | 0 | 0 | 0 | 0
|  |  |  | 33 | 66 | 0 | 0 | 0 | 0 | 0 | 7.48 | 0.10709 | 0 | 66 | 8.021 | 0 | 57.979 | 0 | 0 | 57.979 | 1 | 0 | 0 | 0 | 0
|  |  |  | 36.4 | 72.8 | 0 | 0 | 0 | 0 | 0 | 7.48 | 0.10709 | 0 | 72.8 | 35.402 | 0 | 37.398 | 0 | 0 | 37.398 | 1 | 0 | 0 | 0 | 0
|  |  |  | 35.16 | 70.32 | 0 | 0 | 0 | 0 | 0 | 7.48 | 0.10709 | 0 | 70.32 | 54.814 | 0 | 15.506 | 0 | 0 | 15.506 | 1 | 0 | 0 | 0 | 0
|  |  |  | 31.16 | 62.32 | 0 | 0 | 0 | 0 | 0 | 7.48 | 0.10709 | 0 | 62.32 | 60.443 | 0 | 1.877 | 0 | 0 | 1.877 | 1 | 0 | 0 | 0 | 0
|  |  |  | 28.92 | 57.84 | 0 | 0 | 0 | 0 | 0 | 7.48 | 0.10709 | 0 | 57.84 | 57.84 | 0 | 0 | 0 | 0 | 0 | 1 | 0 | 0 | 0 | 0
|  |  |  | 26.68 | 53.36 | 0 | 0 | 0 | 0 | 0 | 7.48 | 0.10709 | 0 | 53.36 | 53.36 | 0 | 0 | 0 | 0 | 0 | 1 | 0 | 0 | 0 | 0
|  |  |  | 22.56 | 45.12 | 0 | 0 | 0 | 0 | 0 | 7.48 | 0.10709 | 0 | 45.12 | 45.12 | 0 | 0 | 0 | 0 | 0 | 1 | 0 | 0 | 0 | 0
|  |  |  | 19.48 | 38.96 | 0 | 0 | 0 | 0 | 0 | 7.48 | 0.10709 | 0 | 38.96 | 38.96 | 0 | 0 | 0 | 0 | 0 | 1 | 0 | 0 | 0 | 0
|  |  |  | 11.04 | 22.08 | 0 | 0 | 0 | 0 | 0 | 7.48 | 0.10709 | 0 | 22.08 | 22.08 | 0 | 0 | 0 | 0 | 0 | 1 | 0 | 0 | 0 | 0
|  |  |  | 9.92 | 19.84 | 0 | 0 | 0 | 0 | 0 | 7.48 | 0.10709 | 0 | 19.84 | 19.84 | 0 | 0 | 0 | 0 | 0 | 1 | 0 | 0 | 0 | 0
|  |  |  | 9.76 | 19.52 | 0 | 0 | 0 | 0 | 0 | 7.48 | 0.10709 | 0 | 19.52 | 19.52 | 0 | 0 | 0 | 0 | 0 | 1 | 0 | 0 | 0 | 0
|  |  |  | 9.56 | 19.12 | 0 | 0 | 0 | 0 | 0 | 7.48 | 0.10709 | 0 | 19.12 | 19.12 | 0 | 0 | 0 | 0 | 0 | 1 | 0 | 0 | 0 | 0
|  |  |  | 12.52 | 25.04 | 0 | 0 | 0 | 0 | 0 | 7.48 | 0.10709 | 0 | 25.04 | 25.04 | 0 | 0 | 0 | 0 | 0 | 1 | 0 | 0 | 0 | 0
|  |  |  | 14.52 | 29.04 | 0 | 0 | 0 | 0 | 0 | 7.48 | 0.10709 | 0 | 29.04 | 29.04 | 0 | 0 | 0 | 0 | 0 | 1 | 0 | 0 | 0 | 0
|  |  |  | 17.2 | 34.4 | 0 | 0 | 0 | 0 | 0 | 7.48 | 0.10709 | 0 | 34.4 | 20.892 | 0 | 5.001 | 0 | 0 | 5.001 | 0.69866 | 0 | 8.507 | 0 | 0
|  |  |  | 24.36 | 48.72 | 0 | 0 | 0 | 0 | 0 | 7.48 | 0.10709 | 0 | 48.72 | 20.887 | 0 | 15.279 | 0 | 0 | 15.279 | 0.25399 | 0 | 12.554 | 0 | 0
|  |  |  | 23.12 | 46.24 | 0 | 0 | 0 | 0 | 0 | 7.48 | 0.10709 | 0 | 46.24 | 0 | 0 | 44.716 | 0 | 0 | 44.716 | 0.2 | 0 | 1.524 | 0 | 0
|  |  |  | 24.92 | 49.84 | 0 | 0 | 0 | 0 | 0 | 7.48 | 0.10709 | 0 | 49.84 | 0 | 0 | 61.947 | 12.107 | 0 | 49.84 | 0.58535 | 0 | 0 | 0 | 0
|  |  |  | 26.76 | 53.52 | 0 | 0 | 0 | 0 | 0 | 7.48 | 0.10709 | 0 | 53.52 | 0 | 10.875 | 66.074 | 12.554 | 0 | 53.52 | 0.98491 | 0 | 0 | 0 | 0
|  |  |  | 28.2 | 56.4 | 0 | 0 | 0 | 0 | 0 | 7.48 | 0.12502 | 0 | 56.4 | 0 | 30.416 | 56.874 | 0.474 | 0 | 56.4 | 1 | 0 | 0 | 0 | 0
|  |  |  | 29.44 | 58.88 | 0 | 0 | 0 | 0 | 0 | 7.48 | 0.12502 | 0 | 58.88 | 0 | 31.799 | 58.88 | 0 | 0 | 58.88 | 1 | 0 | 0 | 0 | 0
|  |  |  | 30.16 | 60.32 | 0 | 0 | 0 | 0 | 0 | 7.48 | 0.12502 | 0 | 60.32 | 0 | 31.039 | 60.32 | 0 | 0 | 60.32 | 1 | 0 | 0 | 0 | 0
|  |  |  | 33.4 | 66.8 | 0 | 0 | 0 | 0 | 0 | 12.23 | 0.12502 | 0 | 66.8 | 0 | 19.168 | 66.8 | 0 | 0 | 66.8 | 1 | 0 | 0 | 0 | 0
|  |  |  | 33.28 | 66.56 | 0 | 0 | 0 | 0 | 0 | 12.23 | 0.12502 | 0 | 66.56 | 0 | 8.386 | 66.56 | 0 | 0 | 66.56 | 1 | 0 | 0 | 0 | 0
|  |  |  | 37.92 | 75.84 | 0 | 0 | 0 | 0 | 0 | 12.23 | 0.12502 | 0 | 75.84 | 17.986 | 0 | 57.854 | 0 | 0 | 57.854 | 1 | 0 | 0 | 0 | 0
|  |  |  | 40.56 | 81.12 | 0 | 0 | 0 | 0 | 0 | 12.23 | 0.12502 | 0 | 81.12 | 44.201 | 0 | 36.919 | 0 | 0 | 36.919 | 1 | 0 | 0 | 0 | 0
|  |  |  | 40.88 | 81.76 | 0 | 0 | 0 | 0 | 0 | 7.48 | 0.12502 | 0 | 81.76 | 66.355 | 0 | 15.405 | 0 | 0 | 15.405 | 1 | 0 | 0 | 0 | 0
|  |  |  | 40.48 | 80.96 | 0 | 0 | 0 | 0 | 0 | 7.48 | 0.12502 | 0 | 80.96 | 69.291 | 0 | 1.637 | 0 | 0 | 1.637 | 0.64467 | 0 | 10.032 | 0 | 0
|  |  |  | 39.88 | 79.76 | 0 | 0 | 0 | 0 | 0 | 7.48 | 0.12502 | 0 | 79.76 | 67.206 | 0 | 0 | 0 | 0 | 0 | 0.2 | 0 | 12.554 | 0 | 0
|  |  |  | 36.36 | 72.72 | 0 | 0 | 0 | 0 | 0 | 7.48 | 0.10709 | 12.554 | 72.72 | 72.72 | 0 | 0 | 0 | 0 | 0 | 0.59956 | 0 | 0 | 0 | 0
|  |  |  | 28.28 | 56.56 | 0 | 0 | 0 | 0 | 0 | 7.48 | 0.10709 | 12.554 | 56.56 | 56.56 | 0 | 0 | 0 | 0 | 0 | 0.99913 | 0 | 0 | 0 | 0
|  |  |  | 18.28 | 36.56 | 0 | 0 | 0 | 0 | 0 | 7.48 | 0.10709 | 0.027 | 36.56 | 36.56 | 0 | 0 | 0 | 0 | 0 | 1 | 0 | 0 | 0 | 0
|  |  |  | 11.44 | 22.88 | 0 | 0 | 0 | 0 | 0 | 7.48 | 0.10709 | 0 | 22.88 | 22.88 | 0 | 0 | 0 | 0 | 0 | 1 | 0 | 0 | 0 | 0
|  |  |  | 11.12 | 22.24 | 0 | 0 | 0 | 0 | 0 | 7.48 | 0.10709 | 0 | 22.24 | 22.24 | 0 | 0 | 0 | 0 | 0 | 1 | 0 | 0 | 0 | 0
|  |  |  | 8.84 | 17.68 | 0 | 0 | 0 | 0 | 0 | 7.48 | 0.10709 | 0 | 17.68 | 17.68 | 0 | 0 | 0 | 0 | 0 | 1 | 0 | 0 | 0 | 0
|  |  |  | 8.24 | 16.48 | 0 | 0 | 0 | 0 | 0 | 7.48 | 0.10709 | 0 | 16.48 | 16.48 | 0 | 0 | 0 | 0 | 0 | 1 | 0 | 0 | 0 | 0
|  |  |  | 10.76 | 21.52 | 0 | 0 | 0 | 0 | 0 | 7.48 | 0.10709 | 0 | 21.52 | 21.52 | 0 | 0 | 0 | 0 | 0 | 1 | 0 | 0 | 0 | 0
|  |  |  | 13.32 | 26.64 | 0 | 0 | 0 | 0 | 0 | 7.48 | 0.10709 | 0 | 26.64 | 26.64 | 0 | 0 | 0 | 0 | 0 | 1 | 0 | 0 | 0 | 0
|  |  |  | 16.36 | 32.72 | 0 | 0 | 0 | 0 | 0 | 7.48 | 0.10709 | 0 | 32.72 | 27.808 | 0 | 4.912 | 0 | 0 | 4.912 | 1 | 0 | 0 | 0 | 0
|  |  |  | 22.2 | 44.4 | 0 | 0 | 0 | 0 | 0 | 7.48 | 0.10709 | 0 | 44.4 | 34.071 | 0 | 10.329 | 0 | 0 | 10.329 | 1 | 0 | 0 | 0 | 0
|  |  |  | 23.36 | 46.72 | 0 | 0 | 0 | 0 | 0 | 7.48 | 0.10709 | 0 | 46.72 | 31.365 | 0 | 15.355 | 0 | 0 | 15.355 | 1 | 0 | 0 | 0 | 0
|  |  |  | 27.44 | 54.88 | 0 | 0 | 0 | 0 | 0 | 7.48 | 0.10709 | 0 | 54.88 | 37.623 | 0 | 17.257 | 0 | 0 | 17.257 | 1 | 0 | 0 | 0 | 0
|  |  |  | 33.68 | 67.36 | 0 | 0 | 0 | 0 | 0 | 7.48 | 0.10709 | 0 | 67.36 | 36.172 | 0 | 31.188 | 0 | 0 | 31.188 | 1 | 0 | 0 | 0 | 0
|  |  |  | 41.96 | 83.92 | 0 | 0 | 0 | 0 | 0 | 7.48 | 0.12502 | 0 | 83.92 | 54.596 | 0 | 29.324 | 0 | 0 | 29.324 | 1 | 0 | 0 | 0 | 0
|  |  |  | 47 | 94 | 0 | 0 | 0 | 0 | 0 | 7.48 | 0.12502 | 0 | 94 | 59.323 | 0 | 34.677 | 0 | 0 | 34.677 | 1 | 0 | 0 | 0 | 0
|  |  |  | 40.16 | 80.32 | 0 | 0 | 0 | 0 | 0 | 7.48 | 0.12502 | 0 | 80.32 | 34.55 | 0 | 33.216 | 0 | 0 | 33.216 | 0.55533 | 0 | 12.554 | 0 | 0
|  |  |  | 34.44 | 68.88 | 0 | 0 | 0 | 0 | 0 | 12.23 | 0.12502 | 0 | 68.88 | 20.549 | 0 | 48.331 | 0 | 0 | 48.331 | 0.55533 | 0 | 0 | 0 | 0
|  |  |  | 35.96 | 71.92 | 0 | 0 | 0 | 0 | 0 | 12.23 | 0.12502 | 0 | 71.92 | 8.751 | 0 | 63.169 | 0 | 0 | 63.169 | 0.55533 | 0 | 0 | 0 | 0
|  |  |  | 36.32 | 72.64 | 0 | 0 | 0 | 0 | 0 | 12.23 | 0.12502 | 0 | 72.64 | 13.124 | 0 | 59.516 | 0 | 0 | 59.516 | 0.55533 | 0 | 0 | 0 | 0
|  |  |  | 35.52 | 71.04 | 0 | 0 | 0 | 0 | 0 | 12.23 | 0.12502 | 0 | 71.04 | 48.544 | 0 | 22.496 | 0 | 0 | 22.496 | 0.55533 | 0 | 0 | 0 | 0
|  |  |  | 32.64 | 65.28 | 0 | 0 | 0 | 0 | 0 | 7.48 | 0.12502 | 0 | 65.28 | 60.871 | 0 | 4.409 | 0 | 0 | 4.409 | 0.55533 | 0 | 0 | 0 | 0
|  |  |  | 32.28 | 64.56 | 0 | 0 | 0 | 0 | 0 | 7.48 | 0.12502 | 0 | 64.56 | 62.545 | 0 | 2.015 | 0 | 0 | 2.015 | 0.55533 | 0 | 0 | 0 | 0
|  |  |  | 30.04 | 60.08 | 0 | 0 | 0 | 0 | 0 | 7.48 | 0.12502 | 0 | 60.08 | 50.048 | 0 | 0 | 0 | 0 | 0 | 0.2 | 0 | 10.032 | 0 | 0
|  |  |  | 28.56 | 57.12 | 0 | 0 | 0 | 0 | 0 | 7.48 | 0.10709 | 12.554 | 57.12 | 57.12 | 0 | 0 | 0 | 0 | 0 | 0.59956 | 0 | 0 | 0 | 0
|  |  |  | 24.92 | 49.84 | 0 | 0 | 0 | 0 | 0 | 7.48 | 0.10709 | 12.554 | 49.84 | 49.84 | 0 | 0 | 0 | 0 | 0 | 0.99913 | 0 | 0 | 0 | 0
|  |  |  | 19 | 38 | 0 | 0 | 0 | 0 | 0 | 7.48 | 0.10709 | 0.027 | 38 | 38 | 0 | 0 | 0 | 0 | 0 | 1 | 0 | 0 | 0 | 0
|  |  |  | 11.2 | 22.4 | 0 | 0 | 0 | 0 | 0 | 7.48 | 0.10709 | 0 | 22.4 | 22.4 | 0 | 0 | 0 | 0 | 0 | 1 | 0 | 0 | 0 | 0
|  |  |  | 14.12 | 28.24 | 0 | 0 | 0 | 0 | 0 | 7.48 | 0.10709 | 0 | 28.24 | 28.24 | 0 | 0 | 0 | 0 | 0 | 1 | 0 | 0 | 0 | 0
|  |  |  | 10.24 | 20.48 | 0 | 0 | 0 | 0 | 0 | 7.48 | 0.10709 | 0 | 20.48 | 20.48 | 0 | 0 | 0 | 0 | 0 | 1 | 0 | 0 | 0 | 0
|  |  |  | 9.84 | 19.68 | 0 | 0 | 0 | 0 | 0 | 7.48 | 0.10709 | 0 | 19.68 | 19.68 | 0 | 0 | 0 | 0 | 0 | 1 | 0 | 0 | 0 | 0
|  |  |  | 11.16 | 22.32 | 0 | 0 | 0 | 0 | 0 | 7.48 | 0.10709 | 0 | 22.32 | 22.32 | 0 | 0 | 0 | 0 | 0 | 1 | 0 | 0 | 0 | 0
|  |  |  | 11.76 | 23.52 | 0 | 0 | 0 | 0 | 0 | 7.48 | 0.10709 | 0 | 23.52 | 23.52 | 0 | 0 | 0 | 0 | 0 | 1 | 0 | 0 | 0 | 0
|  |  |  | 13.48 | 26.96 | 0 | 0 | 0 | 0 | 0 | 7.48 | 0.10709 | 0 | 26.96 | 21.531 | 0 | 5.429 | 0 | 0 | 5.429 | 1 | 0 | 0 | 0 | 0
|  |  |  | 16.8 | 33.6 | 0 | 0 | 0 | 0 | 0 | 7.48 | 0.10709 | 0 | 33.6 | 29.859 | 0 | 3.741 | 0 | 0 | 3.741 | 1 | 0 | 0 | 0 | 0
|  |  |  | 20.24 | 40.48 | 0 | 0 | 0 | 0 | 0 | 7.48 | 0.10709 | 0 | 40.48 | 33.237 | 0 | 7.243 | 0 | 0 | 7.243 | 1 | 0 | 0 | 0 | 0
|  |  |  | 22.6 | 45.2 | 0 | 0 | 0 | 0 | 0 | 7.48 | 0.10709 | 0 | 45.2 | 30.626 | 0 | 14.574 | 0 | 0 | 14.574 | 1 | 0 | 0 | 0 | 0
|  |  |  | 25.48 | 50.96 | 0 | 0 | 0 | 0 | 0 | 7.48 | 0.10709 | 0 | 50.96 | 32.62 | 0 | 18.34 | 0 | 0 | 18.34 | 1 | 0 | 0 | 0 | 0
|  |  |  | 28.56 | 57.12 | 0 | 0 | 0 | 0 | 0 | 7.48 | 0.12502 | 0 | 57.12 | 39.057 | 0 | 18.063 | 0 | 0 | 18.063 | 1 | 0 | 0 | 0 | 0
|  |  |  | 31.56 | 63.12 | 0 | 0 | 0 | 0 | 0 | 7.48 | 0.12502 | 0 | 63.12 | 45.397 | 0 | 17.723 | 0 | 0 | 17.723 | 1 | 0 | 0 | 0 | 0
|  |  |  | 33.32 | 66.64 | 0 | 0 | 0 | 0 | 0 | 7.48 | 0.12502 | 0 | 66.64 | 34.55 | 0 | 21.766 | 0 | 0 | 21.766 | 0.63433 | 0 | 10.324 | 0 | 0
|  |  |  | 33.28 | 66.56 | 0 | 0 | 0 | 0 | 0 | 12.23 | 0.12502 | 0 | 66.56 | 18.015 | 0 | 48.545 | 0 | 0 | 48.545 | 0.63433 | 0 | 0 | 0 | 0
|  |  |  | 34.32 | 68.64 | 0 | 0 | 0 | 0 | 0 | 12.23 | 0.12502 | 0 | 68.64 | 34.55 | 0 | 31.843 | 0 | 0 | 31.843 | 0.55474 | 0 | 2.247 | 0 | 0
|  |  |  | 35.8 | 71.6 | 0 | 0 | 0 | 0 | 0 | 12.23 | 0.12502 | 0 | 71.6 | 34.55 | 0 | 32.006 | 0 | 0 | 32.006 | 0.37611 | 0 | 5.043 | 0 | 0
|  |  |  | 38.6 | 77.2 | 0 | 0 | 0 | 0 | 0 | 12.23 | 0.12502 | 0 | 77.2 | 68.131 | 0 | 9.069 | 0 | 0 | 9.069 | 0.37611 | 0 | 0 | 0 | 0
|  |  |  | 38.16 | 76.32 | 0 | 0 | 0 | 0 | 0 | 7.48 | 0.12502 | 0 | 76.32 | 69.531 | 0 | 6.789 | 0 | 0 | 6.789 | 0.37611 | 0 | 0 | 0 | 0
|  |  |  | 34.6 | 69.2 | 0 | 0 | 0 | 0 | 0 | 7.48 | 0.12502 | 0 | 69.2 | 67.147 | 0 | 2.053 | 0 | 0 | 2.053 | 0.37611 | 0 | 0 | 0 | 0
|  |  |  | 33.16 | 66.32 | 0 | 0 | 0 | 0 | 0 | 7.48 | 0.12502 | 0 | 66.32 | 61.348 | 0 | 0 | 0 | 0 | 0 | 0.2 | 0 | 4.972 | 0 | 0
|  |  |  | 31.04 | 62.08 | 0 | 0 | 0 | 0 | 0 | 7.48 | 0.10709 | 12.554 | 62.08 | 62.08 | 0 | 0 | 0 | 0 | 0 | 0.59956 | 0 | 0 | 0 | 0
|  |  |  | 28 | 56 | 0 | 0 | 0 | 0 | 0 | 7.48 | 0.10709 | 7.379 | 56 | 56 | 0 | 0 | 0 | 0 | 0 | 0.83441 | 0 | 0 | 0 | 0
|  |  |  | 23 | 46 | 0 | 0 | 0 | 0 | 0 | 7.48 | 0.10709 | 0 | 46 | 46 | 0 | 0 | 0 | 0 | 0 | 0.83441 | 0 | 0 | 0 | 0
|  |  |  | 14.08 | 28.16 | 0 | 0 | 0 | 0 | 0 | 7.48 | 0.10709 | 0 | 28.16 | 28.16 | 0 | 0 | 0 | 0 | 0 | 0.83441 | 0 | 0 | 0 | 0
|  |  |  | 12.36 | 24.72 | 0 | 0 | 0 | 0 | 0 | 7.48 | 0.10709 | 0 | 24.72 | 24.72 | 0 | 0 | 0 | 0 | 0 | 0.83441 | 0 | 0 | 0 | 0
|  |  |  | 12 | 24 | 0 | 0 | 0 | 0 | 0 | 7.48 | 0.10709 | 0 | 24 | 24 | 0 | 0 | 0 | 0 | 0 | 0.83441 | 0 | 0 | 0 | 0
|  |  |  | 11.6 | 23.2 | 0 | 0 | 0 | 0 | 0 | 7.48 | 0.10709 | 0 | 23.2 | 23.2 | 0 | 0 | 0 | 0 | 0 | 0.83441 | 0 | 0 | 0 | 0
|  |  |  | 12.32 | 24.64 | 0 | 0 | 0 | 0 | 0 | 7.48 | 0.10709 | 0 | 24.64 | 24.64 | 0 | 0 | 0 | 0 | 0 | 0.83441 | 0 | 0 | 0 | 0
|  |  |  | 13.2 | 26.4 | 0 | 0 | 0 | 0 | 0 | 7.48 | 0.10709 | 0 | 26.4 | 26.4 | 0 | 0 | 0 | 0 | 0 | 0.83441 | 0 | 0 | 0 | 0
|  |  |  | 13.96 | 27.92 | 0 | 0 | 0 | 0 | 0 | 7.48 | 0.10709 | 0 | 27.92 | 22.29 | 0 | 5.63 | 0 | 0 | 5.63 | 0.83441 | 0 | 0 | 0 | 0
|  |  |  | 14.96 | 29.92 | 0 | 0 | 0 | 0 | 0 | 7.48 | 0.10709 | 0 | 29.92 | 6.34 | 0 | 23.58 | 0 | 0 | 23.58 | 0.83441 | 0 | 0 | 0 | 0
|  |  |  | 16.16 | 32.32 | 0 | 0 | 0 | 0 | 0 | 7.48 | 0.10709 | 0 | 32.32 | 7.682 | 0 | 24.638 | 0 | 0 | 24.638 | 0.83441 | 0 | 0 | 0 | 0
|  |  |  | 22.08 | 44.16 | 0 | 0 | 0 | 0 | 0 | 7.48 | 0.10709 | 0 | 44.16 | 3.147 | 0 | 41.013 | 0 | 0 | 41.013 | 0.83441 | 0 | 0 | 0 | 0
|  |  |  | 24.6 | 49.2 | 0 | 0 | 0 | 0 | 0 | 7.48 | 0.10709 | 0 | 49.2 | 9.094 | 0 | 40.106 | 0 | 0 | 40.106 | 0.83441 | 0 | 0 | 0 | 0
|  |  |  | 26.76 | 53.52 | 0 | 0 | 0 | 0 | 0 | 7.48 | 0.12502 | 0 | 53.52 | 0 | 0 | 58.723 | 5.203 | 0 | 53.52 | 1 | 0 | 0 | 0 | 0
|  |  |  | 29.88 | 59.76 | 0 | 0 | 0 | 0 | 0 | 7.48 | 0.12502 | 0 | 59.76 | 22.791 | 0 | 36.969 | 0 | 0 | 36.969 | 1 | 0 | 0 | 0 | 0
|  |  |  | 32 | 64 | 0 | 0 | 0 | 0 | 0 | 7.48 | 0.12502 | 0 | 64 | 1.977 | 0 | 62.023 | 0 | 0 | 62.023 | 1 | 0 | 0 | 0 | 0
|  |  |  | 33.16 | 66.32 | 0 | 0 | 0 | 0 | 0 | 12.23 | 0.12502 | 0 | 66.32 | 3.012 | 0 | 63.308 | 0 | 0 | 63.308 | 1 | 0 | 0 | 0 | 0
|  |  |  | 34.2 | 68.4 | 0 | 0 | 0 | 0 | 0 | 12.23 | 0.12502 | 0 | 68.4 | 7.133 | 0 | 61.267 | 0 | 0 | 61.267 | 1 | 0 | 0 | 0 | 0
|  |  |  | 36.12 | 72.24 | 0 | 0 | 0 | 0 | 0 | 12.23 | 0.12502 | 0 | 72.24 | 22.448 | 0 | 49.792 | 0 | 0 | 49.792 | 1 | 0 | 0 | 0 | 0
|  |  |  | 37.4 | 74.8 | 0 | 0 | 0 | 0 | 0 | 12.23 | 0.12502 | 0 | 74.8 | 35.526 | 0 | 39.274 | 0 | 0 | 39.274 | 1 | 0 | 0 | 0 | 0
|  |  |  | 37.8 | 75.6 | 0 | 0 | 0 | 0 | 0 | 7.48 | 0.12502 | 0 | 75.6 | 59.074 | 0 | 16.526 | 0 | 0 | 16.526 | 1 | 0 | 0 | 0 | 0
|  |  |  | 31.12 | 62.24 | 0 | 0 | 0 | 0 | 0 | 7.48 | 0.12502 | 0 | 62.24 | 50.243 | 0 | 1.965 | 0 | 0 | 1.965 | 0.64467 | 0 | 10.032 | 0 | 0
|  |  |  | 24.4 | 48.8 | 0 | 0 | 0 | 0 | 0 | 7.48 | 0.12502 | 0 | 48.8 | 36.246 | 0 | 0 | 0 | 0 | 0 | 0.2 | 0 | 12.554 | 0 | 0
|  |  |  | 22.44 | 44.88 | 0 | 0 | 0 | 0 | 0 | 7.48 | 0.10709 | 0 | 44.88 | 44.88 | 0 | 0 | 0 | 0 | 0 | 0.2 | 0 | 0 | 0 | 0
|  |  |  | 20.52 | 41.04 | 0 | 0 | 0 | 0 | 0 | 7.48 | 0.10709 | 0 | 41.04 | 41.04 | 0 | 0 | 0 | 0 | 0 | 0.2 | 0 | 0 | 0 | 0
|  |  |  | 19.36 | 38.72 | 0 | 0 | 0 | 0 | 0 | 7.48 | 0.10709 | 0 | 38.72 | 38.72 | 0 | 0 | 0 | 0 | 0 | 0.2 | 0 | 0 | 0 | 0
|  |  |  | 12.36 | 24.72 | 0 | 0 | 0 | 0 | 0 | 7.48 | 0.10709 | 0 | 24.72 | 24.72 | 0 | 0 | 0 | 0 | 0 | 0.2 | 0 | 0 | 0 | 0
|  |  |  | 9.88 | 19.76 | 0 | 0 | 0 | 0 | 0 | 7.48 | 0.10709 | 0 | 19.76 | 19.76 | 0 | 0 | 0 | 0 | 0 | 0.2 | 0 | 0 | 0 | 0
|  |  |  | 10.72 | 21.44 | 0 | 0 | 0 | 0 | 0 | 7.48 | 0.10709 | 0 | 21.44 | 21.44 | 0 | 0 | 0 | 0 | 0 | 0.2 | 0 | 0 | 0 | 0
|  |  |  | 10.72 | 21.44 | 0 | 0 | 0 | 0 | 0 | 7.48 | 0.10709 | 0 | 21.44 | 21.44 | 0 | 0 | 0 | 0 | 0 | 0.2 | 0 | 0 | 0 | 0
|  |  |  | 11.6 | 23.2 | 0 | 0 | 0 | 0 | 0 | 7.48 | 0.10709 | 0 | 23.2 | 23.2 | 0 | 0 | 0 | 0 | 0 | 0.2 | 0 | 0 | 0 | 0
|  |  |  | 12.84 | 25.68 | 0 | 0 | 0 | 0 | 0 | 7.48 | 0.10709 | 0 | 25.68 | 25.68 | 0 | 0 | 0 | 0 | 0 | 0.2 | 0 | 0 | 0 | 0
|  |  |  | 14.04 | 28.08 | 0 | 0 | 0 | 0 | 0 | 7.48 | 0.10709 | 0 | 28.08 | 23.054 | 0 | 5.026 | 0 | 0 | 5.026 | 0.2 | 0 | 0 | 0 | 0
|  |  |  | 14.84 | 29.68 | 0 | 0 | 0 | 0 | 0 | 7.48 | 0.10709 | 0 | 29.68 | 6.289 | 0 | 23.391 | 0 | 0 | 23.391 | 0.2 | 0 | 0 | 0 | 0
|  |  |  | 12.6 | 25.2 | 0 | 0 | 0 | 0 | 0 | 7.48 | 0.10709 | 0 | 25.2 | 0 | 7.138 | 37.754 | 12.554 | 0 | 25.2 | 0.59956 | 0 | 0 | 0 | 0
|  |  |  | 12.64 | 25.28 | 0 | 0 | 0 | 0 | 0 | 7.48 | 0.10709 | 0 | 25.28 | 0 | 24.34 | 37.834 | 12.554 | 0 | 25.28 | 0.99913 | 0 | 0 | 0 | 0
|  |  |  | 17.08 | 34.16 | 0 | 0 | 0 | 0 | 0 | 7.48 | 0.10709 | 0 | 34.16 | 0 | 40.268 | 34.187 | 0.027 | 0 | 34.16 | 1 | 0 | 0 | 0 | 0
|  |  |  | 20.88 | 41.76 | 0 | 0 | 0 | 0 | 0 | 7.48 | 0.12502 | 0 | 41.76 | 0 | 43.162 | 41.76 | 0 | 0 | 41.76 | 1 | 0 | 0 | 0 | 0
|  |  |  | 22 | 44 | 0 | 0 | 0 | 0 | 0 | 7.48 | 0.12502 | 0 | 44 | 0 | 46.628 | 44 | 0 | 0 | 44 | 1 | 0 | 0 | 0 | 0
|  |  |  | 22.08 | 44.16 | 0 | 0 | 0 | 0 | 0 | 7.48 | 0.12502 | 0 | 44.16 | 0 | 46.607 | 44.16 | 0 | 0 | 44.16 | 1 | 0 | 0 | 0 | 0
|  |  |  | 22.44 | 44.88 | 0 | 0 | 0 | 0 | 0 | 12.23 | 0.12502 | 0 | 44.88 | 0 | 40.471 | 44.88 | 0 | 0 | 44.88 | 1 | 0 | 0 | 0 | 0
|  |  |  | 24.24 | 48.48 | 0 | 0 | 0 | 0 | 0 | 12.23 | 0.12502 | 0 | 48.48 | 0 | 26.189 | 48.48 | 0 | 0 | 48.48 | 1 | 0 | 0 | 0 | 0
|  |  |  | 28.4 | 56.8 | 0 | 0 | 0 | 0 | 0 | 12.23 | 0.12502 | 0 | 56.8 | 0 | 1.759 | 56.8 | 0 | 0 | 56.8 | 1 | 0 | 0 | 0 | 0
|  |  |  | 32.2 | 64.4 | 0 | 0 | 0 | 0 | 0 | 12.23 | 0.12502 | 0 | 64.4 | 26.511 | 0 | 37.889 | 0 | 0 | 37.889 | 1 | 0 | 0 | 0 | 0
|  |  |  | 30.08 | 60.16 | 0 | 0 | 0 | 0 | 0 | 7.48 | 0.12502 | 0 | 60.16 | 44.188 | 0 | 15.972 | 0 | 0 | 15.972 | 1 | 0 | 0 | 0 | 0
|  |  |  | 21.84 | 43.68 | 0 | 0 | 0 | 0 | 0 | 7.48 | 0.12502 | 0 | 43.68 | 31.721 | 0 | 1.927 | 0 | 0 | 1.927 | 0.64467 | 0 | 10.032 | 0 | 0
|  |  |  | 18.84 | 37.68 | 0 | 0 | 0 | 0 | 0 | 7.48 | 0.12502 | 0 | 37.68 | 25.126 | 0 | 0 | 0 | 0 | 0 | 0.2 | 0 | 12.554 | 0 | 0
|  |  |  | 18 | 36 | 0 | 0 | 0 | 0 | 0 | 7.48 | 0.10709 | 0 | 36 | 36 | 0 | 0 | 0 | 0 | 0 | 0.2 | 0 | 0 | 0 | 0
|  |  |  | 17 | 34 | 0 | 0 | 0 | 0 | 0 | 7.48 | 0.10709 | 0 | 34 | 34 | 0 | 0 | 0 | 0 | 0 | 0.2 | 0 | 0 | 0 | 0
|  |  |  | 18.92 | 37.84 | 0 | 0 | 0 | 0 | 0 | 7.48 | 0.10709 | 0 | 37.84 | 37.84 | 0 | 0 | 0 | 0 | 0 | 0.2 | 0 | 0 | 0 | 0
|  |  |  | 15.76 | 31.52 | 0 | 0 | 0 | 0 | 0 | 7.48 | 0.10709 | 0 | 31.52 | 31.52 | 0 | 0 | 0 | 0 | 0 | 0.2 | 0 | 0 | 0 | 0
|  |  |  | 14.36 | 28.72 | 0 | 0 | 0 | 0 | 0 | 7.48 | 0.10709 | 0 | 28.72 | 28.72 | 0 | 0 | 0 | 0 | 0 | 0.2 | 0 | 0 | 0 | 0
|  |  |  | 15.08 | 30.16 | 0 | 0 | 0 | 0 | 0 | 7.48 | 0.10709 | 0 | 30.16 | 30.16 | 0 | 0 | 0 | 0 | 0 | 0.2 | 0 | 0 | 0 | 0
|  |  |  | 14.28 | 28.56 | 0 | 0 | 0 | 0 | 0 | 7.48 | 0.10709 | 0 | 28.56 | 28.56 | 0 | 0 | 0 | 0 | 0 | 0.2 | 0 | 0 | 0 | 0
|  |  |  | 12.24 | 24.48 | 0 | 0 | 0 | 0 | 0 | 7.48 | 0.10709 | 0 | 24.48 | 24.48 | 0 | 0 | 0 | 0 | 0 | 0.2 | 0 | 0 | 0 | 0
|  |  |  | 13.2 | 26.4 | 0 | 0 | 0 | 0 | 0 | 7.48 | 0.10709 | 0 | 26.4 | 26.4 | 0 | 0 | 0 | 0 | 0 | 0.2 | 0 | 0 | 0 | 0
|  |  |  | 15.96 | 31.92 | 0 | 0 | 0 | 0 | 0 | 7.48 | 0.10709 | 0 | 31.92 | 27.045 | 0 | 4.875 | 0 | 0 | 4.875 | 0.2 | 0 | 0 | 0 | 0
|  |  |  | 22.4 | 44.8 | 0 | 0 | 0 | 0 | 0 | 7.48 | 0.10709 | 0 | 44.8 | 21.976 | 0 | 22.824 | 0 | 0 | 22.824 | 0.2 | 0 | 0 | 0 | 0
|  |  |  | 20.52 | 41.04 | 0 | 0 | 0 | 0 | 0 | 7.48 | 0.10709 | 0 | 41.04 | 0 | 0 | 43.733 | 2.693 | 0 | 41.04 | 0.28572 | 0 | 0 | 0 | 0
|  |  |  | 24.28 | 48.56 | 0 | 0 | 0 | 0 | 0 | 7.48 | 0.10709 | 0 | 48.56 | 0 | 0 | 60.637 | 12.077 | 0 | 48.56 | 0.67012 | 0 | 0 | 0 | 0
|  |  |  | 25.88 | 51.76 | 0 | 0 | 0 | 0 | 0 | 7.48 | 0.10709 | 0 | 51.76 | 0 | 13.074 | 62.125 | 10.365 | 0 | 51.76 | 1 | 0 | 0 | 0 | 0
|  |  |  | 26.44 | 52.88 | 0 | 0 | 0 | 0 | 0 | 7.48 | 0.10709 | 0 | 52.88 | 0 | 32.483 | 52.88 | 0 | 0 | 52.88 | 1 | 0 | 0 | 0 | 0
|  |  |  | 31.68 | 63.36 | 0 | 0 | 0 | 0 | 0 | 7.48 | 0.10709 | 0 | 63.36 | 0 | 25.694 | 63.36 | 0 | 0 | 63.36 | 1 | 0 | 0 | 0 | 0
|  |  |  | 27.08 | 54.16 | 0 | 0 | 0 | 0 | 0 | 7.48 | 0.10709 | 0 | 54.16 | 0 | 35.448 | 54.16 | 0 | 0 | 54.16 | 1 | 0 | 0 | 0 | 0
|  |  |  | 24.56 | 49.12 | 0 | 0 | 0 | 0 | 0 | 7.48 | 0.10709 | 0 | 49.12 | 0 | 35.16 | 49.12 | 0 | 0 | 49.12 | 1 | 0 | 0 | 0 | 0
|  |  |  | 24.44 | 48.88 | 0 | 0 | 0 | 0 | 0 | 7.48 | 0.10709 | 0 | 48.88 | 0 | 24.656 | 48.88 | 0 | 0 | 48.88 | 1 | 0 | 0 | 0 | 0
|  |  |  | 23.88 | 47.76 | 0 | 0 | 0 | 0 | 0 | 7.48 | 0.10709 | 0 | 47.76 | 0 | 9.753 | 47.76 | 0 | 0 | 47.76 | 1 | 0 | 0 | 0 | 0
|  |  |  | 23.92 | 47.84 | 0 | 0 | 0 | 0 | 0 | 7.48 | 0.10709 | 0 | 47.84 | 10.518 | 0 | 37.322 | 0 | 0 | 37.322 | 1 | 0 | 0 | 0 | 0
|  |  |  | 26.6 | 53.2 | 0 | 0 | 0 | 0 | 0 | 7.48 | 0.10709 | 0 | 53.2 | 37.279 | 0 | 15.921 | 0 | 0 | 15.921 | 1 | 0 | 0 | 0 | 0
|  |  |  | 24.8 | 49.6 | 0 | 0 | 0 | 0 | 0 | 7.48 | 0.10709 | 0 | 49.6 | 47.61 | 0 | 1.99 | 0 | 0 | 1.99 | 1 | 0 | 0 | 0 | 0
|  |  |  | 24.88 | 49.76 | 0 | 0 | 0 | 0 | 0 | 7.48 | 0.10709 | 0 | 49.76 | 49.76 | 0 | 0 | 0 | 0 | 0 | 1 | 0 | 0 | 0 | 0
|  |  |  | 23.84 | 47.68 | 0 | 0 | 0 | 0 | 0 | 7.48 | 0.10709 | 0 | 47.68 | 47.68 | 0 | 0 | 0 | 0 | 0 | 1 | 0 | 0 | 0 | 0
|  |  |  | 22.24 | 44.48 | 0 | 0 | 0 | 0 | 0 | 7.48 | 0.10709 | 0 | 44.48 | 44.48 | 0 | 0 | 0 | 0 | 0 | 1 | 0 | 0 | 0 | 0
|  |  |  | 18.4 | 36.8 | 0 | 0 | 0 | 0 | 0 | 7.48 | 0.10709 | 0 | 36.8 | 36.8 | 0 | 0 | 0 | 0 | 0 | 1 | 0 | 0 | 0 | 0
|  |  |  | 11.32 | 22.64 | 0 | 0 | 0 | 0 | 0 | 7.48 | 0.10709 | 0 | 22.64 | 22.64 | 0 | 0 | 0 | 0 | 0 | 1 | 0 | 0 | 0 | 0
|  |  |  | 9.68 | 19.36 | 0 | 0 | 0 | 0 | 0 | 7.48 | 0.10709 | 0 | 19.36 | 19.36 | 0 | 0 | 0 | 0 | 0 | 1 | 0 | 0 | 0 | 0
|  |  |  | 10.4 | 20.8 | 0 | 0 | 0 | 0 | 0 | 7.48 | 0.10709 | 0 | 20.8 | 20.8 | 0 | 0 | 0 | 0 | 0 | 1 | 0 | 0 | 0 | 0
|  |  |  | 9.72 | 19.44 | 0 | 0 | 0 | 0 | 0 | 7.48 | 0.10709 | 0 | 19.44 | 19.44 | 0 | 0 | 0 | 0 | 0 | 1 | 0 | 0 | 0 | 0
|  |  |  | 11.72 | 23.44 | 0 | 0 | 0 | 0 | 0 | 7.48 | 0.10709 | 0 | 23.44 | 23.44 | 0 | 0 | 0 | 0 | 0 | 1 | 0 | 0 | 0 | 0
|  |  |  | 12.4 | 24.8 | 0 | 0 | 0 | 0 | 0 | 7.48 | 0.10709 | 0 | 24.8 | 24.8 | 0 | 0 | 0 | 0 | 0 | 1 | 0 | 0 | 0 | 0
|  |  |  | 15.56 | 31.12 | 0 | 0 | 0 | 0 | 0 | 7.48 | 0.10709 | 0 | 31.12 | 16.938 | 0 | 4.988 | 0 | 0 | 4.988 | 0.67435 | 0 | 9.194 | 0 | 0
|  |  |  | 21.44 | 42.88 | 0 | 0 | 0 | 0 | 0 | 7.48 | 0.10709 | 0 | 42.88 | 7.943 | 0 | 22.383 | 0 | 0 | 22.383 | 0.22968 | 0 | 12.554 | 0 | 0
|  |  |  | 22.04 | 44.08 | 0 | 0 | 0 | 0 | 0 | 7.48 | 0.10709 | 0 | 44.08 | 0 | 0 | 43.242 | 0 | 0 | 43.242 | 0.2 | 0 | 0.838 | 0 | 0
|  |  |  | 25.24 | 50.48 | 0 | 0 | 0 | 0 | 0 | 7.48 | 0.10709 | 0 | 50.48 | 0 | 0 | 60.285 | 9.805 | 0 | 50.48 | 0.51206 | 0 | 0 | 0 | 0
|  |  |  | 33.16 | 66.32 | 0 | 0 | 0 | 0 | 0 | 7.48 | 0.10709 | 0 | 66.32 | 0 | 0 | 72.314 | 5.994 | 0 | 66.32 | 0.70283 | 0 | 0 | 0 | 0
|  |  |  | 32.16 | 64.32 | 0 | 0 | 0 | 0 | 0 | 7.48 | 0.10709 | 0 | 64.32 | 0 | 9.149 | 73.657 | 9.337 | 0 | 64.32 | 1 | 0 | 0 | 0 | 0
|  |  |  | 33.52 | 67.04 | 0 | 0 | 0 | 0 | 0 | 7.48 | 0.10709 | 0 | 67.04 | 0 | 21.976 | 67.04 | 0 | 0 | 67.04 | 1 | 0 | 0 | 0 | 0
|  |  |  | 32.24 | 64.48 | 0 | 0 | 0 | 0 | 0 | 7.48 | 0.10709 | 0 | 64.48 | 0 | 23.503 | 64.48 | 0 | 0 | 64.48 | 1 | 0 | 0 | 0 | 0
|  |  |  | 31.88 | 63.76 | 0 | 0 | 0 | 0 | 0 | 7.48 | 0.10709 | 0 | 63.76 | 0 | 19.399 | 63.76 | 0 | 0 | 63.76 | 1 | 0 | 0 | 0 | 0
|  |  |  | 31.2 | 62.4 | 0 | 0 | 0 | 0 | 0 | 7.48 | 0.10709 | 0 | 62.4 | 0 | 10.04 | 62.4 | 0 | 0 | 62.4 | 1 | 0 | 0 | 0 | 0
|  |  |  | 31.6 | 63.2 | 0 | 0 | 0 | 0 | 0 | 7.48 | 0.10709 | 0 | 63.2 | 6.178 | 0 | 57.022 | 0 | 0 | 57.022 | 1 | 0 | 0 | 0 | 0
|  |  |  | 30.32 | 60.64 | 0 | 0 | 0 | 0 | 0 | 7.48 | 0.10709 | 0 | 60.64 | 22.398 | 0 | 38.242 | 0 | 0 | 38.242 | 1 | 0 | 0 | 0 | 0
|  |  |  | 31.04 | 62.08 | 0 | 0 | 0 | 0 | 0 | 7.48 | 0.10709 | 0 | 62.08 | 45.856 | 0 | 16.224 | 0 | 0 | 16.224 | 1 | 0 | 0 | 0 | 0
|  |  |  | 29.36 | 58.72 | 0 | 0 | 0 | 0 | 0 | 7.48 | 0.10709 | 0 | 58.72 | 56.818 | 0 | 1.902 | 0 | 0 | 1.902 | 1 | 0 | 0 | 0 | 0
|  |  |  | 28 | 56 | 0 | 0 | 0 | 0 | 0 | 7.48 | 0.10709 | 0 | 56 | 56 | 0 | 0 | 0 | 0 | 0 | 1 | 0 | 0 | 0 | 0
|  |  |  | 28 | 56 | 0 | 0 | 0 | 0 | 0 | 7.48 | 0.10709 | 0 | 56 | 56 | 0 | 0 | 0 | 0 | 0 | 1 | 0 | 0 | 0 | 0
|  |  |  | 24.88 | 49.76 | 0 | 0 | 0 | 0 | 0 | 7.48 | 0.10709 | 0 | 49.76 | 49.76 | 0 | 0 | 0 | 0 | 0 | 1 | 0 | 0 | 0 | 0
|  |  |  | 20.68 | 41.36 | 0 | 0 | 0 | 0 | 0 | 7.48 | 0.10709 | 0 | 41.36 | 31.328 | 0 | 0 | 0 | 0 | 0 | 0.64467 | 0 | 10.032 | 0 | 0
|  |  |  | 11 | 22 | 0 | 0 | 0 | 0 | 0 | 7.48 | 0.10709 | 0 | 22 | 9.446 | 0 | 0 | 0 | 0 | 0 | 0.2 | 0 | 12.554 | 0 | 0
|  |  |  | 9.2 | 18.4 | 0 | 0 | 0 | 0 | 0 | 7.48 | 0.10336 | 0 | 18.4 | 18.4 | 0 | 0 | 0 | 0 | 0 | 0.2 | 0 | 0 | 0 | 0
|  |  |  | 11.48 | 22.96 | 0 | 0 | 0 | 0 | 0 | 7.48 | 0.10336 | 0 | 22.96 | 22.96 | 0 | 0 | 0 | 0 | 0 | 0.2 | 0 | 0 | 0 | 0
|  |  |  | 12.88 | 25.76 | 0 | 0 | 0 | 0 | 0 | 7.48 | 0.10336 | 0 | 25.76 | 25.76 | 0 | 0 | 0 | 0 | 0 | 0.2 | 0 | 0 | 0 | 0
|  |  |  | 12.32 | 24.64 | 0 | 0 | 0 | 0 | 0 | 7.48 | 0.10336 | 0 | 24.64 | 24.64 | 0 | 0 | 0 | 0 | 0 | 0.2 | 0 | 0 | 0 | 0
|  |  |  | 12.76 | 25.52 | 0 | 0 | 0 | 0 | 0 | 7.48 | 0.10336 | 0 | 25.52 | 25.52 | 0 | 0 | 0 | 0 | 0 | 0.2 | 0 | 0 | 0 | 0
|  |  |  | 14.28 | 28.56 | 0 | 0 | 0 | 0 | 0 | 7.48 | 0.10336 | 0 | 28.56 | 23.899 | 0 | 4.661 | 0 | 0 | 4.661 | 0.2 | 0 | 0 | 0 | 0
|  |  |  | 22.52 | 45.04 | 0 | 0 | 0 | 0 | 0 | 7.48 | 0.10336 | 0 | 45.04 | 21.548 | 0 | 23.492 | 0 | 0 | 23.492 | 0.2 | 0 | 0 | 0 | 0
|  |  |  | 21.76 | 43.52 | 0 | 0 | 0 | 0 | 0 | 7.48 | 0.10336 | 0 | 43.52 | 0 | 0 | 44.514 | 0.994 | 0 | 43.52 | 0.23165 | 0 | 0 | 0 | 0
|  |  |  | 24.24 | 48.48 | 0 | 0 | 0 | 0 | 0 | 7.48 | 0.10336 | 0 | 48.48 | 0 | 0.51 | 61.034 | 12.554 | 0 | 48.48 | 0.63121 | 0 | 0 | 0 | 0
|  |  |  | 28.52 | 57.04 | 0 | 0 | 0 | 0 | 0 | 7.48 | 0.10336 | 0 | 57.04 | 0 | 7.793 | 68.627 | 11.587 | 0 | 57.04 | 1 | 0 | 0 | 0 | 0
|  |  |  | 32.88 | 65.76 | 0 | 0 | 0 | 0 | 0 | 11.23 | 0.12409 | 0 | 65.76 | 0 | 21.48 | 65.76 | 0 | 0 | 65.76 | 1 | 0 | 0 | 0 | 0
|  |  |  | 31.24 | 62.48 | 0 | 0 | 0 | 0 | 0 | 11.23 | 0.12409 | 0 | 62.48 | 0 | 28.048 | 62.48 | 0 | 0 | 62.48 | 1 | 0 | 0 | 0 | 0
|  |  |  | 31.44 | 62.88 | 0 | 0 | 0 | 0 | 0 | 11.23 | 0.12409 | 0 | 62.88 | 0 | 26.539 | 62.88 | 0 | 0 | 62.88 | 1 | 0 | 0 | 0 | 0
|  |  |  | 31.04 | 62.08 | 0 | 0 | 0 | 0 | 0 | 17.48 | 0.13136 | 0 | 62.08 | 0 | 24.115 | 62.08 | 0 | 0 | 62.08 | 1 | 0 | 0 | 0 | 0
|  |  |  | 30.4 | 60.8 | 0 | 0 | 0 | 0 | 0 | 17.48 | 0.13136 | 0 | 60.8 | 0 | 14.272 | 60.8 | 0 | 0 | 60.8 | 1 | 0 | 0 | 0 | 0
|  |  |  | 32.16 | 64.32 | 0 | 0 | 0 | 0 | 0 | 17.48 | 0.13136 | 0 | 64.32 | 0 | 0 | 58.66 | 0 | 0 | 58.66 | 0.79951 | 0 | 5.66 | 0 | 0
|  |  |  | 32.28 | 64.56 | 0 | 0 | 0 | 0 | 0 | 17.48 | 0.13136 | 0 | 64.56 | 13.45 | 0 | 38.556 | 0 | 0 | 38.556 | 0.35484 | 0 | 12.554 | 0 | 0
|  |  |  | 31.36 | 62.72 | 0 | 0 | 0 | 0 | 0 | 11.23 | 0.12409 | 0 | 62.72 | 46.446 | 0 | 16.274 | 0 | 0 | 16.274 | 0.35484 | 0 | 0 | 0 | 0
|  |  |  | 28.52 | 57.04 | 0 | 0 | 0 | 0 | 0 | 11.23 | 0.12409 | 0 | 57.04 | 55.125 | 0 | 1.915 | 0 | 0 | 1.915 | 0.35484 | 0 | 0 | 0 | 0
|  |  |  | 26.56 | 53.12 | 0 | 0 | 0 | 0 | 0 | 11.23 | 0.12409 | 0 | 53.12 | 48.749 | 0 | 0 | 0 | 0 | 0 | 0.2 | 0 | 4.371 | 0 | 0
|  |  |  | 26.6 | 53.2 | 0 | 0 | 0 | 0 | 0 | 7.48 | 0.10336 | 0 | 53.2 | 53.2 | 0 | 0 | 0 | 0 | 0 | 0.2 | 0 | 0 | 0 | 0
|  |  |  | 28.72 | 57.44 | 0 | 0 | 0 | 0 | 0 | 7.48 | 0.10336 | 0 | 57.44 | 57.44 | 0 | 0 | 0 | 0 | 0 | 0.2 | 0 | 0 | 0 | 0
|  |  |  | 29.8 | 59.6 | 0 | 0 | 0 | 0 | 0 | 7.48 | 0.10336 | 0 | 59.6 | 59.6 | 0 | 0 | 0 | 0 | 0 | 0.2 | 0 | 0 | 0 | 0
|  |  |  | 23.08 | 46.16 | 0 | 0 | 0 | 0 | 0 | 7.48 | 0.10336 | 0 | 46.16 | 46.16 | 0 | 0 | 0 | 0 | 0 | 0.2 | 0 | 0 | 0 | 0
|  |  |  | 21.88 | 43.76 | 0 | 0 | 0 | 0 | 0 | 7.48 | 0.10336 | 0 | 43.76 | 43.76 | 0 | 0 | 0 | 0 | 0 | 0.2 | 0 | 0 | 0 | 0
|  |  |  | 22.04 | 44.08 | 0 | 0 | 0 | 0 | 0 | 7.48 | 0.10336 | 0 | 44.08 | 44.08 | 0 | 0 | 0 | 0 | 0 | 0.2 | 0 | 0 | 0 | 0
|  |  |  | 20.08 | 40.16 | 0 | 0 | 0 | 0 | 0 | 7.48 | 0.10336 | 0 | 40.16 | 40.16 | 0 | 0 | 0 | 0 | 0 | 0.2 | 0 | 0 | 0 | 0
|  |  |  | 21.56 | 43.12 | 0 | 0 | 0 | 0 | 0 | 7.48 | 0.10336 | 0 | 43.12 | 43.12 | 0 | 0 | 0 | 0 | 0 | 0.2 | 0 | 0 | 0 | 0
|  |  |  | 16.44 | 32.88 | 0 | 0 | 0 | 0 | 0 | 7.48 | 0.10336 | 0 | 32.88 | 32.88 | 0 | 0 | 0 | 0 | 0 | 0.2 | 0 | 0 | 0 | 0
|  |  |  | 16.48 | 32.96 | 0 | 0 | 0 | 0 | 0 | 7.48 | 0.10336 | 0 | 32.96 | 28.136 | 0 | 4.824 | 0 | 0 | 4.824 | 0.2 | 0 | 0 | 0 | 0
|  |  |  | 22.44 | 44.88 | 0 | 0 | 0 | 0 | 0 | 7.48 | 0.10336 | 0 | 44.88 | 21.262 | 0 | 23.618 | 0 | 0 | 23.618 | 0.2 | 0 | 0 | 0 | 0
|  |  |  | 23.68 | 47.36 | 0 | 0 | 0 | 0 | 0 | 7.48 | 0.10336 | 0 | 47.36 | 1.737 | 0 | 45.623 | 0 | 0 | 45.623 | 0.2 | 0 | 0 | 0 | 0
|  |  |  | 25.72 | 51.44 | 0 | 0 | 0 | 0 | 0 | 7.48 | 0.10336 | 0 | 51.44 | 0 | 0 | 63.534 | 12.094 | 0 | 51.44 | 0.58494 | 0 | 0 | 0 | 0
|  |  |  | 29.52 | 59.04 | 0 | 0 | 0 | 0 | 0 | 7.48 | 0.10336 | 0 | 59.04 | 0 | 6.804 | 71.594 | 12.554 | 0 | 59.04 | 0.9845 | 0 | 0 | 0 | 0
|  |  |  | 31.16 | 62.32 | 0 | 0 | 0 | 0 | 0 | 11.23 | 0.12409 | 0 | 62.32 | 0 | 16.031 | 62.807 | 0.487 | 0 | 62.32 | 1 | 0 | 0 | 0 | 0
|  |  |  | 38.08 | 76.16 | 0 | 0 | 0 | 0 | 0 | 11.23 | 0.12409 | 0 | 76.16 | 0 | 9.909 | 76.16 | 0 | 0 | 76.16 | 1 | 0 | 0 | 0 | 0
|  |  |  | 35.48 | 70.96 | 0 | 0 | 0 | 0 | 0 | 11.23 | 0.12409 | 0 | 70.96 | 0 | 13.509 | 70.96 | 0 | 0 | 70.96 | 1 | 0 | 0 | 0 | 0
|  |  |  | 34 | 68 | 0 | 0 | 0 | 0 | 0 | 17.48 | 0.13136 | 0 | 68 | 0 | 11.846 | 68 | 0 | 0 | 68 | 1 | 0 | 0 | 0 | 0
|  |  |  | 33.76 | 67.52 | 0 | 0 | 0 | 0 | 0 | 17.48 | 0.13136 | 0 | 67.52 | 0 | 7.086 | 67.52 | 0 | 0 | 67.52 | 1 | 0 | 0 | 0 | 0
|  |  |  | 35.2 | 70.4 | 0 | 0 | 0 | 0 | 0 | 17.48 | 0.13136 | 0 | 70.4 | 1.595 | 0 | 58.773 | 0 | 0 | 58.773 | 0.64467 | 0 | 10.032 | 0 | 0
|  |  |  | 36.36 | 72.72 | 0 | 0 | 0 | 0 | 0 | 17.48 | 0.13136 | 0 | 72.72 | 22.101 | 0 | 38.065 | 0 | 0 | 38.065 | 0.2 | 0 | 12.554 | 0 | 0
|  |  |  | 35.68 | 71.36 | 0 | 0 | 0 | 0 | 0 | 11.23 | 0.12409 | 0 | 71.36 | 55.124 | 0 | 16.236 | 0 | 0 | 16.236 | 0.2 | 0 | 0 | 0 | 0
|  |  |  | 36.32 | 72.64 | 0 | 0 | 0 | 0 | 0 | 11.23 | 0.12409 | 0 | 72.64 | 70.65 | 0 | 1.99 | 0 | 0 | 1.99 | 0.2 | 0 | 0 | 0 | 0
|  |  |  | 33.84 | 67.68 | 0 | 0 | 0 | 0 | 0 | 11.23 | 0.12409 | 0 | 67.68 | 67.68 | 0 | 0 | 0 | 0 | 0 | 0.2 | 0 | 0 | 0 | 0
|  |  |  | 28.44 | 56.88 | 0 | 0 | 0 | 0 | 0 | 7.48 | 0.10336 | 0 | 56.88 | 56.88 | 0 | 0 | 0 | 0 | 0 | 0.2 | 0 | 0 | 0 | 0
|  |  |  | 21.4 | 42.8 | 0 | 0 | 0 | 0 | 0 | 7.48 | 0.10336 | 0 | 42.8 | 42.8 | 0 | 0 | 0 | 0 | 0 | 0.2 | 0 | 0 | 0 | 0
|  |  |  | 19.04 | 38.08 | 0 | 0 | 0 | 0 | 0 | 7.48 | 0.10336 | 0 | 38.08 | 38.08 | 0 | 0 | 0 | 0 | 0 | 0.2 | 0 | 0 | 0 | 0
|  |  |  | 11.4 | 22.8 | 0 | 0 | 0 | 0 | 0 | 7.48 | 0.10336 | 0 | 22.8 | 22.8 | 0 | 0 | 0 | 0 | 0 | 0.2 | 0 | 0 | 0 | 0
|  |  |  | 9.44 | 18.88 | 0 | 0 | 0 | 0 | 0 | 7.48 | 0.10336 | 0 | 18.88 | 18.88 | 0 | 0 | 0 | 0 | 0 | 0.2 | 0 | 0 | 0 | 0
|  |  |  | 10.8 | 21.6 | 0 | 0 | 0 | 0 | 0 | 7.48 | 0.10336 | 0 | 21.6 | 21.6 | 0 | 0 | 0 | 0 | 0 | 0.2 | 0 | 0 | 0 | 0
|  |  |  | 11.2 | 22.4 | 0 | 0 | 0 | 0 | 0 | 7.48 | 0.10336 | 0 | 22.4 | 22.4 | 0 | 0 | 0 | 0 | 0 | 0.2 | 0 | 0 | 0 | 0
|  |  |  | 12.24 | 24.48 | 0 | 0 | 0 | 0 | 0 | 7.48 | 0.10336 | 0 | 24.48 | 24.48 | 0 | 0 | 0 | 0 | 0 | 0.2 | 0 | 0 | 0 | 0
|  |  |  | 13.96 | 27.92 | 0 | 0 | 0 | 0 | 0 | 7.48 | 0.10336 | 0 | 27.92 | 27.92 | 0 | 0 | 0 | 0 | 0 | 0.2 | 0 | 0 | 0 | 0
|  |  |  | 15.48 | 30.96 | 0 | 0 | 0 | 0 | 0 | 7.48 | 0.10336 | 0 | 30.96 | 26.4 | 0 | 4.56 | 0 | 0 | 4.56 | 0.2 | 0 | 0 | 0 | 0
|  |  |  | 14.76 | 29.52 | 0 | 0 | 0 | 0 | 0 | 7.48 | 0.10336 | 0 | 29.52 | 6.683 | 0 | 22.837 | 0 | 0 | 22.837 | 0.2 | 0 | 0 | 0 | 0
|  |  |  | 18.6 | 37.2 | 0 | 0 | 0 | 0 | 0 | 7.48 | 0.10336 | 0 | 37.2 | 0 | 0 | 44.212 | 7.012 | 0 | 37.2 | 0.42318 | 0 | 0 | 0 | 0
|  |  |  | 19.32 | 38.64 | 0 | 0 | 0 | 0 | 0 | 7.48 | 0.10336 | 0 | 38.64 | 0 | 8.776 | 51.194 | 12.554 | 0 | 38.64 | 0.82274 | 0 | 0 | 0 | 0
|  |  |  | 22 | 44 | 0 | 0 | 0 | 0 | 0 | 7.48 | 0.10336 | 0 | 44 | 0 | 22.14 | 49.569 | 5.569 | 0 | 44 | 1 | 0 | 0 | 0 | 0
|  |  |  | 23.08 | 46.16 | 0 | 0 | 0 | 0 | 0 | 11.23 | 0.12409 | 0 | 46.16 | 0 | 36.092 | 46.16 | 0 | 0 | 46.16 | 1 | 0 | 0 | 0 | 0
|  |  |  | 25.88 | 51.76 | 0 | 0 | 0 | 0 | 0 | 11.23 | 0.12409 | 0 | 51.76 | 0 | 36.223 | 51.76 | 0 | 0 | 51.76 | 1 | 0 | 0 | 0 | 0
|  |  |  | 25.32 | 50.64 | 0 | 0 | 0 | 0 | 0 | 11.23 | 0.12409 | 0 | 50.64 | 0 | 36.55 | 50.64 | 0 | 0 | 50.64 | 1 | 0 | 0 | 0 | 0
|  |  |  | 26.68 | 53.36 | 0 | 0 | 0 | 0 | 0 | 17.48 | 0.13136 | 0 | 53.36 | 0 | 29.937 | 53.36 | 0 | 0 | 53.36 | 1 | 0 | 0 | 0 | 0
|  |  |  | 25.28 | 50.56 | 0 | 0 | 0 | 0 | 0 | 17.48 | 0.13136 | 0 | 50.56 | 0 | 21.426 | 50.56 | 0 | 0 | 50.56 | 1 | 0 | 0 | 0 | 0
|  |  |  | 26.96 | 53.92 | 0 | 0 | 0 | 0 | 0 | 17.48 | 0.13136 | 0 | 53.92 | 0 | 3.279 | 53.92 | 0 | 0 | 53.92 | 1 | 0 | 0 | 0 | 0
|  |  |  | 26.04 | 52.08 | 0 | 0 | 0 | 0 | 0 | 17.48 | 0.13136 | 0 | 52.08 | 1.889 | 0 | 37.637 | 0 | 0 | 37.637 | 0.55533 | 0 | 12.554 | 0 | 0
|  |  |  | 26.84 | 53.68 | 0 | 0 | 0 | 0 | 0 | 11.23 | 0.12409 | 0 | 53.68 | 37.708 | 0 | 15.972 | 0 | 0 | 15.972 | 0.55533 | 0 | 0 | 0 | 0
|  |  |  | 21 | 42 | 0 | 0 | 0 | 0 | 0 | 11.23 | 0.12409 | 0 | 42 | 40.111 | 0 | 1.889 | 0 | 0 | 1.889 | 0.55533 | 0 | 0 | 0 | 0
|  |  |  | 16.84 | 33.68 | 0 | 0 | 0 | 0 | 0 | 11.23 | 0.12409 | 0 | 33.68 | 23.648 | 0 | 0 | 0 | 0 | 0 | 0.2 | 0 | 10.032 | 0 | 0
|  |  |  | 15.84 | 31.68 | 0 | 0 | 0 | 0 | 0 | 7.48 | 0.10336 | 0 | 31.68 | 31.68 | 0 | 0 | 0 | 0 | 0 | 0.2 | 0 | 0 | 0 | 0
|  |  |  | 16.12 | 32.24 | 0 | 0 | 0 | 0 | 0 | 7.48 | 0.10336 | 0 | 32.24 | 32.24 | 0 | 0 | 0 | 0 | 0 | 0.2 | 0 | 0 | 0 | 0
|  |  |  | 15.8 | 31.6 | 0 | 0 | 0 | 0 | 0 | 7.48 | 0.10336 | 0 | 31.6 | 31.6 | 0 | 0 | 0 | 0 | 0 | 0.2 | 0 | 0 | 0 | 0
|  |  |  | 13.48 | 26.96 | 0 | 0 | 0 | 0 | 0 | 7.48 | 0.10336 | 0 | 26.96 | 26.96 | 0 | 0 | 0 | 0 | 0 | 0.2 | 0 | 0 | 0 | 0
|  |  |  | 12.2 | 24.4 | 0 | 0 | 0 | 0 | 0 | 7.48 | 0.10336 | 0 | 24.4 | 24.4 | 0 | 0 | 0 | 0 | 0 | 0.2 | 0 | 0 | 0 | 0
|  |  |  | 10.08 | 20.16 | 0 | 0 | 0 | 0 | 0 | 7.48 | 0.10336 | 0 | 20.16 | 20.16 | 0 | 0 | 0 | 0 | 0 | 0.2 | 0 | 0 | 0 | 0
|  |  |  | 9.08 | 18.16 | 0 | 0 | 0 | 0 | 0 | 7.48 | 0.10336 | 0 | 18.16 | 18.16 | 0 | 0 | 0 | 0 | 0 | 0.2 | 0 | 0 | 0 | 0
|  |  |  | 12.04 | 24.08 | 0 | 0 | 0 | 0 | 0 | 7.48 | 0.10336 | 0 | 24.08 | 24.08 | 0 | 0 | 0 | 0 | 0 | 0.2 | 0 | 0 | 0 | 0
|  |  |  | 13.12 | 26.24 | 0 | 0 | 0 | 0 | 0 | 7.48 | 0.10336 | 0 | 26.24 | 26.24 | 0 | 0 | 0 | 0 | 0 | 0.2 | 0 | 0 | 0 | 0
|  |  |  | 14.72 | 29.44 | 0 | 0 | 0 | 0 | 0 | 7.48 | 0.10336 | 0 | 29.44 | 24.842 | 0 | 4.598 | 0 | 0 | 4.598 | 0.2 | 0 | 0 | 0 | 0
|  |  |  | 14.6 | 29.2 | 0 | 0 | 0 | 0 | 0 | 7.48 | 0.10336 | 0 | 29.2 | 6.174 | 0 | 23.026 | 0 | 0 | 23.026 | 0.2 | 0 | 0 | 0 | 0
|  |  |  | 16.4 | 32.8 | 0 | 0 | 0 | 0 | 0 | 7.48 | 0.10336 | 0 | 32.8 | 0 | 0 | 43.62 | 10.82 | 0 | 32.8 | 0.54438 | 0 | 0 | 0 | 0
|  |  |  | 19.4 | 38.8 | 0 | 0 | 0 | 0 | 0 | 7.48 | 0.10336 | 0 | 38.8 | 0 | 10.694 | 51.354 | 12.554 | 0 | 38.8 | 0.94394 | 0 | 0 | 0 | 0
|  |  |  | 20.08 | 40.16 | 0 | 0 | 0 | 0 | 0 | 7.48 | 0.10336 | 0 | 40.16 | 0 | 34.335 | 41.921 | 1.761 | 0 | 40.16 | 1 | 0 | 0 | 0 | 0
|  |  |  | 19.56 | 39.12 | 0 | 0 | 0 | 0 | 0 | 11.23 | 0.12409 | 0 | 39.12 | 0 | 47.201 | 39.12 | 0 | 0 | 39.12 | 1 | 0 | 0 | 0 | 0
|  |  |  | 22.2 | 44.4 | 0 | 0 | 0 | 0 | 0 | 11.23 | 0.12409 | 0 | 44.4 | 0 | 45.435 | 44.4 | 0 | 0 | 44.4 | 1 | 0 | 0 | 0 | 0
|  |  |  | 23.16 | 46.32 | 0 | 0 | 0 | 0 | 0 | 11.23 | 0.12409 | 0 | 46.32 | 0 | 42.658 | 46.32 | 0 | 0 | 46.32 | 1 | 0 | 0 | 0 | 0
|  |  |  | 24.24 | 48.48 | 0 | 0 | 0 | 0 | 0 | 17.48 | 0.13136 | 0 | 48.48 | 0 | 34.817 | 48.48 | 0 | 0 | 48.48 | 1 | 0 | 0 | 0 | 0
|  |  |  | 26.52 | 53.04 | 0 | 0 | 0 | 0 | 0 | 17.48 | 0.13136 | 0 | 53.04 | 0 | 20.13 | 53.04 | 0 | 0 | 53.04 | 1 | 0 | 0 | 0 | 0
|  |  |  | 26.6 | 53.2 | 0 | 0 | 0 | 0 | 0 | 17.48 | 0.13136 | 0 | 53.2 | 0 | 3.847 | 53.2 | 0 | 0 | 53.2 | 1 | 0 | 0 | 0 | 0
|  |  |  | 25.92 | 51.84 | 0 | 0 | 0 | 0 | 0 | 17.48 | 0.13136 | 0 | 51.84 | 1.8 | 0 | 37.486 | 0 | 0 | 37.486 | 0.55533 | 0 | 12.554 | 0 | 0
|  |  |  | 28.52 | 57.04 | 0 | 0 | 0 | 0 | 0 | 11.23 | 0.12409 | 0 | 57.04 | 40.816 | 0 | 16.224 | 0 | 0 | 16.224 | 0.55533 | 0 | 0 | 0 | 0
|  |  |  | 26.2 | 52.4 | 0 | 0 | 0 | 0 | 0 | 11.23 | 0.12409 | 0 | 52.4 | 50.233 | 0 | 2.167 | 0 | 0 | 2.167 | 0.55533 | 0 | 0 | 0 | 0
|  |  |  | 19.36 | 38.72 | 0 | 0 | 0 | 0 | 0 | 11.23 | 0.12409 | 0 | 38.72 | 28.688 | 0 | 0 | 0 | 0 | 0 | 0.2 | 0 | 10.032 | 0 | 0
|  |  |  | 16.16 | 32.32 | 0 | 0 | 0 | 0 | 0 | 7.48 | 0.10336 | 0 | 32.32 | 32.32 | 0 | 0 | 0 | 0 | 0 | 0.2 | 0 | 0 | 0 | 0
|  |  |  | 16.8 | 33.6 | 0 | 0 | 0 | 0 | 0 | 7.48 | 0.10336 | 0 | 33.6 | 33.6 | 0 | 0 | 0 | 0 | 0 | 0.2 | 0 | 0 | 0 | 0
|  |  |  | 18.76 | 37.52 | 0 | 0 | 0 | 0 | 0 | 7.48 | 0.10336 | 0 | 37.52 | 37.52 | 0 | 0 | 0 | 0 | 0 | 0.2 | 0 | 0 | 0 | 0
|  |  |  | 13.24 | 26.48 | 0 | 0 | 0 | 0 | 0 | 7.48 | 0.10336 | 0 | 26.48 | 26.48 | 0 | 0 | 0 | 0 | 0 | 0.2 | 0 | 0 | 0 | 0
|  |  |  | 10.36 | 20.72 | 0 | 0 | 0 | 0 | 0 | 7.48 | 0.10336 | 0 | 20.72 | 20.72 | 0 | 0 | 0 | 0 | 0 | 0.2 | 0 | 0 | 0 | 0
|  |  |  | 13.64 | 27.28 | 0 | 0 | 0 | 0 | 0 | 7.48 | 0.10336 | 0 | 27.28 | 27.28 | 0 | 0 | 0 | 0 | 0 | 0.2 | 0 | 0 | 0 | 0
|  |  |  | 14.28 | 28.56 | 0 | 0 | 0 | 0 | 0 | 7.48 | 0.10336 | 0 | 28.56 | 28.56 | 0 | 0 | 0 | 0 | 0 | 0.2 | 0 | 0 | 0 | 0
|  |  |  | 17 | 34 | 0 | 0 | 0 | 0 | 0 | 7.48 | 0.10336 | 0 | 34 | 34 | 0 | 0 | 0 | 0 | 0 | 0.2 | 0 | 0 | 0 | 0
|  |  |  | 16.12 | 32.24 | 0 | 0 | 0 | 0 | 0 | 7.48 | 0.10336 | 0 | 32.24 | 32.24 | 0 | 0 | 0 | 0 | 0 | 0.2 | 0 | 0 | 0 | 0
|  |  |  | 16.28 | 32.56 | 0 | 0 | 0 | 0 | 0 | 7.48 | 0.10336 | 0 | 32.56 | 30.381 | 0 | 2.179 | 0 | 0 | 2.179 | 0.2 | 0 | 0 | 0 | 0
|  |  |  | 20.2 | 40.4 | 0 | 0 | 0 | 0 | 0 | 7.48 | 0.10336 | 0 | 40.4 | 23.874 | 0 | 16.526 | 0 | 0 | 16.526 | 0.2 | 0 | 0 | 0 | 0
|  |  |  | 22.08 | 44.16 | 0 | 0 | 0 | 0 | 0 | 7.48 | 0.10336 | 0 | 44.16 | 12.179 | 0 | 31.981 | 0 | 0 | 31.981 | 0.2 | 0 | 0 | 0 | 0
|  |  |  | 23.8 | 47.6 | 0 | 0 | 0 | 0 | 0 | 7.48 | 0.10336 | 0 | 47.6 | 0 | 0 | 50.397 | 2.797 | 0 | 47.6 | 0.28901 | 0 | 0 | 0 | 0
|  |  |  | 28 | 56 | 0 | 0 | 0 | 0 | 0 | 7.48 | 0.10336 | 0 | 56 | 0 | 7.791 | 68.554 | 12.554 | 0 | 56 | 0.68857 | 0 | 0 | 0 | 0
|  |  |  | 33.4 | 66.8 | 0 | 0 | 0 | 0 | 0 | 11.23 | 0.12409 | 0 | 66.8 | 0 | 9.522 | 76.585 | 9.785 | 0 | 66.8 | 1 | 0 | 0 | 0 | 0
|  |  |  | 34.84 | 69.68 | 0 | 0 | 0 | 0 | 0 | 11.23 | 0.12409 | 0 | 69.68 | 0 | 14.323 | 69.68 | 0 | 0 | 69.68 | 1 | 0 | 0 | 0 | 0
|  |  |  | 32.4 | 64.8 | 0 | 0 | 0 | 0 | 0 | 11.23 | 0.12409 | 0 | 64.8 | 0 | 16.973 | 64.8 | 0 | 0 | 64.8 | 1 | 0 | 0 | 0 | 0
|  |  |  | 31.88 | 63.76 | 0 | 0 | 0 | 0 | 0 | 17.48 | 0.13136 | 0 | 63.76 | 0 | 22.233 | 63.76 | 0 | 0 | 63.76 | 1 | 0 | 0 | 0 | 0
|  |  |  | 33.24 | 66.48 | 0 | 0 | 0 | 0 | 0 | 17.48 | 0.13136 | 0 | 66.48 | 0 | 8.68 | 66.48 | 0 | 0 | 66.48 | 1 | 0 | 0 | 0 | 0
|  |  |  | 35.52 | 71.04 | 0 | 0 | 0 | 0 | 0 | 17.48 | 0.13136 | 0 | 71.04 | 2.424 | 0 | 58.584 | 0 | 0 | 58.584 | 0.64467 | 0 | 10.032 | 0 | 0
|  |  |  | 36.16 | 72.32 | 0 | 0 | 0 | 0 | 0 | 17.48 | 0.13136 | 0 | 72.32 | 21.613 | 0 | 38.153 | 0 | 0 | 38.153 | 0.2 | 0 | 12.554 | 0 | 0
|  |  |  | 36.52 | 73.04 | 0 | 0 | 0 | 0 | 0 | 11.23 | 0.12409 | 0 | 73.04 | 56.262 | 0 | 16.778 | 0 | 0 | 16.778 | 0.2 | 0 | 0 | 0 | 0
|  |  |  | 37.68 | 75.36 | 0 | 0 | 0 | 0 | 0 | 11.23 | 0.12409 | 0 | 75.36 | 73.156 | 0 | 2.204 | 0 | 0 | 2.204 | 0.2 | 0 | 0 | 0 | 0
|  |  |  | 35.64 | 71.28 | 0 | 0 | 0 | 0 | 0 | 11.23 | 0.12409 | 0 | 71.28 | 71.28 | 0 | 0 | 0 | 0 | 0 | 0.2 | 0 | 0 | 0 | 0
|  |  |  | 33.8 | 67.6 | 0 | 0 | 0 | 0 | 0 | 7.48 | 0.10336 | 0 | 67.6 | 67.6 | 0 | 0 | 0 | 0 | 0 | 0.2 | 0 | 0 | 0 | 0
|  |  |  | 29.84 | 59.68 | 0 | 0 | 0 | 0 | 0 | 7.48 | 0.10336 | 0 | 59.68 | 59.68 | 0 | 0 | 0 | 0 | 0 | 0.2 | 0 | 0 | 0 | 0
|  |  |  | 20.52 | 41.04 | 0 | 0 | 0 | 0 | 0 | 7.48 | 0.10336 | 0 | 41.04 | 41.04 | 0 | 0 | 0 | 0 | 0 | 0.2 | 0 | 0 | 0 | 0
|  |  |  | 11.84 | 23.68 | 0 | 0 | 0 | 0 | 0 | 7.48 | 0.10336 | 0 | 23.68 | 23.68 | 0 | 0 | 0 | 0 | 0 | 0.2 | 0 | 0 | 0 | 0
|  |  |  | 9.64 | 19.28 | 0 | 0 | 0 | 0 | 0 | 7.48 | 0.10336 | 0 | 19.28 | 19.28 | 0 | 0 | 0 | 0 | 0 | 0.2 | 0 | 0 | 0 | 0
|  |  |  | 10.48 | 20.96 | 0 | 0 | 0 | 0 | 0 | 7.48 | 0.10336 | 0 | 20.96 | 20.96 | 0 | 0 | 0 | 0 | 0 | 0.2 | 0 | 0 | 0 | 0
|  |  |  | 10.84 | 21.68 | 0 | 0 | 0 | 0 | 0 | 7.48 | 0.10336 | 0 | 21.68 | 21.68 | 0 | 0 | 0 | 0 | 0 | 0.2 | 0 | 0 | 0 | 0
|  |  |  | 12.32 | 24.64 | 0 | 0 | 0 | 0 | 0 | 7.48 | 0.10336 | 0 | 24.64 | 24.64 | 0 | 0 | 0 | 0 | 0 | 0.2 | 0 | 0 | 0 | 0
|  |  |  | 13.76 | 27.52 | 0 | 0 | 0 | 0 | 0 | 7.48 | 0.10336 | 0 | 27.52 | 27.52 | 0 | 0 | 0 | 0 | 0 | 0.2 | 0 | 0 | 0 | 0
|  |  |  | 16.56 | 33.12 | 0 | 0 | 0 | 0 | 0 | 7.48 | 0.10336 | 0 | 33.12 | 28.019 | 0 | 5.101 | 0 | 0 | 5.101 | 0.2 | 0 | 0 | 0 | 0
|  |  |  | 22.88 | 45.76 | 0 | 0 | 0 | 0 | 0 | 7.48 | 0.10336 | 0 | 45.76 | 22.797 | 0 | 22.963 | 0 | 0 | 22.963 | 0.2 | 0 | 0 | 0 | 0
|  |  |  | 23.88 | 47.76 | 0 | 0 | 0 | 0 | 0 | 7.48 | 0.10336 | 0 | 47.76 | 14.998 | 0 | 32.762 | 0 | 0 | 32.762 | 0.2 | 0 | 0 | 0 | 0
|  |  |  | 29.84 | 59.68 | 0 | 0 | 0 | 0 | 0 | 7.48 | 0.10336 | 0 | 59.68 | 15.884 | 0 | 43.796 | 0 | 0 | 43.796 | 0.2 | 0 | 0 | 0 | 0
|  |  |  | 33.12 | 66.24 | 0 | 0 | 0 | 0 | 0 | 7.48 | 0.10336 | 0 | 66.24 | 15.491 | 0 | 50.749 | 0 | 0 | 50.749 | 0.2 | 0 | 0 | 0 | 0
|  |  |  | 37.2 | 74.4 | 0 | 0 | 0 | 0 | 0 | 7.48 | 0.10336 | 0 | 74.4 | 28.664 | 0 | 45.736 | 0 | 0 | 45.736 | 0.2 | 0 | 0 | 0 | 0
|  |  |  | 42.56 | 85.12 | 0 | 0 | 0 | 0 | 0 | 7.48 | 0.10336 | 0 | 85.12 | 56.703 | 0 | 28.417 | 0 | 0 | 28.417 | 0.2 | 0 | 0 | 0 | 0
|  |  |  | 38.84 | 77.68 | 0 | 0 | 0 | 0 | 0 | 7.48 | 0.10336 | 0 | 77.68 | 5.026 | 0 | 72.654 | 0 | 0 | 72.654 | 0.2 | 0 | 0 | 0 | 0
|  |  |  | 39.08 | 78.16 | 0 | 0 | 0 | 0 | 0 | 7.48 | 0.10336 | 0 | 78.16 | 5.141 | 0 | 73.019 | 0 | 0 | 73.019 | 0.2 | 0 | 0 | 0 | 0
|  |  |  | 39.08 | 78.16 | 0 | 0 | 0 | 0 | 0 | 7.48 | 0.10336 | 0 | 78.16 | 39.062 | 0 | 39.098 | 0 | 0 | 39.098 | 0.2 | 0 | 0 | 0 | 0
|  |  |  | 40.88 | 81.76 | 0 | 0 | 0 | 0 | 0 | 7.48 | 0.10336 | 0 | 81.76 | 51.328 | 0 | 30.432 | 0 | 0 | 30.432 | 0.2 | 0 | 0 | 0 | 0
|  |  |  | 43.44 | 86.88 | 0 | 0 | 0 | 0 | 0 | 7.48 | 0.10336 | 0 | 86.88 | 69.145 | 0 | 17.735 | 0 | 0 | 17.735 | 0.2 | 0 | 0 | 0 | 0
|  |  |  | 44.84 | 89.68 | 0 | 0 | 0 | 0 | 0 | 7.48 | 0.10336 | 0 | 89.68 | 75.497 | 0 | 14.183 | 0 | 0 | 14.183 | 0.2 | 0 | 0 | 0 | 0
|  |  |  | 41.52 | 83.04 | 0 | 0 | 0 | 0 | 0 | 7.48 | 0.10336 | 0 | 83.04 | 81.982 | 0 | 1.058 | 0 | 0 | 1.058 | 0.2 | 0 | 0 | 0 | 0
|  |  |  | 39.32 | 78.64 | 0 | 0 | 0 | 0 | 0 | 7.48 | 0.10336 | 0 | 78.64 | 78.64 | 0 | 0 | 0 | 0 | 0 | 0.2 | 0 | 0 | 0 | 0
|  |  |  | 34.72 | 69.44 | 0 | 0 | 0 | 0 | 0 | 7.48 | 0.10336 | 0 | 69.44 | 69.44 | 0 | 0 | 0 | 0 | 0 | 0.2 | 0 | 0 | 0 | 0
|  |  |  | 25.8 | 51.6 | 0 | 0 | 0 | 0 | 0 | 7.48 | 0.10336 | 0 | 51.6 | 51.6 | 0 | 0 | 0 | 0 | 0 | 0.2 | 0 | 0 | 0 | 0
|  |  |  | 19.68 | 39.36 | 0 | 0 | 0 | 0 | 0 | 7.48 | 0.10336 | 0 | 39.36 | 39.36 | 0 | 0 | 0 | 0 | 0 | 0.2 | 0 | 0 | 0 | 0
|  |  |  | 11.28 | 22.56 | 0 | 0 | 0 | 0 | 0 | 7.48 | 0.10336 | 0 | 22.56 | 22.56 | 0 | 0 | 0 | 0 | 0 | 0.2 | 0 | 0 | 0 | 0
|  |  |  | 10.04 | 20.08 | 0 | 0 | 0 | 0 | 0 | 7.48 | 0.10336 | 0 | 20.08 | 20.08 | 0 | 0 | 0 | 0 | 0 | 0.2 | 0 | 0 | 0 | 0
|  |  |  | 15.36 | 30.72 | 0 | 0 | 0 | 0 | 0 | 7.48 | 0.10336 | 0 | 30.72 | 30.72 | 0 | 0 | 0 | 0 | 0 | 0.2 | 0 | 0 | 0 | 0
|  |  |  | 15.48 | 30.96 | 0 | 0 | 0 | 0 | 0 | 7.48 | 0.10336 | 0 | 30.96 | 30.96 | 0 | 0 | 0 | 0 | 0 | 0.2 | 0 | 0 | 0 | 0
|  |  |  | 17.48 | 34.96 | 0 | 0 | 0 | 0 | 0 | 7.48 | 0.10336 | 0 | 34.96 | 34.96 | 0 | 0 | 0 | 0 | 0 | 0.2 | 0 | 0 | 0 | 0
|  |  |  | 17.76 | 35.52 | 0 | 0 | 0 | 0 | 0 | 7.48 | 0.10336 | 0 | 35.52 | 35.52 | 0 | 0 | 0 | 0 | 0 | 0.2 | 0 | 0 | 0 | 0
|  |  |  | 15.2 | 30.4 | 0 | 0 | 0 | 0 | 0 | 7.48 | 0.10336 | 0 | 30.4 | 26.193 | 0 | 4.207 | 0 | 0 | 4.207 | 0.2 | 0 | 0 | 0 | 0
|  |  |  | 20.84 | 41.68 | 0 | 0 | 0 | 0 | 0 | 7.48 | 0.10336 | 0 | 41.68 | 34.651 | 0 | 7.029 | 0 | 0 | 7.029 | 0.2 | 0 | 0 | 0 | 0
|  |  |  | 23.48 | 46.96 | 0 | 0 | 0 | 0 | 0 | 7.48 | 0.10336 | 0 | 46.96 | 26.328 | 0 | 20.632 | 0 | 0 | 20.632 | 0.2 | 0 | 0 | 0 | 0
|  |  |  | 31.84 | 63.68 | 0 | 0 | 0 | 0 | 0 | 7.48 | 0.10336 | 0 | 63.68 | 3.509 | 0 | 60.171 | 0 | 0 | 60.171 | 0.2 | 0 | 0 | 0 | 0
|  |  |  | 32.52 | 65.04 | 0 | 0 | 0 | 0 | 0 | 7.48 | 0.10336 | 0 | 65.04 | 0 | 0 | 73.762 | 8.722 | 0 | 65.04 | 0.47761 | 0 | 0 | 0 | 0
|  |  |  | 35.28 | 70.56 | 0 | 0 | 0 | 0 | 0 | 7.48 | 0.10336 | 0 | 70.56 | 0 | 0.902 | 83.114 | 12.554 | 0 | 70.56 | 0.87717 | 0 | 0 | 0 | 0
|  |  |  | 38.84 | 77.68 | 0 | 0 | 0 | 0 | 0 | 7.48 | 0.10336 | 0 | 77.68 | 1.897 | 0 | 74.14 | 0 | 0 | 74.14 | 0.81898 | 0 | 1.643 | 0 | 0
|  |  |  | 34.52 | 69.04 | 0 | 0 | 0 | 0 | 0 | 7.48 | 0.10336 | 0 | 69.04 | 0 | 0 | 72.666 | 3.626 | 0 | 69.04 | 0.9344 | 0 | 0 | 0 | 0
|  |  |  | 35.12 | 70.24 | 0 | 0 | 0 | 0 | 0 | 7.48 | 0.10336 | 0 | 70.24 | 0 | 0 | 72.301 | 2.061 | 0 | 70.24 | 1 | 0 | 0 | 0 | 0
|  |  |  | 34.84 | 69.68 | 0 | 0 | 0 | 0 | 0 | 7.48 | 0.10336 | 0 | 69.68 | 6.838 | 0 | 62.842 | 0 | 0 | 62.842 | 1 | 0 | 0 | 0 | 0
|  |  |  | 34.84 | 69.68 | 0 | 0 | 0 | 0 | 0 | 7.48 | 0.10336 | 0 | 69.68 | 37.611 | 0 | 32.069 | 0 | 0 | 32.069 | 1 | 0 | 0 | 0 | 0
|  |  |  | 35.76 | 71.52 | 0 | 0 | 0 | 0 | 0 | 7.48 | 0.10336 | 0 | 71.52 | 55.876 | 0 | 15.644 | 0 | 0 | 15.644 | 1 | 0 | 0 | 0 | 0
|  |  |  | 35.08 | 70.16 | 0 | 0 | 0 | 0 | 0 | 7.48 | 0.10336 | 0 | 70.16 | 62.325 | 0 | 7.835 | 0 | 0 | 7.835 | 1 | 0 | 0 | 0 | 0
|  |  |  | 33.96 | 67.92 | 0 | 0 | 0 | 0 | 0 | 7.48 | 0.10336 | 0 | 67.92 | 66.736 | 0 | 1.184 | 0 | 0 | 1.184 | 1 | 0 | 0 | 0 | 0
|  |  |  | 31.48 | 62.96 | 0 | 0 | 0 | 0 | 0 | 7.48 | 0.10336 | 0 | 62.96 | 62.96 | 0 | 0 | 0 | 0 | 0 | 1 | 0 | 0 | 0 | 0
|  |  |  | 28.84 | 57.68 | 0 | 0 | 0 | 0 | 0 | 7.48 | 0.10336 | 0 | 57.68 | 57.68 | 0 | 0 | 0 | 0 | 0 | 1 | 0 | 0 | 0 | 0
|  |  |  | 26.4 | 52.8 | 0 | 0 | 0 | 0 | 0 | 7.48 | 0.10336 | 0 | 52.8 | 52.8 | 0 | 0 | 0 | 0 | 0 | 1 | 0 | 0 | 0 | 0
|  |  |  | 22.88 | 45.76 | 0 | 0 | 0 | 0 | 0 | 7.48 | 0.10336 | 0 | 45.76 | 45.76 | 0 | 0 | 0 | 0 | 0 | 1 | 0 | 0 | 0 | 0
|  |  |  | 14.4 | 28.8 | 0 | 0 | 0 | 0 | 0 | 7.48 | 0.10336 | 0 | 28.8 | 28.8 | 0 | 0 | 0 | 0 | 0 | 1 | 0 | 0 | 0 | 0
|  |  |  | 11 | 22 | 0 | 0 | 0 | 0 | 0 | 7.48 | 0.10336 | 0 | 22 | 22 | 0 | 0 | 0 | 0 | 0 | 1 | 0 | 0 | 0 | 0
|  |  |  | 10.56 | 21.12 | 0 | 0 | 0 | 0 | 0 | 7.48 | 0.10336 | 0 | 21.12 | 21.12 | 0 | 0 | 0 | 0 | 0 | 1 | 0 | 0 | 0 | 0
|  |  |  | 12.04 | 24.08 | 0 | 0 | 0 | 0 | 0 | 7.48 | 0.10336 | 0 | 24.08 | 24.08 | 0 | 0 | 0 | 0 | 0 | 1 | 0 | 0 | 0 | 0
|  |  |  | 12.08 | 24.16 | 0 | 0 | 0 | 0 | 0 | 7.48 | 0.10336 | 0 | 24.16 | 24.16 | 0 | 0 | 0 | 0 | 0 | 1 | 0 | 0 | 0 | 0
|  |  |  | 13.68 | 27.36 | 0 | 0 | 0 | 0 | 0 | 7.48 | 0.10336 | 0 | 27.36 | 27.36 | 0 | 0 | 0 | 0 | 0 | 1 | 0 | 0 | 0 | 0
|  |  |  | 16.28 | 32.56 | 0 | 0 | 0 | 0 | 0 | 7.48 | 0.10336 | 0 | 32.56 | 32.547 | 0 | 0.013 | 0 | 0 | 0.013 | 1 | 0 | 0 | 0 | 0
|  |  |  | 22.76 | 45.52 | 0 | 0 | 0 | 0 | 0 | 7.48 | 0.10336 | 0 | 45.52 | 36.652 | 0 | 8.868 | 0 | 0 | 8.868 | 1 | 0 | 0 | 0 | 0
|  |  |  | 22.24 | 44.48 | 0 | 0 | 0 | 0 | 0 | 7.48 | 0.10336 | 0 | 44.48 | 34.529 | 0 | 9.951 | 0 | 0 | 9.951 | 1 | 0 | 0 | 0 | 0
|  |  |  | 24.48 | 48.96 | 0 | 0 | 0 | 0 | 0 | 7.48 | 0.10336 | 0 | 48.96 | 34.311 | 0 | 14.649 | 0 | 0 | 14.649 | 1 | 0 | 0 | 0 | 0
|  |  |  | 25.72 | 51.44 | 0 | 0 | 0 | 0 | 0 | 7.48 | 0.10336 | 0 | 51.44 | 24.552 | 0 | 21.879 | 0 | 0 | 21.879 | 0.82258 | 0 | 5.009 | 0 | 0
|  |  |  | 31 | 62 | 0 | 0 | 0 | 0 | 0 | 11.23 | 0.12409 | 0 | 62 | 20.236 | 0 | 29.21 | 0 | 0 | 29.21 | 0.37791 | 0 | 12.554 | 0 | 0
|  |  |  | 34.48 | 68.96 | 0 | 0 | 0 | 0 | 0 | 11.23 | 0.12409 | 0 | 68.96 | 0 | 0 | 63.937 | 0 | 0 | 63.937 | 0.2 | 0 | 5.023 | 0 | 0
|  |  |  | 31.92 | 63.84 | 0 | 0 | 0 | 0 | 0 | 11.23 | 0.12409 | 0 | 63.84 | 0 | 0 | 72.629 | 8.789 | 0 | 63.84 | 0.47972 | 0 | 0 | 0 | 0
|  |  |  | 30.48 | 60.96 | 0 | 0 | 0 | 0 | 0 | 17.48 | 0.13136 | 0 | 60.96 | 0 | 11.119 | 73.514 | 12.554 | 0 | 60.96 | 0.87929 | 0 | 0 | 0 | 0
|  |  |  | 28.2 | 56.4 | 0 | 0 | 0 | 0 | 0 | 17.48 | 0.13136 | 0 | 56.4 | 0 | 13.771 | 60.193 | 3.793 | 0 | 56.4 | 1 | 0 | 0 | 0 | 0
|  |  |  | 30.44 | 60.88 | 0 | 0 | 0 | 0 | 0 | 17.48 | 0.13136 | 0 | 60.88 | 0 | 0 | 57.828 | 0 | 0 | 57.828 | 0.89191 | 0 | 3.052 | 0 | 0
|  |  |  | 31.28 | 62.56 | 0 | 0 | 0 | 0 | 0 | 17.48 | 0.13136 | 0 | 62.56 | 11.752 | 0 | 38.254 | 0 | 0 | 38.254 | 0.44724 | 0 | 12.554 | 0 | 0
|  |  |  | 28.2 | 56.4 | 0 | 0 | 0 | 0 | 0 | 11.23 | 0.12409 | 0 | 56.4 | 39.446 | 0 | 16.954 | 0 | 0 | 16.954 | 0.44724 | 0 | 0 | 0 | 0
|  |  |  | 27.12 | 54.24 | 0 | 0 | 0 | 0 | 0 | 11.23 | 0.12409 | 0 | 54.24 | 51.721 | 0 | 2.519 | 0 | 0 | 2.519 | 0.44724 | 0 | 0 | 0 | 0
|  |  |  | 24.48 | 48.96 | 0 | 0 | 0 | 0 | 0 | 11.23 | 0.12409 | 0 | 48.96 | 41.98 | 0 | 0 | 0 | 0 | 0 | 0.2 | 0 | 6.98 | 0 | 0
|  |  |  | 24.2 | 48.4 | 0 | 0 | 0 | 0 | 0 | 7.48 | 0.10336 | 12.554 | 48.4 | 48.4 | 0 | 0 | 0 | 0 | 0 | 0.59956 | 0 | 0 | 0 | 0
|  |  |  | 22 | 44 | 0 | 0 | 0 | 0 | 0 | 7.48 | 0.10336 | 12.554 | 44 | 44 | 0 | 0 | 0 | 0 | 0 | 0.99913 | 0 | 0 | 0 | 0
|  |  |  | 16.88 | 33.76 | 0 | 0 | 0 | 0 | 0 | 7.48 | 0.10336 | 0.027 | 33.76 | 33.76 | 0 | 0 | 0 | 0 | 0 | 1 | 0 | 0 | 0 | 0
|  |  |  | 10.6 | 21.2 | 0 | 0 | 0 | 0 | 0 | 7.48 | 0.10336 | 0 | 21.2 | 21.2 | 0 | 0 | 0 | 0 | 0 | 1 | 0 | 0 | 0 | 0
|  |  |  | 9.2 | 18.4 | 0 | 0 | 0 | 0 | 0 | 7.48 | 0.10336 | 0 | 18.4 | 18.4 | 0 | 0 | 0 | 0 | 0 | 1 | 0 | 0 | 0 | 0
|  |  |  | 9.76 | 19.52 | 0 | 0 | 0 | 0 | 0 | 7.48 | 0.10336 | 0 | 19.52 | 19.52 | 0 | 0 | 0 | 0 | 0 | 1 | 0 | 0 | 0 | 0
|  |  |  | 9.72 | 19.44 | 0 | 0 | 0 | 0 | 0 | 7.48 | 0.10336 | 0 | 19.44 | 19.44 | 0 | 0 | 0 | 0 | 0 | 1 | 0 | 0 | 0 | 0
|  |  |  | 12.64 | 25.28 | 0 | 0 | 0 | 0 | 0 | 7.48 | 0.10336 | 0 | 25.28 | 25.28 | 0 | 0 | 0 | 0 | 0 | 1 | 0 | 0 | 0 | 0
|  |  |  | 13.84 | 27.68 | 0 | 0 | 0 | 0 | 0 | 7.48 | 0.10336 | 0 | 27.68 | 27.68 | 0 | 0 | 0 | 0 | 0 | 1 | 0 | 0 | 0 | 0
|  |  |  | 16.32 | 32.64 | 0 | 0 | 0 | 0 | 0 | 7.48 | 0.10336 | 0 | 32.64 | 26.657 | 0 | 5.983 | 0 | 0 | 5.983 | 1 | 0 | 0 | 0 | 0
|  |  |  | 22.48 | 44.96 | 0 | 0 | 0 | 0 | 0 | 7.48 | 0.10336 | 0 | 44.96 | 43.864 | 0 | 1.096 | 0 | 0 | 1.096 | 1 | 0 | 0 | 0 | 0
|  |  |  | 22.32 | 44.64 | 0 | 0 | 0 | 0 | 0 | 7.48 | 0.10336 | 0 | 44.64 | 40.231 | 0 | 4.409 | 0 | 0 | 4.409 | 1 | 0 | 0 | 0 | 0
|  |  |  | 24.08 | 48.16 | 0 | 0 | 0 | 0 | 0 | 7.48 | 0.10336 | 0 | 48.16 | 36.383 | 0 | 11.777 | 0 | 0 | 11.777 | 1 | 0 | 0 | 0 | 0
|  |  |  | 27.16 | 54.32 | 0 | 0 | 0 | 0 | 0 | 7.48 | 0.10336 | 0 | 54.32 | 34.847 | 0 | 19.473 | 0 | 0 | 19.473 | 1 | 0 | 0 | 0 | 0
|  |  |  | 33.16 | 66.32 | 0 | 0 | 0 | 0 | 0 | 11.23 | 0.12409 | 0 | 66.32 | 42.19 | 0 | 18.327 | 0 | 0 | 18.327 | 0.79445 | 0 | 5.803 | 0 | 0
|  |  |  | 30.12 | 60.24 | 0 | 0 | 0 | 0 | 0 | 11.23 | 0.12409 | 0 | 60.24 | 21.058 | 0 | 26.628 | 0 | 0 | 26.628 | 0.34978 | 0 | 12.554 | 0 | 0
|  |  |  | 26.96 | 53.92 | 0 | 0 | 0 | 0 | 0 | 11.23 | 0.12409 | 0 | 53.92 | 0 | 0 | 49.691 | 0 | 0 | 49.691 | 0.2 | 0 | 4.229 | 0 | 0
|  |  |  | 26.08 | 52.16 | 0 | 0 | 0 | 0 | 0 | 17.48 | 0.13136 | 0 | 52.16 | 0 | 23.597 | 64.714 | 12.554 | 0 | 52.16 | 0.59956 | 0 | 0 | 0 | 0
|  |  |  | 25.92 | 51.84 | 0 | 0 | 0 | 0 | 0 | 17.48 | 0.13136 | 0 | 51.84 | 0 | 12.769 | 64.394 | 12.554 | 0 | 51.84 | 0.99913 | 0 | 0 | 0 | 0
|  |  |  | 25.08 | 50.16 | 0 | 0 | 0 | 0 | 0 | 17.48 | 0.13136 | 0 | 50.16 | 0 | 10.928 | 50.187 | 0.027 | 0 | 50.16 | 1 | 0 | 0 | 0 | 0
|  |  |  | 24.8 | 49.6 | 0 | 0 | 0 | 0 | 0 | 17.48 | 0.13136 | 0 | 49.6 | 0 | 0 | 40.194 | 0 | 0 | 40.194 | 0.66683 | 0 | 9.406 | 0 | 0
|  |  |  | 25.32 | 50.64 | 0 | 0 | 0 | 0 | 0 | 11.23 | 0.12409 | 0 | 50.64 | 32.741 | 0 | 17.899 | 0 | 0 | 17.899 | 0.66683 | 0 | 0 | 0 | 0
|  |  |  | 25.28 | 50.56 | 0 | 0 | 0 | 0 | 0 | 11.23 | 0.12409 | 0 | 50.56 | 47.176 | 0 | 2.759 | 0 | 0 | 2.759 | 0.64467 | 0 | 0.626 | 0 | 0
|  |  |  | 25.36 | 50.72 | 0 | 0 | 0 | 0 | 0 | 11.23 | 0.12409 | 0 | 50.72 | 38.166 | 0 | 0 | 0 | 0 | 0 | 0.2 | 0 | 12.554 | 0 | 0
|  |  |  | 24.84 | 49.68 | 0 | 0 | 0 | 0 | 0 | 7.48 | 0.10336 | 0 | 49.68 | 49.68 | 0 | 0 | 0 | 0 | 0 | 0.2 | 0 | 0 | 0 | 0
|  |  |  | 24.56 | 49.12 | 0 | 0 | 0 | 0 | 0 | 7.48 | 0.10336 | 0 | 49.12 | 49.12 | 0 | 0 | 0 | 0 | 0 | 0.2 | 0 | 0 | 0 | 0
|  |  |  | 26.88 | 53.76 | 0 | 0 | 0 | 0 | 0 | 7.48 | 0.10336 | 0 | 53.76 | 53.76 | 0 | 0 | 0 | 0 | 0 | 0.2 | 0 | 0 | 0 | 0
|  |  |  | 23.96 | 47.92 | 0 | 0 | 0 | 0 | 0 | 7.48 | 0.10336 | 0 | 47.92 | 47.92 | 0 | 0 | 0 | 0 | 0 | 0.2 | 0 | 0 | 0 | 0
|  |  |  | 22.48 | 44.96 | 0 | 0 | 0 | 0 | 0 | 7.48 | 0.10336 | 0 | 44.96 | 44.96 | 0 | 0 | 0 | 0 | 0 | 0.2 | 0 | 0 | 0 | 0
|  |  |  | 22.4 | 44.8 | 0 | 0 | 0 | 0 | 0 | 7.48 | 0.10336 | 0 | 44.8 | 44.8 | 0 | 0 | 0 | 0 | 0 | 0.2 | 0 | 0 | 0 | 0
|  |  |  | 21.32 | 42.64 | 0 | 0 | 0 | 0 | 0 | 7.48 | 0.10336 | 0 | 42.64 | 42.64 | 0 | 0 | 0 | 0 | 0 | 0.2 | 0 | 0 | 0 | 0
|  |  |  | 22.76 | 45.52 | 0 | 0 | 0 | 0 | 0 | 7.48 | 0.10336 | 0 | 45.52 | 45.52 | 0 | 0 | 0 | 0 | 0 | 0.2 | 0 | 0 | 0 | 0
|  |  |  | 21.84 | 43.68 | 0 | 0 | 0 | 0 | 0 | 7.48 | 0.10336 | 0 | 43.68 | 43.68 | 0 | 0 | 0 | 0 | 0 | 0.2 | 0 | 0 | 0 | 0
|  |  |  | 20.72 | 41.44 | 0 | 0 | 0 | 0 | 0 | 7.48 | 0.10336 | 0 | 41.44 | 41.087 | 0 | 0.353 | 0 | 0 | 0.353 | 0.2 | 0 | 0 | 0 | 0
|  |  |  | 20.32 | 40.64 | 0 | 0 | 0 | 0 | 0 | 7.48 | 0.10336 | 0 | 40.64 | 34.972 | 0 | 5.668 | 0 | 0 | 5.668 | 0.2 | 0 | 0 | 0 | 0
|  |  |  | 20.72 | 41.44 | 0 | 0 | 0 | 0 | 0 | 7.48 | 0.10336 | 0 | 41.44 | 27.912 | 0 | 13.528 | 0 | 0 | 13.528 | 0.2 | 0 | 0 | 0 | 0
|  |  |  | 21.16 | 42.32 | 0 | 0 | 0 | 0 | 0 | 7.48 | 0.10336 | 0 | 42.32 | 25.189 | 0 | 17.131 | 0 | 0 | 17.131 | 0.2 | 0 | 0 | 0 | 0
|  |  |  | 22.16 | 44.32 | 0 | 0 | 0 | 0 | 0 | 7.48 | 0.10336 | 0 | 44.32 | 19.644 | 0 | 24.676 | 0 | 0 | 24.676 | 0.2 | 0 | 0 | 0 | 0
|  |  |  | 23.56 | 47.12 | 0 | 0 | 0 | 0 | 0 | 11.23 | 0.12409 | 0 | 47.12 | 0 | 0 | 57.274 | 10.154 | 0 | 47.12 | 0.52318 | 0 | 0 | 0 | 0
|  |  |  | 23.28 | 46.56 | 0 | 0 | 0 | 0 | 0 | 11.23 | 0.12409 | 0 | 46.56 | 0 | 15.807 | 59.114 | 12.554 | 0 | 46.56 | 0.92275 | 0 | 0 | 0 | 0
|  |  |  | 23.4 | 46.8 | 0 | 0 | 0 | 0 | 0 | 11.23 | 0.12409 | 0 | 46.8 | 0 | 44.21 | 49.227 | 2.427 | 0 | 46.8 | 1 | 0 | 0 | 0 | 0
|  |  |  | 24.08 | 48.16 | 0 | 0 | 0 | 0 | 0 | 17.48 | 0.13136 | 0 | 48.16 | 0 | 40.566 | 48.16 | 0 | 0 | 48.16 | 1 | 0 | 0 | 0 | 0
|  |  |  | 23.96 | 47.92 | 0 | 0 | 0 | 0 | 0 | 17.48 | 0.13136 | 0 | 47.92 | 0 | 28.991 | 47.92 | 0 | 0 | 47.92 | 1 | 0 | 0 | 0 | 0
|  |  |  | 25.48 | 50.96 | 0 | 0 | 0 | 0 | 0 | 17.48 | 0.13136 | 0 | 50.96 | 0 | 10.08 | 50.96 | 0 | 0 | 50.96 | 1 | 0 | 0 | 0 | 0
|  |  |  | 25.8 | 51.6 | 0 | 0 | 0 | 0 | 0 | 17.48 | 0.13136 | 0 | 51.6 | 0 | 0 | 40.269 | 0 | 0 | 40.269 | 0.59866 | 0 | 11.331 | 0 | 0
|  |  |  | 24.24 | 48.48 | 0 | 0 | 0 | 0 | 0 | 11.23 | 0.12409 | 0 | 48.48 | 30.594 | 0 | 17.886 | 0 | 0 | 17.886 | 0.59866 | 0 | 0 | 0 | 0
|  |  |  | 21.16 | 42.32 | 0 | 0 | 0 | 0 | 0 | 11.23 | 0.12409 | 0 | 42.32 | 39.561 | 0 | 2.759 | 0 | 0 | 2.759 | 0.59866 | 0 | 0 | 0 | 0
|  |  |  | 15.6 | 31.2 | 0 | 0 | 0 | 0 | 0 | 11.23 | 0.12409 | 0 | 31.2 | 19.945 | 0 | 0 | 0 | 0 | 0 | 0.2 | 0 | 11.255 | 0 | 0
|  |  |  | 19.16 | 38.32 | 0 | 0 | 0 | 0 | 0 | 7.48 | 0.10336 | 12.554 | 38.32 | 38.32 | 0 | 0 | 0 | 0 | 0 | 0.59956 | 0 | 0 | 0 | 0
|  |  |  | 24.96 | 49.92 | 0 | 0 | 0 | 0 | 0 | 7.48 | 0.10336 | 12.554 | 49.92 | 49.92 | 0 | 0 | 0 | 0 | 0 | 0.99913 | 0 | 0 | 0 | 0
|  |  |  | 26.08 | 52.16 | 0 | 0 | 0 | 0 | 0 | 7.48 | 0.10336 | 0.027 | 52.16 | 52.16 | 0 | 0 | 0 | 0 | 0 | 1 | 0 | 0 | 0 | 0
|  |  |  | 22.96 | 45.92 | 0 | 0 | 0 | 0 | 0 | 7.48 | 0.10336 | 0 | 45.92 | 45.92 | 0 | 0 | 0 | 0 | 0 | 1 | 0 | 0 | 0 | 0
|  |  |  | 21.96 | 43.92 | 0 | 0 | 0 | 0 | 0 | 7.48 | 0.10336 | 0 | 43.92 | 43.92 | 0 | 0 | 0 | 0 | 0 | 1 | 0 | 0 | 0 | 0
|  |  |  | 22.32 | 44.64 | 0 | 0 | 0 | 0 | 0 | 7.48 | 0.10336 | 0 | 44.64 | 44.64 | 0 | 0 | 0 | 0 | 0 | 1 | 0 | 0 | 0 | 0
|  |  |  | 21.52 | 43.04 | 0 | 0 | 0 | 0 | 0 | 7.48 | 0.10336 | 0 | 43.04 | 43.04 | 0 | 0 | 0 | 0 | 0 | 1 | 0 | 0 | 0 | 0
|  |  |  | 22.72 | 45.44 | 0 | 0 | 0 | 0 | 0 | 7.48 | 0.10336 | 0 | 45.44 | 45.44 | 0 | 0 | 0 | 0 | 0 | 1 | 0 | 0 | 0 | 0
|  |  |  | 21.96 | 43.92 | 0 | 0 | 0 | 0 | 0 | 7.48 | 0.10336 | 0 | 43.92 | 43.92 | 0 | 0 | 0 | 0 | 0 | 1 | 0 | 0 | 0 | 0
|  |  |  | 20.64 | 41.28 | 0 | 0 | 0 | 0 | 0 | 7.48 | 0.10336 | 0 | 41.28 | 41.141 | 0 | 0.139 | 0 | 0 | 0.139 | 1 | 0 | 0 | 0 | 0
|  |  |  | 20.12 | 40.24 | 0 | 0 | 0 | 0 | 0 | 7.48 | 0.10336 | 0 | 40.24 | 16.27 | 0 | 23.97 | 0 | 0 | 23.97 | 1 | 0 | 0 | 0 | 0
|  |  |  | 18.64 | 37.28 | 0 | 0 | 0 | 0 | 0 | 7.48 | 0.10336 | 0 | 37.28 | 32.544 | 0 | 4.736 | 0 | 0 | 4.736 | 1 | 0 | 0 | 0 | 0
|  |  |  | 19.24 | 38.48 | 0 | 0 | 0 | 0 | 0 | 7.48 | 0.10336 | 0 | 38.48 | 29.31 | 0 | 9.17 | 0 | 0 | 9.17 | 1 | 0 | 0 | 0 | 0
|  |  |  | 21.16 | 42.32 | 0 | 0 | 0 | 0 | 0 | 7.48 | 0.10336 | 0 | 42.32 | 30.366 | 0 | 11.954 | 0 | 0 | 11.954 | 1 | 0 | 0 | 0 | 0
|  |  |  | 21.36 | 42.72 | 0 | 0 | 0 | 0 | 0 | 11.23 | 0.12409 | 0 | 42.72 | 10.508 | 0 | 20.418 | 0 | 0 | 20.418 | 0.58225 | 0 | 11.794 | 0 | 0
|  |  |  | 23.32 | 46.64 | 0 | 0 | 0 | 0 | 0 | 11.23 | 0.12409 | 0 | 46.64 | 0 | 0 | 35.848 | 0 | 0 | 35.848 | 0.2 | 0 | 10.792 | 0 | 0
|  |  |  | 25.2 | 50.4 | 0 | 0 | 0 | 0 | 0 | 11.23 | 0.12409 | 0 | 50.4 | 0 | 2.155 | 62.954 | 12.554 | 0 | 50.4 | 0.59956 | 0 | 0 | 0 | 0
|  |  |  | 26.56 | 53.12 | 0 | 0 | 0 | 0 | 0 | 17.48 | 0.13136 | 0 | 53.12 | 0 | 23.972 | 65.674 | 12.554 | 0 | 53.12 | 0.99913 | 0 | 0 | 0 | 0
|  |  |  | 27.68 | 55.36 | 0 | 0 | 0 | 0 | 0 | 17.48 | 0.13136 | 0 | 55.36 | 0 | 22.494 | 55.387 | 0.027 | 0 | 55.36 | 1 | 0 | 0 | 0 | 0
|  |  |  | 31.72 | 63.44 | 0 | 0 | 0 | 0 | 0 | 17.48 | 0.13136 | 0 | 63.44 | 0 | 0 | 61.834 | 0 | 0 | 61.834 | 0.94311 | 0 | 1.606 | 0 | 0
|  |  |  | 28.92 | 57.84 | 0 | 0 | 0 | 0 | 0 | 17.48 | 0.13136 | 0 | 57.84 | 4.198 | 0 | 41.088 | 0 | 0 | 41.088 | 0.49844 | 0 | 12.554 | 0 | 0
|  |  |  | 27.96 | 55.92 | 0 | 0 | 0 | 0 | 0 | 11.23 | 0.12409 | 0 | 55.92 | 37.631 | 0 | 18.289 | 0 | 0 | 18.289 | 0.49844 | 0 | 0 | 0 | 0
|  |  |  | 26.8 | 53.6 | 0 | 0 | 0 | 0 | 0 | 11.23 | 0.12409 | 0 | 53.6 | 50.816 | 0 | 2.784 | 0 | 0 | 2.784 | 0.49844 | 0 | 0 | 0 | 0
|  |  |  | 24.08 | 48.16 | 0 | 0 | 0 | 0 | 0 | 11.23 | 0.12409 | 0 | 48.16 | 39.735 | 0 | 0 | 0 | 0 | 0 | 0.2 | 0 | 8.425 | 0 | 0
|  |  |  | 23.4 | 46.8 | 0 | 0 | 0 | 0 | 0 | 7.48 | 0.10336 | 10.317 | 46.8 | 46.8 | 0 | 0 | 0 | 0 | 0 | 0.52838 | 0 | 0 | 0 | 0
|  |  |  | 26.4 | 52.8 | 0 | 0 | 0 | 0 | 0 | 7.48 | 0.10336 | 0 | 52.8 | 52.8 | 0 | 0 | 0 | 0 | 0 | 0.52838 | 0 | 0 | 0 | 0
|  |  |  | 26.68 | 53.36 | 0 | 0 | 0 | 0 | 0 | 7.48 | 0.10336 | 0 | 53.36 | 53.36 | 0 | 0 | 0 | 0 | 0 | 0.52838 | 0 | 0 | 0 | 0
|  |  |  | 21.56 | 43.12 | 0 | 0 | 0 | 0 | 0 | 7.48 | 0.10336 | 0 | 43.12 | 43.12 | 0 | 0 | 0 | 0 | 0 | 0.52838 | 0 | 0 | 0 | 0
|  |  |  | 20.2 | 40.4 | 0 | 0 | 0 | 0 | 0 | 7.48 | 0.10336 | 0 | 40.4 | 40.4 | 0 | 0 | 0 | 0 | 0 | 0.52838 | 0 | 0 | 0 | 0
|  |  |  | 20.64 | 41.28 | 0 | 0 | 0 | 0 | 0 | 7.48 | 0.10336 | 0 | 41.28 | 41.28 | 0 | 0 | 0 | 0 | 0 | 0.52838 | 0 | 0 | 0 | 0
|  |  |  | 20.44 | 40.88 | 0 | 0 | 0 | 0 | 0 | 7.48 | 0.10336 | 0 | 40.88 | 40.88 | 0 | 0 | 0 | 0 | 0 | 0.52838 | 0 | 0 | 0 | 0
|  |  |  | 20.52 | 41.04 | 0 | 0 | 0 | 0 | 0 | 7.48 | 0.10336 | 0 | 41.04 | 41.04 | 0 | 0 | 0 | 0 | 0 | 0.52838 | 0 | 0 | 0 | 0
|  |  |  | 20.24 | 40.48 | 0 | 0 | 0 | 0 | 0 | 7.48 | 0.10336 | 0 | 40.48 | 40.48 | 0 | 0 | 0 | 0 | 0 | 0.52838 | 0 | 0 | 0 | 0
|  |  |  | 19.44 | 38.88 | 0 | 0 | 0 | 0 | 0 | 7.48 | 0.10336 | 0 | 38.88 | 33.061 | 0 | 5.819 | 0 | 0 | 5.819 | 0.52838 | 0 | 0 | 0 | 0
|  |  |  | 21.08 | 42.16 | 0 | 0 | 0 | 0 | 0 | 7.48 | 0.10336 | 0 | 42.16 | 37.008 | 0 | 5.152 | 0 | 0 | 5.152 | 0.52838 | 0 | 0 | 0 | 0
|  |  |  | 22.28 | 44.56 | 0 | 0 | 0 | 0 | 0 | 7.48 | 0.10336 | 0 | 44.56 | 31.989 | 0 | 12.571 | 0 | 0 | 12.571 | 0.52838 | 0 | 0 | 0 | 0
|  |  |  | 24.48 | 48.96 | 0 | 0 | 0 | 0 | 0 | 7.48 | 0.10336 | 0 | 48.96 | 24.385 | 0 | 24.575 | 0 | 0 | 24.575 | 0.52838 | 0 | 0 | 0 | 0
|  |  |  | 27.32 | 54.64 | 0 | 0 | 0 | 0 | 0 | 7.48 | 0.10336 | 0 | 54.64 | 34.234 | 0 | 20.406 | 0 | 0 | 20.406 | 0.52838 | 0 | 0 | 0 | 0
|  |  |  | 31.32 | 62.64 | 0 | 0 | 0 | 0 | 0 | 11.23 | 0.12409 | 0 | 62.64 | 0 | 0 | 53.369 | 0 | 0 | 53.369 | 0.2 | 0 | 9.271 | 0 | 0
|  |  |  | 33.16 | 66.32 | 0 | 0 | 0 | 0 | 0 | 11.23 | 0.12409 | 0 | 66.32 | 0 | 17.901 | 78.874 | 12.554 | 0 | 66.32 | 0.59956 | 0 | 0 | 0 | 0
|  |  |  | 26.72 | 53.44 | 0 | 0 | 0 | 0 | 0 | 11.23 | 0.12409 | 0 | 53.44 | 0 | 29.484 | 65.994 | 12.554 | 0 | 53.44 | 0.99913 | 0 | 0 | 0 | 0
|  |  |  | 25.56 | 51.12 | 0 | 0 | 0 | 0 | 0 | 17.48 | 0.13136 | 0 | 51.12 | 0 | 38.511 | 51.147 | 0.027 | 0 | 51.12 | 1 | 0 | 0 | 0 | 0
|  |  |  | 25.52 | 51.04 | 0 | 0 | 0 | 0 | 0 | 17.48 | 0.13136 | 0 | 51.04 | 0 | 27.899 | 51.04 | 0 | 0 | 51.04 | 1 | 0 | 0 | 0 | 0
|  |  |  | 24.4 | 48.8 | 0 | 0 | 0 | 0 | 0 | 17.48 | 0.13136 | 0 | 48.8 | 0 | 14.042 | 48.8 | 0 | 0 | 48.8 | 1 | 0 | 0 | 0 | 0
|  |  |  | 22.76 | 45.52 | 0 | 0 | 0 | 0 | 0 | 17.48 | 0.13136 | 0 | 45.52 | 0 | 0 | 41.819 | 0 | 0 | 41.819 | 0.8689 | 0 | 3.701 | 0 | 0
|  |  |  | 22.76 | 45.52 | 0 | 0 | 0 | 0 | 0 | 11.23 | 0.12409 | 0 | 45.52 | 27.13 | 0 | 18.39 | 0 | 0 | 18.39 | 0.8689 | 0 | 0 | 0 | 0
|  |  |  | 24.2 | 48.4 | 0 | 0 | 0 | 0 | 0 | 11.23 | 0.12409 | 0 | 48.4 | 39.487 | 0 | 2.582 | 0 | 0 | 2.582 | 0.64467 | 0 | 6.33 | 0 | 0
|  |  |  | 24.64 | 49.28 | 0 | 0 | 0 | 0 | 0 | 11.23 | 0.12409 | 0 | 49.28 | 36.726 | 0 | 0 | 0 | 0 | 0 | 0.2 | 0 | 12.554 | 0 | 0
|  |  |  | 25.52 | 51.04 | 0 | 0 | 0 | 0 | 0 | 7.48 | 0.10336 | 0 | 51.04 | 51.04 | 0 | 0 | 0 | 0 | 0 | 0.2 | 0 | 0 | 0 | 0
|  |  |  | 24.92 | 49.84 | 0 | 0 | 0 | 0 | 0 | 7.48 | 0.10336 | 0 | 49.84 | 49.84 | 0 | 0 | 0 | 0 | 0 | 0.2 | 0 | 0 | 0 | 0
|  |  |  | 17.92 | 35.84 | 0 | 0 | 0 | 0 | 0 | 7.48 | 0.10336 | 0 | 35.84 | 35.84 | 0 | 0 | 0 | 0 | 0 | 0.2 | 0 | 0 | 0 | 0
|  |  |  | 10.84 | 21.68 | 0 | 0 | 0 | 0 | 0 | 7.48 | 0.10336 | 0 | 21.68 | 21.68 | 0 | 0 | 0 | 0 | 0 | 0.2 | 0 | 0 | 0 | 0
|  |  |  | 8.88 | 17.76 | 0 | 0 | 0 | 0 | 0 | 7.48 | 0.10336 | 0 | 17.76 | 17.76 | 0 | 0 | 0 | 0 | 0 | 0.2 | 0 | 0 | 0 | 0
|  |  |  | 8.96 | 17.92 | 0 | 0 | 0 | 0 | 0 | 7.48 | 0.10336 | 0 | 17.92 | 17.92 | 0 | 0 | 0 | 0 | 0 | 0.2 | 0 | 0 | 0 | 0
|  |  |  | 9.84 | 19.68 | 0 | 0 | 0 | 0 | 0 | 7.48 | 0.10336 | 0 | 19.68 | 19.68 | 0 | 0 | 0 | 0 | 0 | 0.2 | 0 | 0 | 0 | 0
|  |  |  | 12.16 | 24.32 | 0 | 0 | 0 | 0 | 0 | 7.48 | 0.10336 | 0 | 24.32 | 24.32 | 0 | 0 | 0 | 0 | 0 | 0.2 | 0 | 0 | 0 | 0
|  |  |  | 13.8 | 27.6 | 0 | 0 | 0 | 0 | 0 | 7.48 | 0.10336 | 0 | 27.6 | 27.6 | 0 | 0 | 0 | 0 | 0 | 0.2 | 0 | 0 | 0 | 0
|  |  |  | 16.12 | 32.24 | 0 | 0 | 0 | 0 | 0 | 7.48 | 0.10336 | 0 | 32.24 | 27.088 | 0 | 5.152 | 0 | 0 | 5.152 | 0.2 | 0 | 0 | 0 | 0
|  |  |  | 22.56 | 45.12 | 0 | 0 | 0 | 0 | 0 | 7.48 | 0.10336 | 0 | 45.12 | 21.301 | 0 | 23.819 | 0 | 0 | 23.819 | 0.2 | 0 | 0 | 0 | 0
|  |  |  | 22 | 44 | 0 | 0 | 0 | 0 | 0 | 7.48 | 0.10336 | 0 | 44 | 0 | 0 | 47.097 | 3.097 | 0 | 44 | 0.29856 | 0 | 0 | 0 | 0
|  |  |  | 23.24 | 46.48 | 0 | 0 | 0 | 0 | 0 | 7.48 | 0.10336 | 0 | 46.48 | 0 | 7.763 | 59.034 | 12.554 | 0 | 46.48 | 0.69812 | 0 | 0 | 0 | 0
|  |  |  | 24.4 | 48.8 | 0 | 0 | 0 | 0 | 0 | 7.48 | 0.10336 | 0 | 48.8 | 0 | 24.496 | 58.285 | 9.485 | 0 | 48.8 | 1 | 0 | 0 | 0 | 0
|  |  |  | 29.64 | 59.28 | 0 | 0 | 0 | 0 | 0 | 7.48 | 0.10336 | 0 | 59.28 | 0 | 33.036 | 59.28 | 0 | 0 | 59.28 | 1 | 0 | 0 | 0 | 0
|  |  |  | 27.8 | 55.6 | 0 | 0 | 0 | 0 | 0 | 7.48 | 0.10336 | 0 | 55.6 | 0 | 42.788 | 55.6 | 0 | 0 | 55.6 | 1 | 0 | 0 | 0 | 0
|  |  |  | 25.56 | 51.12 | 0 | 0 | 0 | 0 | 0 | 7.48 | 0.10336 | 0 | 51.12 | 0 | 46.675 | 51.12 | 0 | 0 | 51.12 | 1 | 0 | 0 | 0 | 0
|  |  |  | 24.64 | 49.28 | 0 | 0 | 0 | 0 | 0 | 7.48 | 0.10336 | 0 | 49.28 | 0 | 42.432 | 49.28 | 0 | 0 | 49.28 | 1 | 0 | 0 | 0 | 0
|  |  |  | 24.92 | 49.84 | 0 | 0 | 0 | 0 | 0 | 7.48 | 0.10336 | 0 | 49.84 | 0 | 30.384 | 49.84 | 0 | 0 | 49.84 | 1 | 0 | 0 | 0 | 0
|  |  |  | 25.32 | 50.64 | 0 | 0 | 0 | 0 | 0 | 7.48 | 0.10336 | 0 | 50.64 | 0 | 13.071 | 50.64 | 0 | 0 | 50.64 | 1 | 0 | 0 | 0 | 0
|  |  |  | 26.04 | 52.08 | 0 | 0 | 0 | 0 | 0 | 7.48 | 0.10336 | 0 | 52.08 | 10.072 | 0 | 42.008 | 0 | 0 | 42.008 | 1 | 0 | 0 | 0 | 0
|  |  |  | 25.56 | 51.12 | 0 | 0 | 0 | 0 | 0 | 7.48 | 0.10336 | 0 | 51.12 | 32.78 | 0 | 18.34 | 0 | 0 | 18.34 | 1 | 0 | 0 | 0 | 0
|  |  |  | 25 | 50 | 0 | 0 | 0 | 0 | 0 | 7.48 | 0.10336 | 0 | 50 | 47.619 | 0 | 2.381 | 0 | 0 | 2.381 | 1 | 0 | 0 | 0 | 0
|  |  |  | 23.6 | 47.2 | 0 | 0 | 0 | 0 | 0 | 7.48 | 0.10336 | 0 | 47.2 | 47.2 | 0 | 0 | 0 | 0 | 0 | 1 | 0 | 0 | 0 | 0
|  |  |  | 23.48 | 46.96 | 0 | 0 | 0 | 0 | 0 | 7.48 | 0.10336 | 0 | 46.96 | 46.96 | 0 | 0 | 0 | 0 | 0 | 1 | 0 | 0 | 0 | 0
|  |  |  | 24.72 | 49.44 | 0 | 0 | 0 | 0 | 0 | 7.48 | 0.10336 | 0 | 49.44 | 49.44 | 0 | 0 | 0 | 0 | 0 | 1 | 0 | 0 | 0 | 0
|  |  |  | 26.12 | 52.24 | 0 | 0 | 0 | 0 | 0 | 7.48 | 0.10336 | 0 | 52.24 | 52.24 | 0 | 0 | 0 | 0 | 0 | 1 | 0 | 0 | 0 | 0
|  |  |  | 21.68 | 43.36 | 0 | 0 | 0 | 0 | 0 | 7.48 | 0.10336 | 0 | 43.36 | 43.36 | 0 | 0 | 0 | 0 | 0 | 1 | 0 | 0 | 0 | 0
|  |  |  | 19.96 | 39.92 | 0 | 0 | 0 | 0 | 0 | 7.48 | 0.10336 | 0 | 39.92 | 39.92 | 0 | 0 | 0 | 0 | 0 | 1 | 0 | 0 | 0 | 0
|  |  |  | 20.16 | 40.32 | 0 | 0 | 0 | 0 | 0 | 7.48 | 0.10336 | 0 | 40.32 | 40.32 | 0 | 0 | 0 | 0 | 0 | 1 | 0 | 0 | 0 | 0
|  |  |  | 20.32 | 40.64 | 0 | 0 | 0 | 0 | 0 | 7.48 | 0.10336 | 0 | 40.64 | 40.64 | 0 | 0 | 0 | 0 | 0 | 1 | 0 | 0 | 0 | 0
|  |  |  | 21.32 | 42.64 | 0 | 0 | 0 | 0 | 0 | 7.48 | 0.10336 | 0 | 42.64 | 42.64 | 0 | 0 | 0 | 0 | 0 | 1 | 0 | 0 | 0 | 0
|  |  |  | 22.76 | 45.52 | 0 | 0 | 0 | 0 | 0 | 7.48 | 0.10336 | 0 | 45.52 | 45.52 | 0 | 0 | 0 | 0 | 0 | 1 | 0 | 0 | 0 | 0
|  |  |  | 22.48 | 44.96 | 0 | 0 | 0 | 0 | 0 | 7.48 | 0.10336 | 0 | 44.96 | 30.217 | 0 | 4.711 | 0 | 0 | 4.711 | 0.64467 | 0 | 10.032 | 0 | 0
|  |  |  | 23 | 46 | 0 | 0 | 0 | 0 | 0 | 7.48 | 0.10336 | 0 | 46 | 9.413 | 0 | 24.033 | 0 | 0 | 24.033 | 0.2 | 0 | 12.554 | 0 | 0
|  |  |  | 22.8 | 45.6 | 0 | 0 | 0 | 0 | 0 | 7.48 | 0.10336 | 0 | 45.6 | 0 | 0 | 46.945 | 1.345 | 0 | 45.6 | 0.24282 | 0 | 0 | 0 | 0
|  |  |  | 24.52 | 49.04 | 0 | 0 | 0 | 0 | 0 | 7.48 | 0.10336 | 0 | 49.04 | 0 | 4.031 | 61.594 | 12.554 | 0 | 49.04 | 0.64238 | 0 | 0 | 0 | 0
|  |  |  | 31.08 | 62.16 | 0 | 0 | 0 | 0 | 0 | 7.48 | 0.10336 | 0 | 62.16 | 0 | 5.669 | 73.396 | 11.236 | 0 | 62.16 | 1 | 0 | 0 | 0 | 0
|  |  |  | 31.12 | 62.24 | 0 | 0 | 0 | 0 | 0 | 7.48 | 0.10336 | 0 | 62.24 | 0 | 25.416 | 62.24 | 0 | 0 | 62.24 | 1 | 0 | 0 | 0 | 0
|  |  |  | 32.96 | 65.92 | 0 | 0 | 0 | 0 | 0 | 7.48 | 0.10336 | 0 | 65.92 | 0 | 25.099 | 65.92 | 0 | 0 | 65.92 | 1 | 0 | 0 | 0 | 0
|  |  |  | 30.32 | 60.64 | 0 | 0 | 0 | 0 | 0 | 7.48 | 0.10336 | 0 | 60.64 | 0 | 30.87 | 60.64 | 0 | 0 | 60.64 | 1 | 0 | 0 | 0 | 0
|  |  |  | 29.52 | 59.04 | 0 | 0 | 0 | 0 | 0 | 7.48 | 0.10336 | 0 | 59.04 | 0 | 26.827 | 59.04 | 0 | 0 | 59.04 | 1 | 0 | 0 | 0 | 0
|  |  |  | 28.72 | 57.44 | 0 | 0 | 0 | 0 | 0 | 7.48 | 0.10336 | 0 | 57.44 | 0 | 17.834 | 57.44 | 0 | 0 | 57.44 | 1 | 0 | 0 | 0 | 0
|  |  |  | 29.4 | 58.8 | 0 | 0 | 0 | 0 | 0 | 7.48 | 0.10336 | 0 | 58.8 | 0 | 1.673 | 58.8 | 0 | 0 | 58.8 | 1 | 0 | 0 | 0 | 0
|  |  |  | 28.68 | 57.36 | 0 | 0 | 0 | 0 | 0 | 7.48 | 0.10336 | 0 | 57.36 | 17.481 | 0 | 39.879 | 0 | 0 | 39.879 | 1 | 0 | 0 | 0 | 0
|  |  |  | 30.84 | 61.68 | 0 | 0 | 0 | 0 | 0 | 7.48 | 0.10336 | 0 | 61.68 | 43.983 | 0 | 17.697 | 0 | 0 | 17.697 | 1 | 0 | 0 | 0 | 0
|  |  |  | 30.2 | 60.4 | 0 | 0 | 0 | 0 | 0 | 7.48 | 0.10336 | 0 | 60.4 | 58.07 | 0 | 2.33 | 0 | 0 | 2.33 | 1 | 0 | 0 | 0 | 0
|  |  |  | 28.28 | 56.56 | 0 | 0 | 0 | 0 | 0 | 7.48 | 0.10336 | 0 | 56.56 | 56.56 | 0 | 0 | 0 | 0 | 0 | 1 | 0 | 0 | 0 | 0
|  |  |  | 26.56 | 53.12 | 0 | 0 | 0 | 0 | 0 | 7.48 | 0.10336 | 0 | 53.12 | 53.12 | 0 | 0 | 0 | 0 | 0 | 1 | 0 | 0 | 0 | 0
|  |  |  | 23.08 | 46.16 | 0 | 0 | 0 | 0 | 0 | 7.48 | 0.10336 | 0 | 46.16 | 46.16 | 0 | 0 | 0 | 0 | 0 | 1 | 0 | 0 | 0 | 0
|  |  |  | 17.04 | 34.08 | 0 | 0 | 0 | 0 | 0 | 7.48 | 0.10336 | 0 | 34.08 | 34.08 | 0 | 0 | 0 | 0 | 0 | 1 | 0 | 0 | 0 | 0
|  |  |  | 11.2 | 22.4 | 0 | 0 | 0 | 0 | 0 | 7.48 | 0.10336 | 0 | 22.4 | 22.4 | 0 | 0 | 0 | 0 | 0 | 1 | 0 | 0 | 0 | 0
|  |  |  | 11.64 | 23.28 | 0 | 0 | 0 | 0 | 0 | 7.48 | 0.10336 | 0 | 23.28 | 23.28 | 0 | 0 | 0 | 0 | 0 | 1 | 0 | 0 | 0 | 0
|  |  |  | 14.24 | 28.48 | 0 | 0 | 0 | 0 | 0 | 7.48 | 0.10336 | 0 | 28.48 | 28.48 | 0 | 0 | 0 | 0 | 0 | 1 | 0 | 0 | 0 | 0
|  |  |  | 14.52 | 29.04 | 0 | 0 | 0 | 0 | 0 | 7.48 | 0.10336 | 0 | 29.04 | 29.04 | 0 | 0 | 0 | 0 | 0 | 1 | 0 | 0 | 0 | 0
|  |  |  | 15.36 | 30.72 | 0 | 0 | 0 | 0 | 0 | 7.48 | 0.10336 | 0 | 30.72 | 30.72 | 0 | 0 | 0 | 0 | 0 | 1 | 0 | 0 | 0 | 0
|  |  |  | 14.04 | 28.08 | 0 | 0 | 0 | 0 | 0 | 7.48 | 0.10336 | 0 | 28.08 | 28.08 | 0 | 0 | 0 | 0 | 0 | 1 | 0 | 0 | 0 | 0
|  |  |  | 15.72 | 31.44 | 0 | 0 | 0 | 0 | 0 | 7.48 | 0.10336 | 0 | 31.44 | 16.924 | 0 | 4.484 | 0 | 0 | 4.484 | 0.64467 | 0 | 10.032 | 0 | 0
|  |  |  | 22.24 | 44.48 | 0 | 0 | 0 | 0 | 0 | 7.48 | 0.10336 | 0 | 44.48 | 9.077 | 0 | 22.849 | 0 | 0 | 22.849 | 0.2 | 0 | 12.554 | 0 | 0
|  |  |  | 21.84 | 43.68 | 0 | 0 | 0 | 0 | 0 | 7.48 | 0.10336 | 0 | 43.68 | 0 | 0 | 44.162 | 0.482 | 0 | 43.68 | 0.21533 | 0 | 0 | 0 | 0
|  |  |  | 24.6 | 49.2 | 0 | 0 | 0 | 0 | 0 | 7.48 | 0.10336 | 0 | 49.2 | 0 | 0 | 61.632 | 12.432 | 0 | 49.2 | 0.61102 | 0 | 0 | 0 | 0
|  |  |  | 26.28 | 52.56 | 0 | 0 | 0 | 0 | 0 | 7.48 | 0.10336 | 0 | 52.56 | 0 | 12.042 | 64.781 | 12.221 | 0 | 52.56 | 1 | 0 | 0 | 0 | 0
|  |  |  | 28.44 | 56.88 | 0 | 0 | 0 | 0 | 0 | 11.23 | 0.12409 | 0 | 56.88 | 0 | 30.587 | 56.88 | 0 | 0 | 56.88 | 1 | 0 | 0 | 0 | 0
|  |  |  | 33.2 | 66.4 | 0 | 0 | 0 | 0 | 0 | 11.23 | 0.12409 | 0 | 66.4 | 0 | 24.883 | 66.4 | 0 | 0 | 66.4 | 1 | 0 | 0 | 0 | 0
|  |  |  | 27.76 | 55.52 | 0 | 0 | 0 | 0 | 0 | 11.23 | 0.12409 | 0 | 55.52 | 0 | 36.406 | 55.52 | 0 | 0 | 55.52 | 1 | 0 | 0 | 0 | 0
|  |  |  | 25.6 | 51.2 | 0 | 0 | 0 | 0 | 0 | 17.48 | 0.13136 | 0 | 51.2 | 0 | 35.36 | 51.2 | 0 | 0 | 51.2 | 1 | 0 | 0 | 0 | 0
|  |  |  | 25.32 | 50.64 | 0 | 0 | 0 | 0 | 0 | 17.48 | 0.13136 | 0 | 50.64 | 0 | 25.591 | 50.64 | 0 | 0 | 50.64 | 1 | 0 | 0 | 0 | 0
|  |  |  | 24.28 | 48.56 | 0 | 0 | 0 | 0 | 0 | 17.48 | 0.13136 | 0 | 48.56 | 0 | 12.254 | 48.56 | 0 | 0 | 48.56 | 1 | 0 | 0 | 0 | 0
|  |  |  | 23.96 | 47.92 | 0 | 0 | 0 | 0 | 0 | 17.48 | 0.13136 | 0 | 47.92 | 0 | 0 | 40.244 | 0 | 0 | 40.244 | 0.72812 | 0 | 7.676 | 0 | 0
|  |  |  | 24.28 | 48.56 | 0 | 0 | 0 | 0 | 0 | 11.23 | 0.12409 | 0 | 48.56 | 30.762 | 0 | 17.798 | 0 | 0 | 17.798 | 0.72812 | 0 | 0 | 0 | 0
|  |  |  | 23.56 | 47.12 | 0 | 0 | 0 | 0 | 0 | 11.23 | 0.12409 | 0 | 47.12 | 42.434 | 0 | 2.33 | 0 | 0 | 2.33 | 0.64467 | 0 | 2.356 | 0 | 0
|  |  |  | 24.92 | 49.84 | 0 | 0 | 0 | 0 | 0 | 11.23 | 0.12409 | 0 | 49.84 | 37.286 | 0 | 0 | 0 | 0 | 0 | 0.2 | 0 | 12.554 | 0 | 0
|  |  |  | 24.84 | 49.68 | 0 | 0 | 0 | 0 | 0 | 7.48 | 0.10336 | 0 | 49.68 | 49.68 | 0 | 0 | 0 | 0 | 0 | 0.2 | 0 | 0 | 0 | 0
|  |  |  | 25.28 | 50.56 | 0 | 0 | 0 | 0 | 0 | 7.48 | 0.10336 | 0 | 50.56 | 50.56 | 0 | 0 | 0 | 0 | 0 | 0.2 | 0 | 0 | 0 | 0
|  |  |  | 18 | 36 | 0 | 0 | 0 | 0 | 0 | 7.48 | 0.10336 | 0 | 36 | 36 | 0 | 0 | 0 | 0 | 0 | 0.2 | 0 | 0 | 0 | 0
|  |  |  | 11.04 | 22.08 | 0 | 0 | 0 | 0 | 0 | 7.48 | 0.10336 | 0 | 22.08 | 22.08 | 0 | 0 | 0 | 0 | 0 | 0.2 | 0 | 0 | 0 | 0
|  |  |  | 8.96 | 17.92 | 0 | 0 | 0 | 0 | 0 | 7.48 | 0.10336 | 0 | 17.92 | 17.92 | 0 | 0 | 0 | 0 | 0 | 0.2 | 0 | 0 | 0 | 0
|  |  |  | 9.68 | 19.36 | 0 | 0 | 0 | 0 | 0 | 7.48 | 0.10336 | 0 | 19.36 | 19.36 | 0 | 0 | 0 | 0 | 0 | 0.2 | 0 | 0 | 0 | 0
|  |  |  | 9.24 | 18.48 | 0 | 0 | 0 | 0 | 0 | 7.48 | 0.10336 | 0 | 18.48 | 18.48 | 0 | 0 | 0 | 0 | 0 | 0.2 | 0 | 0 | 0 | 0
|  |  |  | 13.52 | 27.04 | 0 | 0 | 0 | 0 | 0 | 7.48 | 0.10336 | 0 | 27.04 | 27.04 | 0 | 0 | 0 | 0 | 0 | 0.2 | 0 | 0 | 0 | 0
|  |  |  | 14.8 | 29.6 | 0 | 0 | 0 | 0 | 0 | 7.48 | 0.10336 | 0 | 29.6 | 29.6 | 0 | 0 | 0 | 0 | 0 | 0.2 | 0 | 0 | 0 | 0
|  |  |  | 16.6 | 33.2 | 0 | 0 | 0 | 0 | 0 | 7.48 | 0.10336 | 0 | 33.2 | 28.728 | 0 | 4.472 | 0 | 0 | 4.472 | 0.2 | 0 | 0 | 0 | 0
|  |  |  | 22.6 | 45.2 | 0 | 0 | 0 | 0 | 0 | 7.48 | 0.10336 | 0 | 45.2 | 22.225 | 0 | 22.975 | 0 | 0 | 22.975 | 0.2 | 0 | 0 | 0 | 0
|  |  |  | 23.72 | 47.44 | 0 | 0 | 0 | 0 | 0 | 7.48 | 0.10336 | 0 | 47.44 | 1.805 | 0 | 45.635 | 0 | 0 | 45.635 | 0.2 | 0 | 0 | 0 | 0
|  |  |  | 25.6 | 51.2 | 0 | 0 | 0 | 0 | 0 | 7.48 | 0.10336 | 0 | 51.2 | 0 | 0 | 63.635 | 12.435 | 0 | 51.2 | 0.59578 | 0 | 0 | 0 | 0
|  |  |  | 27.6 | 55.2 | 0 | 0 | 0 | 0 | 0 | 7.48 | 0.10336 | 0 | 55.2 | 0 | 7.457 | 67.754 | 12.554 | 0 | 55.2 | 0.99535 | 0 | 0 | 0 | 0
|  |  |  | 31.84 | 63.68 | 0 | 0 | 0 | 0 | 0 | 11.23 | 0.12409 | 0 | 63.68 | 0 | 19.459 | 63.826 | 0.146 | 0 | 63.68 | 1 | 0 | 0 | 0 | 0
|  |  |  | 32.8 | 65.6 | 0 | 0 | 0 | 0 | 0 | 11.23 | 0.12409 | 0 | 65.6 | 0 | 21.061 | 65.6 | 0 | 0 | 65.6 | 1 | 0 | 0 | 0 | 0
|  |  |  | 29.48 | 58.96 | 0 | 0 | 0 | 0 | 0 | 11.23 | 0.12409 | 0 | 58.96 | 0 | 26.517 | 58.96 | 0 | 0 | 58.96 | 1 | 0 | 0 | 0 | 0
|  |  |  | 28.72 | 57.44 | 0 | 0 | 0 | 0 | 0 | 17.48 | 0.13136 | 0 | 57.44 | 0 | 25.895 | 57.44 | 0 | 0 | 57.44 | 1 | 0 | 0 | 0 | 0
|  |  |  | 26.8 | 53.6 | 0 | 0 | 0 | 0 | 0 | 17.48 | 0.13136 | 0 | 53.6 | 0 | 19.671 | 53.6 | 0 | 0 | 53.6 | 1 | 0 | 0 | 0 | 0
|  |  |  | 28.4 | 56.8 | 0 | 0 | 0 | 0 | 0 | 17.48 | 0.13136 | 0 | 56.8 | 0 | 1.847 | 56.8 | 0 | 0 | 56.8 | 1 | 0 | 0 | 0 | 0
|  |  |  | 27.6 | 55.2 | 0 | 0 | 0 | 0 | 0 | 17.48 | 0.13136 | 0 | 55.2 | 3.359 | 0 | 39.287 | 0 | 0 | 39.287 | 0.55533 | 0 | 12.554 | 0 | 0
|  |  |  | 28.04 | 56.08 | 0 | 0 | 0 | 0 | 0 | 11.23 | 0.12409 | 0 | 56.08 | 38.257 | 0 | 17.823 | 0 | 0 | 17.823 | 0.55533 | 0 | 0 | 0 | 0
|  |  |  | 27.64 | 55.28 | 0 | 0 | 0 | 0 | 0 | 11.23 | 0.12409 | 0 | 55.28 | 52.786 | 0 | 2.494 | 0 | 0 | 2.494 | 0.55533 | 0 | 0 | 0 | 0
|  |  |  | 26.96 | 53.92 | 0 | 0 | 0 | 0 | 0 | 11.23 | 0.12409 | 0 | 53.92 | 43.888 | 0 | 0 | 0 | 0 | 0 | 0.2 | 0 | 10.032 | 0 | 0
|  |  |  | 24.4 | 48.8 | 0 | 0 | 0 | 0 | 0 | 7.48 | 0.10336 | 0 | 48.8 | 48.8 | 0 | 0 | 0 | 0 | 0 | 0.2 | 0 | 0 | 0 | 0
|  |  |  | 19.56 | 39.12 | 0 | 0 | 0 | 0 | 0 | 7.48 | 0.10336 | 0 | 39.12 | 39.12 | 0 | 0 | 0 | 0 | 0 | 0.2 | 0 | 0 | 0 | 0
|  |  |  | 19.24 | 38.48 | 0 | 0 | 0 | 0 | 0 | 7.48 | 0.10336 | 0 | 38.48 | 38.48 | 0 | 0 | 0 | 0 | 0 | 0.2 | 0 | 0 | 0 | 0
|  |  |  | 11 | 22 | 0 | 0 | 0 | 0 | 0 | 7.48 | 0.10336 | 0 | 22 | 22 | 0 | 0 | 0 | 0 | 0 | 0.2 | 0 | 0 | 0 | 0
|  |  |  | 8.84 | 17.68 | 0 | 0 | 0 | 0 | 0 | 7.48 | 0.10336 | 0 | 17.68 | 17.68 | 0 | 0 | 0 | 0 | 0 | 0.2 | 0 | 0 | 0 | 0
|  |  |  | 9.2 | 18.4 | 0 | 0 | 0 | 0 | 0 | 7.48 | 0.10336 | 0 | 18.4 | 18.4 | 0 | 0 | 0 | 0 | 0 | 0.2 | 0 | 0 | 0 | 0
|  |  |  | 13.36 | 26.72 | 0 | 0 | 0 | 0 | 0 | 7.48 | 0.10336 | 0 | 26.72 | 26.72 | 0 | 0 | 0 | 0 | 0 | 0.2 | 0 | 0 | 0 | 0
|  |  |  | 16.52 | 33.04 | 0 | 0 | 0 | 0 | 0 | 7.48 | 0.10336 | 0 | 33.04 | 33.04 | 0 | 0 | 0 | 0 | 0 | 0.2 | 0 | 0 | 0 | 0
|  |  |  | 13.32 | 26.64 | 0 | 0 | 0 | 0 | 0 | 7.48 | 0.10336 | 0 | 26.64 | 26.64 | 0 | 0 | 0 | 0 | 0 | 0.2 | 0 | 0 | 0 | 0
|  |  |  | 14.56 | 29.12 | 0 | 0 | 0 | 0 | 0 | 7.48 | 0.10336 | 0 | 29.12 | 24.611 | 0 | 4.509 | 0 | 0 | 4.509 | 0.2 | 0 | 0 | 0 | 0
|  |  |  | 15.56 | 31.12 | 0 | 0 | 0 | 0 | 0 | 7.48 | 0.10336 | 0 | 31.12 | 8.271 | 0 | 22.849 | 0 | 0 | 22.849 | 0.2 | 0 | 0 | 0 | 0
|  |  |  | 21.08 | 42.16 | 0 | 0 | 0 | 0 | 0 | 7.48 | 0.10336 | 0 | 42.16 | 0 | 0 | 44.59 | 2.43 | 0 | 42.16 | 0.27734 | 0 | 0 | 0 | 0
|  |  |  | 20.8 | 41.6 | 0 | 0 | 0 | 0 | 0 | 7.48 | 0.10336 | 0 | 41.6 | 0 | 8.184 | 54.154 | 12.554 | 0 | 41.6 | 0.6769 | 0 | 0 | 0 | 0
|  |  |  | 21.72 | 43.44 | 0 | 0 | 0 | 0 | 0 | 7.48 | 0.10336 | 0 | 43.44 | 0 | 21.909 | 53.591 | 10.151 | 0 | 43.44 | 1 | 0 | 0 | 0 | 0
|  |  |  | 23.32 | 46.64 | 0 | 0 | 0 | 0 | 0 | 11.23 | 0.12409 | 0 | 46.64 | 0 | 39.744 | 46.64 | 0 | 0 | 46.64 | 1 | 0 | 0 | 0 | 0
|  |  |  | 25.8 | 51.6 | 0 | 0 | 0 | 0 | 0 | 11.23 | 0.12409 | 0 | 51.6 | 0 | 38.386 | 51.6 | 0 | 0 | 51.6 | 1 | 0 | 0 | 0 | 0
|  |  |  | 26.56 | 53.12 | 0 | 0 | 0 | 0 | 0 | 11.23 | 0.12409 | 0 | 53.12 | 0 | 36.098 | 53.12 | 0 | 0 | 53.12 | 1 | 0 | 0 | 0 | 0
|  |  |  | 29.4 | 58.8 | 0 | 0 | 0 | 0 | 0 | 17.48 | 0.13136 | 0 | 58.8 | 0 | 25.455 | 58.8 | 0 | 0 | 58.8 | 1 | 0 | 0 | 0 | 0
|  |  |  | 29.96 | 59.92 | 0 | 0 | 0 | 0 | 0 | 17.48 | 0.13136 | 0 | 59.92 | 0 | 13.905 | 59.92 | 0 | 0 | 59.92 | 1 | 0 | 0 | 0 | 0
|  |  |  | 29.32 | 58.64 | 0 | 0 | 0 | 0 | 0 | 17.48 | 0.13136 | 0 | 58.64 | 0 | 0.448 | 58.64 | 0 | 0 | 58.64 | 1 | 0 | 0 | 0 | 0
|  |  |  | 28.48 | 56.96 | 0 | 0 | 0 | 0 | 0 | 17.48 | 0.13136 | 0 | 56.96 | 4.829 | 0 | 39.577 | 0 | 0 | 39.577 | 0.55533 | 0 | 12.554 | 0 | 0
|  |  |  | 27.48 | 54.96 | 0 | 0 | 0 | 0 | 0 | 11.23 | 0.12409 | 0 | 54.96 | 37.3 | 0 | 17.66 | 0 | 0 | 17.66 | 0.55533 | 0 | 0 | 0 | 0
|  |  |  | 22.96 | 45.92 | 0 | 0 | 0 | 0 | 0 | 11.23 | 0.12409 | 0 | 45.92 | 43.413 | 0 | 2.507 | 0 | 0 | 2.507 | 0.55533 | 0 | 0 | 0 | 0
|  |  |  | 22.04 | 44.08 | 0 | 0 | 0 | 0 | 0 | 11.23 | 0.12409 | 0 | 44.08 | 34.048 | 0 | 0 | 0 | 0 | 0 | 0.2 | 0 | 10.032 | 0 | 0
|  |  |  | 22.4 | 44.8 | 0 | 0 | 0 | 0 | 0 | 7.48 | 0.10336 | 0 | 44.8 | 44.8 | 0 | 0 | 0 | 0 | 0 | 0.2 | 0 | 0 | 0 | 0
|  |  |  | 23.4 | 46.8 | 0 | 0 | 0 | 0 | 0 | 7.48 | 0.10336 | 0 | 46.8 | 46.8 | 0 | 0 | 0 | 0 | 0 | 0.2 | 0 | 0 | 0 | 0
|  |  |  | 18.2 | 36.4 | 0 | 0 | 0 | 0 | 0 | 7.48 | 0.10336 | 0 | 36.4 | 36.4 | 0 | 0 | 0 | 0 | 0 | 0.2 | 0 | 0 | 0 | 0
|  |  |  | 13.76 | 27.52 | 0 | 0 | 0 | 0 | 0 | 7.48 | 0.10336 | 0 | 27.52 | 27.52 | 0 | 0 | 0 | 0 | 0 | 0.2 | 0 | 0 | 0 | 0
|  |  |  | 11.16 | 22.32 | 0 | 0 | 0 | 0 | 0 | 7.48 | 0.10336 | 0 | 22.32 | 22.32 | 0 | 0 | 0 | 0 | 0 | 0.2 | 0 | 0 | 0 | 0
|  |  |  | 9.16 | 18.32 | 0 | 0 | 0 | 0 | 0 | 7.48 | 0.10336 | 0 | 18.32 | 18.32 | 0 | 0 | 0 | 0 | 0 | 0.2 | 0 | 0 | 0 | 0
|  |  |  | 9.8 | 19.6 | 0 | 0 | 0 | 0 | 0 | 7.48 | 0.10336 | 0 | 19.6 | 19.6 | 0 | 0 | 0 | 0 | 0 | 0.2 | 0 | 0 | 0 | 0
|  |  |  | 12.28 | 24.56 | 0 | 0 | 0 | 0 | 0 | 7.48 | 0.10336 | 0 | 24.56 | 24.56 | 0 | 0 | 0 | 0 | 0 | 0.2 | 0 | 0 | 0 | 0
|  |  |  | 13.88 | 27.76 | 0 | 0 | 0 | 0 | 0 | 7.48 | 0.10336 | 0 | 27.76 | 27.76 | 0 | 0 | 0 | 0 | 0 | 0.2 | 0 | 0 | 0 | 0
|  |  |  | 15.44 | 30.88 | 0 | 0 | 0 | 0 | 0 | 7.48 | 0.10336 | 0 | 30.88 | 26.207 | 0 | 4.673 | 0 | 0 | 4.673 | 0.2 | 0 | 0 | 0 | 0
|  |  |  | 16.2 | 32.4 | 0 | 0 | 0 | 0 | 0 | 7.48 | 0.10336 | 0 | 32.4 | 21.492 | 0 | 10.908 | 0 | 0 | 10.908 | 0.2 | 0 | 0 | 0 | 0
|  |  |  | 17.52 | 35.04 | 0 | 0 | 0 | 0 | 0 | 7.48 | 0.10336 | 0 | 35.04 | 0 | 0 | 38.619 | 3.579 | 0 | 35.04 | 0.31392 | 0 | 0 | 0 | 0
|  |  |  | 20.96 | 41.92 | 0 | 0 | 0 | 0 | 0 | 7.48 | 0.10336 | 0 | 41.92 | 0 | 8.569 | 54.474 | 12.554 | 0 | 41.92 | 0.71349 | 0 | 0 | 0 | 0
|  |  |  | 23.2 | 46.4 | 0 | 0 | 0 | 0 | 0 | 7.48 | 0.10336 | 0 | 46.4 | 0 | 20.464 | 55.402 | 9.002 | 0 | 46.4 | 1 | 0 | 0 | 0 | 0
|  |  |  | 25.12 | 50.24 | 0 | 0 | 0 | 0 | 0 | 11.23 | 0.12409 | 0 | 50.24 | 0 | 35.942 | 50.24 | 0 | 0 | 50.24 | 1 | 0 | 0 | 0 | 0
|  |  |  | 30.08 | 60.16 | 0 | 0 | 0 | 0 | 0 | 11.23 | 0.12409 | 0 | 60.16 | 0 | 29.738 | 60.16 | 0 | 0 | 60.16 | 1 | 0 | 0 | 0 | 0
|  |  |  | 30.96 | 61.92 | 0 | 0 | 0 | 0 | 0 | 11.23 | 0.12409 | 0 | 61.92 | 0 | 28.985 | 61.92 | 0 | 0 | 61.92 | 1 | 0 | 0 | 0 | 0
|  |  |  | 32.04 | 64.08 | 0 | 0 | 0 | 0 | 0 | 17.48 | 0.13136 | 0 | 64.08 | 0 | 22.039 | 64.08 | 0 | 0 | 64.08 | 1 | 0 | 0 | 0 | 0
|  |  |  | 33.16 | 66.32 | 0 | 0 | 0 | 0 | 0 | 17.48 | 0.13136 | 0 | 66.32 | 0 | 7.971 | 66.32 | 0 | 0 | 66.32 | 1 | 0 | 0 | 0 | 0
|  |  |  | 35.76 | 71.52 | 0 | 0 | 0 | 0 | 0 | 17.48 | 0.13136 | 0 | 71.52 | 2.01 | 0 | 59.478 | 0 | 0 | 59.478 | 0.64467 | 0 | 10.032 | 0 | 0
|  |  |  | 36.76 | 73.52 | 0 | 0 | 0 | 0 | 0 | 17.48 | 0.13136 | 0 | 73.52 | 21.201 | 0 | 39.766 | 0 | 0 | 39.766 | 0.2 | 0 | 12.554 | 0 | 0
|  |  |  | 35.68 | 71.36 | 0 | 0 | 0 | 0 | 0 | 11.23 | 0.12409 | 0 | 71.36 | 53.474 | 0 | 17.886 | 0 | 0 | 17.886 | 0.2 | 0 | 0 | 0 | 0
|  |  |  | 31.52 | 63.04 | 0 | 0 | 0 | 0 | 0 | 11.23 | 0.12409 | 0 | 63.04 | 60.395 | 0 | 2.645 | 0 | 0 | 2.645 | 0.2 | 0 | 0 | 0 | 0
|  |  |  | 22.6 | 45.2 | 0 | 0 | 0 | 0 | 0 | 11.23 | 0.12409 | 0 | 45.2 | 45.2 | 0 | 0 | 0 | 0 | 0 | 0.2 | 0 | 0 | 0 | 0
|  |  |  | 21.72 | 43.44 | 0 | 0 | 0 | 0 | 0 | 7.48 | 0.10336 | 5.046 | 43.44 | 43.44 | 0 | 0 | 0 | 0 | 0 | 0.3606 | 0 | 0 | 0 | 0
|  |  |  | 22.04 | 44.08 | 0 | 0 | 0 | 0 | 0 | 7.48 | 0.10336 | 0 | 44.08 | 44.08 | 0 | 0 | 0 | 0 | 0 | 0.3606 | 0 | 0 | 0 | 0
|  |  |  | 19.28 | 38.56 | 0 | 0 | 0 | 0 | 0 | 7.48 | 0.10336 | 0 | 38.56 | 38.56 | 0 | 0 | 0 | 0 | 0 | 0.3606 | 0 | 0 | 0 | 0
|  |  |  | 11.24 | 22.48 | 0 | 0 | 0 | 0 | 0 | 7.48 | 0.10336 | 0 | 22.48 | 22.48 | 0 | 0 | 0 | 0 | 0 | 0.3606 | 0 | 0 | 0 | 0
|  |  |  | 13.48 | 26.96 | 0 | 0 | 0 | 0 | 0 | 7.48 | 0.10336 | 0 | 26.96 | 26.96 | 0 | 0 | 0 | 0 | 0 | 0.3606 | 0 | 0 | 0 | 0
|  |  |  | 16.6 | 33.2 | 0 | 0 | 0 | 0 | 0 | 7.48 | 0.10336 | 0 | 33.2 | 33.2 | 0 | 0 | 0 | 0 | 0 | 0.3606 | 0 | 0 | 0 | 0
|  |  |  | 17.16 | 34.32 | 0 | 0 | 0 | 0 | 0 | 7.48 | 0.10336 | 0 | 34.32 | 34.32 | 0 | 0 | 0 | 0 | 0 | 0.3606 | 0 | 0 | 0 | 0
|  |  |  | 16.88 | 33.76 | 0 | 0 | 0 | 0 | 0 | 7.48 | 0.10336 | 0 | 33.76 | 33.76 | 0 | 0 | 0 | 0 | 0 | 0.3606 | 0 | 0 | 0 | 0
|  |  |  | 14.16 | 28.32 | 0 | 0 | 0 | 0 | 0 | 7.48 | 0.10336 | 0 | 28.32 | 28.32 | 0 | 0 | 0 | 0 | 0 | 0.3606 | 0 | 0 | 0 | 0
|  |  |  | 15.44 | 30.88 | 0 | 0 | 0 | 0 | 0 | 7.48 | 0.10336 | 0 | 30.88 | 26.383 | 0 | 4.497 | 0 | 0 | 4.497 | 0.3606 | 0 | 0 | 0 | 0
|  |  |  | 22.52 | 45.04 | 0 | 0 | 0 | 0 | 0 | 7.48 | 0.10336 | 0 | 45.04 | 33.275 | 0 | 11.765 | 0 | 0 | 11.765 | 0.3606 | 0 | 0 | 0 | 0
|  |  |  | 24.32 | 48.64 | 0 | 0 | 0 | 0 | 0 | 7.48 | 0.10336 | 0 | 48.64 | 16.709 | 0 | 31.931 | 0 | 0 | 31.931 | 0.3606 | 0 | 0 | 0 | 0
|  |  |  | 31.16 | 62.32 | 0 | 0 | 0 | 0 | 0 | 7.48 | 0.10336 | 0 | 62.32 | 0 | 0 | 62.728 | 0.408 | 0 | 62.32 | 0.37359 | 0 | 0 | 0 | 0
|  |  |  | 37.28 | 74.56 | 0 | 0 | 0 | 0 | 0 | 7.48 | 0.10336 | 0 | 74.56 | 0 | 0 | 75.74 | 1.18 | 0 | 74.56 | 0.41114 | 0 | 0 | 0 | 0
|  |  |  | 42.44 | 84.88 | 0 | 0 | 0 | 0 | 0 | 11.23 | 0.12409 | 0 | 84.88 | 0 | 0 | 86.031 | 1.151 | 0 | 84.88 | 0.44777 | 0 | 0 | 0 | 0
|  |  |  | 42.24 | 84.48 | 0 | 0 | 0 | 0 | 0 | 11.23 | 0.12409 | 0 | 84.48 | 0 | 0 | 90.2 | 5.72 | 0 | 84.48 | 0.62983 | 0 | 0 | 0 | 0
|  |  |  | 40.28 | 80.56 | 0 | 0 | 0 | 0 | 0 | 11.23 | 0.12409 | 0 | 80.56 | 0 | 0 | 91.271 | 10.711 | 0 | 80.56 | 0.97073 | 0 | 0 | 0 | 0
|  |  |  | 42.48 | 84.96 | 0 | 0 | 0 | 0 | 0 | 17.48 | 0.13136 | 0 | 84.96 | 0 | 0 | 85.88 | 0.92 | 0 | 84.96 | 1 | 0 | 0 | 0 | 0
|  |  |  | 42.6 | 85.2 | 0 | 0 | 0 | 0 | 0 | 17.48 | 0.13136 | 0 | 85.2 | 9.422 | 0 | 75.778 | 0 | 0 | 75.778 | 1 | 0 | 0 | 0 | 0
|  |  |  | 40.12 | 80.24 | 0 | 0 | 0 | 0 | 0 | 17.48 | 0.13136 | 0 | 80.24 | 10.339 | 0 | 59.869 | 0 | 0 | 59.869 | 0.64467 | 0 | 10.032 | 0 | 0
|  |  |  | 40.52 | 81.04 | 0 | 0 | 0 | 0 | 0 | 17.48 | 0.13136 | 0 | 81.04 | 28.179 | 0 | 40.307 | 0 | 0 | 40.307 | 0.2 | 0 | 12.554 | 0 | 0
|  |  |  | 38.44 | 76.88 | 0 | 0 | 0 | 0 | 0 | 11.23 | 0.12409 | 0 | 76.88 | 58.742 | 0 | 18.138 | 0 | 0 | 18.138 | 0.2 | 0 | 0 | 0 | 0
|  |  |  | 39.56 | 79.12 | 0 | 0 | 0 | 0 | 0 | 11.23 | 0.12409 | 0 | 79.12 | 76.437 | 0 | 2.683 | 0 | 0 | 2.683 | 0.2 | 0 | 0 | 0 | 0
|  |  |  | 38.56 | 77.12 | 0 | 0 | 0 | 0 | 0 | 11.23 | 0.12409 | 0 | 77.12 | 77.12 | 0 | 0 | 0 | 0 | 0 | 0.2 | 0 | 0 | 0 | 0
|  |  |  | 38.28 | 76.56 | 0 | 0 | 0 | 0 | 0 | 7.48 | 0.10336 | 0 | 76.56 | 76.56 | 0 | 0 | 0 | 0 | 0 | 0.2 | 0 | 0 | 0 | 0
|  |  |  | 37.52 | 75.04 | 0 | 0 | 0 | 0 | 0 | 7.48 | 0.10336 | 0 | 75.04 | 75.04 | 0 | 0 | 0 | 0 | 0 | 0.2 | 0 | 0 | 0 | 0
|  |  |  | 27.72 | 55.44 | 0 | 0 | 0 | 0 | 0 | 7.48 | 0.10336 | 0 | 55.44 | 55.44 | 0 | 0 | 0 | 0 | 0 | 0.2 | 0 | 0 | 0 | 0
|  |  |  | 12.76 | 25.52 | 0 | 0 | 0 | 0 | 0 | 7.48 | 0.10336 | 0 | 25.52 | 25.52 | 0 | 0 | 0 | 0 | 0 | 0.2 | 0 | 0 | 0 | 0
|  |  |  | 11.48 | 22.96 | 0 | 0 | 0 | 0 | 0 | 7.48 | 0.10336 | 0 | 22.96 | 22.96 | 0 | 0 | 0 | 0 | 0 | 0.2 | 0 | 0 | 0 | 0
|  |  |  | 13.84 | 27.68 | 0 | 0 | 0 | 0 | 0 | 7.48 | 0.10336 | 0 | 27.68 | 27.68 | 0 | 0 | 0 | 0 | 0 | 0.2 | 0 | 0 | 0 | 0
|  |  |  | 11.8 | 23.6 | 0 | 0 | 0 | 0 | 0 | 7.48 | 0.10336 | 0 | 23.6 | 23.6 | 0 | 0 | 0 | 0 | 0 | 0.2 | 0 | 0 | 0 | 0
|  |  |  | 16.28 | 32.56 | 0 | 0 | 0 | 0 | 0 | 7.48 | 0.10336 | 0 | 32.56 | 32.56 | 0 | 0 | 0 | 0 | 0 | 0.2 | 0 | 0 | 0 | 0
|  |  |  | 16.04 | 32.08 | 0 | 0 | 0 | 0 | 0 | 7.48 | 0.10336 | 0 | 32.08 | 32.08 | 0 | 0 | 0 | 0 | 0 | 0.2 | 0 | 0 | 0 | 0
|  |  |  | 15.96 | 31.92 | 0 | 0 | 0 | 0 | 0 | 7.48 | 0.10336 | 0 | 31.92 | 27.222 | 0 | 4.698 | 0 | 0 | 4.698 | 0.2 | 0 | 0 | 0 | 0
|  |  |  | 19.24 | 38.48 | 0 | 0 | 0 | 0 | 0 | 7.48 | 0.10336 | 0 | 38.48 | 18.465 | 0 | 20.015 | 0 | 0 | 20.015 | 0.2 | 0 | 0 | 0 | 0
|  |  |  | 24.68 | 49.36 | 0 | 0 | 0 | 0 | 0 | 7.48 | 0.10336 | 0 | 49.36 | 4.115 | 0 | 45.245 | 0 | 0 | 45.245 | 0.2 | 0 | 0 | 0 | 0
|  |  |  | 28.96 | 57.92 | 0 | 0 | 0 | 0 | 0 | 7.48 | 0.10336 | 0 | 57.92 | 0 | 0 | 63.61 | 5.69 | 0 | 57.92 | 0.3811 | 0 | 0 | 0 | 0
|  |  |  | 31.4 | 62.8 | 0 | 0 | 0 | 0 | 0 | 7.48 | 0.10336 | 0 | 62.8 | 0 | 1.734 | 75.354 | 12.554 | 0 | 62.8 | 0.78066 | 0 | 0 | 0 | 0
|  |  |  | 38.16 | 76.32 | 0 | 0 | 0 | 0 | 0 | 7.48 | 0.10336 | 0 | 76.32 | 0 | 4.293 | 83.211 | 6.891 | 0 | 76.32 | 1 | 0 | 0 | 0 | 0
|  |  |  | 45.76 | 91.52 | 0 | 0 | 0 | 0 | 0 | 7.48 | 0.10336 | 0 | 91.52 | 0 | 0 | 91.283 | 0 | 0 | 91.283 | 0.99162 | 0 | 0.237 | 0 | 0
|  |  |  | 38 | 76 | 0 | 0 | 0 | 0 | 0 | 7.48 | 0.10336 | 0 | 76 | 0 | 16.091 | 76.263 | 0.263 | 0 | 76 | 1 | 0 | 0 | 0 | 0
|  |  |  | 37.52 | 75.04 | 0 | 0 | 0 | 0 | 0 | 7.48 | 0.10336 | 0 | 75.04 | 0 | 12.528 | 75.04 | 0 | 0 | 75.04 | 1 | 0 | 0 | 0 | 0
|  |  |  | 38.96 | 77.92 | 0 | 0 | 0 | 0 | 0 | 7.48 | 0.10336 | 0 | 77.92 | 2.218 | 0 | 75.702 | 0 | 0 | 75.702 | 1 | 0 | 0 | 0 | 0
|  |  |  | 38.56 | 77.12 | 0 | 0 | 0 | 0 | 0 | 7.48 | 0.10336 | 0 | 77.12 | 16.231 | 0 | 60.889 | 0 | 0 | 60.889 | 1 | 0 | 0 | 0 | 0
|  |  |  | 39.36 | 78.72 | 0 | 0 | 0 | 0 | 0 | 7.48 | 0.10336 | 0 | 78.72 | 37.607 | 0 | 41.113 | 0 | 0 | 41.113 | 1 | 0 | 0 | 0 | 0
|  |  |  | 39.12 | 78.24 | 0 | 0 | 0 | 0 | 0 | 7.48 | 0.10336 | 0 | 78.24 | 59.548 | 0 | 18.692 | 0 | 0 | 18.692 | 1 | 0 | 0 | 0 | 0
|  |  |  | 38.08 | 76.16 | 0 | 0 | 0 | 0 | 0 | 7.48 | 0.10336 | 0 | 76.16 | 73.351 | 0 | 2.809 | 0 | 0 | 2.809 | 1 | 0 | 0 | 0 | 0
|  |  |  | 37.48 | 74.96 | 0 | 0 | 0 | 0 | 0 | 7.48 | 0.10336 | 0 | 74.96 | 74.96 | 0 | 0 | 0 | 0 | 0 | 1 | 0 | 0 | 0 | 0
|  |  |  | 35.56 | 71.12 | 0 | 0 | 0 | 0 | 0 | 7.48 | 0.10336 | 0 | 71.12 | 71.12 | 0 | 0 | 0 | 0 | 0 | 1 | 0 | 0 | 0 | 0
|  |  |  | 26.52 | 53.04 | 0 | 0 | 0 | 0 | 0 | 7.48 | 0.10336 | 0 | 53.04 | 53.04 | 0 | 0 | 0 | 0 | 0 | 1 | 0 | 0 | 0 | 0
|  |  |  | 20.92 | 41.84 | 0 | 0 | 0 | 0 | 0 | 7.48 | 0.10336 | 0 | 41.84 | 41.84 | 0 | 0 | 0 | 0 | 0 | 1 | 0 | 0 | 0 | 0
|  |  |  | 11.28 | 22.56 | 0 | 0 | 0 | 0 | 0 | 7.48 | 0.10336 | 0 | 22.56 | 22.56 | 0 | 0 | 0 | 0 | 0 | 1 | 0 | 0 | 0 | 0
|  |  |  | 10.44 | 20.88 | 0 | 0 | 0 | 0 | 0 | 7.48 | 0.10336 | 0 | 20.88 | 20.88 | 0 | 0 | 0 | 0 | 0 | 1 | 0 | 0 | 0 | 0
|  |  |  | 9.68 | 19.36 | 0 | 0 | 0 | 0 | 0 | 7.48 | 0.10336 | 0 | 19.36 | 19.36 | 0 | 0 | 0 | 0 | 0 | 1 | 0 | 0 | 0 | 0
|  |  |  | 8.76 | 17.52 | 0 | 0 | 0 | 0 | 0 | 7.48 | 0.10336 | 0 | 17.52 | 17.52 | 0 | 0 | 0 | 0 | 0 | 1 | 0 | 0 | 0 | 0
|  |  |  | 11.96 | 23.92 | 0 | 0 | 0 | 0 | 0 | 7.48 | 0.10336 | 0 | 23.92 | 23.92 | 0 | 0 | 0 | 0 | 0 | 1 | 0 | 0 | 0 | 0
|  |  |  | 12.84 | 25.68 | 0 | 0 | 0 | 0 | 0 | 7.48 | 0.10336 | 0 | 25.68 | 25.68 | 0 | 0 | 0 | 0 | 0 | 1 | 0 | 0 | 0 | 0
|  |  |  | 14.4 | 28.8 | 0 | 0 | 0 | 0 | 0 | 7.48 | 0.10336 | 0 | 28.8 | 24.051 | 0 | 4.749 | 0 | 0 | 4.749 | 1 | 0 | 0 | 0 | 0
|  |  |  | 20.88 | 41.76 | 0 | 0 | 0 | 0 | 0 | 7.48 | 0.10336 | 0 | 41.76 | 22.609 | 0 | 9.12 | 0 | 0 | 9.12 | 0.64467 | 0 | 10.032 | 0 | 0
|  |  |  | 23.24 | 46.48 | 0 | 0 | 0 | 0 | 0 | 7.48 | 0.10336 | 0 | 46.48 | 9.011 | 0 | 24.915 | 0 | 0 | 24.915 | 0.2 | 0 | 12.554 | 0 | 0
|  |  |  | 29.64 | 59.28 | 0 | 0 | 0 | 0 | 0 | 7.48 | 0.10336 | 0 | 59.28 | 0 | 0 | 64.29 | 5.01 | 0 | 59.28 | 0.35946 | 0 | 0 | 0 | 0
|  |  |  | 33.28 | 66.56 | 0 | 0 | 0 | 0 | 0 | 7.48 | 0.10336 | 0 | 66.56 | 0 | 0 | 77.088 | 10.528 | 0 | 66.56 | 0.69453 | 0 | 0 | 0 | 0
|  |  |  | 42.96 | 85.92 | 0 | 0 | 0 | 0 | 0 | 7.48 | 0.10336 | 0 | 85.92 | 0 | 0 | 87.769 | 1.849 | 0 | 85.92 | 0.75338 | 0 | 0 | 0 | 0
|  |  |  | 40.2 | 80.4 | 0 | 0 | 0 | 0 | 0 | 7.48 | 0.10336 | 0 | 80.4 | 0 | 3.488 | 88.148 | 7.748 | 0 | 80.4 | 1 | 0 | 0 | 0 | 0
|  |  |  | 37.6 | 75.2 | 0 | 0 | 0 | 0 | 0 | 7.48 | 0.10336 | 0 | 75.2 | 0 | 17.116 | 75.2 | 0 | 0 | 75.2 | 1 | 0 | 0 | 0 | 0
|  |  |  | 37.6 | 75.2 | 0 | 0 | 0 | 0 | 0 | 7.48 | 0.10336 | 0 | 75.2 | 0 | 11.574 | 75.2 | 0 | 0 | 75.2 | 1 | 0 | 0 | 0 | 0
|  |  |  | 38.24 | 76.48 | 0 | 0 | 0 | 0 | 0 | 7.48 | 0.10336 | 0 | 76.48 | 0.073 | 0 | 76.407 | 0 | 0 | 76.407 | 1 | 0 | 0 | 0 | 0
|  |  |  | 36.4 | 72.8 | 0 | 0 | 0 | 0 | 0 | 7.48 | 0.10336 | 0 | 72.8 | 12.604 | 0 | 60.196 | 0 | 0 | 60.196 | 1 | 0 | 0 | 0 | 0
|  |  |  | 37.44 | 74.88 | 0 | 0 | 0 | 0 | 0 | 7.48 | 0.10336 | 0 | 74.88 | 34.107 | 0 | 40.773 | 0 | 0 | 40.773 | 1 | 0 | 0 | 0 | 0
|  |  |  | 36.96 | 73.92 | 0 | 0 | 0 | 0 | 0 | 7.48 | 0.10336 | 0 | 73.92 | 55.29 | 0 | 18.63 | 0 | 0 | 18.63 | 1 | 0 | 0 | 0 | 0
|  |  |  | 36 | 72 | 0 | 0 | 0 | 0 | 0 | 7.48 | 0.10336 | 0 | 72 | 69.191 | 0 | 2.809 | 0 | 0 | 2.809 | 1 | 0 | 0 | 0 | 0
|  |  |  | 35.72 | 71.44 | 0 | 0 | 0 | 0 | 0 | 7.48 | 0.10336 | 0 | 71.44 | 71.44 | 0 | 0 | 0 | 0 | 0 | 1 | 0 | 0 | 0 | 0
|  |  |  | 35.72 | 71.44 | 0 | 0 | 0 | 0 | 0 | 7.48 | 0.10336 | 0 | 71.44 | 71.44 | 0 | 0 | 0 | 0 | 0 | 1 | 0 | 0 | 0 | 0
|  |  |  | 32.68 | 65.36 | 0 | 0 | 0 | 0 | 0 | 7.48 | 0.10336 | 0 | 65.36 | 65.36 | 0 | 0 | 0 | 0 | 0 | 1 | 0 | 0 | 0 | 0
|  |  |  | 19.84 | 39.68 | 0 | 0 | 0 | 0 | 0 | 7.48 | 0.10336 | 0 | 39.68 | 39.68 | 0 | 0 | 0 | 0 | 0 | 1 | 0 | 0 | 0 | 0
|  |  |  | 11.52 | 23.04 | 0 | 0 | 0 | 0 | 0 | 7.48 | 0.10336 | 0 | 23.04 | 23.04 | 0 | 0 | 0 | 0 | 0 | 1 | 0 | 0 | 0 | 0
|  |  |  | 9.04 | 18.08 | 0 | 0 | 0 | 0 | 0 | 7.48 | 0.10336 | 0 | 18.08 | 18.08 | 0 | 0 | 0 | 0 | 0 | 1 | 0 | 0 | 0 | 0
|  |  |  | 9 | 18 | 0 | 0 | 0 | 0 | 0 | 7.48 | 0.10336 | 0 | 18 | 18 | 0 | 0 | 0 | 0 | 0 | 1 | 0 | 0 | 0 | 0
|  |  |  | 8.84 | 17.68 | 0 | 0 | 0 | 0 | 0 | 7.48 | 0.10336 | 0 | 17.68 | 17.68 | 0 | 0 | 0 | 0 | 0 | 1 | 0 | 0 | 0 | 0
|  |  |  | 12.64 | 25.28 | 0 | 0 | 0 | 0 | 0 | 7.48 | 0.10336 | 0 | 25.28 | 25.28 | 0 | 0 | 0 | 0 | 0 | 1 | 0 | 0 | 0 | 0
|  |  |  | 13.76 | 27.52 | 0 | 0 | 0 | 0 | 0 | 7.48 | 0.10336 | 0 | 27.52 | 27.52 | 0 | 0 | 0 | 0 | 0 | 1 | 0 | 0 | 0 | 0
|  |  |  | 15.32 | 30.64 | 0 | 0 | 0 | 0 | 0 | 7.48 | 0.10336 | 0 | 30.64 | 25.891 | 0 | 4.749 | 0 | 0 | 4.749 | 1 | 0 | 0 | 0 | 0
|  |  |  | 20.84 | 41.68 | 0 | 0 | 0 | 0 | 0 | 7.48 | 0.10336 | 0 | 41.68 | 14.156 | 0 | 22.862 | 0 | 0 | 22.862 | 0.83485 | 0 | 4.662 | 0 | 0
|  |  |  | 22.4 | 44.8 | 0 | 0 | 0 | 0 | 0 | 7.48 | 0.10336 | 0 | 44.8 | 0 | 0 | 45.232 | 0.432 | 0 | 44.8 | 0.84861 | 0 | 0 | 0 | 0
|  |  |  | 30.68 | 61.36 | 0 | 0 | 0 | 0 | 0 | 7.48 | 0.10336 | 0 | 61.36 | 0 | 0 | 63.182 | 1.822 | 0 | 61.36 | 0.90659 | 0 | 0 | 0 | 0
|  |  |  | 36.56 | 73.12 | 0 | 0 | 0 | 0 | 0 | 7.48 | 0.10336 | 0 | 73.12 | 0 | 0 | 76.055 | 2.935 | 0 | 73.12 | 1 | 0 | 0 | 0 | 0
|  |  |  | 45.24 | 90.48 | 0 | 0 | 0 | 0 | 0 | 11.23 | 0.12409 | 0 | 90.48 | 3.87 | 0 | 86.61 | 0 | 0 | 86.61 | 1 | 0 | 0 | 0 | 0
|  |  |  | 47.2 | 94.4 | 0 | 0 | 0 | 0 | 0 | 11.23 | 0.12409 | 0 | 94.4 | 1.334 | 0 | 90.313 | 0 | 0 | 90.313 | 0.90249 | 0 | 2.753 | 0 | 0
|  |  |  | 43.48 | 86.96 | 0 | 0 | 0 | 0 | 0 | 11.23 | 0.12409 | 0 | 86.96 | 0 | 0 | 90.024 | 3.064 | 0 | 86.96 | 1 | 0 | 0 | 0 | 0
|  |  |  | 44.4 | 88.8 | 0 | 0 | 0 | 0 | 0 | 17.48 | 0.13136 | 0 | 88.8 | 3.878 | 0 | 84.922 | 0 | 0 | 84.922 | 1 | 0 | 0 | 0 | 0
|  |  |  | 42.8 | 85.6 | 0 | 0 | 0 | 0 | 0 | 17.48 | 0.13136 | 0 | 85.6 | 10.528 | 0 | 75.072 | 0 | 0 | 75.072 | 1 | 0 | 0 | 0 | 0
|  |  |  | 51.24 | 102.48 | 0 | 0 | 0 | 0 | 0 | 17.48 | 0.13136 | 0 | 102.48 | 32.214 | 0 | 60.234 | 0 | 0 | 60.234 | 0.64467 | 0 | 10.032 | 0 | 0
|  |  |  | 56.52 | 113.04 | 0 | 0 | 0 | 0 | 0 | 17.48 | 0.13136 | 0 | 113.04 | 59.612 | 0 | 40.874 | 0 | 0 | 40.874 | 0.2 | 0 | 12.554 | 0 | 0
|  |  |  | 55.12 | 110.24 | 0 | 0 | 0 | 0 | 0 | 11.23 | 0.12409 | 0 | 110.24 | 91.648 | 0 | 18.592 | 0 | 0 | 18.592 | 0.2 | 0 | 0 | 0 | 0
|  |  |  | 53.48 | 106.96 | 0 | 0 | 0 | 0 | 0 | 11.23 | 0.12409 | 0 | 106.96 | 104.252 | 0 | 2.708 | 0 | 0 | 2.708 | 0.2 | 0 | 0 | 0 | 0
|  |  |  | 49.68 | 99.36 | 0 | 0 | 0 | 0 | 0 | 11.23 | 0.12409 | 0 | 99.36 | 99.36 | 0 | 0 | 0 | 0 | 0 | 0.2 | 0 | 0 | 0 | 0
|  |  |  | 47.88 | 95.76 | 0 | 0 | 0 | 0 | 0 | 7.48 | 0.10336 | 12.554 | 95.76 | 95.76 | 0 | 0 | 0 | 0 | 0 | 0.59956 | 0 | 0 | 0 | 0
|  |  |  | 45.72 | 91.44 | 0 | 0 | 0 | 0 | 0 | 7.48 | 0.10336 | 12.554 | 91.44 | 91.44 | 0 | 0 | 0 | 0 | 0 | 0.99913 | 0 | 0 | 0 | 0
|  |  |  | 34.96 | 69.92 | 0 | 0 | 0 | 0 | 0 | 7.48 | 0.10336 | 0.027 | 69.92 | 69.92 | 0 | 0 | 0 | 0 | 0 | 1 | 0 | 0 | 0 | 0
|  |  |  | 14.84 | 29.68 | 0 | 0 | 0 | 0 | 0 | 7.48 | 0.10336 | 0 | 29.68 | 29.68 | 0 | 0 | 0 | 0 | 0 | 1 | 0 | 0 | 0 | 0
|  |  |  | 9.72 | 19.44 | 0 | 0 | 0 | 0 | 0 | 7.48 | 0.10336 | 0 | 19.44 | 19.44 | 0 | 0 | 0 | 0 | 0 | 1 | 0 | 0 | 0 | 0
|  |  |  | 10.8 | 21.6 | 0 | 0 | 0 | 0 | 0 | 7.48 | 0.10336 | 0 | 21.6 | 21.6 | 0 | 0 | 0 | 0 | 0 | 1 | 0 | 0 | 0 | 0
|  |  |  | 10.88 | 21.76 | 0 | 0 | 0 | 0 | 0 | 7.48 | 0.10336 | 0 | 21.76 | 21.76 | 0 | 0 | 0 | 0 | 0 | 1 | 0 | 0 | 0 | 0
|  |  |  | 12.4 | 24.8 | 0 | 0 | 0 | 0 | 0 | 7.48 | 0.10336 | 0 | 24.8 | 24.8 | 0 | 0 | 0 | 0 | 0 | 1 | 0 | 0 | 0 | 0
|  |  |  | 14.08 | 28.16 | 0 | 0 | 0 | 0 | 0 | 7.48 | 0.10336 | 0 | 28.16 | 28.16 | 0 | 0 | 0 | 0 | 0 | 1 | 0 | 0 | 0 | 0
|  |  |  | 17.04 | 34.08 | 0 | 0 | 0 | 0 | 0 | 7.48 | 0.10336 | 0 | 34.08 | 29.634 | 0 | 4.446 | 0 | 0 | 4.446 | 1 | 0 | 0 | 0 | 0
|  |  |  | 22.64 | 45.28 | 0 | 0 | 0 | 0 | 0 | 7.48 | 0.10336 | 0 | 45.28 | 31.664 | 0 | 13.616 | 0 | 0 | 13.616 | 1 | 0 | 0 | 0 | 0
|  |  |  | 34.2 | 68.4 | 0 | 0 | 0 | 0 | 0 | 7.48 | 0.10336 | 0 | 68.4 | 25.296 | 0 | 43.104 | 0 | 0 | 43.104 | 1 | 0 | 0 | 0 | 0
|  |  |  | 41.12 | 82.24 | 0 | 0 | 0 | 0 | 0 | 7.48 | 0.10336 | 0 | 82.24 | 20.57 | 0 | 61.67 | 0 | 0 | 61.67 | 1 | 0 | 0 | 0 | 0
|  |  |  | 45.92 | 91.84 | 0 | 0 | 0 | 0 | 0 | 7.48 | 0.10336 | 0 | 91.84 | 17.586 | 0 | 74.254 | 0 | 0 | 74.254 | 1 | 0 | 0 | 0 | 0
|  |  |  | 52.24 | 104.48 | 0 | 0 | 0 | 0 | 0 | 11.23 | 0.12409 | 0 | 104.48 | 20.238 | 0 | 84.242 | 0 | 0 | 84.242 | 1 | 0 | 0 | 0 | 0
|  |  |  | 57.56 | 115.12 | 0 | 0 | 0 | 0 | 0 | 11.23 | 0.12409 | 0 | 115.12 | 27.212 | 0 | 87.908 | 0 | 0 | 87.908 | 1 | 0 | 0 | 0 | 0
|  |  |  | 55.16 | 110.32 | 0 | 0 | 0 | 0 | 0 | 11.23 | 0.12409 | 0 | 110.32 | 21.468 | 0 | 88.852 | 0 | 0 | 88.852 | 1 | 0 | 0 | 0 | 0
|  |  |  | 65.24 | 130.48 | 0 | 0 | 0 | 0 | 0 | 17.48 | 0.13136 | 0 | 130.48 | 46.616 | 0 | 83.864 | 0 | 0 | 83.864 | 1 | 0 | 0 | 0 | 0
|  |  |  | 68.64 | 137.28 | 0 | 0 | 0 | 0 | 0 | 17.48 | 0.13136 | 0 | 137.28 | 63.341 | 0 | 73.939 | 0 | 0 | 73.939 | 1 | 0 | 0 | 0 | 0
|  |  |  | 67.28 | 134.56 | 0 | 0 | 0 | 0 | 0 | 17.48 | 0.13136 | 0 | 134.56 | 66.804 | 0 | 58.168 | 0 | 0 | 58.168 | 0.66039 | 0 | 9.588 | 0 | 0
|  |  |  | 63.44 | 126.88 | 0 | 0 | 0 | 0 | 0 | 17.48 | 0.13136 | 7.233 | 126.88 | 87.656 | 0 | 39.224 | 0 | 0 | 39.224 | 0.89061 | 0 | 0 | 0 | 0
|  |  |  | 62.2 | 124.4 | 0 | 0 | 0 | 0 | 0 | 11.23 | 0.12409 | 3.437 | 124.4 | 106.488 | 0 | 17.912 | 0 | 0 | 17.912 | 1 | 0 | 0 | 0 | 0
|  |  |  | 61 | 122 | 0 | 0 | 0 | 0 | 0 | 11.23 | 0.12409 | 0 | 122 | 109.925 | 0 | 0.844 | 0 | 0 | 0.844 | 0.60219 | 0 | 11.231 | 0 | 0
|  |  |  | 60.64 | 121.28 | 0 | 0 | 0 | 0 | 0 | 11.23 | 0.12409 | 0 | 121.28 | 109.925 | 0 | 0 | 0 | 0 | 0 | 0.2 | 0 | 11.355 | 0 | 0
|  |  |  | 52.56 | 105.12 | 0 | 0 | 0 | 0 | 0 | 7.48 | 0.10336 | 4.805 | 105.12 | 105.12 | 0 | 0 | 0 | 0 | 0 | 0.35294 | 0 | 0 | 0 | 0
|  |  |  | 51 | 102 | 0 | 0 | 0 | 0 | 0 | 7.48 | 0.10336 | 7.925 | 102 | 102 | 0 | 0 | 0 | 0 | 0 | 0.60519 | 0 | 0 | 0 | 0
|  |  |  | 35.88 | 71.76 | 0 | 0 | 0 | 0 | 0 | 7.48 | 0.10336 | 12.405 | 71.76 | 71.76 | 0 | 0 | 0 | 0 | 0 | 1 | 0 | 0 | 0 | 0
|  |  |  | 14.36 | 28.72 | 0 | 0 | 0 | 0 | 0 | 7.48 | 0.10336 | 0 | 28.72 | 28.72 | 0 | 0 | 0 | 0 | 0 | 1 | 0 | 0 | 0 | 0
|  |  |  | 12.88 | 25.76 | 0 | 0 | 0 | 0 | 0 | 7.48 | 0.10336 | 0 | 25.76 | 25.76 | 0 | 0 | 0 | 0 | 0 | 1 | 0 | 0 | 0 | 0
|  |  |  | 14.96 | 29.92 | 0 | 0 | 0 | 0 | 0 | 7.48 | 0.10336 | 0 | 29.92 | 29.92 | 0 | 0 | 0 | 0 | 0 | 1 | 0 | 0 | 0 | 0
|  |  |  | 12.8 | 25.6 | 0 | 0 | 0 | 0 | 0 | 7.48 | 0.10336 | 0 | 25.6 | 25.6 | 0 | 0 | 0 | 0 | 0 | 1 | 0 | 0 | 0 | 0
|  |  |  | 15.24 | 30.48 | 0 | 0 | 0 | 0 | 0 | 7.48 | 0.10336 | 0 | 30.48 | 30.48 | 0 | 0 | 0 | 0 | 0 | 1 | 0 | 0 | 0 | 0
|  |  |  | 15.92 | 31.84 | 0 | 0 | 0 | 0 | 0 | 7.48 | 0.10336 | 0 | 31.84 | 31.84 | 0 | 0 | 0 | 0 | 0 | 1 | 0 | 0 | 0 | 0
|  |  |  | 17 | 34 | 0 | 0 | 0 | 0 | 0 | 7.48 | 0.10336 | 0 | 34 | 29.138 | 0 | 4.862 | 0 | 0 | 4.862 | 1 | 0 | 0 | 0 | 0
|  |  |  | 19.84 | 39.68 | 0 | 0 | 0 | 0 | 0 | 7.48 | 0.10336 | 0 | 39.68 | 25.749 | 0 | 13.931 | 0 | 0 | 13.931 | 1 | 0 | 0 | 0 | 0
|  |  |  | 33.88 | 67.76 | 0 | 0 | 0 | 0 | 0 | 7.48 | 0.10336 | 0 | 67.76 | 33.272 | 0 | 34.488 | 0 | 0 | 34.488 | 1 | 0 | 0 | 0 | 0
|  |  |  | 38.48 | 76.96 | 0 | 0 | 0 | 0 | 0 | 7.48 | 0.10336 | 0 | 76.96 | 19.006 | 0 | 57.954 | 0 | 0 | 57.954 | 1 | 0 | 0 | 0 | 0
|  |  |  | 42.36 | 84.72 | 0 | 0 | 0 | 0 | 0 | 7.48 | 0.10336 | 0 | 84.72 | 12.885 | 0 | 71.835 | 0 | 0 | 71.835 | 1 | 0 | 0 | 0 | 0
|  |  |  | 48.16 | 96.32 | 0 | 0 | 0 | 0 | 0 | 11.23 | 0.12409 | 0 | 96.32 | 21.097 | 0 | 75.223 | 0 | 0 | 75.223 | 1 | 0 | 0 | 0 | 0
|  |  |  | 50.52 | 101.04 | 0 | 0 | 0 | 0 | 0 | 11.23 | 0.12409 | 0 | 101.04 | 20.463 | 0 | 80.577 | 0 | 0 | 80.577 | 1 | 0 | 0 | 0 | 0
|  |  |  | 55.52 | 111.04 | 0 | 0 | 0 | 0 | 0 | 11.23 | 0.12409 | 0 | 111.04 | 25.866 | 0 | 85.174 | 0 | 0 | 85.174 | 1 | 0 | 0 | 0 | 0
|  |  |  | 53.84 | 107.68 | 0 | 0 | 0 | 0 | 0 | 17.48 | 0.13136 | 0 | 107.68 | 32.658 | 0 | 75.022 | 0 | 0 | 75.022 | 1 | 0 | 0 | 0 | 0
|  |  |  | 55.8 | 111.6 | 0 | 0 | 0 | 0 | 0 | 17.48 | 0.13136 | 0 | 111.6 | 46.038 | 0 | 65.562 | 0 | 0 | 65.562 | 1 | 0 | 0 | 0 | 0
|  |  |  | 57.88 | 115.76 | 0 | 0 | 0 | 0 | 0 | 17.48 | 0.13136 | 0 | 115.76 | 66.804 | 0 | 36.402 | 0 | 0 | 36.402 | 0.55533 | 0 | 12.554 | 0 | 0
|  |  |  | 58.6 | 117.2 | 0 | 0 | 0 | 0 | 0 | 17.48 | 0.13136 | 0 | 117.2 | 77.517 | 0 | 29.651 | 0 | 0 | 29.651 | 0.2 | 0 | 10.032 | 0 | 0
|  |  |  | 54.76 | 109.52 | 0 | 0 | 0 | 0 | 0 | 11.23 | 0.12409 | 0 | 109.52 | 91.621 | 0 | 17.899 | 0 | 0 | 17.899 | 0.2 | 0 | 0 | 0 | 0
|  |  |  | 48.68 | 97.36 | 0 | 0 | 0 | 0 | 0 | 11.23 | 0.12409 | 0 | 97.36 | 93.934 | 0 | 3.426 | 0 | 0 | 3.426 | 0.2 | 0 | 0 | 0 | 0
|  |  |  | 45.56 | 91.12 | 0 | 0 | 0 | 0 | 0 | 11.23 | 0.12409 | 0 | 91.12 | 91.12 | 0 | 0 | 0 | 0 | 0 | 0.2 | 0 | 0 | 0 | 0
|  |  |  | 46.96 | 93.92 | 0 | 0 | 0 | 0 | 0 | 7.48 | 0.10336 | 12.554 | 93.92 | 93.92 | 0 | 0 | 0 | 0 | 0 | 0.59956 | 0 | 0 | 0 | 0
|  |  |  | 44.68 | 89.36 | 0 | 0 | 0 | 0 | 0 | 7.48 | 0.10336 | 12.554 | 89.36 | 89.36 | 0 | 0 | 0 | 0 | 0 | 0.99913 | 0 | 0 | 0 | 0
|  |  |  | 38.36 | 76.72 | 0 | 0 | 0 | 0 | 0 | 7.48 | 0.10336 | 0.027 | 76.72 | 76.72 | 0 | 0 | 0 | 0 | 0 | 1 | 0 | 0 | 0 | 0
|  |  |  | 14.84 | 29.68 | 0 | 0 | 0 | 0 | 0 | 7.48 | 0.10336 | 0 | 29.68 | 29.68 | 0 | 0 | 0 | 0 | 0 | 1 | 0 | 0 | 0 | 0
|  |  |  | 10.96 | 21.92 | 0 | 0 | 0 | 0 | 0 | 7.48 | 0.10336 | 0 | 21.92 | 21.92 | 0 | 0 | 0 | 0 | 0 | 1 | 0 | 0 | 0 | 0
|  |  |  | 21.56 | 43.12 | 0 | 0 | 0 | 0 | 0 | 7.48 | 0.10336 | 0 | 43.12 | 43.12 | 0 | 0 | 0 | 0 | 0 | 1 | 0 | 0 | 0 | 0
|  |  |  | 28.12 | 56.24 | 0 | 0 | 0 | 0 | 0 | 7.48 | 0.10336 | 0 | 56.24 | 56.24 | 0 | 0 | 0 | 0 | 0 | 1 | 0 | 0 | 0 | 0
|  |  |  | 30.12 | 60.24 | 0 | 0 | 0 | 0 | 0 | 7.48 | 0.10336 | 0 | 60.24 | 60.24 | 0 | 0 | 0 | 0 | 0 | 1 | 0 | 0 | 0 | 0
|  |  |  | 29.8 | 59.6 | 0 | 0 | 0 | 0 | 0 | 7.48 | 0.10336 | 0 | 59.6 | 59.6 | 0 | 0 | 0 | 0 | 0 | 1 | 0 | 0 | 0 | 0
|  |  |  | 27.2 | 54.4 | 0 | 0 | 0 | 0 | 0 | 7.48 | 0.10336 | 0 | 54.4 | 50.029 | 0 | 4.371 | 0 | 0 | 4.371 | 1 | 0 | 0 | 0 | 0
|  |  |  | 26.32 | 52.64 | 0 | 0 | 0 | 0 | 0 | 7.48 | 0.10336 | 0 | 52.64 | 35.207 | 0 | 17.433 | 0 | 0 | 17.433 | 1 | 0 | 0 | 0 | 0
|  |  |  | 35.04 | 70.08 | 0 | 0 | 0 | 0 | 0 | 7.48 | 0.10336 | 0 | 70.08 | 43.389 | 0 | 26.691 | 0 | 0 | 26.691 | 1 | 0 | 0 | 0 | 0
|  |  |  | 38.88 | 77.76 | 0 | 0 | 0 | 0 | 0 | 7.48 | 0.10336 | 0 | 77.76 | 45.829 | 0 | 31.931 | 0 | 0 | 31.931 | 1 | 0 | 0 | 0 | 0
|  |  |  | 40.36 | 80.72 | 0 | 0 | 0 | 0 | 0 | 7.48 | 0.10336 | 0 | 80.72 | 26.041 | 0 | 54.679 | 0 | 0 | 54.679 | 1 | 0 | 0 | 0 | 0
|  |  |  | 42.44 | 84.88 | 0 | 0 | 0 | 0 | 0 | 11.23 | 0.12409 | 0 | 84.88 | 23.739 | 0 | 61.141 | 0 | 0 | 61.141 | 1 | 0 | 0 | 0 | 0
|  |  |  | 47.08 | 94.16 | 0 | 0 | 0 | 0 | 0 | 11.23 | 0.12409 | 0 | 94.16 | 21.909 | 0 | 72.251 | 0 | 0 | 72.251 | 1 | 0 | 0 | 0 | 0
|  |  |  | 53.2 | 106.4 | 0 | 0 | 0 | 0 | 0 | 11.23 | 0.12409 | 0 | 106.4 | 52.741 | 0 | 53.659 | 0 | 0 | 53.659 | 1 | 0 | 0 | 0 | 0
|  |  |  | 50.44 | 100.88 | 0 | 0 | 0 | 0 | 0 | 17.48 | 0.13136 | 0 | 100.88 | 27.76 | 0 | 73.12 | 0 | 0 | 73.12 | 1 | 0 | 0 | 0 | 0
|  |  |  | 49.64 | 99.28 | 0 | 0 | 0 | 0 | 0 | 17.48 | 0.13136 | 0 | 99.28 | 53.027 | 0 | 46.253 | 0 | 0 | 46.253 | 1 | 0 | 0 | 0 | 0
|  |  |  | 51.4 | 102.8 | 0 | 0 | 0 | 0 | 0 | 17.48 | 0.13136 | 0 | 102.8 | 52.511 | 0 | 40.257 | 0 | 0 | 40.257 | 0.64467 | 0 | 10.032 | 0 | 0
|  |  |  | 52.24 | 104.48 | 0 | 0 | 0 | 0 | 0 | 17.48 | 0.13136 | 0 | 104.48 | 57.715 | 0 | 34.211 | 0 | 0 | 34.211 | 0.2 | 0 | 12.554 | 0 | 0
|  |  |  | 50.4 | 100.8 | 0 | 0 | 0 | 0 | 0 | 11.23 | 0.12409 | 0 | 100.8 | 83.455 | 0 | 17.345 | 0 | 0 | 17.345 | 0.2 | 0 | 0 | 0 | 0
|  |  |  | 41.92 | 83.84 | 0 | 0 | 0 | 0 | 0 | 11.23 | 0.12409 | 0 | 83.84 | 80.653 | 0 | 3.187 | 0 | 0 | 3.187 | 0.2 | 0 | 0 | 0 | 0
|  |  |  | 35.08 | 70.16 | 0 | 0 | 0 | 0 | 0 | 11.23 | 0.12409 | 0 | 70.16 | 70.16 | 0 | 0 | 0 | 0 | 0 | 0.2 | 0 | 0 | 0 | 0
|  |  |  | 32.68 | 65.36 | 0 | 0 | 0 | 0 | 0 | 7.48 | 0.10336 | 12.554 | 65.36 | 65.36 | 0 | 0 | 0 | 0 | 0 | 0.59956 | 0 | 0 | 0 | 0
|  |  |  | 32.2 | 64.4 | 0 | 0 | 0 | 0 | 0 | 7.48 | 0.10336 | 12.554 | 64.4 | 64.4 | 0 | 0 | 0 | 0 | 0 | 0.99913 | 0 | 0 | 0 | 0
|  |  |  | 28.96 | 57.92 | 0 | 0 | 0 | 0 | 0 | 7.48 | 0.10336 | 0.027 | 57.92 | 57.92 | 0 | 0 | 0 | 0 | 0 | 1 | 0 | 0 | 0 | 0
|  |  |  | 13.08 | 26.16 | 0 | 0 | 0 | 0 | 0 | 7.48 | 0.10336 | 0 | 26.16 | 26.16 | 0 | 0 | 0 | 0 | 0 | 1 | 0 | 0 | 0 | 0
|  |  |  | 9.28 | 18.56 | 0 | 0 | 0 | 0 | 0 | 7.48 | 0.10336 | 0 | 18.56 | 18.56 | 0 | 0 | 0 | 0 | 0 | 1 | 0 | 0 | 0 | 0
|  |  |  | 15.44 | 30.88 | 0 | 0 | 0 | 0 | 0 | 7.48 | 0.10336 | 0 | 30.88 | 30.88 | 0 | 0 | 0 | 0 | 0 | 1 | 0 | 0 | 0 | 0
|  |  |  | 18.68 | 37.36 | 0 | 0 | 0 | 0 | 0 | 7.48 | 0.10336 | 0 | 37.36 | 37.36 | 0 | 0 | 0 | 0 | 0 | 1 | 0 | 0 | 0 | 0
|  |  |  | 18.8 | 37.6 | 0 | 0 | 0 | 0 | 0 | 7.48 | 0.10336 | 0 | 37.6 | 37.6 | 0 | 0 | 0 | 0 | 0 | 1 | 0 | 0 | 0 | 0
|  |  |  | 19.6 | 39.2 | 0 | 0 | 0 | 0 | 0 | 7.48 | 0.10336 | 0 | 39.2 | 39.2 | 0 | 0 | 0 | 0 | 0 | 1 | 0 | 0 | 0 | 0
|  |  |  | 17.28 | 34.56 | 0 | 0 | 0 | 0 | 0 | 7.48 | 0.10336 | 0 | 34.56 | 32.57 | 0 | 1.99 | 0 | 0 | 1.99 | 1 | 0 | 0 | 0 | 0
|  |  |  | 23.24 | 46.48 | 0 | 0 | 0 | 0 | 0 | 7.48 | 0.10336 | 0 | 46.48 | 37.373 | 0 | 9.107 | 0 | 0 | 9.107 | 1 | 0 | 0 | 0 | 0
|  |  |  | 30.28 | 60.56 | 0 | 0 | 0 | 0 | 0 | 7.48 | 0.10336 | 0 | 60.56 | 21.349 | 0 | 39.211 | 0 | 0 | 39.211 | 1 | 0 | 0 | 0 | 0
|  |  |  | 35.44 | 70.88 | 0 | 0 | 0 | 0 | 0 | 7.48 | 0.10336 | 0 | 70.88 | 17.133 | 0 | 53.747 | 0 | 0 | 53.747 | 1 | 0 | 0 | 0 | 0
|  |  |  | 40.12 | 80.24 | 0 | 0 | 0 | 0 | 0 | 7.48 | 0.10336 | 0 | 80.24 | 27.538 | 0 | 52.702 | 0 | 0 | 52.702 | 1 | 0 | 0 | 0 | 0
|  |  |  | 40 | 80 | 0 | 0 | 0 | 0 | 0 | 11.23 | 0.12409 | 0 | 80 | 20.03 | 0 | 59.97 | 0 | 0 | 59.97 | 1 | 0 | 0 | 0 | 0
|  |  |  | 44.24 | 88.48 | 0 | 0 | 0 | 0 | 0 | 11.23 | 0.12409 | 0 | 88.48 | 30.286 | 0 | 58.194 | 0 | 0 | 58.194 | 1 | 0 | 0 | 0 | 0
|  |  |  | 40.56 | 81.12 | 0 | 0 | 0 | 0 | 0 | 11.23 | 0.12409 | 0 | 81.12 | 18.77 | 0 | 62.35 | 0 | 0 | 62.35 | 1 | 0 | 0 | 0 | 0
|  |  |  | 40.28 | 80.56 | 0 | 0 | 0 | 0 | 0 | 17.48 | 0.13136 | 0 | 80.56 | 16.345 | 0 | 64.215 | 0 | 0 | 64.215 | 1 | 0 | 0 | 0 | 0
|  |  |  | 43.52 | 87.04 | 0 | 0 | 0 | 0 | 0 | 17.48 | 0.13136 | 0 | 87.04 | 26.529 | 0 | 60.511 | 0 | 0 | 60.511 | 1 | 0 | 0 | 0 | 0
|  |  |  | 41.44 | 82.88 | 0 | 0 | 0 | 0 | 0 | 17.48 | 0.13136 | 0 | 82.88 | 19.542 | 0 | 53.306 | 0 | 0 | 53.306 | 0.64467 | 0 | 10.032 | 0 | 0
|  |  |  | 41.52 | 83.04 | 0 | 0 | 0 | 0 | 0 | 17.48 | 0.13136 | 0 | 83.04 | 34.399 | 0 | 36.088 | 0 | 0 | 36.088 | 0.2 | 0 | 12.554 | 0 | 0
|  |  |  | 41.84 | 83.68 | 0 | 0 | 0 | 0 | 0 | 11.23 | 0.12409 | 0 | 83.68 | 66.31 | 0 | 17.37 | 0 | 0 | 17.37 | 0.2 | 0 | 0 | 0 | 0
|  |  |  | 38.08 | 76.16 | 0 | 0 | 0 | 0 | 0 | 11.23 | 0.12409 | 0 | 76.16 | 72.872 | 0 | 3.288 | 0 | 0 | 3.288 | 0.2 | 0 | 0 | 0 | 0
|  |  |  | 42.52 | 85.04 | 0 | 0 | 0 | 0 | 0 | 11.23 | 0.12409 | 0 | 85.04 | 85.04 | 0 | 0 | 0 | 0 | 0 | 0.2 | 0 | 0 | 0 | 0
|  |  |  | 40.92 | 81.84 | 0 | 0 | 0 | 0 | 0 | 7.48 | 0.10336 | 0 | 81.84 | 81.84 | 0 | 0 | 0 | 0 | 0 | 0.2 | 0 | 0 | 0 | 0
|  |  |  | 36.08 | 72.16 | 0 | 0 | 0 | 0 | 0 | 7.48 | 0.10336 | 0 | 72.16 | 72.16 | 0 | 0 | 0 | 0 | 0 | 0.2 | 0 | 0 | 0 | 0
|  |  |  | 26.36 | 52.72 | 0 | 0 | 0 | 0 | 0 | 7.48 | 0.10336 | 0 | 52.72 | 52.72 | 0 | 0 | 0 | 0 | 0 | 0.2 | 0 | 0 | 0 | 0
|  |  |  | 11.76 | 23.52 | 0 | 0 | 0 | 0 | 0 | 7.48 | 0.10336 | 0 | 23.52 | 23.52 | 0 | 0 | 0 | 0 | 0 | 0.2 | 0 | 0 | 0 | 0
|  |  |  | 9.28 | 18.56 | 0 | 0 | 0 | 0 | 0 | 7.48 | 0.10336 | 0 | 18.56 | 18.56 | 0 | 0 | 0 | 0 | 0 | 0.2 | 0 | 0 | 0 | 0
|  |  |  | 9.76 | 19.52 | 0 | 0 | 0 | 0 | 0 | 7.48 | 0.10336 | 0 | 19.52 | 19.52 | 0 | 0 | 0 | 0 | 0 | 0.2 | 0 | 0 | 0 | 0
|  |  |  | 10.28 | 20.56 | 0 | 0 | 0 | 0 | 0 | 7.48 | 0.10336 | 0 | 20.56 | 20.56 | 0 | 0 | 0 | 0 | 0 | 0.2 | 0 | 0 | 0 | 0
|  |  |  | 11.92 | 23.84 | 0 | 0 | 0 | 0 | 0 | 7.48 | 0.10336 | 0 | 23.84 | 23.84 | 0 | 0 | 0 | 0 | 0 | 0.2 | 0 | 0 | 0 | 0
|  |  |  | 14.48 | 28.96 | 0 | 0 | 0 | 0 | 0 | 7.48 | 0.10336 | 0 | 28.96 | 28.96 | 0 | 0 | 0 | 0 | 0 | 0.2 | 0 | 0 | 0 | 0
|  |  |  | 17.88 | 35.76 | 0 | 0 | 0 | 0 | 0 | 7.48 | 0.10336 | 0 | 35.76 | 31.792 | 0 | 3.968 | 0 | 0 | 3.968 | 0.2 | 0 | 0 | 0 | 0
|  |  |  | 22.44 | 44.88 | 0 | 0 | 0 | 0 | 0 | 7.48 | 0.10336 | 0 | 44.88 | 29.651 | 0 | 15.229 | 0 | 0 | 15.229 | 0.2 | 0 | 0 | 0 | 0
|  |  |  | 23.84 | 47.68 | 0 | 0 | 0 | 0 | 0 | 7.48 | 0.10336 | 0 | 47.68 | 30.713 | 0 | 16.967 | 0 | 0 | 16.967 | 0.2 | 0 | 0 | 0 | 0
|  |  |  | 32 | 64 | 0 | 0 | 0 | 0 | 0 | 7.48 | 0.10336 | 0 | 64 | 21.917 | 0 | 42.083 | 0 | 0 | 42.083 | 0.2 | 0 | 0 | 0 | 0
|  |  |  | 34.44 | 68.88 | 0 | 0 | 0 | 0 | 0 | 7.48 | 0.10336 | 0 | 68.88 | 34.027 | 0 | 34.853 | 0 | 0 | 34.853 | 0.2 | 0 | 0 | 0 | 0
|  |  |  | 34.68 | 69.36 | 0 | 0 | 0 | 0 | 0 | 7.48 | 0.10336 | 0 | 69.36 | 18.9 | 0 | 50.46 | 0 | 0 | 50.46 | 0.2 | 0 | 0 | 0 | 0
|  |  |  | 39.24 | 78.48 | 0 | 0 | 0 | 0 | 0 | 7.48 | 0.10336 | 0 | 78.48 | 0.183 | 0 | 78.297 | 0 | 0 | 78.297 | 0.2 | 0 | 0 | 0 | 0
|  |  |  | 36.52 | 73.04 | 0 | 0 | 0 | 0 | 0 | 7.48 | 0.10336 | 0 | 73.04 | 46.16 | 0 | 26.88 | 0 | 0 | 26.88 | 0.2 | 0 | 0 | 0 | 0
|  |  |  | 37.68 | 75.36 | 0 | 0 | 0 | 0 | 0 | 7.48 | 0.10336 | 0 | 75.36 | 43.908 | 0 | 31.452 | 0 | 0 | 31.452 | 0.2 | 0 | 0 | 0 | 0
|  |  |  | 42.16 | 84.32 | 0 | 0 | 0 | 0 | 0 | 7.48 | 0.10336 | 0 | 84.32 | 64.103 | 0 | 20.217 | 0 | 0 | 20.217 | 0.2 | 0 | 0 | 0 | 0
|  |  |  | 49.44 | 98.88 | 0 | 0 | 0 | 0 | 0 | 7.48 | 0.10336 | 0 | 98.88 | 64.846 | 0 | 34.034 | 0 | 0 | 34.034 | 0.2 | 0 | 0 | 0 | 0
|  |  |  | 49.12 | 98.24 | 0 | 0 | 0 | 0 | 0 | 7.48 | 0.10336 | 0 | 98.24 | 60.691 | 0 | 37.549 | 0 | 0 | 37.549 | 0.2 | 0 | 0 | 0 | 0
|  |  |  | 51.04 | 102.08 | 0 | 0 | 0 | 0 | 0 | 7.48 | 0.10336 | 0 | 102.08 | 84.559 | 0 | 17.521 | 0 | 0 | 17.521 | 0.2 | 0 | 0 | 0 | 0
|  |  |  | 50.92 | 101.84 | 0 | 0 | 0 | 0 | 0 | 7.48 | 0.10336 | 0 | 101.84 | 98.867 | 0 | 2.973 | 0 | 0 | 2.973 | 0.2 | 0 | 0 | 0 | 0
|  |  |  | 48.88 | 97.76 | 0 | 0 | 0 | 0 | 0 | 7.48 | 0.10336 | 0 | 97.76 | 97.76 | 0 | 0 | 0 | 0 | 0 | 0.2 | 0 | 0 | 0 | 0
|  |  |  | 46.48 | 92.96 | 0 | 0 | 0 | 0 | 0 | 7.48 | 0.10336 | 0 | 92.96 | 92.96 | 0 | 0 | 0 | 0 | 0 | 0.2 | 0 | 0 | 0 | 0
|  |  |  | 34.44 | 68.88 | 0 | 0 | 0 | 0 | 0 | 7.48 | 0.10336 | 0 | 68.88 | 68.88 | 0 | 0 | 0 | 0 | 0 | 0.2 | 0 | 0 | 0 | 0
|  |  |  | 28.88 | 57.76 | 0 | 0 | 0 | 0 | 0 | 7.48 | 0.10336 | 0 | 57.76 | 57.76 | 0 | 0 | 0 | 0 | 0 | 0.2 | 0 | 0 | 0 | 0
|  |  |  | 11.92 | 23.84 | 0 | 0 | 0 | 0 | 0 | 7.48 | 0.10336 | 0 | 23.84 | 23.84 | 0 | 0 | 0 | 0 | 0 | 0.2 | 0 | 0 | 0 | 0
|  |  |  | 8.96 | 17.92 | 0 | 0 | 0 | 0 | 0 | 7.48 | 0.10336 | 0 | 17.92 | 17.92 | 0 | 0 | 0 | 0 | 0 | 0.2 | 0 | 0 | 0 | 0
|  |  |  | 9.36 | 18.72 | 0 | 0 | 0 | 0 | 0 | 7.48 | 0.10336 | 0 | 18.72 | 18.72 | 0 | 0 | 0 | 0 | 0 | 0.2 | 0 | 0 | 0 | 0
|  |  |  | 9.6 | 19.2 | 0 | 0 | 0 | 0 | 0 | 7.48 | 0.10336 | 0 | 19.2 | 19.2 | 0 | 0 | 0 | 0 | 0 | 0.2 | 0 | 0 | 0 | 0
|  |  |  | 11.72 | 23.44 | 0 | 0 | 0 | 0 | 0 | 7.48 | 0.10336 | 0 | 23.44 | 23.44 | 0 | 0 | 0 | 0 | 0 | 0.2 | 0 | 0 | 0 | 0
|  |  |  | 14.2 | 28.4 | 0 | 0 | 0 | 0 | 0 | 7.48 | 0.10336 | 0 | 28.4 | 28.4 | 0 | 0 | 0 | 0 | 0 | 0.2 | 0 | 0 | 0 | 0
|  |  |  | 16 | 32 | 0 | 0 | 0 | 0 | 0 | 7.48 | 0.10336 | 0 | 32 | 27.869 | 0 | 4.131 | 0 | 0 | 4.131 | 0.2 | 0 | 0 | 0 | 0
|  |  |  | 22.52 | 45.04 | 0 | 0 | 0 | 0 | 0 | 7.48 | 0.10336 | 0 | 45.04 | 24.395 | 0 | 20.645 | 0 | 0 | 20.645 | 0.2 | 0 | 0 | 0 | 0
|  |  |  | 24.08 | 48.16 | 0 | 0 | 0 | 0 | 0 | 7.48 | 0.10336 | 0 | 48.16 | 7.16 | 0 | 41 | 0 | 0 | 41 | 0.2 | 0 | 0 | 0 | 0
|  |  |  | 26.32 | 52.64 | 0 | 0 | 0 | 0 | 0 | 7.48 | 0.10336 | 0 | 52.64 | 0 | 0 | 59.642 | 7.002 | 0 | 52.64 | 0.42286 | 0 | 0 | 0 | 0
|  |  |  | 33.72 | 67.44 | 0 | 0 | 0 | 0 | 0 | 7.48 | 0.10336 | 0 | 67.44 | 0 | 0 | 72.641 | 5.201 | 0 | 67.44 | 0.58841 | 0 | 0 | 0 | 0
|  |  |  | 35.08 | 70.16 | 0 | 0 | 0 | 0 | 0 | 7.48 | 0.10336 | 0 | 70.16 | 0 | 0.256 | 82.714 | 12.554 | 0 | 70.16 | 0.98797 | 0 | 0 | 0 | 0
|  |  |  | 43.2 | 86.4 | 0 | 0 | 0 | 0 | 0 | 7.48 | 0.10336 | 0 | 86.4 | 0 | 0.475 | 86.778 | 0.378 | 0 | 86.4 | 1 | 0 | 0 | 0 | 0
|  |  |  | 43.24 | 86.48 | 0 | 0 | 0 | 0 | 0 | 7.48 | 0.10336 | 0 | 86.48 | 0 | 2.007 | 86.48 | 0 | 0 | 86.48 | 1 | 0 | 0 | 0 | 0
|  |  |  | 46.44 | 92.88 | 0 | 0 | 0 | 0 | 0 | 7.48 | 0.10336 | 0 | 92.88 | 9.494 | 0 | 83.386 | 0 | 0 | 83.386 | 1 | 0 | 0 | 0 | 0
|  |  |  | 44.04 | 88.08 | 0 | 0 | 0 | 0 | 0 | 7.48 | 0.10336 | 0 | 88.08 | 14.406 | 0 | 73.674 | 0 | 0 | 73.674 | 1 | 0 | 0 | 0 | 0
|  |  |  | 42.36 | 84.72 | 0 | 0 | 0 | 0 | 0 | 7.48 | 0.10336 | 0 | 84.72 | 25.569 | 0 | 59.151 | 0 | 0 | 59.151 | 1 | 0 | 0 | 0 | 0
|  |  |  | 46.6 | 93.2 | 0 | 0 | 0 | 0 | 0 | 7.48 | 0.10336 | 0 | 93.2 | 53.485 | 0 | 39.715 | 0 | 0 | 39.715 | 1 | 0 | 0 | 0 | 0
|  |  |  | 47.8 | 95.6 | 0 | 0 | 0 | 0 | 0 | 7.48 | 0.10336 | 0 | 95.6 | 77.462 | 0 | 18.138 | 0 | 0 | 18.138 | 1 | 0 | 0 | 0 | 0
|  |  |  | 46.52 | 93.04 | 0 | 0 | 0 | 0 | 0 | 7.48 | 0.10336 | 0 | 93.04 | 90.521 | 0 | 2.519 | 0 | 0 | 2.519 | 1 | 0 | 0 | 0 | 0
|  |  |  | 41.76 | 83.52 | 0 | 0 | 0 | 0 | 0 | 7.48 | 0.10336 | 0 | 83.52 | 83.52 | 0 | 0 | 0 | 0 | 0 | 1 | 0 | 0 | 0 | 0
|  |  |  | 39.28 | 78.56 | 0 | 0 | 0 | 0 | 0 | 7.48 | 0.10336 | 0 | 78.56 | 78.56 | 0 | 0 | 0 | 0 | 0 | 1 | 0 | 0 | 0 | 0
|  |  |  | 34.88 | 69.76 | 0 | 0 | 0 | 0 | 0 | 7.48 | 0.10336 | 0 | 69.76 | 69.76 | 0 | 0 | 0 | 0 | 0 | 1 | 0 | 0 | 0 | 0
|  |  |  | 18.92 | 37.84 | 0 | 0 | 0 | 0 | 0 | 7.48 | 0.10336 | 0 | 37.84 | 37.84 | 0 | 0 | 0 | 0 | 0 | 1 | 0 | 0 | 0 | 0
|  |  |  | 10.88 | 21.76 | 0 | 0 | 0 | 0 | 0 | 7.48 | 0.10336 | 0 | 21.76 | 21.76 | 0 | 0 | 0 | 0 | 0 | 1 | 0 | 0 | 0 | 0
|  |  |  | 12 | 24 | 0 | 0 | 0 | 0 | 0 | 7.48 | 0.10336 | 0 | 24 | 24 | 0 | 0 | 0 | 0 | 0 | 1 | 0 | 0 | 0 | 0
|  |  |  | 13.88 | 27.76 | 0 | 0 | 0 | 0 | 0 | 7.48 | 0.10336 | 0 | 27.76 | 27.76 | 0 | 0 | 0 | 0 | 0 | 1 | 0 | 0 | 0 | 0
|  |  |  | 14.4 | 28.8 | 0 | 0 | 0 | 0 | 0 | 7.48 | 0.10336 | 0 | 28.8 | 28.8 | 0 | 0 | 0 | 0 | 0 | 1 | 0 | 0 | 0 | 0
|  |  |  | 16.04 | 32.08 | 0 | 0 | 0 | 0 | 0 | 7.48 | 0.10336 | 0 | 32.08 | 32.08 | 0 | 0 | 0 | 0 | 0 | 1 | 0 | 0 | 0 | 0
|  |  |  | 14.36 | 28.72 | 0 | 0 | 0 | 0 | 0 | 7.48 | 0.10336 | 0 | 28.72 | 28.72 | 0 | 0 | 0 | 0 | 0 | 1 | 0 | 0 | 0 | 0
|  |  |  | 16.12 | 32.24 | 0 | 0 | 0 | 0 | 0 | 7.48 | 0.10336 | 0 | 32.24 | 28.386 | 0 | 3.854 | 0 | 0 | 3.854 | 1 | 0 | 0 | 0 | 0
|  |  |  | 22.48 | 44.96 | 0 | 0 | 0 | 0 | 0 | 7.48 | 0.10336 | 0 | 44.96 | 25.915 | 0 | 19.045 | 0 | 0 | 19.045 | 1 | 0 | 0 | 0 | 0
|  |  |  | 24 | 48 | 0 | 0 | 0 | 0 | 0 | 7.48 | 0.10336 | 0 | 48 | 11.383 | 0 | 36.617 | 0 | 0 | 36.617 | 1 | 0 | 0 | 0 | 0
|  |  |  | 33.08 | 66.16 | 0 | 0 | 0 | 0 | 0 | 7.48 | 0.10336 | 0 | 66.16 | 12.514 | 0 | 53.646 | 0 | 0 | 53.646 | 1 | 0 | 0 | 0 | 0
|  |  |  | 38.68 | 77.36 | 0 | 0 | 0 | 0 | 0 | 7.48 | 0.10336 | 0 | 77.36 | 4.958 | 0 | 72.402 | 0 | 0 | 72.402 | 1 | 0 | 0 | 0 | 0
|  |  |  | 42.68 | 85.36 | 0 | 0 | 0 | 0 | 0 | 11.23 | 0.12409 | 0 | 85.36 | 2.529 | 0 | 82.831 | 0 | 0 | 82.831 | 1 | 0 | 0 | 0 | 0
|  |  |  | 49.16 | 98.32 | 0 | 0 | 0 | 0 | 0 | 11.23 | 0.12409 | 0 | 98.32 | 11.697 | 0 | 86.623 | 0 | 0 | 86.623 | 1 | 0 | 0 | 0 | 0
|  |  |  | 50.44 | 100.88 | 0 | 0 | 0 | 0 | 0 | 11.23 | 0.12409 | 0 | 100.88 | 14.723 | 0 | 86.157 | 0 | 0 | 86.157 | 1 | 0 | 0 | 0 | 0
|  |  |  | 51.72 | 103.44 | 0 | 0 | 0 | 0 | 0 | 17.48 | 0.13136 | 0 | 103.44 | 20.042 | 0 | 83.398 | 0 | 0 | 83.398 | 1 | 0 | 0 | 0 | 0
|  |  |  | 46.56 | 93.12 | 0 | 0 | 0 | 0 | 0 | 17.48 | 0.13136 | 0 | 93.12 | 19.836 | 0 | 73.284 | 0 | 0 | 73.284 | 1 | 0 | 0 | 0 | 0
|  |  |  | 48.36 | 96.72 | 0 | 0 | 0 | 0 | 0 | 17.48 | 0.13136 | 0 | 96.72 | 28.029 | 0 | 58.66 | 0 | 0 | 58.66 | 0.64467 | 0 | 10.032 | 0 | 0
|  |  |  | 50.92 | 101.84 | 0 | 0 | 0 | 0 | 0 | 17.48 | 0.13136 | 0 | 101.84 | 50.062 | 0 | 39.224 | 0 | 0 | 39.224 | 0.2 | 0 | 12.554 | 0 | 0
|  |  |  | 52.16 | 104.32 | 0 | 0 | 0 | 0 | 0 | 11.23 | 0.12409 | 0 | 104.32 | 86.408 | 0 | 17.912 | 0 | 0 | 17.912 | 0.2 | 0 | 0 | 0 | 0
|  |  |  | 52.04 | 104.08 | 0 | 0 | 0 | 0 | 0 | 11.23 | 0.12409 | 0 | 104.08 | 101.473 | 0 | 2.607 | 0 | 0 | 2.607 | 0.2 | 0 | 0 | 0 | 0
|  |  |  | 49.08 | 98.16 | 0 | 0 | 0 | 0 | 0 | 11.23 | 0.12409 | 0 | 98.16 | 98.16 | 0 | 0 | 0 | 0 | 0 | 0.2 | 0 | 0 | 0 | 0
|  |  |  | 47.52 | 95.04 | 0 | 0 | 0 | 0 | 0 | 7.48 | 0.10336 | 12.554 | 95.04 | 95.04 | 0 | 0 | 0 | 0 | 0 | 0.59956 | 0 | 0 | 0 | 0
|  |  |  | 45.76 | 91.52 | 0 | 0 | 0 | 0 | 0 | 7.48 | 0.10336 | 12.554 | 91.52 | 91.52 | 0 | 0 | 0 | 0 | 0 | 0.99913 | 0 | 0 | 0 | 0
|  |  |  | 36.12 | 72.24 | 0 | 0 | 0 | 0 | 0 | 7.48 | 0.10336 | 0.027 | 72.24 | 72.24 | 0 | 0 | 0 | 0 | 0 | 1 | 0 | 0 | 0 | 0
|  |  |  | 15.56 | 31.12 | 0 | 0 | 0 | 0 | 0 | 7.48 | 0.10336 | 0 | 31.12 | 31.12 | 0 | 0 | 0 | 0 | 0 | 1 | 0 | 0 | 0 | 0
|  |  |  | 9.48 | 18.96 | 0 | 0 | 0 | 0 | 0 | 7.48 | 0.10336 | 0 | 18.96 | 18.96 | 0 | 0 | 0 | 0 | 0 | 1 | 0 | 0 | 0 | 0
|  |  |  | 11.28 | 22.56 | 0 | 0 | 0 | 0 | 0 | 7.48 | 0.10336 | 0 | 22.56 | 22.56 | 0 | 0 | 0 | 0 | 0 | 1 | 0 | 0 | 0 | 0
|  |  |  | 11.72 | 23.44 | 0 | 0 | 0 | 0 | 0 | 7.48 | 0.10336 | 0 | 23.44 | 23.44 | 0 | 0 | 0 | 0 | 0 | 1 | 0 | 0 | 0 | 0
|  |  |  | 14.52 | 29.04 | 0 | 0 | 0 | 0 | 0 | 7.48 | 0.10336 | 0 | 29.04 | 29.04 | 0 | 0 | 0 | 0 | 0 | 1 | 0 | 0 | 0 | 0
|  |  |  | 14.76 | 29.52 | 0 | 0 | 0 | 0 | 0 | 7.48 | 0.10336 | 0 | 29.52 | 29.52 | 0 | 0 | 0 | 0 | 0 | 1 | 0 | 0 | 0 | 0
|  |  |  | 17.08 | 34.16 | 0 | 0 | 0 | 0 | 0 | 7.48 | 0.10336 | 0 | 34.16 | 30.217 | 0 | 3.943 | 0 | 0 | 3.943 | 1 | 0 | 0 | 0 | 0
|  |  |  | 23.4 | 46.8 | 0 | 0 | 0 | 0 | 0 | 7.48 | 0.10336 | 0 | 46.8 | 26.256 | 0 | 20.544 | 0 | 0 | 20.544 | 1 | 0 | 0 | 0 | 0
|  |  |  | 31 | 62 | 0 | 0 | 0 | 0 | 0 | 7.48 | 0.10336 | 0 | 62 | 21.63 | 0 | 40.37 | 0 | 0 | 40.37 | 1 | 0 | 0 | 0 | 0
|  |  |  | 40.08 | 80.16 | 0 | 0 | 0 | 0 | 0 | 7.48 | 0.10336 | 0 | 80.16 | 23.15 | 0 | 57.01 | 0 | 0 | 57.01 | 1 | 0 | 0 | 0 | 0
|  |  |  | 49.04 | 98.08 | 0 | 0 | 0 | 0 | 0 | 7.48 | 0.10336 | 0 | 98.08 | 26.522 | 0 | 71.558 | 0 | 0 | 71.558 | 1 | 0 | 0 | 0 | 0
|  |  |  | 52.76 | 105.52 | 0 | 0 | 0 | 0 | 0 | 11.23 | 0.12409 | 0 | 105.52 | 23.218 | 0 | 82.302 | 0 | 0 | 82.302 | 1 | 0 | 0 | 0 | 0
|  |  |  | 61.2 | 122.4 | 0 | 0 | 0 | 0 | 0 | 11.23 | 0.12409 | 0 | 122.4 | 34.329 | 0 | 88.071 | 0 | 0 | 88.071 | 1 | 0 | 0 | 0 | 0
|  |  |  | 59.32 | 118.64 | 0 | 0 | 0 | 0 | 0 | 11.23 | 0.12409 | 0 | 118.64 | 30.934 | 0 | 87.706 | 0 | 0 | 87.706 | 1 | 0 | 0 | 0 | 0
|  |  |  | 62.12 | 124.24 | 0 | 0 | 0 | 0 | 0 | 17.48 | 0.13136 | 0 | 124.24 | 41.497 | 0 | 82.743 | 0 | 0 | 82.743 | 1 | 0 | 0 | 0 | 0
|  |  |  | 65.88 | 131.76 | 0 | 0 | 0 | 0 | 0 | 17.48 | 0.13136 | 0 | 131.76 | 58.59 | 0 | 73.17 | 0 | 0 | 73.17 | 1 | 0 | 0 | 0 | 0
|  |  |  | 64.68 | 129.36 | 0 | 0 | 0 | 0 | 0 | 17.48 | 0.13136 | 0 | 129.36 | 66.804 | 0 | 58.735 | 0 | 0 | 58.735 | 0.86465 | 0 | 3.821 | 0 | 0
|  |  |  | 64.76 | 129.52 | 0 | 0 | 0 | 0 | 0 | 17.48 | 0.13136 | 0 | 129.52 | 80.138 | 0 | 41.97 | 0 | 0 | 41.97 | 0.60211 | 0 | 7.412 | 0 | 0
|  |  |  | 61.32 | 122.64 | 0 | 0 | 0 | 0 | 0 | 11.23 | 0.12409 | 0 | 122.64 | 103.469 | 0 | 19.171 | 0 | 0 | 19.171 | 0.60211 | 0 | 0 | 0 | 0
|  |  |  | 59.64 | 119.28 | 0 | 0 | 0 | 0 | 0 | 11.23 | 0.12409 | 0 | 119.28 | 109.925 | 0 | 2.557 | 0 | 0 | 2.557 | 0.36133 | 0 | 6.798 | 0 | 0
|  |  |  | 57.24 | 114.48 | 0 | 0 | 0 | 0 | 0 | 11.23 | 0.12409 | 0 | 114.48 | 109.925 | 0 | 0 | 0 | 0 | 0 | 0.2 | 0 | 4.555 | 0 | 0
|  |  |  | 50.16 | 100.32 | 0 | 0 | 0 | 0 | 0 | 7.48 | 0.10336 | 0 | 100.32 | 100.32 | 0 | 0 | 0 | 0 | 0 | 0.2 | 0 | 0 | 0 | 0
|  |  |  | 42.76 | 85.52 | 0 | 0 | 0 | 0 | 0 | 7.48 | 0.10336 | 0 | 85.52 | 85.52 | 0 | 0 | 0 | 0 | 0 | 0.2 | 0 | 0 | 0 | 0
|  |  |  | 38.72 | 77.44 | 0 | 0 | 0 | 0 | 0 | 7.48 | 0.10336 | 0 | 77.44 | 77.44 | 0 | 0 | 0 | 0 | 0 | 0.2 | 0 | 0 | 0 | 0
|  |  |  | 18.56 | 37.12 | 0 | 0 | 0 | 0 | 0 | 7.48 | 0.10336 | 0 | 37.12 | 37.12 | 0 | 0 | 0 | 0 | 0 | 0.2 | 0 | 0 | 0 | 0
|  |  |  | 14.24 | 28.48 | 0 | 0 | 0 | 0 | 0 | 7.48 | 0.10336 | 0 | 28.48 | 28.48 | 0 | 0 | 0 | 0 | 0 | 0.2 | 0 | 0 | 0 | 0
|  |  |  | 14.76 | 29.52 | 0 | 0 | 0 | 0 | 0 | 7.48 | 0.10336 | 0 | 29.52 | 29.52 | 0 | 0 | 0 | 0 | 0 | 0.2 | 0 | 0 | 0 | 0
|  |  |  | 14.48 | 28.96 | 0 | 0 | 0 | 0 | 0 | 7.48 | 0.10336 | 0 | 28.96 | 28.96 | 0 | 0 | 0 | 0 | 0 | 0.2 | 0 | 0 | 0 | 0
|  |  |  | 16.88 | 33.76 | 0 | 0 | 0 | 0 | 0 | 7.48 | 0.10336 | 0 | 33.76 | 33.76 | 0 | 0 | 0 | 0 | 0 | 0.2 | 0 | 0 | 0 | 0
|  |  |  | 19.24 | 38.48 | 0 | 0 | 0 | 0 | 0 | 7.48 | 0.10336 | 0 | 38.48 | 38.48 | 0 | 0 | 0 | 0 | 0 | 0.2 | 0 | 0 | 0 | 0
|  |  |  | 16.44 | 32.88 | 0 | 0 | 0 | 0 | 0 | 7.48 | 0.10336 | 0 | 32.88 | 29.114 | 0 | 3.766 | 0 | 0 | 3.766 | 0.2 | 0 | 0 | 0 | 0
|  |  |  | 16.76 | 33.52 | 0 | 0 | 0 | 0 | 0 | 7.48 | 0.10336 | 0 | 33.52 | 17.888 | 0 | 15.632 | 0 | 0 | 15.632 | 0.2 | 0 | 0 | 0 | 0
|  |  |  | 21.76 | 43.52 | 0 | 0 | 0 | 0 | 0 | 7.48 | 0.10336 | 0 | 43.52 | 0 | 0 | 43.633 | 0.113 | 0 | 43.52 | 0.20358 | 0 | 0 | 0 | 0
|  |  |  | 21.2 | 42.4 | 0 | 0 | 0 | 0 | 0 | 7.48 | 0.10336 | 0 | 42.4 | 0 | 8.127 | 54.954 | 12.554 | 0 | 42.4 | 0.60315 | 0 | 0 | 0 | 0
|  |  |  | 23.52 | 47.04 | 0 | 0 | 0 | 0 | 0 | 7.48 | 0.10336 | 0 | 47.04 | 0 | 18.65 | 59.509 | 12.469 | 0 | 47.04 | 1 | 0 | 0 | 0 | 0
|  |  |  | 29 | 58 | 0 | 0 | 0 | 0 | 0 | 11.23 | 0.12409 | 0 | 58 | 0 | 30.815 | 58 | 0 | 0 | 58 | 1 | 0 | 0 | 0 | 0
|  |  |  | 35.48 | 70.96 | 0 | 0 | 0 | 0 | 0 | 11.23 | 0.12409 | 0 | 70.96 | 0 | 21.885 | 70.96 | 0 | 0 | 70.96 | 1 | 0 | 0 | 0 | 0
|  |  |  | 33.64 | 67.28 | 0 | 0 | 0 | 0 | 0 | 11.23 | 0.12409 | 0 | 67.28 | 0 | 25.704 | 67.28 | 0 | 0 | 67.28 | 1 | 0 | 0 | 0 | 0
|  |  |  | 36.76 | 73.52 | 0 | 0 | 0 | 0 | 0 | 17.48 | 0.13136 | 0 | 73.52 | 0 | 13.796 | 73.52 | 0 | 0 | 73.52 | 1 | 0 | 0 | 0 | 0
|  |  |  | 43.68 | 87.36 | 0 | 0 | 0 | 0 | 0 | 17.48 | 0.13136 | 0 | 87.36 | 10.398 | 0 | 76.962 | 0 | 0 | 76.962 | 1 | 0 | 0 | 0 | 0
|  |  |  | 43.32 | 86.64 | 0 | 0 | 0 | 0 | 0 | 17.48 | 0.13136 | 0 | 86.64 | 15.127 | 0 | 61.481 | 0 | 0 | 61.481 | 0.64467 | 0 | 10.032 | 0 | 0
|  |  |  | 43.88 | 87.76 | 0 | 0 | 0 | 0 | 0 | 17.48 | 0.13136 | 0 | 87.76 | 33.954 | 0 | 41.252 | 0 | 0 | 41.252 | 0.2 | 0 | 12.554 | 0 | 0
|  |  |  | 45.32 | 90.64 | 0 | 0 | 0 | 0 | 0 | 11.23 | 0.12409 | 0 | 90.64 | 71.885 | 0 | 18.755 | 0 | 0 | 18.755 | 0.2 | 0 | 0 | 0 | 0
|  |  |  | 37.32 | 74.64 | 0 | 0 | 0 | 0 | 0 | 11.23 | 0.12409 | 0 | 74.64 | 72.033 | 0 | 2.607 | 0 | 0 | 2.607 | 0.2 | 0 | 0 | 0 | 0
|  |  |  | 35.88 | 71.76 | 0 | 0 | 0 | 0 | 0 | 11.23 | 0.12409 | 0 | 71.76 | 71.76 | 0 | 0 | 0 | 0 | 0 | 0.2 | 0 | 0 | 0 | 0
|  |  |  | 34.92 | 69.84 | 0 | 0 | 0 | 0 | 0 | 7.48 | 0.10336 | 0 | 69.84 | 69.84 | 0 | 0 | 0 | 0 | 0 | 0.2 | 0 | 0 | 0 | 0
|  |  |  | 31.28 | 62.56 | 0 | 0 | 0 | 0 | 0 | 7.48 | 0.10336 | 0 | 62.56 | 62.56 | 0 | 0 | 0 | 0 | 0 | 0.2 | 0 | 0 | 0 | 0
|  |  |  | 27.36 | 54.72 | 0 | 0 | 0 | 0 | 0 | 7.48 | 0.10336 | 0 | 54.72 | 54.72 | 0 | 0 | 0 | 0 | 0 | 0.2 | 0 | 0 | 0 | 0
|  |  |  | 15.52 | 31.04 | 0 | 0 | 0 | 0 | 0 | 7.48 | 0.10336 | 0 | 31.04 | 31.04 | 0 | 0 | 0 | 0 | 0 | 0.2 | 0 | 0 | 0 | 0
|  |  |  | 13.68 | 27.36 | 0 | 0 | 0 | 0 | 0 | 7.48 | 0.10336 | 0 | 27.36 | 27.36 | 0 | 0 | 0 | 0 | 0 | 0.2 | 0 | 0 | 0 | 0
|  |  |  | 14.24 | 28.48 | 0 | 0 | 0 | 0 | 0 | 7.48 | 0.10336 | 0 | 28.48 | 28.48 | 0 | 0 | 0 | 0 | 0 | 0.2 | 0 | 0 | 0 | 0
|  |  |  | 13.72 | 27.44 | 0 | 0 | 0 | 0 | 0 | 7.48 | 0.10336 | 0 | 27.44 | 27.44 | 0 | 0 | 0 | 0 | 0 | 0.2 | 0 | 0 | 0 | 0
|  |  |  | 14.28 | 28.56 | 0 | 0 | 0 | 0 | 0 | 7.48 | 0.10336 | 0 | 28.56 | 28.56 | 0 | 0 | 0 | 0 | 0 | 0.2 | 0 | 0 | 0 | 0
|  |  |  | 14.2 | 28.4 | 0 | 0 | 0 | 0 | 0 | 7.48 | 0.10336 | 0 | 28.4 | 28.4 | 0 | 0 | 0 | 0 | 0 | 0.2 | 0 | 0 | 0 | 0
|  |  |  | 15.96 | 31.92 | 0 | 0 | 0 | 0 | 0 | 7.48 | 0.10336 | 0 | 31.92 | 28.242 | 0 | 3.678 | 0 | 0 | 3.678 | 0.2 | 0 | 0 | 0 | 0
|  |  |  | 16.24 | 32.48 | 0 | 0 | 0 | 0 | 0 | 7.48 | 0.10336 | 0 | 32.48 | 18.587 | 0 | 13.893 | 0 | 0 | 13.893 | 0.2 | 0 | 0 | 0 | 0
|  |  |  | 16.92 | 33.84 | 0 | 0 | 0 | 0 | 0 | 7.48 | 0.10336 | 0 | 33.84 | 0 | 0 | 38.229 | 4.389 | 0 | 33.84 | 0.33969 | 0 | 0 | 0 | 0
|  |  |  | 21.32 | 42.64 | 0 | 0 | 0 | 0 | 0 | 7.48 | 0.10336 | 0 | 42.64 | 0 | 7.093 | 55.194 | 12.554 | 0 | 42.64 | 0.73925 | 0 | 0 | 0 | 0
|  |  |  | 29.68 | 59.36 | 0 | 0 | 0 | 0 | 0 | 7.48 | 0.10336 | 0 | 59.36 | 0 | 10.077 | 67.552 | 8.192 | 0 | 59.36 | 1 | 0 | 0 | 0 | 0
|  |  |  | 33.68 | 67.36 | 0 | 0 | 0 | 0 | 0 | 11.23 | 0.12409 | 0 | 67.36 | 0 | 19.855 | 67.36 | 0 | 0 | 67.36 | 1 | 0 | 0 | 0 | 0
|  |  |  | 35.8 | 71.6 | 0 | 0 | 0 | 0 | 0 | 11.23 | 0.12409 | 0 | 71.6 | 0 | 21.321 | 71.6 | 0 | 0 | 71.6 | 1 | 0 | 0 | 0 | 0
|  |  |  | 45.4 | 90.8 | 0 | 0 | 0 | 0 | 0 | 11.23 | 0.12409 | 0 | 90.8 | 0 | 1.743 | 90.8 | 0 | 0 | 90.8 | 1 | 0 | 0 | 0 | 0
|  |  |  | 45.12 | 90.24 | 0 | 0 | 0 | 0 | 0 | 17.48 | 0.13136 | 0 | 90.24 | 2.836 | 0 | 87.404 | 0 | 0 | 87.404 | 1 | 0 | 0 | 0 | 0
|  |  |  | 46.76 | 93.52 | 0 | 0 | 0 | 0 | 0 | 17.48 | 0.13136 | 0 | 93.52 | 16.18 | 0 | 77.34 | 0 | 0 | 77.34 | 1 | 0 | 0 | 0 | 0
|  |  |  | 46.28 | 92.56 | 0 | 0 | 0 | 0 | 0 | 17.48 | 0.13136 | 0 | 92.56 | 20.455 | 0 | 62.073 | 0 | 0 | 62.073 | 0.64467 | 0 | 10.032 | 0 | 0
|  |  |  | 46.8 | 93.6 | 0 | 0 | 0 | 0 | 0 | 17.48 | 0.13136 | 0 | 93.6 | 39.53 | 0 | 41.516 | 0 | 0 | 41.516 | 0.2 | 0 | 12.554 | 0 | 0
|  |  |  | 47.64 | 95.28 | 0 | 0 | 0 | 0 | 0 | 11.23 | 0.12409 | 0 | 95.28 | 76.109 | 0 | 19.171 | 0 | 0 | 19.171 | 0.2 | 0 | 0 | 0 | 0
|  |  |  | 46.84 | 93.68 | 0 | 0 | 0 | 0 | 0 | 11.23 | 0.12409 | 0 | 93.68 | 90.921 | 0 | 2.759 | 0 | 0 | 2.759 | 0.2 | 0 | 0 | 0 | 0
|  |  |  | 39.6 | 79.2 | 0 | 0 | 0 | 0 | 0 | 11.23 | 0.12409 | 0 | 79.2 | 79.2 | 0 | 0 | 0 | 0 | 0 | 0.2 | 0 | 0 | 0 | 0
|  |  |  | 35.96 | 71.92 | 0 | 0 | 0 | 0 | 0 | 7.48 | 0.10336 | 0 | 71.92 | 71.92 | 0 | 0 | 0 | 0 | 0 | 0.2 | 0 | 0 | 0 | 0
|  |  |  | 33.48 | 66.96 | 0 | 0 | 0 | 0 | 0 | 7.48 | 0.10336 | 0 | 66.96 | 66.96 | 0 | 0 | 0 | 0 | 0 | 0.2 | 0 | 0 | 0 | 0
|  |  |  | 31.44 | 62.88 | 0 | 0 | 0 | 0 | 0 | 7.48 | 0.10336 | 0 | 62.88 | 62.88 | 0 | 0 | 0 | 0 | 0 | 0.2 | 0 | 0 | 0 | 0
|  |  |  | 11.92 | 23.84 | 0 | 0 | 0 | 0 | 0 | 7.48 | 0.10336 | 0 | 23.84 | 23.84 | 0 | 0 | 0 | 0 | 0 | 0.2 | 0 | 0 | 0 | 0
|  |  |  | 9.44 | 18.88 | 0 | 0 | 0 | 0 | 0 | 7.48 | 0.10336 | 0 | 18.88 | 18.88 | 0 | 0 | 0 | 0 | 0 | 0.2 | 0 | 0 | 0 | 0
|  |  |  | 9.56 | 19.12 | 0 | 0 | 0 | 0 | 0 | 7.48 | 0.10336 | 0 | 19.12 | 19.12 | 0 | 0 | 0 | 0 | 0 | 0.2 | 0 | 0 | 0 | 0
|  |  |  | 10.72 | 21.44 | 0 | 0 | 0 | 0 | 0 | 7.48 | 0.10336 | 0 | 21.44 | 21.44 | 0 | 0 | 0 | 0 | 0 | 0.2 | 0 | 0 | 0 | 0
|  |  |  | 11.72 | 23.44 | 0 | 0 | 0 | 0 | 0 | 7.48 | 0.10336 | 0 | 23.44 | 23.44 | 0 | 0 | 0 | 0 | 0 | 0.2 | 0 | 0 | 0 | 0
|  |  |  | 14.88 | 29.76 | 0 | 0 | 0 | 0 | 0 | 7.48 | 0.10336 | 0 | 29.76 | 29.76 | 0 | 0 | 0 | 0 | 0 | 0.2 | 0 | 0 | 0 | 0
|  |  |  | 16.68 | 33.36 | 0 | 0 | 0 | 0 | 0 | 7.48 | 0.10336 | 0 | 33.36 | 29.543 | 0 | 3.817 | 0 | 0 | 3.817 | 0.2 | 0 | 0 | 0 | 0
|  |  |  | 22.56 | 45.12 | 0 | 0 | 0 | 0 | 0 | 7.48 | 0.10336 | 0 | 45.12 | 23.669 | 0 | 21.451 | 0 | 0 | 21.451 | 0.2 | 0 | 0 | 0 | 0
|  |  |  | 24.36 | 48.72 | 0 | 0 | 0 | 0 | 0 | 7.48 | 0.10336 | 0 | 48.72 | 30.985 | 0 | 17.735 | 0 | 0 | 17.735 | 0.2 | 0 | 0 | 0 | 0
|  |  |  | 27.24 | 54.48 | 0 | 0 | 0 | 0 | 0 | 7.48 | 0.10336 | 0 | 54.48 | 13.241 | 0 | 41.239 | 0 | 0 | 41.239 | 0.2 | 0 | 0 | 0 | 0
|  |  |  | 32.36 | 64.72 | 0 | 0 | 0 | 0 | 0 | 7.48 | 0.10336 | 0 | 64.72 | 0 | 1.376 | 77.274 | 12.554 | 0 | 64.72 | 0.59956 | 0 | 0 | 0 | 0
|  |  |  | 35.16 | 70.32 | 0 | 0 | 0 | 0 | 0 | 11.23 | 0.12409 | 0 | 70.32 | 0 | 6.344 | 82.874 | 12.554 | 0 | 70.32 | 0.99913 | 0 | 0 | 0 | 0
|  |  |  | 36.56 | 73.12 | 0 | 0 | 0 | 0 | 0 | 11.23 | 0.12409 | 0 | 73.12 | 0 | 20.328 | 73.147 | 0.027 | 0 | 73.12 | 1 | 0 | 0 | 0 | 0
|  |  |  | 42 | 84 | 0 | 0 | 0 | 0 | 0 | 11.23 | 0.12409 | 0 | 84 | 0 | 9.122 | 84 | 0 | 0 | 84 | 1 | 0 | 0 | 0 | 0
|  |  |  | 47.84 | 95.68 | 0 | 0 | 0 | 0 | 0 | 17.48 | 0.13136 | 0 | 95.68 | 7.936 | 0 | 87.744 | 0 | 0 | 87.744 | 1 | 0 | 0 | 0 | 0
|  |  |  | 49.32 | 98.64 | 0 | 0 | 0 | 0 | 0 | 17.48 | 0.13136 | 0 | 98.64 | 20.948 | 0 | 77.692 | 0 | 0 | 77.692 | 1 | 0 | 0 | 0 | 0
|  |  |  | 51.44 | 102.88 | 0 | 0 | 0 | 0 | 0 | 17.48 | 0.13136 | 0 | 102.88 | 31.292 | 0 | 61.557 | 0 | 0 | 61.557 | 0.64467 | 0 | 10.032 | 0 | 0
|  |  |  | 50.52 | 101.04 | 0 | 0 | 0 | 0 | 0 | 17.48 | 0.13136 | 0 | 101.04 | 46.995 | 0 | 41.491 | 0 | 0 | 41.491 | 0.2 | 0 | 12.554 | 0 | 0
|  |  |  | 50.24 | 100.48 | 0 | 0 | 0 | 0 | 0 | 11.23 | 0.12409 | 0 | 100.48 | 81.183 | 0 | 19.297 | 0 | 0 | 19.297 | 0.2 | 0 | 0 | 0 | 0
|  |  |  | 50.72 | 101.44 | 0 | 0 | 0 | 0 | 0 | 11.23 | 0.12409 | 0 | 101.44 | 98.392 | 0 | 3.048 | 0 | 0 | 3.048 | 0.2 | 0 | 0 | 0 | 0
|  |  |  | 47.12 | 94.24 | 0 | 0 | 0 | 0 | 0 | 11.23 | 0.12409 | 0 | 94.24 | 94.24 | 0 | 0 | 0 | 0 | 0 | 0.2 | 0 | 0 | 0 | 0
|  |  |  | 45.28 | 90.56 | 0 | 0 | 0 | 0 | 0 | 7.48 | 0.10336 | 12.19 | 90.56 | 90.56 | 0 | 0 | 0 | 0 | 0 | 0.58797 | 0 | 0 | 0 | 0
|  |  |  | 39.76 | 79.52 | 0 | 0 | 0 | 0 | 0 | 7.48 | 0.10336 | 0 | 79.52 | 79.52 | 0 | 0 | 0 | 0 | 0 | 0.58797 | 0 | 0 | 0 | 0
|  |  |  | 28.48 | 56.96 | 0 | 0 | 0 | 0 | 0 | 7.48 | 0.10336 | 0 | 56.96 | 56.96 | 0 | 0 | 0 | 0 | 0 | 0.58797 | 0 | 0 | 0 | 0
|  |  |  | 10.96 | 21.92 | 0 | 0 | 0 | 0 | 0 | 7.48 | 0.10336 | 0 | 21.92 | 21.92 | 0 | 0 | 0 | 0 | 0 | 0.58797 | 0 | 0 | 0 | 0
|  |  |  | 9.2 | 18.4 | 0 | 0 | 0 | 0 | 0 | 7.48 | 0.10336 | 0 | 18.4 | 18.4 | 0 | 0 | 0 | 0 | 0 | 0.58797 | 0 | 0 | 0 | 0
|  |  |  | 9.68 | 19.36 | 0 | 0 | 0 | 0 | 0 | 7.48 | 0.10336 | 0 | 19.36 | 19.36 | 0 | 0 | 0 | 0 | 0 | 0.58797 | 0 | 0 | 0 | 0
|  |  |  | 9.28 | 18.56 | 0 | 0 | 0 | 0 | 0 | 7.48 | 0.10336 | 0 | 18.56 | 18.56 | 0 | 0 | 0 | 0 | 0 | 0.58797 | 0 | 0 | 0 | 0
|  |  |  | 11.8 | 23.6 | 0 | 0 | 0 | 0 | 0 | 7.48 | 0.10336 | 0 | 23.6 | 23.6 | 0 | 0 | 0 | 0 | 0 | 0.58797 | 0 | 0 | 0 | 0
|  |  |  | 14.16 | 28.32 | 0 | 0 | 0 | 0 | 0 | 7.48 | 0.10336 | 0 | 28.32 | 28.32 | 0 | 0 | 0 | 0 | 0 | 0.58797 | 0 | 0 | 0 | 0
|  |  |  | 16.04 | 32.08 | 0 | 0 | 0 | 0 | 0 | 7.48 | 0.10336 | 0 | 32.08 | 28.137 | 0 | 3.943 | 0 | 0 | 3.943 | 0.58797 | 0 | 0 | 0 | 0
|  |  |  | 17 | 34 | 0 | 0 | 0 | 0 | 0 | 7.48 | 0.10336 | 0 | 34 | 12.889 | 0 | 21.111 | 0 | 0 | 21.111 | 0.58797 | 0 | 0 | 0 | 0
|  |  |  | 22.24 | 44.48 | 0 | 0 | 0 | 0 | 0 | 7.48 | 0.10336 | 0 | 44.48 | 32.073 | 0 | 12.407 | 0 | 0 | 12.407 | 0.58797 | 0 | 0 | 0 | 0
|  |  |  | 29.32 | 58.64 | 0 | 0 | 0 | 0 | 0 | 7.48 | 0.10336 | 0 | 58.64 | 36.723 | 0 | 21.917 | 0 | 0 | 21.917 | 0.58797 | 0 | 0 | 0 | 0
|  |  |  | 34.64 | 69.28 | 0 | 0 | 0 | 0 | 0 | 7.48 | 0.10336 | 0 | 69.28 | 16.868 | 0 | 52.412 | 0 | 0 | 52.412 | 0.58797 | 0 | 0 | 0 | 0
|  |  |  | 37.96 | 75.92 | 0 | 0 | 0 | 0 | 0 | 7.48 | 0.10336 | 0 | 75.92 | 0.697 | 0 | 75.223 | 0 | 0 | 75.223 | 0.58797 | 0 | 0 | 0 | 0
|  |  |  | 41.68 | 83.36 | 0 | 0 | 0 | 0 | 0 | 7.48 | 0.10336 | 0 | 83.36 | 0 | 0 | 92.48 | 9.12 | 0 | 83.36 | 0.87824 | 0 | 0 | 0 | 0
|  |  |  | 43.88 | 87.76 | 0 | 0 | 0 | 0 | 0 | 7.48 | 0.10336 | 0 | 87.76 | 0 | 0 | 91.586 | 3.826 | 0 | 87.76 | 1 | 0 | 0 | 0 | 0
|  |  |  | 43.84 | 87.68 | 0 | 0 | 0 | 0 | 0 | 7.48 | 0.10336 | 0 | 87.68 | 0.818 | 0 | 86.862 | 0 | 0 | 86.862 | 1 | 0 | 0 | 0 | 0
|  |  |  | 43.64 | 87.28 | 0 | 0 | 0 | 0 | 0 | 7.48 | 0.10336 | 0 | 87.28 | 10.356 | 0 | 76.924 | 0 | 0 | 76.924 | 1 | 0 | 0 | 0 | 0
|  |  |  | 45.76 | 91.52 | 0 | 0 | 0 | 0 | 0 | 7.48 | 0.10336 | 0 | 91.52 | 30.48 | 0 | 61.04 | 0 | 0 | 61.04 | 1 | 0 | 0 | 0 | 0
|  |  |  | 44.2 | 88.4 | 0 | 0 | 0 | 0 | 0 | 7.48 | 0.10336 | 0 | 88.4 | 46.946 | 0 | 41.454 | 0 | 0 | 41.454 | 1 | 0 | 0 | 0 | 0
|  |  |  | 43.8 | 87.6 | 0 | 0 | 0 | 0 | 0 | 7.48 | 0.10336 | 0 | 87.6 | 68.429 | 0 | 19.171 | 0 | 0 | 19.171 | 1 | 0 | 0 | 0 | 0
|  |  |  | 43.12 | 86.24 | 0 | 0 | 0 | 0 | 0 | 7.48 | 0.10336 | 0 | 86.24 | 83.381 | 0 | 2.859 | 0 | 0 | 2.859 | 1 | 0 | 0 | 0 | 0
|  |  |  | 41.04 | 82.08 | 0 | 0 | 0 | 0 | 0 | 7.48 | 0.10336 | 0 | 82.08 | 82.08 | 0 | 0 | 0 | 0 | 0 | 1 | 0 | 0 | 0 | 0
|  |  |  | 40.32 | 80.64 | 0 | 0 | 0 | 0 | 0 | 7.48 | 0.10336 | 0 | 80.64 | 80.64 | 0 | 0 | 0 | 0 | 0 | 1 | 0 | 0 | 0 | 0
|  |  |  | 35.96 | 71.92 | 0 | 0 | 0 | 0 | 0 | 7.48 | 0.10336 | 0 | 71.92 | 71.92 | 0 | 0 | 0 | 0 | 0 | 1 | 0 | 0 | 0 | 0
|  |  |  | 30 | 60 | 0 | 0 | 0 | 0 | 0 | 7.48 | 0.10336 | 0 | 60 | 60 | 0 | 0 | 0 | 0 | 0 | 1 | 0 | 0 | 0 | 0
|  |  |  | 12.96 | 25.92 | 0 | 0 | 0 | 0 | 0 | 7.48 | 0.10336 | 0 | 25.92 | 25.92 | 0 | 0 | 0 | 0 | 0 | 1 | 0 | 0 | 0 | 0
|  |  |  | 8.56 | 17.12 | 0 | 0 | 0 | 0 | 0 | 7.48 | 0.10336 | 0 | 17.12 | 17.12 | 0 | 0 | 0 | 0 | 0 | 1 | 0 | 0 | 0 | 0
|  |  |  | 9.48 | 18.96 | 0 | 0 | 0 | 0 | 0 | 7.48 | 0.10336 | 0 | 18.96 | 18.96 | 0 | 0 | 0 | 0 | 0 | 1 | 0 | 0 | 0 | 0
|  |  |  | 10.28 | 20.56 | 0 | 0 | 0 | 0 | 0 | 7.48 | 0.10336 | 0 | 20.56 | 20.56 | 0 | 0 | 0 | 0 | 0 | 1 | 0 | 0 | 0 | 0
|  |  |  | 11.28 | 22.56 | 0 | 0 | 0 | 0 | 0 | 7.48 | 0.10336 | 0 | 22.56 | 22.56 | 0 | 0 | 0 | 0 | 0 | 1 | 0 | 0 | 0 | 0
|  |  |  | 13.28 | 26.56 | 0 | 0 | 0 | 0 | 0 | 7.48 | 0.10336 | 0 | 26.56 | 26.56 | 0 | 0 | 0 | 0 | 0 | 1 | 0 | 0 | 0 | 0
|  |  |  | 17.04 | 34.08 | 0 | 0 | 0 | 0 | 0 | 7.48 | 0.10336 | 0 | 34.08 | 30.213 | 0 | 3.867 | 0 | 0 | 3.867 | 1 | 0 | 0 | 0 | 0
|  |  |  | 22.56 | 45.12 | 0 | 0 | 0 | 0 | 0 | 7.48 | 0.10336 | 0 | 45.12 | 23.959 | 0 | 21.161 | 0 | 0 | 21.161 | 1 | 0 | 0 | 0 | 0
|  |  |  | 32.64 | 65.28 | 0 | 0 | 0 | 0 | 0 | 7.48 | 0.10336 | 0 | 65.28 | 52.772 | 0 | 12.508 | 0 | 0 | 12.508 | 1 | 0 | 0 | 0 | 0
|  |  |  | 39.72 | 79.44 | 0 | 0 | 0 | 0 | 0 | 7.48 | 0.10336 | 0 | 79.44 | 58.858 | 0 | 20.582 | 0 | 0 | 20.582 | 1 | 0 | 0 | 0 | 0
|  |  |  | 46.76 | 93.52 | 0 | 0 | 0 | 0 | 0 | 7.48 | 0.10336 | 0 | 93.52 | 49.812 | 0 | 43.708 | 0 | 0 | 43.708 | 1 | 0 | 0 | 0 | 0
|  |  |  | 53.16 | 106.32 | 0 | 0 | 0 | 0 | 0 | 7.48 | 0.10336 | 0 | 106.32 | 18.186 | 0 | 88.134 | 0 | 0 | 88.134 | 1 | 0 | 0 | 0 | 0
|  |  |  | 57.6 | 115.2 | 0 | 0 | 0 | 0 | 0 | 7.48 | 0.10336 | 0 | 115.2 | 22.002 | 0 | 93.198 | 0 | 0 | 93.198 | 1 | 0 | 0 | 0 | 0
|  |  |  | 55.88 | 111.76 | 0 | 0 | 0 | 0 | 0 | 7.48 | 0.10336 | 0 | 111.76 | 18.827 | 0 | 92.933 | 0 | 0 | 92.933 | 1 | 0 | 0 | 0 | 0
|  |  |  | 64.48 | 128.96 | 0 | 0 | 0 | 0 | 0 | 7.48 | 0.10336 | 0 | 128.96 | 41.405 | 0 | 87.555 | 0 | 0 | 87.555 | 1 | 0 | 0 | 0 | 0
|  |  |  | 60.48 | 120.96 | 0 | 0 | 0 | 0 | 0 | 7.48 | 0.10336 | 0 | 120.96 | 43.482 | 0 | 77.478 | 0 | 0 | 77.478 | 1 | 0 | 0 | 0 | 0
|  |  |  | 57 | 114 | 0 | 0 | 0 | 0 | 0 | 7.48 | 0.10336 | 0 | 114 | 51.738 | 0 | 62.262 | 0 | 0 | 62.262 | 1 | 0 | 0 | 0 | 0
|  |  |  | 58.08 | 116.16 | 0 | 0 | 0 | 0 | 0 | 7.48 | 0.10336 | 0 | 116.16 | 74.518 | 0 | 41.642 | 0 | 0 | 41.642 | 1 | 0 | 0 | 0 | 0
|  |  |  | 61 | 122 | 0 | 0 | 0 | 0 | 0 | 7.48 | 0.10336 | 0 | 122 | 102.879 | 0 | 19.121 | 0 | 0 | 19.121 | 1 | 0 | 0 | 0 | 0
|  |  |  | 62.08 | 124.16 | 0 | 0 | 0 | 0 | 0 | 7.48 | 0.10336 | 0 | 124.16 | 108.918 | 0 | 2.859 | 0 | 0 | 2.859 | 0.56138 | 0 | 12.383 | 0 | 0
|  |  |  | 59.56 | 119.12 | 0 | 0 | 0 | 0 | 0 | 7.48 | 0.10336 | 0 | 119.12 | 108.918 | 0 | 0 | 0 | 0 | 0 | 0.2 | 0 | 10.202 | 0 | 0
|  |  |  | 54.2 | 108.4 | 0 | 0 | 0 | 0 | 0 | 7.48 | 0.10336 | 0.518 | 108.4 | 108.4 | 0 | 0 | 0 | 0 | 0 | 0.21647 | 0 | 0 | 0 | 0
|  |  |  | 46.2 | 92.4 | 0 | 0 | 0 | 0 | 0 | 7.48 | 0.10336 | 12.554 | 92.4 | 92.4 | 0 | 0 | 0 | 0 | 0 | 0.61604 | 0 | 0 | 0 | 0
|  |  |  | 38.64 | 77.28 | 0 | 0 | 0 | 0 | 0 | 7.48 | 0.10336 | 12.064 | 77.28 | 77.28 | 0 | 0 | 0 | 0 | 0 | 1 | 0 | 0 | 0 | 0
|  |  |  | 15.28 | 30.56 | 0 | 0 | 0 | 0 | 0 | 7.48 | 0.10336 | 0 | 30.56 | 30.56 | 0 | 0 | 0 | 0 | 0 | 1 | 0 | 0 | 0 | 0
|  |  |  | 9.36 | 18.72 | 0 | 0 | 0 | 0 | 0 | 7.48 | 0.10336 | 0 | 18.72 | 18.72 | 0 | 0 | 0 | 0 | 0 | 1 | 0 | 0 | 0 | 0
|  |  |  | 10.92 | 21.84 | 0 | 0 | 0 | 0 | 0 | 7.48 | 0.10336 | 0 | 21.84 | 21.84 | 0 | 0 | 0 | 0 | 0 | 1 | 0 | 0 | 0 | 0
|  |  |  | 11.12 | 22.24 | 0 | 0 | 0 | 0 | 0 | 7.48 | 0.10336 | 0 | 22.24 | 22.24 | 0 | 0 | 0 | 0 | 0 | 1 | 0 | 0 | 0 | 0
|  |  |  | 11.88 | 23.76 | 0 | 0 | 0 | 0 | 0 | 7.48 | 0.10336 | 0 | 23.76 | 23.76 | 0 | 0 | 0 | 0 | 0 | 1 | 0 | 0 | 0 | 0
|  |  |  | 14.12 | 28.24 | 0 | 0 | 0 | 0 | 0 | 7.48 | 0.10336 | 0 | 28.24 | 28.24 | 0 | 0 | 0 | 0 | 0 | 1 | 0 | 0 | 0 | 0
|  |  |  | 16.52 | 33.04 | 0 | 0 | 0 | 0 | 0 | 7.48 | 0.10336 | 0 | 33.04 | 29.286 | 0 | 3.754 | 0 | 0 | 3.754 | 1 | 0 | 0 | 0 | 0
|  |  |  | 22.88 | 45.76 | 0 | 0 | 0 | 0 | 0 | 7.48 | 0.10336 | 0 | 45.76 | 24.448 | 0 | 21.312 | 0 | 0 | 21.312 | 1 | 0 | 0 | 0 | 0
|  |  |  | 31.4 | 62.8 | 0 | 0 | 0 | 0 | 0 | 7.48 | 0.10336 | 0 | 62.8 | 45.606 | 0 | 17.194 | 0 | 0 | 17.194 | 1 | 0 | 0 | 0 | 0
|  |  |  | 38.52 | 77.04 | 0 | 0 | 0 | 0 | 0 | 7.48 | 0.10336 | 0 | 77.04 | 24.376 | 0 | 52.664 | 0 | 0 | 52.664 | 1 | 0 | 0 | 0 | 0
|  |  |  | 43.04 | 86.08 | 0 | 0 | 0 | 0 | 0 | 7.48 | 0.10336 | 0 | 86.08 | 7.632 | 0 | 78.448 | 0 | 0 | 78.448 | 1 | 0 | 0 | 0 | 0
|  |  |  | 49.16 | 98.32 | 0 | 0 | 0 | 0 | 0 | 11.23 | 0.12409 | 0 | 98.32 | 10.425 | 0 | 87.895 | 0 | 0 | 87.895 | 1 | 0 | 0 | 0 | 0
|  |  |  | 54.28 | 108.56 | 0 | 0 | 0 | 0 | 0 | 11.23 | 0.12409 | 0 | 108.56 | 16.471 | 0 | 92.089 | 0 | 0 | 92.089 | 1 | 0 | 0 | 0 | 0
|  |  |  | 54.4 | 108.8 | 0 | 0 | 0 | 0 | 0 | 11.23 | 0.12409 | 0 | 108.8 | 15.715 | 0 | 93.085 | 0 | 0 | 93.085 | 1 | 0 | 0 | 0 | 0
|  |  |  | 57.6 | 115.2 | 0 | 0 | 0 | 0 | 0 | 17.48 | 0.13136 | 0 | 115.2 | 27.091 | 0 | 88.109 | 0 | 0 | 88.109 | 1 | 0 | 0 | 0 | 0
|  |  |  | 59.44 | 118.88 | 0 | 0 | 0 | 0 | 0 | 17.48 | 0.13136 | 0 | 118.88 | 40.697 | 0 | 78.183 | 0 | 0 | 78.183 | 1 | 0 | 0 | 0 | 0
|  |  |  | 60.28 | 120.56 | 0 | 0 | 0 | 0 | 0 | 17.48 | 0.13136 | 0 | 120.56 | 46.288 | 0 | 63.005 | 0 | 0 | 63.005 | 0.60093 | 0 | 11.267 | 0 | 0
|  |  |  | 60.96 | 121.92 | 0 | 0 | 0 | 0 | 0 | 17.48 | 0.13136 | 0 | 121.92 | 79.623 | 0 | 42.297 | 0 | 0 | 42.297 | 0.60093 | 0 | 0 | 0 | 0
|  |  |  | 57.04 | 114.08 | 0 | 0 | 0 | 0 | 0 | 11.23 | 0.12409 | 9.393 | 114.08 | 94.556 | 0 | 19.524 | 0 | 0 | 19.524 | 0.89987 | 0 | 0 | 0 | 0
|  |  |  | 61.4 | 122.8 | 0 | 0 | 0 | 0 | 0 | 11.23 | 0.12409 | 0 | 122.8 | 107.576 | 0 | 2.67 | 0 | 0 | 2.67 | 0.4552 | 0 | 12.554 | 0 | 0
|  |  |  | 56.88 | 113.76 | 0 | 0 | 0 | 0 | 0 | 11.23 | 0.12409 | 0 | 113.76 | 108.918 | 0 | 0 | 0 | 0 | 0 | 0.28368 | 0 | 4.842 | 0 | 0
|  |  |  | 55.64 | 111.28 | 0 | 0 | 0 | 0 | 0 | 7.48 | 0.10336 | 0 | 111.28 | 108.918 | 0 | 0 | 0 | 0 | 0 | 0.2 | 0 | 2.362 | 0 | 0
|  |  |  | 51.84 | 103.68 | 0 | 0 | 0 | 0 | 0 | 7.48 | 0.10336 | 0 | 103.68 | 103.68 | 0 | 0 | 0 | 0 | 0 | 0.2 | 0 | 0 | 0 | 0
|  |  |  | 39.84 | 79.68 | 0 | 0 | 0 | 0 | 0 | 7.48 | 0.10336 | 0 | 79.68 | 79.68 | 0 | 0 | 0 | 0 | 0 | 0.2 | 0 | 0 | 0 | 0
|  |  |  | 15.68 | 31.36 | 0 | 0 | 0 | 0 | 0 | 7.48 | 0.10336 | 0 | 31.36 | 31.36 | 0 | 0 | 0 | 0 | 0 | 0.2 | 0 | 0 | 0 | 0
|  |  |  | 9.48 | 18.96 | 0 | 0 | 0 | 0 | 0 | 7.48 | 0.10336 | 0 | 18.96 | 18.96 | 0 | 0 | 0 | 0 | 0 | 0.2 | 0 | 0 | 0 | 0
|  |  |  | 11.88 | 23.76 | 0 | 0 | 0 | 0 | 0 | 7.48 | 0.10336 | 0 | 23.76 | 23.76 | 0 | 0 | 0 | 0 | 0 | 0.2 | 0 | 0 | 0 | 0
|  |  |  | 11.56 | 23.12 | 0 | 0 | 0 | 0 | 0 | 7.48 | 0.10336 | 0 | 23.12 | 23.12 | 0 | 0 | 0 | 0 | 0 | 0.2 | 0 | 0 | 0 | 0
|  |  |  | 12.24 | 24.48 | 0 | 0 | 0 | 0 | 0 | 7.48 | 0.10336 | 0 | 24.48 | 24.48 | 0 | 0 | 0 | 0 | 0 | 0.2 | 0 | 0 | 0 | 0
|  |  |  | 14.2 | 28.4 | 0 | 0 | 0 | 0 | 0 | 7.48 | 0.10336 | 0 | 28.4 | 28.4 | 0 | 0 | 0 | 0 | 0 | 0.2 | 0 | 0 | 0 | 0
|  |  |  | 16.32 | 32.64 | 0 | 0 | 0 | 0 | 0 | 7.48 | 0.10336 | 0 | 32.64 | 29.302 | 0 | 3.338 | 0 | 0 | 3.338 | 0.2 | 0 | 0 | 0 | 0
|  |  |  | 22.6 | 45.2 | 0 | 0 | 0 | 0 | 0 | 7.48 | 0.10336 | 0 | 45.2 | 23.56 | 0 | 21.64 | 0 | 0 | 21.64 | 0.2 | 0 | 0 | 0 | 0
|  |  |  | 24.32 | 48.64 | 0 | 0 | 0 | 0 | 0 | 7.48 | 0.10336 | 0 | 48.64 | 4.138 | 0 | 44.502 | 0 | 0 | 44.502 | 0.2 | 0 | 0 | 0 | 0
|  |  |  | 26.2 | 52.4 | 0 | 0 | 0 | 0 | 0 | 7.48 | 0.10336 | 0 | 52.4 | 0 | 0 | 63.345 | 10.945 | 0 | 52.4 | 0.54837 | 0 | 0 | 0 | 0
|  |  |  | 30.72 | 61.44 | 0 | 0 | 0 | 0 | 0 | 7.48 | 0.10336 | 0 | 61.44 | 0 | 3.018 | 73.994 | 12.554 | 0 | 61.44 | 0.94793 | 0 | 0 | 0 | 0
|  |  |  | 35.56 | 71.12 | 0 | 0 | 0 | 0 | 0 | 11.23 | 0.12409 | 0 | 71.12 | 0 | 15.467 | 72.756 | 1.636 | 0 | 71.12 | 1 | 0 | 0 | 0 | 0
|  |  |  | 37.24 | 74.48 | 0 | 0 | 0 | 0 | 0 | 11.23 | 0.12409 | 0 | 74.48 | 0 | 20.116 | 74.48 | 0 | 0 | 74.48 | 1 | 0 | 0 | 0 | 0
|  |  |  | 37.6 | 75.2 | 0 | 0 | 0 | 0 | 0 | 11.23 | 0.12409 | 0 | 75.2 | 0 | 19.22 | 75.2 | 0 | 0 | 75.2 | 1 | 0 | 0 | 0 | 0
|  |  |  | 41.08 | 82.16 | 0 | 0 | 0 | 0 | 0 | 17.48 | 0.13136 | 0 | 82.16 | 0 | 7.108 | 82.16 | 0 | 0 | 82.16 | 1 | 0 | 0 | 0 | 0
|  |  |  | 43.48 | 86.96 | 0 | 0 | 0 | 0 | 0 | 17.48 | 0.13136 | 0 | 86.96 | 7.517 | 0 | 79.443 | 0 | 0 | 79.443 | 1 | 0 | 0 | 0 | 0
|  |  |  | 43.48 | 86.96 | 0 | 0 | 0 | 0 | 0 | 17.48 | 0.13136 | 0 | 86.96 | 13.596 | 0 | 63.333 | 0 | 0 | 63.333 | 0.64467 | 0 | 10.032 | 0 | 0
|  |  |  | 47.72 | 95.44 | 0 | 0 | 0 | 0 | 0 | 17.48 | 0.13136 | 0 | 95.44 | 39.707 | 0 | 43.179 | 0 | 0 | 43.179 | 0.2 | 0 | 12.554 | 0 | 0
|  |  |  | 48.12 | 96.24 | 0 | 0 | 0 | 0 | 0 | 11.23 | 0.12409 | 0 | 96.24 | 76.401 | 0 | 19.839 | 0 | 0 | 19.839 | 0.2 | 0 | 0 | 0 | 0
|  |  |  | 48.56 | 97.12 | 0 | 0 | 0 | 0 | 0 | 11.23 | 0.12409 | 0 | 97.12 | 94.613 | 0 | 2.507 | 0 | 0 | 2.507 | 0.2 | 0 | 0 | 0 | 0
|  |  |  | 47.64 | 95.28 | 0 | 0 | 0 | 0 | 0 | 11.23 | 0.12409 | 0 | 95.28 | 95.28 | 0 | 0 | 0 | 0 | 0 | 0.2 | 0 | 0 | 0 | 0
|  |  |  | 44.08 | 88.16 | 0 | 0 | 0 | 0 | 0 | 7.48 | 0.10336 | 0 | 88.16 | 88.16 | 0 | 0 | 0 | 0 | 0 | 0.2 | 0 | 0 | 0 | 0
|  |  |  | 33.16 | 66.32 | 0 | 0 | 0 | 0 | 0 | 7.48 | 0.10336 | 0 | 66.32 | 66.32 | 0 | 0 | 0 | 0 | 0 | 0.2 | 0 | 0 | 0 | 0
|  |  |  | 25.4 | 50.8 | 0 | 0 | 0 | 0 | 0 | 7.48 | 0.10336 | 0 | 50.8 | 50.8 | 0 | 0 | 0 | 0 | 0 | 0.2 | 0 | 0 | 0 | 0
|  |  |  | 18.68 | 37.36 | 0 | 0 | 0 | 0 | 0 | 7.48 | 0.10336 | 0 | 37.36 | 37.36 | 0 | 0 | 0 | 0 | 0 | 0.2 | 0 | 0 | 0 | 0
|  |  |  | 15.76 | 31.52 | 0 | 0 | 0 | 0 | 0 | 7.48 | 0.10336 | 0 | 31.52 | 31.52 | 0 | 0 | 0 | 0 | 0 | 0.2 | 0 | 0 | 0 | 0
|  |  |  | 15.04 | 30.08 | 0 | 0 | 0 | 0 | 0 | 7.48 | 0.10336 | 0 | 30.08 | 30.08 | 0 | 0 | 0 | 0 | 0 | 0.2 | 0 | 0 | 0 | 0
|  |  |  | 14.8 | 29.6 | 0 | 0 | 0 | 0 | 0 | 7.48 | 0.10336 | 0 | 29.6 | 29.6 | 0 | 0 | 0 | 0 | 0 | 0.2 | 0 | 0 | 0 | 0
|  |  |  | 16.8 | 33.6 | 0 | 0 | 0 | 0 | 0 | 7.48 | 0.10336 | 0 | 33.6 | 33.6 | 0 | 0 | 0 | 0 | 0 | 0.2 | 0 | 0 | 0 | 0
|  |  |  | 14.8 | 29.6 | 0 | 0 | 0 | 0 | 0 | 7.48 | 0.10336 | 0 | 29.6 | 29.6 | 0 | 0 | 0 | 0 | 0 | 0.2 | 0 | 0 | 0 | 0
|  |  |  | 16.36 | 32.72 | 0 | 0 | 0 | 0 | 0 | 7.48 | 0.10336 | 0 | 32.72 | 29.558 | 0 | 3.162 | 0 | 0 | 3.162 | 0.2 | 0 | 0 | 0 | 0
|  |  |  | 16.52 | 33.04 | 0 | 0 | 0 | 0 | 0 | 7.48 | 0.10336 | 0 | 33.04 | 11.614 | 0 | 21.426 | 0 | 0 | 21.426 | 0.2 | 0 | 0 | 0 | 0
|  |  |  | 21.76 | 43.52 | 0 | 0 | 0 | 0 | 0 | 7.48 | 0.10336 | 0 | 43.52 | 0 | 0 | 43.708 | 0.188 | 0 | 43.52 | 0.20599 | 0 | 0 | 0 | 0
|  |  |  | 26.36 | 52.72 | 0 | 0 | 0 | 0 | 0 | 7.48 | 0.10336 | 0 | 52.72 | 0 | 0 | 63.446 | 10.726 | 0 | 52.72 | 0.54738 | 0 | 0 | 0 | 0
|  |  |  | 34.88 | 69.76 | 0 | 0 | 0 | 0 | 0 | 7.48 | 0.10336 | 0 | 69.76 | 0 | 0 | 77.327 | 7.567 | 0 | 69.76 | 0.78822 | 0 | 0 | 0 | 0
|  |  |  | 39.12 | 78.24 | 0 | 0 | 0 | 0 | 0 | 11.23 | 0.12409 | 0 | 78.24 | 0 | 3.266 | 84.894 | 6.654 | 0 | 78.24 | 1 | 0 | 0 | 0 | 0
|  |  |  | 42.72 | 85.44 | 0 | 0 | 0 | 0 | 0 | 11.23 | 0.12409 | 0 | 85.44 | 0 | 8.211 | 85.44 | 0 | 0 | 85.44 | 1 | 0 | 0 | 0 | 0
|  |  |  | 46 | 92 | 0 | 0 | 0 | 0 | 0 | 11.23 | 0.12409 | 0 | 92 | 0 | 0.984 | 92 | 0 | 0 | 92 | 1 | 0 | 0 | 0 | 0
|  |  |  | 48 | 96 | 0 | 0 | 0 | 0 | 0 | 17.48 | 0.13136 | 0 | 96 | 8.181 | 0 | 87.819 | 0 | 0 | 87.819 | 1 | 0 | 0 | 0 | 0
|  |  |  | 47.32 | 94.64 | 0 | 0 | 0 | 0 | 0 | 17.48 | 0.13136 | 0 | 94.64 | 17.414 | 0 | 77.226 | 0 | 0 | 77.226 | 1 | 0 | 0 | 0 | 0
|  |  |  | 46.6 | 93.2 | 0 | 0 | 0 | 0 | 0 | 17.48 | 0.13136 | 0 | 93.2 | 21.171 | 0 | 61.998 | 0 | 0 | 61.998 | 0.64467 | 0 | 10.032 | 0 | 0
|  |  |  | 48.76 | 97.52 | 0 | 0 | 0 | 0 | 0 | 17.48 | 0.13136 | 0 | 97.52 | 43.374 | 0 | 41.592 | 0 | 0 | 41.592 | 0.2 | 0 | 12.554 | 0 | 0
|  |  |  | 51.72 | 103.44 | 0 | 0 | 0 | 0 | 0 | 11.23 | 0.12409 | 0 | 103.44 | 84.332 | 0 | 19.108 | 0 | 0 | 19.108 | 0.2 | 0 | 0 | 0 | 0
|  |  |  | 48 | 96 | 0 | 0 | 0 | 0 | 0 | 11.23 | 0.12409 | 0 | 96 | 93.468 | 0 | 2.532 | 0 | 0 | 2.532 | 0.2 | 0 | 0 | 0 | 0
|  |  |  | 44.48 | 88.96 | 0 | 0 | 0 | 0 | 0 | 11.23 | 0.12409 | 0 | 88.96 | 88.96 | 0 | 0 | 0 | 0 | 0 | 0.2 | 0 | 0 | 0 | 0
|  |  |  | 43.24 | 86.48 | 0 | 0 | 0 | 0 | 0 | 7.48 | 0.10336 | 7.252 | 86.48 | 86.48 | 0 | 0 | 0 | 0 | 0 | 0.43082 | 0 | 0 | 0 | 0
|  |  |  | 41.44 | 82.88 | 0 | 0 | 0 | 0 | 0 | 7.48 | 0.10336 | 0 | 82.88 | 82.88 | 0 | 0 | 0 | 0 | 0 | 0.43082 | 0 | 0 | 0 | 0
|  |  |  | 38.04 | 76.08 | 0 | 0 | 0 | 0 | 0 | 7.48 | 0.10336 | 0 | 76.08 | 76.08 | 0 | 0 | 0 | 0 | 0 | 0.43082 | 0 | 0 | 0 | 0
|  |  |  | 15.48 | 30.96 | 0 | 0 | 0 | 0 | 0 | 7.48 | 0.10336 | 0 | 30.96 | 30.96 | 0 | 0 | 0 | 0 | 0 | 0.43082 | 0 | 0 | 0 | 0
|  |  |  | 8.96 | 17.92 | 0 | 0 | 0 | 0 | 0 | 7.48 | 0.10336 | 0 | 17.92 | 17.92 | 0 | 0 | 0 | 0 | 0 | 0.43082 | 0 | 0 | 0 | 0
|  |  |  | 10.16 | 20.32 | 0 | 0 | 0 | 0 | 0 | 7.48 | 0.10336 | 0 | 20.32 | 20.32 | 0 | 0 | 0 | 0 | 0 | 0.43082 | 0 | 0 | 0 | 0
|  |  |  | 11.16 | 22.32 | 0 | 0 | 0 | 0 | 0 | 7.48 | 0.10336 | 0 | 22.32 | 22.32 | 0 | 0 | 0 | 0 | 0 | 0.43082 | 0 | 0 | 0 | 0
|  |  |  | 12.04 | 24.08 | 0 | 0 | 0 | 0 | 0 | 7.48 | 0.10336 | 0 | 24.08 | 24.08 | 0 | 0 | 0 | 0 | 0 | 0.43082 | 0 | 0 | 0 | 0
|  |  |  | 14 | 28 | 0 | 0 | 0 | 0 | 0 | 7.48 | 0.10336 | 0 | 28 | 28 | 0 | 0 | 0 | 0 | 0 | 0.43082 | 0 | 0 | 0 | 0
|  |  |  | 15.72 | 31.44 | 0 | 0 | 0 | 0 | 0 | 7.48 | 0.10336 | 0 | 31.44 | 28.316 | 0 | 3.124 | 0 | 0 | 3.124 | 0.43082 | 0 | 0 | 0 | 0
|  |  |  | 16 | 32 | 0 | 0 | 0 | 0 | 0 | 7.48 | 0.10336 | 0 | 32 | 12.186 | 0 | 19.814 | 0 | 0 | 19.814 | 0.43082 | 0 | 0 | 0 | 0
|  |  |  | 24.24 | 48.48 | 0 | 0 | 0 | 0 | 0 | 7.48 | 0.10336 | 0 | 48.48 | 7.845 | 0 | 40.635 | 0 | 0 | 40.635 | 0.43082 | 0 | 0 | 0 | 0
|  |  |  | 29.68 | 59.36 | 0 | 0 | 0 | 0 | 0 | 7.48 | 0.10336 | 0 | 59.36 | 0.02 | 0 | 59.34 | 0 | 0 | 59.34 | 0.43082 | 0 | 0 | 0 | 0
|  |  |  | 32.28 | 64.56 | 0 | 0 | 0 | 0 | 0 | 7.48 | 0.10336 | 0 | 64.56 | 0 | 0 | 74.442 | 9.882 | 0 | 64.56 | 0.74536 | 0 | 0 | 0 | 0
|  |  |  | 37.68 | 75.36 | 0 | 0 | 0 | 0 | 0 | 11.23 | 0.12409 | 0 | 75.36 | 0 | 0 | 83.36 | 8 | 0 | 75.36 | 1 | 0 | 0 | 0 | 0
|  |  |  | 46.8 | 93.6 | 0 | 0 | 0 | 0 | 0 | 11.23 | 0.12409 | 0 | 93.6 | 4.71 | 0 | 88.89 | 0 | 0 | 88.89 | 1 | 0 | 0 | 0 | 0
|  |  |  | 48.84 | 97.68 | 0 | 0 | 0 | 0 | 0 | 11.23 | 0.12409 | 0 | 97.68 | 9.004 | 0 | 88.676 | 0 | 0 | 88.676 | 1 | 0 | 0 | 0 | 0
|  |  |  | 48.16 | 96.32 | 0 | 0 | 0 | 0 | 0 | 17.48 | 0.13136 | 0 | 96.32 | 12.682 | 0 | 83.638 | 0 | 0 | 83.638 | 1 | 0 | 0 | 0 | 0
|  |  |  | 48.68 | 97.36 | 0 | 0 | 0 | 0 | 0 | 17.48 | 0.13136 | 0 | 97.36 | 23.169 | 0 | 74.191 | 0 | 0 | 74.191 | 1 | 0 | 0 | 0 | 0
|  |  |  | 49.2 | 98.4 | 0 | 0 | 0 | 0 | 0 | 17.48 | 0.13136 | 0 | 98.4 | 28.827 | 0 | 59.541 | 0 | 0 | 59.541 | 0.64467 | 0 | 10.032 | 0 | 0
|  |  |  | 51.96 | 103.92 | 0 | 0 | 0 | 0 | 0 | 17.48 | 0.13136 | 0 | 103.92 | 51.5 | 0 | 39.866 | 0 | 0 | 39.866 | 0.2 | 0 | 12.554 | 0 | 0
|  |  |  | 52.52 | 105.04 | 0 | 0 | 0 | 0 | 0 | 11.23 | 0.12409 | 0 | 105.04 | 86.965 | 0 | 18.075 | 0 | 0 | 18.075 | 0.2 | 0 | 0 | 0 | 0
|  |  |  | 50.24 | 100.48 | 0 | 0 | 0 | 0 | 0 | 11.23 | 0.12409 | 0 | 100.48 | 98.049 | 0 | 2.431 | 0 | 0 | 2.431 | 0.2 | 0 | 0 | 0 | 0
|  |  |  | 41.2 | 82.4 | 0 | 0 | 0 | 0 | 0 | 11.23 | 0.12409 | 0 | 82.4 | 82.4 | 0 | 0 | 0 | 0 | 0 | 0.2 | 0 | 0 | 0 | 0
|  |  |  | 38.04 | 76.08 | 0 | 0 | 0 | 0 | 0 | 7.48 | 0.10336 | 12.554 | 76.08 | 76.08 | 0 | 0 | 0 | 0 | 0 | 0.59956 | 0 | 0 | 0 | 0
|  |  |  | 39.76 | 79.52 | 0 | 0 | 0 | 0 | 0 | 7.48 | 0.10336 | 12.554 | 79.52 | 79.52 | 0 | 0 | 0 | 0 | 0 | 0.99913 | 0 | 0 | 0 | 0
|  |  |  | 38.68 | 77.36 | 0 | 0 | 0 | 0 | 0 | 7.48 | 0.10336 | 0.027 | 77.36 | 77.36 | 0 | 0 | 0 | 0 | 0 | 1 | 0 | 0 | 0 | 0
|  |  |  | 19.52 | 39.04 | 0 | 0 | 0 | 0 | 0 | 7.48 | 0.10336 | 0 | 39.04 | 39.04 | 0 | 0 | 0 | 0 | 0 | 1 | 0 | 0 | 0 | 0
|  |  |  | 13.96 | 27.92 | 0 | 0 | 0 | 0 | 0 | 7.48 | 0.10336 | 0 | 27.92 | 27.92 | 0 | 0 | 0 | 0 | 0 | 1 | 0 | 0 | 0 | 0
|  |  |  | 15.64 | 31.28 | 0 | 0 | 0 | 0 | 0 | 7.48 | 0.10336 | 0 | 31.28 | 31.28 | 0 | 0 | 0 | 0 | 0 | 1 | 0 | 0 | 0 | 0
|  |  |  | 16.2 | 32.4 | 0 | 0 | 0 | 0 | 0 | 7.48 | 0.10336 | 0 | 32.4 | 32.4 | 0 | 0 | 0 | 0 | 0 | 1 | 0 | 0 | 0 | 0
|  |  |  | 19.08 | 38.16 | 0 | 0 | 0 | 0 | 0 | 7.48 | 0.10336 | 0 | 38.16 | 38.16 | 0 | 0 | 0 | 0 | 0 | 1 | 0 | 0 | 0 | 0
|  |  |  | 14.92 | 29.84 | 0 | 0 | 0 | 0 | 0 | 7.48 | 0.10336 | 0 | 29.84 | 29.84 | 0 | 0 | 0 | 0 | 0 | 1 | 0 | 0 | 0 | 0
|  |  |  | 16.84 | 33.68 | 0 | 0 | 0 | 0 | 0 | 7.48 | 0.10336 | 0 | 33.68 | 30.619 | 0 | 3.061 | 0 | 0 | 3.061 | 1 | 0 | 0 | 0 | 0
|  |  |  | 22.28 | 44.56 | 0 | 0 | 0 | 0 | 0 | 7.48 | 0.10336 | 0 | 44.56 | 25.213 | 0 | 19.347 | 0 | 0 | 19.347 | 1 | 0 | 0 | 0 | 0
|  |  |  | 26.56 | 53.12 | 0 | 0 | 0 | 0 | 0 | 7.48 | 0.10336 | 0 | 53.12 | 13.38 | 0 | 39.74 | 0 | 0 | 39.74 | 1 | 0 | 0 | 0 | 0
|  |  |  | 32.04 | 64.08 | 0 | 0 | 0 | 0 | 0 | 7.48 | 0.10336 | 0 | 64.08 | 9.942 | 0 | 54.138 | 0 | 0 | 54.138 | 1 | 0 | 0 | 0 | 0
|  |  |  | 37.36 | 74.72 | 0 | 0 | 0 | 0 | 0 | 7.48 | 0.10336 | 0 | 74.72 | 1.802 | 0 | 72.918 | 0 | 0 | 72.918 | 1 | 0 | 0 | 0 | 0
|  |  |  | 44.68 | 89.36 | 0 | 0 | 0 | 0 | 0 | 11.23 | 0.12409 | 0 | 89.36 | 13.469 | 0 | 75.891 | 0 | 0 | 75.891 | 1 | 0 | 0 | 0 | 0
|  |  |  | 52.6 | 105.2 | 0 | 0 | 0 | 0 | 0 | 11.23 | 0.12409 | 0 | 105.2 | 17.834 | 0 | 87.366 | 0 | 0 | 87.366 | 1 | 0 | 0 | 0 | 0
|  |  |  | 53.28 | 106.56 | 0 | 0 | 0 | 0 | 0 | 11.23 | 0.12409 | 0 | 106.56 | 19.496 | 0 | 87.064 | 0 | 0 | 87.064 | 1 | 0 | 0 | 0 | 0
|  |  |  | 51.52 | 103.04 | 0 | 0 | 0 | 0 | 0 | 17.48 | 0.13136 | 0 | 103.04 | 20.549 | 0 | 82.491 | 0 | 0 | 82.491 | 1 | 0 | 0 | 0 | 0
|  |  |  | 50.88 | 101.76 | 0 | 0 | 0 | 0 | 0 | 17.48 | 0.13136 | 0 | 101.76 | 29.169 | 0 | 72.591 | 0 | 0 | 72.591 | 1 | 0 | 0 | 0 | 0
|  |  |  | 49.12 | 98.24 | 0 | 0 | 0 | 0 | 0 | 17.48 | 0.13136 | 0 | 98.24 | 29.964 | 0 | 58.244 | 0 | 0 | 58.244 | 0.64467 | 0 | 10.032 | 0 | 0
|  |  |  | 49 | 98 | 0 | 0 | 0 | 0 | 0 | 17.48 | 0.13136 | 0 | 98 | 46.323 | 0 | 39.123 | 0 | 0 | 39.123 | 0.2 | 0 | 12.554 | 0 | 0
|  |  |  | 49.16 | 98.32 | 0 | 0 | 0 | 0 | 0 | 11.23 | 0.12409 | 0 | 98.32 | 80.295 | 0 | 18.025 | 0 | 0 | 18.025 | 0.2 | 0 | 0 | 0 | 0
|  |  |  | 50.32 | 100.64 | 0 | 0 | 0 | 0 | 0 | 11.23 | 0.12409 | 0 | 100.64 | 97.982 | 0 | 2.658 | 0 | 0 | 2.658 | 0.2 | 0 | 0 | 0 | 0
|  |  |  | 44.96 | 89.92 | 0 | 0 | 0 | 0 | 0 | 11.23 | 0.12409 | 0 | 89.92 | 89.92 | 0 | 0 | 0 | 0 | 0 | 0.2 | 0 | 0 | 0 | 0
|  |  |  | 43.96 | 87.92 | 0 | 0 | 0 | 0 | 0 | 7.48 | 0.10336 | 5.065 | 87.92 | 87.92 | 0 | 0 | 0 | 0 | 0 | 0.36121 | 0 | 0 | 0 | 0
|  |  |  | 39.76 | 79.52 | 0 | 0 | 0 | 0 | 0 | 7.48 | 0.10336 | 0 | 79.52 | 79.52 | 0 | 0 | 0 | 0 | 0 | 0.36121 | 0 | 0 | 0 | 0
|  |  |  | 29.88 | 59.76 | 0 | 0 | 0 | 0 | 0 | 7.48 | 0.10336 | 0 | 59.76 | 59.76 | 0 | 0 | 0 | 0 | 0 | 0.36121 | 0 | 0 | 0 | 0
|  |  |  | 16.24 | 32.48 | 0 | 0 | 0 | 0 | 0 | 7.48 | 0.10336 | 0 | 32.48 | 32.48 | 0 | 0 | 0 | 0 | 0 | 0.36121 | 0 | 0 | 0 | 0
|  |  |  | 14.2 | 28.4 | 0 | 0 | 0 | 0 | 0 | 7.48 | 0.10336 | 0 | 28.4 | 28.4 | 0 | 0 | 0 | 0 | 0 | 0.36121 | 0 | 0 | 0 | 0
|  |  |  | 14.72 | 29.44 | 0 | 0 | 0 | 0 | 0 | 7.48 | 0.10336 | 0 | 29.44 | 29.44 | 0 | 0 | 0 | 0 | 0 | 0.36121 | 0 | 0 | 0 | 0
|  |  |  | 14.36 | 28.72 | 0 | 0 | 0 | 0 | 0 | 7.48 | 0.10336 | 0 | 28.72 | 28.72 | 0 | 0 | 0 | 0 | 0 | 0.36121 | 0 | 0 | 0 | 0
|  |  |  | 17.16 | 34.32 | 0 | 0 | 0 | 0 | 0 | 7.48 | 0.10336 | 0 | 34.32 | 34.32 | 0 | 0 | 0 | 0 | 0 | 0.36121 | 0 | 0 | 0 | 0
|  |  |  | 16.68 | 33.36 | 0 | 0 | 0 | 0 | 0 | 7.48 | 0.10336 | 0 | 33.36 | 33.36 | 0 | 0 | 0 | 0 | 0 | 0.36121 | 0 | 0 | 0 | 0
|  |  |  | 16.52 | 33.04 | 0 | 0 | 0 | 0 | 0 | 7.48 | 0.10336 | 0 | 33.04 | 32.826 | 0 | 0.214 | 0 | 0 | 0.214 | 0.36121 | 0 | 0 | 0 | 0
|  |  |  | 22.28 | 44.56 | 0 | 0 | 0 | 0 | 0 | 7.48 | 0.10336 | 0 | 44.56 | 42.028 | 0 | 2.532 | 0 | 0 | 2.532 | 0.36121 | 0 | 0 | 0 | 0
|  |  |  | 24.2 | 48.4 | 0 | 0 | 0 | 0 | 0 | 7.48 | 0.10336 | 0 | 48.4 | 16.834 | 0 | 31.566 | 0 | 0 | 31.566 | 0.36121 | 0 | 0 | 0 | 0
|  |  |  | 31.08 | 62.16 | 0 | 0 | 0 | 0 | 0 | 7.48 | 0.10336 | 0 | 62.16 | 5.742 | 0 | 56.418 | 0 | 0 | 56.418 | 0.36121 | 0 | 0 | 0 | 0
|  |  |  | 33.32 | 66.64 | 0 | 0 | 0 | 0 | 0 | 7.48 | 0.10336 | 0 | 66.64 | 0 | 0 | 71.004 | 4.364 | 0 | 66.64 | 0.5001 | 0 | 0 | 0 | 0
|  |  |  | 35.6 | 71.2 | 0 | 0 | 0 | 0 | 0 | 7.48 | 0.10336 | 0 | 71.2 | 0 | 0 | 81.169 | 9.969 | 0 | 71.2 | 0.81738 | 0 | 0 | 0 | 0
|  |  |  | 40.6 | 81.2 | 0 | 0 | 0 | 0 | 0 | 7.48 | 0.10336 | 0 | 81.2 | 0 | 0 | 86.938 | 5.738 | 0 | 81.2 | 1 | 0 | 0 | 0 | 0
|  |  |  | 47.4 | 94.8 | 0 | 0 | 0 | 0 | 0 | 7.48 | 0.10336 | 0 | 94.8 | 8.341 | 0 | 86.459 | 0 | 0 | 86.459 | 1 | 0 | 0 | 0 | 0
|  |  |  | 51.36 | 102.72 | 0 | 0 | 0 | 0 | 0 | 7.48 | 0.10336 | 0 | 102.72 | 20.808 | 0 | 81.912 | 0 | 0 | 81.912 | 1 | 0 | 0 | 0 | 0
|  |  |  | 51.72 | 103.44 | 0 | 0 | 0 | 0 | 0 | 7.48 | 0.10336 | 0 | 103.44 | 32.26 | 0 | 71.18 | 0 | 0 | 71.18 | 1 | 0 | 0 | 0 | 0
|  |  |  | 49.4 | 98.8 | 0 | 0 | 0 | 0 | 0 | 7.48 | 0.10336 | 0 | 98.8 | 41.979 | 0 | 56.821 | 0 | 0 | 56.821 | 1 | 0 | 0 | 0 | 0
|  |  |  | 50.28 | 100.56 | 0 | 0 | 0 | 0 | 0 | 7.48 | 0.10336 | 0 | 100.56 | 62.507 | 0 | 38.053 | 0 | 0 | 38.053 | 1 | 0 | 0 | 0 | 0
|  |  |  | 53.4 | 106.8 | 0 | 0 | 0 | 0 | 0 | 7.48 | 0.10336 | 0 | 106.8 | 89.279 | 0 | 17.521 | 0 | 0 | 17.521 | 1 | 0 | 0 | 0 | 0
|  |  |  | 52.4 | 104.8 | 0 | 0 | 0 | 0 | 0 | 7.48 | 0.10336 | 0 | 104.8 | 102.079 | 0 | 2.721 | 0 | 0 | 2.721 | 1 | 0 | 0 | 0 | 0
|  |  |  | 48.92 | 97.84 | 0 | 0 | 0 | 0 | 0 | 7.48 | 0.10336 | 0 | 97.84 | 97.84 | 0 | 0 | 0 | 0 | 0 | 1 | 0 | 0 | 0 | 0
|  |  |  | 46.28 | 92.56 | 0 | 0 | 0 | 0 | 0 | 7.48 | 0.10336 | 0 | 92.56 | 92.56 | 0 | 0 | 0 | 0 | 0 | 1 | 0 | 0 | 0 | 0
|  |  |  | 43.48 | 86.96 | 0 | 0 | 0 | 0 | 0 | 7.48 | 0.10336 | 0 | 86.96 | 86.96 | 0 | 0 | 0 | 0 | 0 | 1 | 0 | 0 | 0 | 0
|  |  |  | 31.52 | 63.04 | 0 | 0 | 0 | 0 | 0 | 7.48 | 0.10336 | 0 | 63.04 | 63.04 | 0 | 0 | 0 | 0 | 0 | 1 | 0 | 0 | 0 | 0
|  |  |  | 12.64 | 25.28 | 0 | 0 | 0 | 0 | 0 | 7.48 | 0.10336 | 0 | 25.28 | 25.28 | 0 | 0 | 0 | 0 | 0 | 1 | 0 | 0 | 0 | 0
|  |  |  | 9.72 | 19.44 | 0 | 0 | 0 | 0 | 0 | 7.48 | 0.10336 | 0 | 19.44 | 19.44 | 0 | 0 | 0 | 0 | 0 | 1 | 0 | 0 | 0 | 0
|  |  |  | 10.52 | 21.04 | 0 | 0 | 0 | 0 | 0 | 7.48 | 0.10336 | 0 | 21.04 | 21.04 | 0 | 0 | 0 | 0 | 0 | 1 | 0 | 0 | 0 | 0
|  |  |  | 11.48 | 22.96 | 0 | 0 | 0 | 0 | 0 | 7.48 | 0.10336 | 0 | 22.96 | 22.96 | 0 | 0 | 0 | 0 | 0 | 1 | 0 | 0 | 0 | 0
|  |  |  | 12.04 | 24.08 | 0 | 0 | 0 | 0 | 0 | 7.48 | 0.10336 | 0 | 24.08 | 24.08 | 0 | 0 | 0 | 0 | 0 | 1 | 0 | 0 | 0 | 0
|  |  |  | 14.16 | 28.32 | 0 | 0 | 0 | 0 | 0 | 7.48 | 0.10336 | 0 | 28.32 | 28.32 | 0 | 0 | 0 | 0 | 0 | 1 | 0 | 0 | 0 | 0
|  |  |  | 16.08 | 32.16 | 0 | 0 | 0 | 0 | 0 | 7.48 | 0.10336 | 0 | 32.16 | 28.847 | 0 | 3.313 | 0 | 0 | 3.313 | 1 | 0 | 0 | 0 | 0
|  |  |  | 22.08 | 44.16 | 0 | 0 | 0 | 0 | 0 | 7.48 | 0.10336 | 0 | 44.16 | 40.784 | 0 | 3.376 | 0 | 0 | 3.376 | 1 | 0 | 0 | 0 | 0
|  |  |  | 27.52 | 55.04 | 0 | 0 | 0 | 0 | 0 | 7.48 | 0.10336 | 0 | 55.04 | 33.375 | 0 | 21.665 | 0 | 0 | 21.665 | 1 | 0 | 0 | 0 | 0
|  |  |  | 34.44 | 68.88 | 0 | 0 | 0 | 0 | 0 | 7.48 | 0.10336 | 0 | 68.88 | 26.394 | 0 | 42.486 | 0 | 0 | 42.486 | 1 | 0 | 0 | 0 | 0
|  |  |  | 43.76 | 87.52 | 0 | 0 | 0 | 0 | 0 | 7.48 | 0.10336 | 0 | 87.52 | 41.141 | 0 | 46.379 | 0 | 0 | 46.379 | 1 | 0 | 0 | 0 | 0
|  |  |  | 47.6 | 95.2 | 0 | 0 | 0 | 0 | 0 | 7.48 | 0.10336 | 0 | 95.2 | 63.143 | 0 | 32.057 | 0 | 0 | 32.057 | 1 | 0 | 0 | 0 | 0
|  |  |  | 53.64 | 107.28 | 0 | 0 | 0 | 0 | 0 | 7.48 | 0.10336 | 0 | 107.28 | 76.949 | 0 | 30.331 | 0 | 0 | 30.331 | 1 | 0 | 0 | 0 | 0
|  |  |  | 51.52 | 103.04 | 0 | 0 | 0 | 0 | 0 | 7.48 | 0.10336 | 0 | 103.04 | 63.4 | 0 | 39.64 | 0 | 0 | 39.64 | 1 | 0 | 0 | 0 | 0
|  |  |  | 51.4 | 102.8 | 0 | 0 | 0 | 0 | 0 | 7.48 | 0.10336 | 0 | 102.8 | 60.049 | 0 | 42.751 | 0 | 0 | 42.751 | 1 | 0 | 0 | 0 | 0
|  |  |  | 55.12 | 110.24 | 0 | 0 | 0 | 0 | 0 | 7.48 | 0.10336 | 0 | 110.24 | 98.664 | 0 | 11.576 | 0 | 0 | 11.576 | 1 | 0 | 0 | 0 | 0
|  |  |  | 57.08 | 114.16 | 0 | 0 | 0 | 0 | 0 | 7.48 | 0.10336 | 0 | 114.16 | 105.343 | 0 | 8.817 | 0 | 0 | 8.817 | 1 | 0 | 0 | 0 | 0
|  |  |  | 55.2 | 110.4 | 0 | 0 | 0 | 0 | 0 | 7.48 | 0.10336 | 0 | 110.4 | 89.629 | 0 | 20.771 | 0 | 0 | 20.771 | 1 | 0 | 0 | 0 | 0
|  |  |  | 55.76 | 111.52 | 0 | 0 | 0 | 0 | 0 | 7.48 | 0.10336 | 0 | 111.52 | 108.918 | 0 | 0.693 | 0 | 0 | 0.693 | 0.93236 | 0 | 1.91 | 0 | 0
|  |  |  | 55.68 | 111.36 | 0 | 0 | 0 | 0 | 0 | 7.48 | 0.10336 | 0 | 111.36 | 108.918 | 0 | 0 | 0 | 0 | 0 | 0.84585 | 0 | 2.442 | 0 | 0
|  |  |  | 51.28 | 102.56 | 0 | 0 | 0 | 0 | 0 | 7.48 | 0.10336 | 4.843 | 102.56 | 102.56 | 0 | 0 | 0 | 0 | 0 | 1 | 0 | 0 | 0 | 0
|  |  |  | 50.28 | 100.56 | 0 | 0 | 0 | 0 | 0 | 7.48 | 0.10336 | 0 | 100.56 | 100.56 | 0 | 0 | 0 | 0 | 0 | 1 | 0 | 0 | 0 | 0
|  |  |  | 43.68 | 87.36 | 0 | 0 | 0 | 0 | 0 | 7.48 | 0.10336 | 0 | 87.36 | 87.36 | 0 | 0 | 0 | 0 | 0 | 1 | 0 | 0 | 0 | 0
|  |  |  | 33.84 | 67.68 | 0 | 0 | 0 | 0 | 0 | 7.48 | 0.10336 | 0 | 67.68 | 67.68 | 0 | 0 | 0 | 0 | 0 | 1 | 0 | 0 | 0 | 0
|  |  |  | 14.08 | 28.16 | 0 | 0 | 0 | 0 | 0 | 7.48 | 0.10336 | 0 | 28.16 | 28.16 | 0 | 0 | 0 | 0 | 0 | 1 | 0 | 0 | 0 | 0
|  |  |  | 9.52 | 19.04 | 0 | 0 | 0 | 0 | 0 | 7.48 | 0.10336 | 0 | 19.04 | 19.04 | 0 | 0 | 0 | 0 | 0 | 1 | 0 | 0 | 0 | 0
|  |  |  | 10.24 | 20.48 | 0 | 0 | 0 | 0 | 0 | 7.48 | 0.10336 | 0 | 20.48 | 20.48 | 0 | 0 | 0 | 0 | 0 | 1 | 0 | 0 | 0 | 0
|  |  |  | 11.12 | 22.24 | 0 | 0 | 0 | 0 | 0 | 7.48 | 0.10336 | 0 | 22.24 | 22.24 | 0 | 0 | 0 | 0 | 0 | 1 | 0 | 0 | 0 | 0
|  |  |  | 11.8 | 23.6 | 0 | 0 | 0 | 0 | 0 | 7.48 | 0.10336 | 0 | 23.6 | 23.6 | 0 | 0 | 0 | 0 | 0 | 1 | 0 | 0 | 0 | 0
|  |  |  | 14.2 | 28.4 | 0 | 0 | 0 | 0 | 0 | 7.48 | 0.10336 | 0 | 28.4 | 28.4 | 0 | 0 | 0 | 0 | 0 | 1 | 0 | 0 | 0 | 0
|  |  |  | 16.08 | 32.16 | 0 | 0 | 0 | 0 | 0 | 7.48 | 0.10336 | 0 | 32.16 | 32.16 | 0 | 0 | 0 | 0 | 0 | 1 | 0 | 0 | 0 | 0
|  |  |  | 22.36 | 44.72 | 0 | 0 | 0 | 0 | 0 | 7.48 | 0.10336 | 0 | 44.72 | 43.876 | 0 | 0.844 | 0 | 0 | 0.844 | 1 | 0 | 0 | 0 | 0
|  |  |  | 23.28 | 46.56 | 0 | 0 | 0 | 0 | 0 | 7.48 | 0.10336 | 0 | 46.56 | 41.836 | 0 | 4.724 | 0 | 0 | 4.724 | 1 | 0 | 0 | 0 | 0
|  |  |  | 26.32 | 52.64 | 0 | 0 | 0 | 0 | 0 | 7.48 | 0.10336 | 0 | 52.64 | 39.25 | 0 | 13.39 | 0 | 0 | 13.39 | 1 | 0 | 0 | 0 | 0
|  |  |  | 33.68 | 67.36 | 0 | 0 | 0 | 0 | 0 | 7.48 | 0.10336 | 0 | 67.36 | 58.039 | 0 | 9.321 | 0 | 0 | 9.321 | 1 | 0 | 0 | 0 | 0
|  |  |  | 38.08 | 76.16 | 0 | 0 | 0 | 0 | 0 | 11.23 | 0.12409 | 0 | 76.16 | 17.589 | 0 | 58.571 | 0 | 0 | 58.571 | 1 | 0 | 0 | 0 | 0
|  |  |  | 49.04 | 98.08 | 0 | 0 | 0 | 0 | 0 | 11.23 | 0.12409 | 0 | 98.08 | 41.07 | 0 | 57.01 | 0 | 0 | 57.01 | 1 | 0 | 0 | 0 | 0
|  |  |  | 44.52 | 89.04 | 0 | 0 | 0 | 0 | 0 | 11.23 | 0.12409 | 0 | 89.04 | 35.129 | 0 | 53.911 | 0 | 0 | 53.911 | 1 | 0 | 0 | 0 | 0
|  |  |  | 44.2 | 88.4 | 0 | 0 | 0 | 0 | 0 | 17.48 | 0.13136 | 0 | 88.4 | 27.826 | 0 | 60.574 | 0 | 0 | 60.574 | 1 | 0 | 0 | 0 | 0
|  |  |  | 47.44 | 94.88 | 0 | 0 | 0 | 0 | 0 | 17.48 | 0.13136 | 0 | 94.88 | 46.288 | 0 | 41.202 | 0 | 0 | 41.202 | 0.73823 | 0 | 7.39 | 0 | 0
|  |  |  | 49.52 | 99.04 | 0 | 0 | 0 | 0 | 0 | 17.48 | 0.13136 | 0 | 99.04 | 46.288 | 0 | 47.55 | 0 | 0 | 47.55 | 0.55397 | 0 | 5.202 | 0 | 0
|  |  |  | 50.12 | 100.24 | 0 | 0 | 0 | 0 | 0 | 17.48 | 0.13136 | 0 | 100.24 | 59.324 | 0 | 30.923 | 0 | 0 | 30.923 | 0.2 | 0 | 9.993 | 0 | 0
|  |  |  | 49.32 | 98.64 | 0 | 0 | 0 | 0 | 0 | 11.23 | 0.12409 | 0 | 98.64 | 81.119 | 0 | 17.521 | 0 | 0 | 17.521 | 0.2 | 0 | 0 | 0 | 0
|  |  |  | 49.12 | 98.24 | 0 | 0 | 0 | 0 | 0 | 11.23 | 0.12409 | 0 | 98.24 | 95.444 | 0 | 2.796 | 0 | 0 | 2.796 | 0.2 | 0 | 0 | 0 | 0
|  |  |  | 44.6 | 89.2 | 0 | 0 | 0 | 0 | 0 | 11.23 | 0.12409 | 0 | 89.2 | 89.2 | 0 | 0 | 0 | 0 | 0 | 0.2 | 0 | 0 | 0 | 0
|  |  |  | 43.44 | 86.88 | 0 | 0 | 0 | 0 | 0 | 7.48 | 0.10336 | 12.554 | 86.88 | 86.88 | 0 | 0 | 0 | 0 | 0 | 0.59956 | 0 | 0 | 0 | 0
|  |  |  | 41.32 | 82.64 | 0 | 0 | 0 | 0 | 0 | 7.48 | 0.10336 | 12.554 | 82.64 | 82.64 | 0 | 0 | 0 | 0 | 0 | 0.99913 | 0 | 0 | 0 | 0
|  |  |  | 29.6 | 59.2 | 0 | 0 | 0 | 0 | 0 | 7.48 | 0.10336 | 0.027 | 59.2 | 59.2 | 0 | 0 | 0 | 0 | 0 | 1 | 0 | 0 | 0 | 0
|  |  |  | 12.6 | 25.2 | 0 | 0 | 0 | 0 | 0 | 7.48 | 0.10336 | 0 | 25.2 | 25.2 | 0 | 0 | 0 | 0 | 0 | 1 | 0 | 0 | 0 | 0
|  |  |  | 11.2 | 22.4 | 0 | 0 | 0 | 0 | 0 | 7.48 | 0.10336 | 0 | 22.4 | 22.4 | 0 | 0 | 0 | 0 | 0 | 1 | 0 | 0 | 0 | 0
|  |  |  | 10.32 | 20.64 | 0 | 0 | 0 | 0 | 0 | 7.48 | 0.10336 | 0 | 20.64 | 20.64 | 0 | 0 | 0 | 0 | 0 | 1 | 0 | 0 | 0 | 0
|  |  |  | 11.4 | 22.8 | 0 | 0 | 0 | 0 | 0 | 7.48 | 0.10336 | 0 | 22.8 | 22.8 | 0 | 0 | 0 | 0 | 0 | 1 | 0 | 0 | 0 | 0
|  |  |  | 11.64 | 23.28 | 0 | 0 | 0 | 0 | 0 | 7.48 | 0.10336 | 0 | 23.28 | 23.28 | 0 | 0 | 0 | 0 | 0 | 1 | 0 | 0 | 0 | 0
|  |  |  | 14.16 | 28.32 | 0 | 0 | 0 | 0 | 0 | 7.48 | 0.10336 | 0 | 28.32 | 28.32 | 0 | 0 | 0 | 0 | 0 | 1 | 0 | 0 | 0 | 0
|  |  |  | 15.96 | 31.92 | 0 | 0 | 0 | 0 | 0 | 7.48 | 0.10336 | 0 | 31.92 | 28.922 | 0 | 2.998 | 0 | 0 | 2.998 | 1 | 0 | 0 | 0 | 0
|  |  |  | 22.08 | 44.16 | 0 | 0 | 0 | 0 | 0 | 7.48 | 0.10336 | 0 | 44.16 | 24.989 | 0 | 19.171 | 0 | 0 | 19.171 | 1 | 0 | 0 | 0 | 0
|  |  |  | 28.28 | 56.56 | 0 | 0 | 0 | 0 | 0 | 7.48 | 0.10336 | 0 | 56.56 | 16.089 | 0 | 40.471 | 0 | 0 | 40.471 | 1 | 0 | 0 | 0 | 0
|  |  |  | 34.28 | 68.56 | 0 | 0 | 0 | 0 | 0 | 7.48 | 0.10336 | 0 | 68.56 | 8.149 | 0 | 60.411 | 0 | 0 | 60.411 | 1 | 0 | 0 | 0 | 0
|  |  |  | 40.2 | 80.4 | 0 | 0 | 0 | 0 | 0 | 7.48 | 0.10336 | 0 | 80.4 | 5.441 | 0 | 74.959 | 0 | 0 | 74.959 | 1 | 0 | 0 | 0 | 0
|  |  |  | 48.08 | 96.16 | 0 | 0 | 0 | 0 | 0 | 11.23 | 0.12409 | 0 | 96.16 | 10.961 | 0 | 85.199 | 0 | 0 | 85.199 | 1 | 0 | 0 | 0 | 0
|  |  |  | 54.56 | 109.12 | 0 | 0 | 0 | 0 | 0 | 11.23 | 0.12409 | 0 | 109.12 | 17.912 | 0 | 91.208 | 0 | 0 | 91.208 | 1 | 0 | 0 | 0 | 0
|  |  |  | 56.12 | 112.24 | 0 | 0 | 0 | 0 | 0 | 11.23 | 0.12409 | 0 | 112.24 | 20.919 | 0 | 91.321 | 0 | 0 | 91.321 | 1 | 0 | 0 | 0 | 0
|  |  |  | 58.24 | 116.48 | 0 | 0 | 0 | 0 | 0 | 17.48 | 0.13136 | 0 | 116.48 | 30.159 | 0 | 86.321 | 0 | 0 | 86.321 | 1 | 0 | 0 | 0 | 0
|  |  |  | 60.32 | 120.64 | 0 | 0 | 0 | 0 | 0 | 17.48 | 0.13136 | 0 | 120.64 | 43.855 | 0 | 76.785 | 0 | 0 | 76.785 | 1 | 0 | 0 | 0 | 0
|  |  |  | 56.92 | 113.84 | 0 | 0 | 0 | 0 | 0 | 17.48 | 0.13136 | 0 | 113.84 | 45.507 | 0 | 61.053 | 0 | 0 | 61.053 | 0.74212 | 0 | 7.28 | 0 | 0
|  |  |  | 57.08 | 114.16 | 0 | 0 | 0 | 0 | 0 | 17.48 | 0.13136 | 0 | 114.16 | 60.19 | 0 | 41.416 | 0 | 0 | 41.416 | 0.29745 | 0 | 12.554 | 0 | 0
|  |  |  | 58.68 | 117.36 | 0 | 0 | 0 | 0 | 0 | 11.23 | 0.12409 | 0 | 117.36 | 98.592 | 0 | 18.768 | 0 | 0 | 18.768 | 0.29745 | 0 | 0 | 0 | 0
|  |  |  | 55.48 | 110.96 | 0 | 0 | 0 | 0 | 0 | 11.23 | 0.12409 | 0 | 110.96 | 107.576 | 0 | 2.355 | 0 | 0 | 2.355 | 0.26101 | 0 | 1.029 | 0 | 0
|  |  |  | 55.32 | 110.64 | 0 | 0 | 0 | 0 | 0 | 11.23 | 0.12409 | 0 | 110.64 | 108.918 | 0 | 0 | 0 | 0 | 0 | 0.2 | 0 | 1.722 | 0 | 0
|  |  |  | 51.4 | 102.8 | 0 | 0 | 0 | 0 | 0 | 7.48 | 0.10336 | 5.415 | 102.8 | 102.8 | 0 | 0 | 0 | 0 | 0 | 0.37236 | 0 | 0 | 0 | 0
|  |  |  | 43.28 | 86.56 | 0 | 0 | 0 | 0 | 0 | 7.48 | 0.10336 | 0 | 86.56 | 86.56 | 0 | 0 | 0 | 0 | 0 | 0.37236 | 0 | 0 | 0 | 0
|  |  |  | 35.56 | 71.12 | 0 | 0 | 0 | 0 | 0 | 7.48 | 0.10336 | 0 | 71.12 | 71.12 | 0 | 0 | 0 | 0 | 0 | 0.37236 | 0 | 0 | 0 | 0
|  |  |  | 20.24 | 40.48 | 0 | 0 | 0 | 0 | 0 | 7.48 | 0.10336 | 0 | 40.48 | 40.48 | 0 | 0 | 0 | 0 | 0 | 0.37236 | 0 | 0 | 0 | 0
|  |  |  | 15.56 | 31.12 | 0 | 0 | 0 | 0 | 0 | 7.48 | 0.10336 | 0 | 31.12 | 31.12 | 0 | 0 | 0 | 0 | 0 | 0.37236 | 0 | 0 | 0 | 0
|  |  |  | 16.08 | 32.16 | 0 | 0 | 0 | 0 | 0 | 7.48 | 0.10336 | 0 | 32.16 | 32.16 | 0 | 0 | 0 | 0 | 0 | 0.37236 | 0 | 0 | 0 | 0
|  |  |  | 15.08 | 30.16 | 0 | 0 | 0 | 0 | 0 | 7.48 | 0.10336 | 0 | 30.16 | 30.16 | 0 | 0 | 0 | 0 | 0 | 0.37236 | 0 | 0 | 0 | 0
|  |  |  | 17 | 34 | 0 | 0 | 0 | 0 | 0 | 7.48 | 0.10336 | 0 | 34 | 34 | 0 | 0 | 0 | 0 | 0 | 0.37236 | 0 | 0 | 0 | 0
|  |  |  | 19.2 | 38.4 | 0 | 0 | 0 | 0 | 0 | 7.48 | 0.10336 | 0 | 38.4 | 38.4 | 0 | 0 | 0 | 0 | 0 | 0.37236 | 0 | 0 | 0 | 0
|  |  |  | 18.24 | 36.48 | 0 | 0 | 0 | 0 | 0 | 7.48 | 0.10336 | 0 | 36.48 | 33.709 | 0 | 2.771 | 0 | 0 | 2.771 | 0.37236 | 0 | 0 | 0 | 0
|  |  |  | 16.48 | 32.96 | 0 | 0 | 0 | 0 | 0 | 7.48 | 0.10336 | 0 | 32.96 | 16.421 | 0 | 16.539 | 0 | 0 | 16.539 | 0.37236 | 0 | 0 | 0 | 0
|  |  |  | 24.12 | 48.24 | 0 | 0 | 0 | 0 | 0 | 7.48 | 0.10336 | 0 | 48.24 | 18.249 | 0 | 29.991 | 0 | 0 | 29.991 | 0.37236 | 0 | 0 | 0 | 0
|  |  |  | 33.24 | 66.48 | 0 | 0 | 0 | 0 | 0 | 7.48 | 0.10336 | 0 | 66.48 | 2.316 | 0 | 64.164 | 0 | 0 | 64.164 | 0.37236 | 0 | 0 | 0 | 0
|  |  |  | 37.92 | 75.84 | 0 | 0 | 0 | 0 | 0 | 7.48 | 0.10336 | 0 | 75.84 | 0 | 0 | 78.901 | 3.061 | 0 | 75.84 | 0.4698 | 0 | 0 | 0 | 0
|  |  |  | 39.64 | 79.28 | 0 | 0 | 0 | 0 | 0 | 11.23 | 0.12409 | 0 | 79.28 | 0 | 0 | 89.986 | 10.706 | 0 | 79.28 | 0.81055 | 0 | 0 | 0 | 0
|  |  |  | 44.24 | 88.48 | 0 | 0 | 0 | 0 | 0 | 11.23 | 0.12409 | 0 | 88.48 | 0 | 0 | 94.432 | 5.952 | 0 | 88.48 | 1 | 0 | 0 | 0 | 0
|  |  |  | 47.24 | 94.48 | 0 | 0 | 0 | 0 | 0 | 11.23 | 0.12409 | 0 | 94.48 | 0.3 | 0 | 94.18 | 0 | 0 | 94.18 | 1 | 0 | 0 | 0 | 0
|  |  |  | 46.28 | 92.56 | 0 | 0 | 0 | 0 | 0 | 17.48 | 0.13136 | 0 | 92.56 | 3.242 | 0 | 89.318 | 0 | 0 | 89.318 | 1 | 0 | 0 | 0 | 0
|  |  |  | 46.12 | 92.24 | 0 | 0 | 0 | 0 | 0 | 17.48 | 0.13136 | 0 | 92.24 | 13.628 | 0 | 78.612 | 0 | 0 | 78.612 | 1 | 0 | 0 | 0 | 0
|  |  |  | 46.56 | 93.12 | 0 | 0 | 0 | 0 | 0 | 17.48 | 0.13136 | 0 | 93.12 | 20.045 | 0 | 63.043 | 0 | 0 | 63.043 | 0.64467 | 0 | 10.032 | 0 | 0
|  |  |  | 48.88 | 97.76 | 0 | 0 | 0 | 0 | 0 | 17.48 | 0.13136 | 0 | 97.76 | 43.11 | 0 | 42.096 | 0 | 0 | 42.096 | 0.2 | 0 | 12.554 | 0 | 0
|  |  |  | 49.4 | 98.8 | 0 | 0 | 0 | 0 | 0 | 11.23 | 0.12409 | 0 | 98.8 | 79.704 | 0 | 19.096 | 0 | 0 | 19.096 | 0.2 | 0 | 0 | 0 | 0
|  |  |  | 40.16 | 80.32 | 0 | 0 | 0 | 0 | 0 | 11.23 | 0.12409 | 0 | 80.32 | 77.826 | 0 | 2.494 | 0 | 0 | 2.494 | 0.2 | 0 | 0 | 0 | 0
|  |  |  | 35.04 | 70.08 | 0 | 0 | 0 | 0 | 0 | 11.23 | 0.12409 | 0 | 70.08 | 70.08 | 0 | 0 | 0 | 0 | 0 | 0.2 | 0 | 0 | 0 | 0
|  |  |  | 32.44 | 64.88 | 0 | 0 | 0 | 0 | 0 | 7.48 | 0.10336 | 0 | 64.88 | 64.88 | 0 | 0 | 0 | 0 | 0 | 0.2 | 0 | 0 | 0 | 0
|  |  |  | 29.84 | 59.68 | 0 | 0 | 0 | 0 | 0 | 7.48 | 0.10336 | 0 | 59.68 | 59.68 | 0 | 0 | 0 | 0 | 0 | 0.2 | 0 | 0 | 0 | 0
|  |  |  | 26.32 | 52.64 | 0 | 0 | 0 | 0 | 0 | 7.48 | 0.10336 | 0 | 52.64 | 52.64 | 0 | 0 | 0 | 0 | 0 | 0.2 | 0 | 0 | 0 | 0
|  |  |  | 17.72 | 35.44 | 0 | 0 | 0 | 0 | 0 | 7.48 | 0.10336 | 0 | 35.44 | 35.44 | 0 | 0 | 0 | 0 | 0 | 0.2 | 0 | 0 | 0 | 0
|  |  |  | 14.92 | 29.84 | 0 | 0 | 0 | 0 | 0 | 7.48 | 0.10336 | 0 | 29.84 | 29.84 | 0 | 0 | 0 | 0 | 0 | 0.2 | 0 | 0 | 0 | 0
|  |  |  | 15.16 | 30.32 | 0 | 0 | 0 | 0 | 0 | 7.48 | 0.10336 | 0 | 30.32 | 30.32 | 0 | 0 | 0 | 0 | 0 | 0.2 | 0 | 0 | 0 | 0
|  |  |  | 15 | 30 | 0 | 0 | 0 | 0 | 0 | 7.48 | 0.10336 | 0 | 30 | 30 | 0 | 0 | 0 | 0 | 0 | 0.2 | 0 | 0 | 0 | 0
|  |  |  | 16.72 | 33.44 | 0 | 0 | 0 | 0 | 0 | 7.48 | 0.10336 | 0 | 33.44 | 33.44 | 0 | 0 | 0 | 0 | 0 | 0.2 | 0 | 0 | 0 | 0
|  |  |  | 19.68 | 39.36 | 0 | 0 | 0 | 0 | 0 | 7.48 | 0.10336 | 0 | 39.36 | 39.36 | 0 | 0 | 0 | 0 | 0 | 0.2 | 0 | 0 | 0 | 0
|  |  |  | 20.48 | 40.96 | 0 | 0 | 0 | 0 | 0 | 7.48 | 0.10336 | 0 | 40.96 | 37.937 | 0 | 3.023 | 0 | 0 | 3.023 | 0.2 | 0 | 0 | 0 | 0
|  |  |  | 16.8 | 33.6 | 0 | 0 | 0 | 0 | 0 | 7.48 | 0.10336 | 0 | 33.6 | 13.673 | 0 | 19.927 | 0 | 0 | 19.927 | 0.2 | 0 | 0 | 0 | 0
|  |  |  | 24 | 48 | 0 | 0 | 0 | 0 | 0 | 7.48 | 0.10336 | 0 | 48 | 33.88 | 0 | 14.12 | 0 | 0 | 14.12 | 0.2 | 0 | 0 | 0 | 0
|  |  |  | 30.44 | 60.88 | 0 | 0 | 0 | 0 | 0 | 7.48 | 0.10336 | 0 | 60.88 | 26.82 | 0 | 34.06 | 0 | 0 | 34.06 | 0.2 | 0 | 0 | 0 | 0
|  |  |  | 34.44 | 68.88 | 0 | 0 | 0 | 0 | 0 | 7.48 | 0.10336 | 0 | 68.88 | 0 | 0 | 79.783 | 10.903 | 0 | 68.88 | 0.54703 | 0 | 0 | 0 | 0
|  |  |  | 35.68 | 71.36 | 0 | 0 | 0 | 0 | 0 | 11.23 | 0.12409 | 0 | 71.36 | 0 | 6.337 | 83.914 | 12.554 | 0 | 71.36 | 0.94659 | 0 | 0 | 0 | 0
|  |  |  | 38 | 76 | 0 | 0 | 0 | 0 | 0 | 11.23 | 0.12409 | 0 | 76 | 0 | 18.606 | 77.678 | 1.678 | 0 | 76 | 1 | 0 | 0 | 0 | 0
|  |  |  | 40.04 | 80.08 | 0 | 0 | 0 | 0 | 0 | 11.23 | 0.12409 | 0 | 80.08 | 0 | 16.028 | 80.08 | 0 | 0 | 80.08 | 1 | 0 | 0 | 0 | 0
|  |  |  | 43.88 | 87.76 | 0 | 0 | 0 | 0 | 0 | 17.48 | 0.13136 | 0 | 87.76 | 0 | 3.448 | 87.76 | 0 | 0 | 87.76 | 1 | 0 | 0 | 0 | 0
|  |  |  | 44.72 | 89.44 | 0 | 0 | 0 | 0 | 0 | 17.48 | 0.13136 | 0 | 89.44 | 9.695 | 0 | 79.745 | 0 | 0 | 79.745 | 1 | 0 | 0 | 0 | 0
|  |  |  | 45.8 | 91.6 | 0 | 0 | 0 | 0 | 0 | 17.48 | 0.13136 | 0 | 91.6 | 17.618 | 0 | 63.95 | 0 | 0 | 63.95 | 0.64467 | 0 | 10.032 | 0 | 0
|  |  |  | 45.12 | 90.24 | 0 | 0 | 0 | 0 | 0 | 17.48 | 0.13136 | 0 | 90.24 | 35.2 | 0 | 42.486 | 0 | 0 | 42.486 | 0.2 | 0 | 12.554 | 0 | 0
|  |  |  | 43.08 | 86.16 | 0 | 0 | 0 | 0 | 0 | 11.23 | 0.12409 | 0 | 86.16 | 66.964 | 0 | 19.196 | 0 | 0 | 19.196 | 0.2 | 0 | 0 | 0 | 0
|  |  |  | 37.64 | 75.28 | 0 | 0 | 0 | 0 | 0 | 11.23 | 0.12409 | 0 | 75.28 | 72.849 | 0 | 2.431 | 0 | 0 | 2.431 | 0.2 | 0 | 0 | 0 | 0
|  |  |  | 31.72 | 63.44 | 0 | 0 | 0 | 0 | 0 | 11.23 | 0.12409 | 0 | 63.44 | 63.44 | 0 | 0 | 0 | 0 | 0 | 0.2 | 0 | 0 | 0 | 0
|  |  |  | 30.88 | 61.76 | 0 | 0 | 0 | 0 | 0 | 7.48 | 0.10336 | 12.554 | 61.76 | 61.76 | 0 | 0 | 0 | 0 | 0 | 0.59956 | 0 | 0 | 0 | 0
|  |  |  | 29.32 | 58.64 | 0 | 0 | 0 | 0 | 0 | 7.48 | 0.10336 | 6.358 | 58.64 | 58.64 | 0 | 0 | 0 | 0 | 0 | 0.80192 | 0 | 0 | 0 | 0
|  |  |  | 19.44 | 38.88 | 0 | 0 | 0 | 0 | 0 | 7.48 | 0.10336 | 0 | 38.88 | 38.88 | 0 | 0 | 0 | 0 | 0 | 0.80192 | 0 | 0 | 0 | 0
|  |  |  | 11.2 | 22.4 | 0 | 0 | 0 | 0 | 0 | 7.48 | 0.10336 | 0 | 22.4 | 22.4 | 0 | 0 | 0 | 0 | 0 | 0.80192 | 0 | 0 | 0 | 0
|  |  |  | 9.08 | 18.16 | 0 | 0 | 0 | 0 | 0 | 7.48 | 0.10336 | 0 | 18.16 | 18.16 | 0 | 0 | 0 | 0 | 0 | 0.80192 | 0 | 0 | 0 | 0
|  |  |  | 9.64 | 19.28 | 0 | 0 | 0 | 0 | 0 | 7.48 | 0.10336 | 0 | 19.28 | 19.28 | 0 | 0 | 0 | 0 | 0 | 0.80192 | 0 | 0 | 0 | 0
|  |  |  | 9.92 | 19.84 | 0 | 0 | 0 | 0 | 0 | 7.48 | 0.10336 | 0 | 19.84 | 19.84 | 0 | 0 | 0 | 0 | 0 | 0.80192 | 0 | 0 | 0 | 0
|  |  |  | 12.28 | 24.56 | 0 | 0 | 0 | 0 | 0 | 7.48 | 0.10336 | 0 | 24.56 | 24.56 | 0 | 0 | 0 | 0 | 0 | 0.80192 | 0 | 0 | 0 | 0
|  |  |  | 14.48 | 28.96 | 0 | 0 | 0 | 0 | 0 | 7.48 | 0.10336 | 0 | 28.96 | 28.96 | 0 | 0 | 0 | 0 | 0 | 0.80192 | 0 | 0 | 0 | 0
|  |  |  | 16 | 32 | 0 | 0 | 0 | 0 | 0 | 7.48 | 0.10336 | 0 | 32 | 28.788 | 0 | 3.212 | 0 | 0 | 3.212 | 0.80192 | 0 | 0 | 0 | 0
|  |  |  | 22.48 | 44.96 | 0 | 0 | 0 | 0 | 0 | 7.48 | 0.10336 | 0 | 44.96 | 24.97 | 0 | 19.99 | 0 | 0 | 19.99 | 0.80192 | 0 | 0 | 0 | 0
|  |  |  | 24.48 | 48.96 | 0 | 0 | 0 | 0 | 0 | 7.48 | 0.10336 | 0 | 48.96 | 31.867 | 0 | 17.093 | 0 | 0 | 17.093 | 0.80192 | 0 | 0 | 0 | 0
|  |  |  | 32.72 | 65.44 | 0 | 0 | 0 | 0 | 0 | 7.48 | 0.10336 | 0 | 65.44 | 17.222 | 0 | 48.218 | 0 | 0 | 48.218 | 0.80192 | 0 | 0 | 0 | 0
|  |  |  | 36.12 | 72.24 | 0 | 0 | 0 | 0 | 0 | 7.48 | 0.10336 | 0 | 72.24 | 0 | 0 | 78.41 | 6.17 | 0 | 72.24 | 0.9983 | 0 | 0 | 0 | 0
|  |  |  | 44.96 | 89.92 | 0 | 0 | 0 | 0 | 0 | 11.23 | 0.12409 | 0 | 89.92 | 0 | 0 | 89.973 | 0.053 | 0 | 89.92 | 1 | 0 | 0 | 0 | 0
|  |  |  | 50.92 | 101.84 | 0 | 0 | 0 | 0 | 0 | 11.23 | 0.12409 | 0 | 101.84 | 7.256 | 0 | 94.584 | 0 | 0 | 94.584 | 1 | 0 | 0 | 0 | 0
|  |  |  | 52.56 | 105.12 | 0 | 0 | 0 | 0 | 0 | 11.23 | 0.12409 | 0 | 105.12 | 9.932 | 0 | 95.188 | 0 | 0 | 95.188 | 1 | 0 | 0 | 0 | 0
|  |  |  | 51.96 | 103.92 | 0 | 0 | 0 | 0 | 0 | 17.48 | 0.13136 | 0 | 103.92 | 14.199 | 0 | 89.721 | 0 | 0 | 89.721 | 1 | 0 | 0 | 0 | 0
|  |  |  | 51.4 | 102.8 | 0 | 0 | 0 | 0 | 0 | 17.48 | 0.13136 | 0 | 102.8 | 24.352 | 0 | 78.448 | 0 | 0 | 78.448 | 1 | 0 | 0 | 0 | 0
|  |  |  | 48 | 96 | 0 | 0 | 0 | 0 | 0 | 17.48 | 0.13136 | 0 | 96 | 23.039 | 0 | 62.93 | 0 | 0 | 62.93 | 0.64467 | 0 | 10.032 | 0 | 0
|  |  |  | 49.16 | 98.32 | 0 | 0 | 0 | 0 | 0 | 17.48 | 0.13136 | 0 | 98.32 | 43.872 | 0 | 41.894 | 0 | 0 | 41.894 | 0.2 | 0 | 12.554 | 0 | 0
|  |  |  | 48.92 | 97.84 | 0 | 0 | 0 | 0 | 0 | 11.23 | 0.12409 | 0 | 97.84 | 79.122 | 0 | 18.718 | 0 | 0 | 18.718 | 0.2 | 0 | 0 | 0 | 0
|  |  |  | 50.88 | 101.76 | 0 | 0 | 0 | 0 | 0 | 11.23 | 0.12409 | 0 | 101.76 | 99.468 | 0 | 2.292 | 0 | 0 | 2.292 | 0.2 | 0 | 0 | 0 | 0
|  |  |  | 46.92 | 93.84 | 0 | 0 | 0 | 0 | 0 | 11.23 | 0.12409 | 0 | 93.84 | 93.84 | 0 | 0 | 0 | 0 | 0 | 0.2 | 0 | 0 | 0 | 0
|  |  |  | 44.56 | 89.12 | 0 | 0 | 0 | 0 | 0 | 7.48 | 0.10336 | 12.554 | 89.12 | 89.12 | 0 | 0 | 0 | 0 | 0 | 0.59956 | 0 | 0 | 0 | 0
|  |  |  | 42 | 84 | 0 | 0 | 0 | 0 | 0 | 7.48 | 0.10336 | 11.99 | 84 | 84 | 0 | 0 | 0 | 0 | 0 | 0.98117 | 0 | 0 | 0 | 0
|  |  |  | 37.8 | 75.6 | 0 | 0 | 0 | 0 | 0 | 7.48 | 0.10336 | 0 | 75.6 | 75.6 | 0 | 0 | 0 | 0 | 0 | 0.98117 | 0 | 0 | 0 | 0
|  |  |  | 18.88 | 37.76 | 0 | 0 | 0 | 0 | 0 | 7.48 | 0.10336 | 0 | 37.76 | 37.76 | 0 | 0 | 0 | 0 | 0 | 0.98117 | 0 | 0 | 0 | 0
|  |  |  | 14.24 | 28.48 | 0 | 0 | 0 | 0 | 0 | 7.48 | 0.10336 | 0 | 28.48 | 28.48 | 0 | 0 | 0 | 0 | 0 | 0.98117 | 0 | 0 | 0 | 0
|  |  |  | 15.08 | 30.16 | 0 | 0 | 0 | 0 | 0 | 7.48 | 0.10336 | 0 | 30.16 | 30.16 | 0 | 0 | 0 | 0 | 0 | 0.98117 | 0 | 0 | 0 | 0
|  |  |  | 16.04 | 32.08 | 0 | 0 | 0 | 0 | 0 | 7.48 | 0.10336 | 0 | 32.08 | 32.08 | 0 | 0 | 0 | 0 | 0 | 0.98117 | 0 | 0 | 0 | 0
|  |  |  | 17.32 | 34.64 | 0 | 0 | 0 | 0 | 0 | 7.48 | 0.10336 | 0 | 34.64 | 34.64 | 0 | 0 | 0 | 0 | 0 | 0.98117 | 0 | 0 | 0 | 0
|  |  |  | 19.64 | 39.28 | 0 | 0 | 0 | 0 | 0 | 7.48 | 0.10336 | 0 | 39.28 | 39.28 | 0 | 0 | 0 | 0 | 0 | 0.98117 | 0 | 0 | 0 | 0
|  |  |  | 17.12 | 34.24 | 0 | 0 | 0 | 0 | 0 | 7.48 | 0.10336 | 0 | 34.24 | 31.582 | 0 | 2.658 | 0 | 0 | 2.658 | 0.98117 | 0 | 0 | 0 | 0
|  |  |  | 22 | 44 | 0 | 0 | 0 | 0 | 0 | 7.48 | 0.10336 | 0 | 44 | 27.65 | 0 | 16.35 | 0 | 0 | 16.35 | 0.98117 | 0 | 0 | 0 | 0
|  |  |  | 27.16 | 54.32 | 0 | 0 | 0 | 0 | 0 | 7.48 | 0.10336 | 0 | 54.32 | 13.081 | 0 | 41.239 | 0 | 0 | 41.239 | 0.98117 | 0 | 0 | 0 | 0
|  |  |  | 39.92 | 79.84 | 0 | 0 | 0 | 0 | 0 | 7.48 | 0.10336 | 0 | 79.84 | 45.088 | 0 | 34.752 | 0 | 0 | 34.752 | 0.98117 | 0 | 0 | 0 | 0
|  |  |  | 44.04 | 88.08 | 0 | 0 | 0 | 0 | 0 | 7.48 | 0.10336 | 0 | 88.08 | 33.161 | 0 | 54.919 | 0 | 0 | 54.919 | 0.98117 | 0 | 0 | 0 | 0
|  |  |  | 47.04 | 94.08 | 0 | 0 | 0 | 0 | 0 | 7.48 | 0.10336 | 0 | 94.08 | 60.411 | 0 | 33.669 | 0 | 0 | 33.669 | 0.98117 | 0 | 0 | 0 | 0
|  |  |  | 53.4 | 106.8 | 0 | 0 | 0 | 0 | 0 | 7.48 | 0.10336 | 0 | 106.8 | 35.318 | 0 | 71.482 | 0 | 0 | 71.482 | 0.98117 | 0 | 0 | 0 | 0
|  |  |  | 55.48 | 110.96 | 0 | 0 | 0 | 0 | 0 | 7.48 | 0.10336 | 0 | 110.96 | 32.562 | 0 | 78.398 | 0 | 0 | 78.398 | 0.98117 | 0 | 0 | 0 | 0
|  |  |  | 54.56 | 109.12 | 0 | 0 | 0 | 0 | 0 | 7.48 | 0.10336 | 0 | 109.12 | 27.17 | 0 | 81.95 | 0 | 0 | 81.95 | 0.98117 | 0 | 0 | 0 | 0
|  |  |  | 55.28 | 110.56 | 0 | 0 | 0 | 0 | 0 | 7.48 | 0.10336 | 0 | 110.56 | 89.827 | 0 | 20.733 | 0 | 0 | 20.733 | 0.98117 | 0 | 0 | 0 | 0
|  |  |  | 54.96 | 109.92 | 0 | 0 | 0 | 0 | 0 | 7.48 | 0.10336 | 0 | 109.92 | 81.566 | 0 | 28.354 | 0 | 0 | 28.354 | 0.98117 | 0 | 0 | 0 | 0
|  |  |  | 55.92 | 111.84 | 0 | 0 | 0 | 0 | 0 | 7.48 | 0.10336 | 0 | 111.84 | 108.918 | 0 | 1.549 | 0 | 0 | 1.549 | 0.93254 | 0 | 1.373 | 0 | 0
|  |  |  | 58.76 | 117.52 | 0 | 0 | 0 | 0 | 0 | 7.48 | 0.10336 | 0 | 117.52 | 107.242 | 0 | 10.278 | 0 | 0 | 10.278 | 0.93254 | 0 | 0 | 0 | 0
|  |  |  | 54.92 | 109.84 | 0 | 0 | 0 | 0 | 0 | 7.48 | 0.10336 | 0 | 109.84 | 107.359 | 0 | 2.481 | 0 | 0 | 2.481 | 0.93254 | 0 | 0 | 0 | 0
|  |  |  | 50.48 | 100.96 | 0 | 0 | 0 | 0 | 0 | 7.48 | 0.10336 | 0 | 100.96 | 100.96 | 0 | 0 | 0 | 0 | 0 | 0.93254 | 0 | 0 | 0 | 0
|  |  |  | 46.84 | 93.68 | 0 | 0 | 0 | 0 | 0 | 7.48 | 0.10336 | 0 | 93.68 | 93.68 | 0 | 0 | 0 | 0 | 0 | 0.93254 | 0 | 0 | 0 | 0
|  |  |  | 39.68 | 79.36 | 0 | 0 | 0 | 0 | 0 | 7.48 | 0.10336 | 0 | 79.36 | 79.36 | 0 | 0 | 0 | 0 | 0 | 0.93254 | 0 | 0 | 0 | 0
|  |  |  | 32.32 | 64.64 | 0 | 0 | 0 | 0 | 0 | 7.48 | 0.10336 | 0 | 64.64 | 64.64 | 0 | 0 | 0 | 0 | 0 | 0.93254 | 0 | 0 | 0 | 0
|  |  |  | 13.04 | 26.08 | 0 | 0 | 0 | 0 | 0 | 7.48 | 0.10336 | 0 | 26.08 | 26.08 | 0 | 0 | 0 | 0 | 0 | 0.93254 | 0 | 0 | 0 | 0
|  |  |  | 9 | 18 | 0 | 0 | 0 | 0 | 0 | 7.48 | 0.10336 | 0 | 18 | 18 | 0 | 0 | 0 | 0 | 0 | 0.93254 | 0 | 0 | 0 | 0
|  |  |  | 9.44 | 18.88 | 0 | 0 | 0 | 0 | 0 | 7.48 | 0.10336 | 0 | 18.88 | 18.88 | 0 | 0 | 0 | 0 | 0 | 0.93254 | 0 | 0 | 0 | 0
|  |  |  | 9.68 | 19.36 | 0 | 0 | 0 | 0 | 0 | 7.48 | 0.10336 | 0 | 19.36 | 19.36 | 0 | 0 | 0 | 0 | 0 | 0.93254 | 0 | 0 | 0 | 0
|  |  |  | 12.08 | 24.16 | 0 | 0 | 0 | 0 | 0 | 7.48 | 0.10336 | 0 | 24.16 | 24.16 | 0 | 0 | 0 | 0 | 0 | 0.93254 | 0 | 0 | 0 | 0
|  |  |  | 14.6 | 29.2 | 0 | 0 | 0 | 0 | 0 | 7.48 | 0.10336 | 0 | 29.2 | 29.2 | 0 | 0 | 0 | 0 | 0 | 0.93254 | 0 | 0 | 0 | 0
|  |  |  | 16.12 | 32.24 | 0 | 0 | 0 | 0 | 0 | 7.48 | 0.10336 | 0 | 32.24 | 30.023 | 0 | 2.217 | 0 | 0 | 2.217 | 0.93254 | 0 | 0 | 0 | 0
|  |  |  | 22.2 | 44.4 | 0 | 0 | 0 | 0 | 0 | 7.48 | 0.10336 | 0 | 44.4 | 25.959 | 0 | 18.441 | 0 | 0 | 18.441 | 0.93254 | 0 | 0 | 0 | 0
|  |  |  | 29.76 | 59.52 | 0 | 0 | 0 | 0 | 0 | 7.48 | 0.10336 | 0 | 59.52 | 20.321 | 0 | 39.199 | 0 | 0 | 39.199 | 0.93254 | 0 | 0 | 0 | 0
|  |  |  | 38.6 | 77.2 | 0 | 0 | 0 | 0 | 0 | 7.48 | 0.10336 | 0 | 77.2 | 19.107 | 0 | 58.093 | 0 | 0 | 58.093 | 0.93254 | 0 | 0 | 0 | 0
|  |  |  | 41 | 82 | 0 | 0 | 0 | 0 | 0 | 7.48 | 0.10336 | 0 | 82 | 8.792 | 0 | 73.208 | 0 | 0 | 73.208 | 0.93254 | 0 | 0 | 0 | 0
|  |  |  | 42.92 | 85.84 | 0 | 0 | 0 | 0 | 0 | 7.48 | 0.10336 | 0 | 85.84 | 1.951 | 0 | 83.889 | 0 | 0 | 83.889 | 0.93254 | 0 | 0 | 0 | 0
|  |  |  | 51.64 | 103.28 | 0 | 0 | 0 | 0 | 0 | 7.48 | 0.10336 | 0 | 103.28 | 14.579 | 0 | 88.701 | 0 | 0 | 88.701 | 0.93254 | 0 | 0 | 0 | 0
|  |  |  | 50.24 | 100.48 | 0 | 0 | 0 | 0 | 0 | 7.48 | 0.10336 | 0 | 100.48 | 11.451 | 0 | 89.029 | 0 | 0 | 89.029 | 0.93254 | 0 | 0 | 0 | 0
|  |  |  | 50.44 | 100.88 | 0 | 0 | 0 | 0 | 0 | 7.48 | 0.10336 | 0 | 100.88 | 16.865 | 0 | 84.015 | 0 | 0 | 84.015 | 0.93254 | 0 | 0 | 0 | 0
|  |  |  | 51.36 | 102.72 | 0 | 0 | 0 | 0 | 0 | 7.48 | 0.10336 | 0 | 102.72 | 28.152 | 0 | 74.568 | 0 | 0 | 74.568 | 0.93254 | 0 | 0 | 0 | 0
|  |  |  | 52 | 104 | 0 | 0 | 0 | 0 | 0 | 7.48 | 0.10336 | 0 | 104 | 44.899 | 0 | 59.101 | 0 | 0 | 59.101 | 0.93254 | 0 | 0 | 0 | 0
|  |  |  | 52.16 | 104.32 | 0 | 0 | 0 | 0 | 0 | 7.48 | 0.10336 | 0 | 104.32 | 64.302 | 0 | 40.018 | 0 | 0 | 40.018 | 0.93254 | 0 | 0 | 0 | 0
|  |  |  | 49.92 | 99.84 | 0 | 0 | 0 | 0 | 0 | 7.48 | 0.10336 | 0 | 99.84 | 82.092 | 0 | 17.748 | 0 | 0 | 17.748 | 0.93254 | 0 | 0 | 0 | 0
|  |  |  | 49.88 | 99.76 | 0 | 0 | 0 | 0 | 0 | 7.48 | 0.10336 | 0 | 99.76 | 97.921 | 0 | 1.839 | 0 | 0 | 1.839 | 0.93254 | 0 | 0 | 0 | 0
|  |  |  | 50.48 | 100.96 | 0 | 0 | 0 | 0 | 0 | 7.48 | 0.10336 | 0 | 100.96 | 100.96 | 0 | 0 | 0 | 0 | 0 | 0.93254 | 0 | 0 | 0 | 0
|  |  |  | 48.12 | 96.24 | 0 | 0 | 0 | 0 | 0 | 7.48 | 0.10336 | 0 | 96.24 | 96.24 | 0 | 0 | 0 | 0 | 0 | 0.93254 | 0 | 0 | 0 | 0
|  |  |  | 43.68 | 87.36 | 0 | 0 | 0 | 0 | 0 | 7.48 | 0.10336 | 0 | 87.36 | 87.36 | 0 | 0 | 0 | 0 | 0 | 0.93254 | 0 | 0 | 0 | 0
|  |  |  | 33.12 | 66.24 | 0 | 0 | 0 | 0 | 0 | 7.48 | 0.10336 | 0 | 66.24 | 66.24 | 0 | 0 | 0 | 0 | 0 | 0.93254 | 0 | 0 | 0 | 0
|  |  |  | 13.72 | 27.44 | 0 | 0 | 0 | 0 | 0 | 7.48 | 0.10336 | 0 | 27.44 | 27.44 | 0 | 0 | 0 | 0 | 0 | 0.93254 | 0 | 0 | 0 | 0
|  |  |  | 8.96 | 17.92 | 0 | 0 | 0 | 0 | 0 | 7.48 | 0.10336 | 0 | 17.92 | 17.92 | 0 | 0 | 0 | 0 | 0 | 0.93254 | 0 | 0 | 0 | 0
|  |  |  | 9.76 | 19.52 | 0 | 0 | 0 | 0 | 0 | 7.48 | 0.10336 | 0 | 19.52 | 19.52 | 0 | 0 | 0 | 0 | 0 | 0.93254 | 0 | 0 | 0 | 0
|  |  |  | 11.64 | 23.28 | 0 | 0 | 0 | 0 | 0 | 7.48 | 0.10336 | 0 | 23.28 | 23.28 | 0 | 0 | 0 | 0 | 0 | 0.93254 | 0 | 0 | 0 | 0
|  |  |  | 12.6 | 25.2 | 0 | 0 | 0 | 0 | 0 | 7.48 | 0.10336 | 0 | 25.2 | 25.2 | 0 | 0 | 0 | 0 | 0 | 0.93254 | 0 | 0 | 0 | 0
|  |  |  | 14.4 | 28.8 | 0 | 0 | 0 | 0 | 0 | 7.48 | 0.10336 | 0 | 28.8 | 28.8 | 0 | 0 | 0 | 0 | 0 | 0.93254 | 0 | 0 | 0 | 0
|  |  |  | 16 | 32 | 0 | 0 | 0 | 0 | 0 | 7.48 | 0.10336 | 0 | 32 | 29.922 | 0 | 2.078 | 0 | 0 | 2.078 | 0.93254 | 0 | 0 | 0 | 0
|  |  |  | 22.56 | 45.12 | 0 | 0 | 0 | 0 | 0 | 7.48 | 0.10336 | 0 | 45.12 | 26.44 | 0 | 18.68 | 0 | 0 | 18.68 | 0.93254 | 0 | 0 | 0 | 0
|  |  |  | 23.4 | 46.8 | 0 | 0 | 0 | 0 | 0 | 7.48 | 0.10336 | 0 | 46.8 | 6.581 | 0 | 40.219 | 0 | 0 | 40.219 | 0.93254 | 0 | 0 | 0 | 0
|  |  |  | 31.72 | 63.44 | 0 | 0 | 0 | 0 | 0 | 7.48 | 0.10336 | 0 | 63.44 | 3.886 | 0 | 59.554 | 0 | 0 | 59.554 | 0.93254 | 0 | 0 | 0 | 0
|  |  |  | 36.52 | 73.04 | 0 | 0 | 0 | 0 | 0 | 7.48 | 0.10336 | 0 | 73.04 | 0 | 0 | 74.997 | 1.957 | 0 | 73.04 | 0.99482 | 0 | 0 | 0 | 0
|  |  |  | 41.92 | 83.84 | 0 | 0 | 0 | 0 | 0 | 11.23 | 0.12409 | 0 | 83.84 | 0 | 0 | 84.003 | 0.163 | 0 | 83.84 | 1 | 0 | 0 | 0 | 0
|  |  |  | 47.08 | 94.16 | 0 | 0 | 0 | 0 | 0 | 11.23 | 0.12409 | 0 | 94.16 | 3.998 | 0 | 90.162 | 0 | 0 | 90.162 | 1 | 0 | 0 | 0 | 0
|  |  |  | 50.56 | 101.12 | 0 | 0 | 0 | 0 | 0 | 11.23 | 0.12409 | 0 | 101.12 | 11.172 | 0 | 89.948 | 0 | 0 | 89.948 | 1 | 0 | 0 | 0 | 0
|  |  |  | 48.76 | 97.52 | 0 | 0 | 0 | 0 | 0 | 17.48 | 0.13136 | 0 | 97.52 | 12.358 | 0 | 85.162 | 0 | 0 | 85.162 | 1 | 0 | 0 | 0 | 0
|  |  |  | 48 | 96 | 0 | 0 | 0 | 0 | 0 | 17.48 | 0.13136 | 0 | 96 | 20.336 | 0 | 75.664 | 0 | 0 | 75.664 | 1 | 0 | 0 | 0 | 0
|  |  |  | 49.32 | 98.64 | 0 | 0 | 0 | 0 | 0 | 17.48 | 0.13136 | 0 | 98.64 | 27.845 | 0 | 60.763 | 0 | 0 | 60.763 | 0.64467 | 0 | 10.032 | 0 | 0
|  |  |  | 47.68 | 95.36 | 0 | 0 | 0 | 0 | 0 | 17.48 | 0.13136 | 0 | 95.36 | 42.26 | 0 | 40.547 | 0 | 0 | 40.547 | 0.2 | 0 | 12.554 | 0 | 0
|  |  |  | 49.36 | 98.72 | 0 | 0 | 0 | 0 | 0 | 11.23 | 0.12409 | 0 | 98.72 | 80.62 | 0 | 18.1 | 0 | 0 | 18.1 | 0.2 | 0 | 0 | 0 | 0
|  |  |  | 45.88 | 91.76 | 0 | 0 | 0 | 0 | 0 | 11.23 | 0.12409 | 0 | 91.76 | 89.808 | 0 | 1.952 | 0 | 0 | 1.952 | 0.2 | 0 | 0 | 0 | 0
|  |  |  | 40.84 | 81.68 | 0 | 0 | 0 | 0 | 0 | 11.23 | 0.12409 | 0 | 81.68 | 81.68 | 0 | 0 | 0 | 0 | 0 | 0.2 | 0 | 0 | 0 | 0
|  |  |  | 41.64 | 83.28 | 0 | 0 | 0 | 0 | 0 | 7.48 | 0.10336 | 12.554 | 83.28 | 83.28 | 0 | 0 | 0 | 0 | 0 | 0.59956 | 0 | 0 | 0 | 0
|  |  |  | 39.64 | 79.28 | 0 | 0 | 0 | 0 | 0 | 7.48 | 0.10336 | 12.554 | 79.28 | 79.28 | 0 | 0 | 0 | 0 | 0 | 0.99913 | 0 | 0 | 0 | 0
|  |  |  | 25.68 | 51.36 | 0 | 0 | 0 | 0 | 0 | 7.48 | 0.10336 | 0.027 | 51.36 | 51.36 | 0 | 0 | 0 | 0 | 0 | 1 | 0 | 0 | 0 | 0
|  |  |  | 12.16 | 24.32 | 0 | 0 | 0 | 0 | 0 | 7.48 | 0.10336 | 0 | 24.32 | 24.32 | 0 | 0 | 0 | 0 | 0 | 1 | 0 | 0 | 0 | 0
|  |  |  | 9.72 | 19.44 | 0 | 0 | 0 | 0 | 0 | 7.48 | 0.10336 | 0 | 19.44 | 19.44 | 0 | 0 | 0 | 0 | 0 | 1 | 0 | 0 | 0 | 0
|  |  |  | 10.44 | 20.88 | 0 | 0 | 0 | 0 | 0 | 7.48 | 0.10336 | 0 | 20.88 | 20.88 | 0 | 0 | 0 | 0 | 0 | 1 | 0 | 0 | 0 | 0
|  |  |  | 11.56 | 23.12 | 0 | 0 | 0 | 0 | 0 | 7.48 | 0.10336 | 0 | 23.12 | 23.12 | 0 | 0 | 0 | 0 | 0 | 1 | 0 | 0 | 0 | 0
|  |  |  | 12.4 | 24.8 | 0 | 0 | 0 | 0 | 0 | 7.48 | 0.10336 | 0 | 24.8 | 24.8 | 0 | 0 | 0 | 0 | 0 | 1 | 0 | 0 | 0 | 0
|  |  |  | 14.4 | 28.8 | 0 | 0 | 0 | 0 | 0 | 7.48 | 0.10336 | 0 | 28.8 | 28.8 | 0 | 0 | 0 | 0 | 0 | 1 | 0 | 0 | 0 | 0
|  |  |  | 16.36 | 32.72 | 0 | 0 | 0 | 0 | 0 | 7.48 | 0.10336 | 0 | 32.72 | 30.503 | 0 | 2.217 | 0 | 0 | 2.217 | 1 | 0 | 0 | 0 | 0
|  |  |  | 22.52 | 45.04 | 0 | 0 | 0 | 0 | 0 | 7.48 | 0.10336 | 0 | 45.04 | 27.015 | 0 | 18.025 | 0 | 0 | 18.025 | 1 | 0 | 0 | 0 | 0
|  |  |  | 26.52 | 53.04 | 0 | 0 | 0 | 0 | 0 | 7.48 | 0.10336 | 0 | 53.04 | 14.181 | 0 | 38.859 | 0 | 0 | 38.859 | 1 | 0 | 0 | 0 | 0
|  |  |  | 38.08 | 76.16 | 0 | 0 | 0 | 0 | 0 | 7.48 | 0.10336 | 0 | 76.16 | 17.954 | 0 | 58.206 | 0 | 0 | 58.206 | 1 | 0 | 0 | 0 | 0
|  |  |  | 39.84 | 79.68 | 0 | 0 | 0 | 0 | 0 | 7.48 | 0.10336 | 0 | 79.68 | 7.946 | 0 | 71.734 | 0 | 0 | 71.734 | 1 | 0 | 0 | 0 | 0
|  |  |  | 45.36 | 90.72 | 0 | 0 | 0 | 0 | 0 | 11.23 | 0.12409 | 0 | 90.72 | 7.989 | 0 | 82.731 | 0 | 0 | 82.731 | 1 | 0 | 0 | 0 | 0
|  |  |  | 53.8 | 107.6 | 0 | 0 | 0 | 0 | 0 | 11.23 | 0.12409 | 0 | 107.6 | 20.499 | 0 | 87.101 | 0 | 0 | 87.101 | 1 | 0 | 0 | 0 | 0
|  |  |  | 51.44 | 102.88 | 0 | 0 | 0 | 0 | 0 | 11.23 | 0.12409 | 0 | 102.88 | 14.532 | 0 | 88.348 | 0 | 0 | 88.348 | 1 | 0 | 0 | 0 | 0
|  |  |  | 55 | 110 | 0 | 0 | 0 | 0 | 0 | 17.48 | 0.13136 | 0 | 110 | 26.904 | 0 | 83.096 | 0 | 0 | 83.096 | 1 | 0 | 0 | 0 | 0
|  |  |  | 58.8 | 117.6 | 0 | 0 | 0 | 0 | 0 | 17.48 | 0.13136 | 0 | 117.6 | 44.367 | 0 | 73.233 | 0 | 0 | 73.233 | 1 | 0 | 0 | 0 | 0
|  |  |  | 55.56 | 111.12 | 0 | 0 | 0 | 0 | 0 | 17.48 | 0.13136 | 0 | 111.12 | 42.655 | 0 | 58.433 | 0 | 0 | 58.433 | 0.64467 | 0 | 10.032 | 0 | 0
|  |  |  | 55.92 | 111.84 | 0 | 0 | 0 | 0 | 0 | 17.48 | 0.13136 | 0 | 111.84 | 60.629 | 0 | 38.657 | 0 | 0 | 38.657 | 0.2 | 0 | 12.554 | 0 | 0
|  |  |  | 52.32 | 104.64 | 0 | 0 | 0 | 0 | 0 | 11.23 | 0.12409 | 0 | 104.64 | 87.686 | 0 | 16.954 | 0 | 0 | 16.954 | 0.2 | 0 | 0 | 0 | 0
|  |  |  | 52.84 | 105.68 | 0 | 0 | 0 | 0 | 0 | 11.23 | 0.12409 | 0 | 105.68 | 103.513 | 0 | 2.167 | 0 | 0 | 2.167 | 0.2 | 0 | 0 | 0 | 0
|  |  |  | 53.4 | 106.8 | 0 | 0 | 0 | 0 | 0 | 11.23 | 0.12409 | 0 | 106.8 | 106.8 | 0 | 0 | 0 | 0 | 0 | 0.2 | 0 | 0 | 0 | 0
|  |  |  | 48.2 | 96.4 | 0 | 0 | 0 | 0 | 0 | 7.48 | 0.10336 | 12.518 | 96.4 | 96.4 | 0 | 0 | 0 | 0 | 0 | 0.59841 | 0 | 0 | 0 | 0
|  |  |  | 43.96 | 87.92 | 0 | 0 | 0 | 0 | 0 | 7.48 | 0.10336 | 12.554 | 87.92 | 87.92 | 0 | 0 | 0 | 0 | 0 | 0.99797 | 0 | 0 | 0 | 0
|  |  |  | 40.36 | 80.72 | 0 | 0 | 0 | 0 | 0 | 7.48 | 0.10336 | 0.064 | 80.72 | 80.72 | 0 | 0 | 0 | 0 | 0 | 1 | 0 | 0 | 0 | 0
|  |  |  | 24.08 | 48.16 | 0 | 0 | 0 | 0 | 0 | 7.48 | 0.10336 | 0 | 48.16 | 48.16 | 0 | 0 | 0 | 0 | 0 | 1 | 0 | 0 | 0 | 0
|  |  |  | 18.68 | 37.36 | 0 | 0 | 0 | 0 | 0 | 7.48 | 0.10336 | 0 | 37.36 | 37.36 | 0 | 0 | 0 | 0 | 0 | 1 | 0 | 0 | 0 | 0
|  |  |  | 21.12 | 42.24 | 0 | 0 | 0 | 0 | 0 | 7.48 | 0.10336 | 0 | 42.24 | 42.24 | 0 | 0 | 0 | 0 | 0 | 1 | 0 | 0 | 0 | 0
|  |  |  | 20.88 | 41.76 | 0 | 0 | 0 | 0 | 0 | 7.48 | 0.10336 | 0 | 41.76 | 41.76 | 0 | 0 | 0 | 0 | 0 | 1 | 0 | 0 | 0 | 0
|  |  |  | 26.12 | 52.24 | 0 | 0 | 0 | 0 | 0 | 7.48 | 0.10336 | 0 | 52.24 | 52.24 | 0 | 0 | 0 | 0 | 0 | 1 | 0 | 0 | 0 | 0
|  |  |  | 24.16 | 48.32 | 0 | 0 | 0 | 0 | 0 | 7.48 | 0.10336 | 0 | 48.32 | 48.32 | 0 | 0 | 0 | 0 | 0 | 1 | 0 | 0 | 0 | 0
|  |  |  | 20.96 | 41.92 | 0 | 0 | 0 | 0 | 0 | 7.48 | 0.10336 | 0 | 41.92 | 39.401 | 0 | 2.519 | 0 | 0 | 2.519 | 1 | 0 | 0 | 0 | 0
|  |  |  | 17.52 | 35.04 | 0 | 0 | 0 | 0 | 0 | 7.48 | 0.10336 | 0 | 35.04 | 17.343 | 0 | 17.697 | 0 | 0 | 17.697 | 1 | 0 | 0 | 0 | 0
|  |  |  | 33.76 | 67.52 | 0 | 0 | 0 | 0 | 0 | 7.48 | 0.10336 | 0 | 67.52 | 29.115 | 0 | 38.405 | 0 | 0 | 38.405 | 1 | 0 | 0 | 0 | 0
|  |  |  | 36.52 | 73.04 | 0 | 0 | 0 | 0 | 0 | 7.48 | 0.10336 | 0 | 73.04 | 16.95 | 0 | 56.09 | 0 | 0 | 56.09 | 1 | 0 | 0 | 0 | 0
|  |  |  | 38.96 | 77.92 | 0 | 0 | 0 | 0 | 0 | 7.48 | 0.10336 | 0 | 77.92 | 6.954 | 0 | 70.966 | 0 | 0 | 70.966 | 1 | 0 | 0 | 0 | 0
|  |  |  | 45.76 | 91.52 | 0 | 0 | 0 | 0 | 0 | 11.23 | 0.12409 | 0 | 91.52 | 9.936 | 0 | 81.584 | 0 | 0 | 81.584 | 1 | 0 | 0 | 0 | 0
|  |  |  | 48.32 | 96.64 | 0 | 0 | 0 | 0 | 0 | 11.23 | 0.12409 | 0 | 96.64 | 10.924 | 0 | 85.716 | 0 | 0 | 85.716 | 1 | 0 | 0 | 0 | 0
|  |  |  | 48.76 | 97.52 | 0 | 0 | 0 | 0 | 0 | 11.23 | 0.12409 | 0 | 97.52 | 10.544 | 0 | 86.976 | 0 | 0 | 86.976 | 1 | 0 | 0 | 0 | 0
|  |  |  | 53.4 | 106.8 | 0 | 0 | 0 | 0 | 0 | 17.48 | 0.13136 | 0 | 106.8 | 23.868 | 0 | 82.932 | 0 | 0 | 82.932 | 1 | 0 | 0 | 0 | 0
|  |  |  | 59 | 118 | 0 | 0 | 0 | 0 | 0 | 17.48 | 0.13136 | 0 | 118 | 44.968 | 0 | 73.032 | 0 | 0 | 73.032 | 1 | 0 | 0 | 0 | 0
|  |  |  | 58.48 | 116.96 | 0 | 0 | 0 | 0 | 0 | 17.48 | 0.13136 | 0 | 116.96 | 46.288 | 0 | 58.118 | 0 | 0 | 58.118 | 0.55533 | 0 | 12.554 | 0 | 0
|  |  |  | 52.16 | 104.32 | 0 | 0 | 0 | 0 | 0 | 17.48 | 0.13136 | 0 | 104.32 | 55.757 | 0 | 38.531 | 0 | 0 | 38.531 | 0.2 | 0 | 10.032 | 0 | 0
|  |  |  | 52.52 | 105.04 | 0 | 0 | 0 | 0 | 0 | 11.23 | 0.12409 | 0 | 105.04 | 87.998 | 0 | 17.042 | 0 | 0 | 17.042 | 0.2 | 0 | 0 | 0 | 0
|  |  |  | 42.24 | 84.48 | 0 | 0 | 0 | 0 | 0 | 11.23 | 0.12409 | 0 | 84.48 | 82.301 | 0 | 2.179 | 0 | 0 | 2.179 | 0.2 | 0 | 0 | 0 | 0
|  |  |  | 39.44 | 78.88 | 0 | 0 | 0 | 0 | 0 | 11.23 | 0.12409 | 0 | 78.88 | 78.88 | 0 | 0 | 0 | 0 | 0 | 0.2 | 0 | 0 | 0 | 0
|  |  |  | 38.76 | 77.52 | 0 | 0 | 0 | 0 | 0 | 7.48 | 0.10336 | 0 | 77.52 | 77.52 | 0 | 0 | 0 | 0 | 0 | 0.2 | 0 | 0 | 0 | 0
|  |  |  | 37.4 | 74.8 | 0 | 0 | 0 | 0 | 0 | 7.48 | 0.10336 | 0 | 74.8 | 74.8 | 0 | 0 | 0 | 0 | 0 | 0.2 | 0 | 0 | 0 | 0
|  |  |  | 33.48 | 66.96 | 0 | 0 | 0 | 0 | 0 | 7.48 | 0.10336 | 0 | 66.96 | 66.96 | 0 | 0 | 0 | 0 | 0 | 0.2 | 0 | 0 | 0 | 0
|  |  |  | 15.48 | 30.96 | 0 | 0 | 0 | 0 | 0 | 7.48 | 0.10336 | 0 | 30.96 | 30.96 | 0 | 0 | 0 | 0 | 0 | 0.2 | 0 | 0 | 0 | 0
|  |  |  | 13.88 | 27.76 | 0 | 0 | 0 | 0 | 0 | 7.48 | 0.10336 | 0 | 27.76 | 27.76 | 0 | 0 | 0 | 0 | 0 | 0.2 | 0 | 0 | 0 | 0
|  |  |  | 17.48 | 34.96 | 0 | 0 | 0 | 0 | 0 | 7.48 | 0.10336 | 0 | 34.96 | 34.96 | 0 | 0 | 0 | 0 | 0 | 0.2 | 0 | 0 | 0 | 0
|  |  |  | 24.6 | 49.2 | 0 | 0 | 0 | 0 | 0 | 7.48 | 0.10336 | 0 | 49.2 | 49.2 | 0 | 0 | 0 | 0 | 0 | 0.2 | 0 | 0 | 0 | 0
|  |  |  | 27.48 | 54.96 | 0 | 0 | 0 | 0 | 0 | 7.48 | 0.10336 | 0 | 54.96 | 54.96 | 0 | 0 | 0 | 0 | 0 | 0.2 | 0 | 0 | 0 | 0
|  |  |  | 22.84 | 45.68 | 0 | 0 | 0 | 0 | 0 | 7.48 | 0.10336 | 0 | 45.68 | 45.68 | 0 | 0 | 0 | 0 | 0 | 0.2 | 0 | 0 | 0 | 0
|  |  |  | 22.16 | 44.32 | 0 | 0 | 0 | 0 | 0 | 7.48 | 0.10336 | 0 | 44.32 | 41.851 | 0 | 2.469 | 0 | 0 | 2.469 | 0.2 | 0 | 0 | 0 | 0
|  |  |  | 25.6 | 51.2 | 0 | 0 | 0 | 0 | 0 | 7.48 | 0.10336 | 0 | 51.2 | 33.465 | 0 | 17.735 | 0 | 0 | 17.735 | 0.2 | 0 | 0 | 0 | 0
|  |  |  | 25.56 | 51.12 | 0 | 0 | 0 | 0 | 0 | 7.48 | 0.10336 | 0 | 51.12 | 12.387 | 0 | 38.733 | 0 | 0 | 38.733 | 0.2 | 0 | 0 | 0 | 0
|  |  |  | 26.56 | 53.12 | 0 | 0 | 0 | 0 | 0 | 7.48 | 0.10336 | 0 | 53.12 | 0 | 0 | 58.446 | 5.326 | 0 | 53.12 | 0.3695 | 0 | 0 | 0 | 0
|  |  |  | 31.2 | 62.4 | 0 | 0 | 0 | 0 | 0 | 7.48 | 0.10336 | 0 | 62.4 | 0 | 0 | 74.191 | 11.791 | 0 | 62.4 | 0.74477 | 0 | 0 | 0 | 0
|  |  |  | 31.2 | 62.4 | 0 | 0 | 0 | 0 | 0 | 11.23 | 0.12409 | 0 | 62.4 | 0 | 14.755 | 70.419 | 8.019 | 0 | 62.4 | 1 | 0 | 0 | 0 | 0
|  |  |  | 38.72 | 77.44 | 0 | 0 | 0 | 0 | 0 | 11.23 | 0.12409 | 0 | 77.44 | 0 | 12.307 | 77.44 | 0 | 0 | 77.44 | 1 | 0 | 0 | 0 | 0
|  |  |  | 42 | 84 | 0 | 0 | 0 | 0 | 0 | 11.23 | 0.12409 | 0 | 84 | 0 | 5.684 | 84 | 0 | 0 | 84 | 1 | 0 | 0 | 0 | 0
|  |  |  | 45.72 | 91.44 | 0 | 0 | 0 | 0 | 0 | 17.48 | 0.13136 | 0 | 91.44 | 6.719 | 0 | 84.721 | 0 | 0 | 84.721 | 1 | 0 | 0 | 0 | 0
|  |  |  | 45.84 | 91.68 | 0 | 0 | 0 | 0 | 0 | 17.48 | 0.13136 | 0 | 91.68 | 17.993 | 0 | 73.687 | 0 | 0 | 73.687 | 1 | 0 | 0 | 0 | 0
|  |  |  | 45.44 | 90.88 | 0 | 0 | 0 | 0 | 0 | 17.48 | 0.13136 | 0 | 90.88 | 21.773 | 0 | 59.075 | 0 | 0 | 59.075 | 0.64467 | 0 | 10.032 | 0 | 0
|  |  |  | 46.72 | 93.44 | 0 | 0 | 0 | 0 | 0 | 17.48 | 0.13136 | 0 | 93.44 | 41.385 | 0 | 39.501 | 0 | 0 | 39.501 | 0.2 | 0 | 12.554 | 0 | 0
|  |  |  | 45.48 | 90.96 | 0 | 0 | 0 | 0 | 0 | 11.23 | 0.12409 | 0 | 90.96 | 73.741 | 0 | 17.219 | 0 | 0 | 17.219 | 0.2 | 0 | 0 | 0 | 0
|  |  |  | 42.88 | 85.76 | 0 | 0 | 0 | 0 | 0 | 11.23 | 0.12409 | 0 | 85.76 | 83.757 | 0 | 2.003 | 0 | 0 | 2.003 | 0.2 | 0 | 0 | 0 | 0
|  |  |  | 40.52 | 81.04 | 0 | 0 | 0 | 0 | 0 | 11.23 | 0.12409 | 0 | 81.04 | 81.04 | 0 | 0 | 0 | 0 | 0 | 0.2 | 0 | 0 | 0 | 0
|  |  |  | 37.88 | 75.76 | 0 | 0 | 0 | 0 | 0 | 7.48 | 0.10336 | 12.554 | 75.76 | 75.76 | 0 | 0 | 0 | 0 | 0 | 0.59956 | 0 | 0 | 0 | 0
|  |  |  | 38.84 | 77.68 | 0 | 0 | 0 | 0 | 0 | 7.48 | 0.10336 | 12.554 | 77.68 | 77.68 | 0 | 0 | 0 | 0 | 0 | 0.99913 | 0 | 0 | 0 | 0
|  |  |  | 36.16 | 72.32 | 0 | 0 | 0 | 0 | 0 | 7.48 | 0.10336 | 0.027 | 72.32 | 72.32 | 0 | 0 | 0 | 0 | 0 | 1 | 0 | 0 | 0 | 0
|  |  |  | 18.52 | 37.04 | 0 | 0 | 0 | 0 | 0 | 7.48 | 0.10336 | 0 | 37.04 | 37.04 | 0 | 0 | 0 | 0 | 0 | 1 | 0 | 0 | 0 | 0
|  |  |  | 14.6 | 29.2 | 0 | 0 | 0 | 0 | 0 | 7.48 | 0.10336 | 0 | 29.2 | 29.2 | 0 | 0 | 0 | 0 | 0 | 1 | 0 | 0 | 0 | 0
|  |  |  | 15.04 | 30.08 | 0 | 0 | 0 | 0 | 0 | 7.48 | 0.10336 | 0 | 30.08 | 30.08 | 0 | 0 | 0 | 0 | 0 | 1 | 0 | 0 | 0 | 0
|  |  |  | 13.4 | 26.8 | 0 | 0 | 0 | 0 | 0 | 7.48 | 0.10336 | 0 | 26.8 | 26.8 | 0 | 0 | 0 | 0 | 0 | 1 | 0 | 0 | 0 | 0
|  |  |  | 12.4 | 24.8 | 0 | 0 | 0 | 0 | 0 | 7.48 | 0.10336 | 0 | 24.8 | 24.8 | 0 | 0 | 0 | 0 | 0 | 1 | 0 | 0 | 0 | 0
|  |  |  | 14.56 | 29.12 | 0 | 0 | 0 | 0 | 0 | 7.48 | 0.10336 | 0 | 29.12 | 29.12 | 0 | 0 | 0 | 0 | 0 | 1 | 0 | 0 | 0 | 0
|  |  |  | 16.48 | 32.96 | 0 | 0 | 0 | 0 | 0 | 7.48 | 0.10336 | 0 | 32.96 | 30.793 | 0 | 2.167 | 0 | 0 | 2.167 | 1 | 0 | 0 | 0 | 0
|  |  |  | 22.12 | 44.24 | 0 | 0 | 0 | 0 | 0 | 7.48 | 0.10336 | 0 | 44.24 | 39.063 | 0 | 5.177 | 0 | 0 | 5.177 | 1 | 0 | 0 | 0 | 0
|  |  |  | 25.88 | 51.76 | 0 | 0 | 0 | 0 | 0 | 7.48 | 0.10336 | 0 | 51.76 | 33.193 | 0 | 18.567 | 0 | 0 | 18.567 | 1 | 0 | 0 | 0 | 0
|  |  |  | 35.92 | 71.84 | 0 | 0 | 0 | 0 | 0 | 7.48 | 0.10336 | 0 | 71.84 | 9.905 | 0 | 61.935 | 0 | 0 | 61.935 | 1 | 0 | 0 | 0 | 0
|  |  |  | 43.6 | 87.2 | 0 | 0 | 0 | 0 | 0 | 7.48 | 0.10336 | 0 | 87.2 | 11.233 | 0 | 75.967 | 0 | 0 | 75.967 | 1 | 0 | 0 | 0 | 0
|  |  |  | 46.52 | 93.04 | 0 | 0 | 0 | 0 | 0 | 11.23 | 0.12409 | 0 | 93.04 | 5.46 | 0 | 87.58 | 0 | 0 | 87.58 | 1 | 0 | 0 | 0 | 0
|  |  |  | 52.68 | 105.36 | 0 | 0 | 0 | 0 | 0 | 11.23 | 0.12409 | 0 | 105.36 | 11.646 | 0 | 93.714 | 0 | 0 | 93.714 | 1 | 0 | 0 | 0 | 0
|  |  |  | 48.92 | 97.84 | 0 | 0 | 0 | 0 | 0 | 11.23 | 0.12409 | 0 | 97.84 | 4.277 | 0 | 93.563 | 0 | 0 | 93.563 | 1 | 0 | 0 | 0 | 0
|  |  |  | 50.76 | 101.52 | 0 | 0 | 0 | 0 | 0 | 17.48 | 0.13136 | 0 | 101.52 | 13.083 | 0 | 88.437 | 0 | 0 | 88.437 | 1 | 0 | 0 | 0 | 0
|  |  |  | 51.64 | 103.28 | 0 | 0 | 0 | 0 | 0 | 17.48 | 0.13136 | 0 | 103.28 | 24.933 | 0 | 78.347 | 0 | 0 | 78.347 | 1 | 0 | 0 | 0 | 0
|  |  |  | 51.92 | 103.84 | 0 | 0 | 0 | 0 | 0 | 17.48 | 0.13136 | 0 | 103.84 | 31.005 | 0 | 62.804 | 0 | 0 | 62.804 | 0.64467 | 0 | 10.032 | 0 | 0
|  |  |  | 51.76 | 103.52 | 0 | 0 | 0 | 0 | 0 | 17.48 | 0.13136 | 0 | 103.52 | 49.399 | 0 | 41.567 | 0 | 0 | 41.567 | 0.2 | 0 | 12.554 | 0 | 0
|  |  |  | 52.08 | 104.16 | 0 | 0 | 0 | 0 | 0 | 11.23 | 0.12409 | 0 | 104.16 | 86.06 | 0 | 18.1 | 0 | 0 | 18.1 | 0.2 | 0 | 0 | 0 | 0
|  |  |  | 51.88 | 103.76 | 0 | 0 | 0 | 0 | 0 | 11.23 | 0.12409 | 0 | 103.76 | 101.896 | 0 | 1.864 | 0 | 0 | 1.864 | 0.2 | 0 | 0 | 0 | 0
|  |  |  | 49.24 | 98.48 | 0 | 0 | 0 | 0 | 0 | 11.23 | 0.12409 | 0 | 98.48 | 98.48 | 0 | 0 | 0 | 0 | 0 | 0.2 | 0 | 0 | 0 | 0
|  |  |  | 47.6 | 95.2 | 0 | 0 | 0 | 0 | 0 | 7.48 | 0.10336 | 0 | 95.2 | 95.2 | 0 | 0 | 0 | 0 | 0 | 0.2 | 0 | 0 | 0 | 0
|  |  |  | 46.84 | 93.68 | 0 | 0 | 0 | 0 | 0 | 7.48 | 0.10336 | 0 | 93.68 | 93.68 | 0 | 0 | 0 | 0 | 0 | 0.2 | 0 | 0 | 0 | 0
|  |  |  | 39.2 | 78.4 | 0 | 0 | 0 | 0 | 0 | 7.48 | 0.10336 | 0 | 78.4 | 78.4 | 0 | 0 | 0 | 0 | 0 | 0.2 | 0 | 0 | 0 | 0
|  |  |  | 20.72 | 41.44 | 0 | 0 | 0 | 0 | 0 | 7.48 | 0.10336 | 0 | 41.44 | 41.44 | 0 | 0 | 0 | 0 | 0 | 0.2 | 0 | 0 | 0 | 0
|  |  |  | 16.28 | 32.56 | 0 | 0 | 0 | 0 | 0 | 7.48 | 0.10336 | 0 | 32.56 | 32.56 | 0 | 0 | 0 | 0 | 0 | 0.2 | 0 | 0 | 0 | 0
|  |  |  | 18.56 | 37.12 | 0 | 0 | 0 | 0 | 0 | 7.48 | 0.10336 | 0 | 37.12 | 37.12 | 0 | 0 | 0 | 0 | 0 | 0.2 | 0 | 0 | 0 | 0
|  |  |  | 20.08 | 40.16 | 0 | 0 | 0 | 0 | 0 | 7.48 | 0.10336 | 0 | 40.16 | 40.16 | 0 | 0 | 0 | 0 | 0 | 0.2 | 0 | 0 | 0 | 0
|  |  |  | 20.92 | 41.84 | 0 | 0 | 0 | 0 | 0 | 7.48 | 0.10336 | 0 | 41.84 | 41.84 | 0 | 0 | 0 | 0 | 0 | 0.2 | 0 | 0 | 0 | 0
|  |  |  | 20.8 | 41.6 | 0 | 0 | 0 | 0 | 0 | 7.48 | 0.10336 | 0 | 41.6 | 41.6 | 0 | 0 | 0 | 0 | 0 | 0.2 | 0 | 0 | 0 | 0
|  |  |  | 21.52 | 43.04 | 0 | 0 | 0 | 0 | 0 | 7.48 | 0.10336 | 0 | 43.04 | 40.962 | 0 | 2.078 | 0 | 0 | 2.078 | 0.2 | 0 | 0 | 0 | 0
|  |  |  | 22.44 | 44.88 | 0 | 0 | 0 | 0 | 0 | 7.48 | 0.10336 | 0 | 44.88 | 42.046 | 0 | 2.834 | 0 | 0 | 2.834 | 0.2 | 0 | 0 | 0 | 0
|  |  |  | 30.6 | 61.2 | 0 | 0 | 0 | 0 | 0 | 7.48 | 0.10336 | 0 | 61.2 | 47.458 | 0 | 13.742 | 0 | 0 | 13.742 | 0.2 | 0 | 0 | 0 | 0
|  |  |  | 43 | 86 | 0 | 0 | 0 | 0 | 0 | 7.48 | 0.10336 | 0 | 86 | 31.119 | 0 | 54.881 | 0 | 0 | 54.881 | 0.2 | 0 | 0 | 0 | 0
|  |  |  | 45.68 | 91.36 | 0 | 0 | 0 | 0 | 0 | 7.48 | 0.10336 | 0 | 91.36 | 14.738 | 0 | 76.622 | 0 | 0 | 76.622 | 0.2 | 0 | 0 | 0 | 0
|  |  |  | 47.36 | 94.72 | 0 | 0 | 0 | 0 | 0 | 7.48 | 0.10336 | 0 | 94.72 | 6.661 | 0 | 88.059 | 0 | 0 | 88.059 | 0.2 | 0 | 0 | 0 | 0
|  |  |  | 52.76 | 105.52 | 0 | 0 | 0 | 0 | 0 | 7.48 | 0.10336 | 0 | 105.52 | 11.453 | 0 | 94.067 | 0 | 0 | 94.067 | 0.2 | 0 | 0 | 0 | 0
|  |  |  | 51 | 102 | 0 | 0 | 0 | 0 | 0 | 7.48 | 0.10336 | 0 | 102 | 8.223 | 0 | 93.777 | 0 | 0 | 93.777 | 0.2 | 0 | 0 | 0 | 0
|  |  |  | 51.68 | 103.36 | 0 | 0 | 0 | 0 | 0 | 7.48 | 0.10336 | 0 | 103.36 | 14.81 | 0 | 88.55 | 0 | 0 | 88.55 | 0.2 | 0 | 0 | 0 | 0
|  |  |  | 52.4 | 104.8 | 0 | 0 | 0 | 0 | 0 | 7.48 | 0.10336 | 0 | 104.8 | 26.415 | 0 | 78.385 | 0 | 0 | 78.385 | 0.2 | 0 | 0 | 0 | 0
|  |  |  | 54.92 | 109.84 | 0 | 0 | 0 | 0 | 0 | 7.48 | 0.10336 | 0 | 109.84 | 47.061 | 0 | 62.779 | 0 | 0 | 62.779 | 0.2 | 0 | 0 | 0 | 0
|  |  |  | 52.8 | 105.6 | 0 | 0 | 0 | 0 | 0 | 7.48 | 0.10336 | 0 | 105.6 | 64.071 | 0 | 41.529 | 0 | 0 | 41.529 | 0.2 | 0 | 0 | 0 | 0
|  |  |  | 52.6 | 105.2 | 0 | 0 | 0 | 0 | 0 | 7.48 | 0.10336 | 0 | 105.2 | 86.961 | 0 | 18.239 | 0 | 0 | 18.239 | 0.2 | 0 | 0 | 0 | 0
|  |  |  | 51.48 | 102.96 | 0 | 0 | 0 | 0 | 0 | 7.48 | 0.10336 | 0 | 102.96 | 101.083 | 0 | 1.877 | 0 | 0 | 1.877 | 0.2 | 0 | 0 | 0 | 0
|  |  |  | 50.04 | 100.08 | 0 | 0 | 0 | 0 | 0 | 7.48 | 0.10336 | 0 | 100.08 | 100.08 | 0 | 0 | 0 | 0 | 0 | 0.2 | 0 | 0 | 0 | 0
|  |  |  | 47.52 | 95.04 | 0 | 0 | 0 | 0 | 0 | 7.48 | 0.10336 | 0 | 95.04 | 95.04 | 0 | 0 | 0 | 0 | 0 | 0.2 | 0 | 0 | 0 | 0
|  |  |  | 43.28 | 86.56 | 0 | 0 | 0 | 0 | 0 | 7.48 | 0.10336 | 0 | 86.56 | 86.56 | 0 | 0 | 0 | 0 | 0 | 0.2 | 0 | 0 | 0 | 0
|  |  |  | 36.24 | 72.48 | 0 | 0 | 0 | 0 | 0 | 7.48 | 0.10336 | 0 | 72.48 | 72.48 | 0 | 0 | 0 | 0 | 0 | 0.2 | 0 | 0 | 0 | 0
|  |  |  | 16 | 32 | 0 | 0 | 0 | 0 | 0 | 7.48 | 0.10336 | 0 | 32 | 32 | 0 | 0 | 0 | 0 | 0 | 0.2 | 0 | 0 | 0 | 0
|  |  |  | 9.52 | 19.04 | 0 | 0 | 0 | 0 | 0 | 7.48 | 0.10336 | 0 | 19.04 | 19.04 | 0 | 0 | 0 | 0 | 0 | 0.2 | 0 | 0 | 0 | 0
|  |  |  | 13.04 | 26.08 | 0 | 0 | 0 | 0 | 0 | 7.48 | 0.10336 | 0 | 26.08 | 26.08 | 0 | 0 | 0 | 0 | 0 | 0.2 | 0 | 0 | 0 | 0
|  |  |  | 13.88 | 27.76 | 0 | 0 | 0 | 0 | 0 | 7.48 | 0.10336 | 0 | 27.76 | 27.76 | 0 | 0 | 0 | 0 | 0 | 0.2 | 0 | 0 | 0 | 0
|  |  |  | 15.96 | 31.92 | 0 | 0 | 0 | 0 | 0 | 7.48 | 0.10336 | 0 | 31.92 | 31.92 | 0 | 0 | 0 | 0 | 0 | 0.2 | 0 | 0 | 0 | 0
|  |  |  | 16.28 | 32.56 | 0 | 0 | 0 | 0 | 0 | 7.48 | 0.10336 | 0 | 32.56 | 32.56 | 0 | 0 | 0 | 0 | 0 | 0.2 | 0 | 0 | 0 | 0
|  |  |  | 18.24 | 36.48 | 0 | 0 | 0 | 0 | 0 | 7.48 | 0.10336 | 0 | 36.48 | 34.288 | 0 | 2.192 | 0 | 0 | 2.192 | 0.2 | 0 | 0 | 0 | 0
|  |  |  | 21.84 | 43.68 | 0 | 0 | 0 | 0 | 0 | 7.48 | 0.10336 | 0 | 43.68 | 40.72 | 0 | 2.96 | 0 | 0 | 2.96 | 0.2 | 0 | 0 | 0 | 0
|  |  |  | 27.04 | 54.08 | 0 | 0 | 0 | 0 | 0 | 7.48 | 0.10336 | 0 | 54.08 | 37.856 | 0 | 16.224 | 0 | 0 | 16.224 | 0.2 | 0 | 0 | 0 | 0
|  |  |  | 37.04 | 74.08 | 0 | 0 | 0 | 0 | 0 | 7.48 | 0.10336 | 0 | 74.08 | 12.763 | 0 | 61.317 | 0 | 0 | 61.317 | 0.2 | 0 | 0 | 0 | 0
|  |  |  | 44.08 | 88.16 | 0 | 0 | 0 | 0 | 0 | 7.48 | 0.10336 | 0 | 88.16 | 11.349 | 0 | 76.811 | 0 | 0 | 76.811 | 0.2 | 0 | 0 | 0 | 0
|  |  |  | 44.72 | 89.44 | 0 | 0 | 0 | 0 | 0 | 7.48 | 0.10336 | 0 | 89.44 | 0.701 | 0 | 88.739 | 0 | 0 | 88.739 | 0.2 | 0 | 0 | 0 | 0
|  |  |  | 44.68 | 89.36 | 0 | 0 | 0 | 0 | 0 | 7.48 | 0.10336 | 0 | 89.36 | 0 | 0 | 94.974 | 5.614 | 0 | 89.36 | 0.37868 | 0 | 0 | 0 | 0
|  |  |  | 45.48 | 90.96 | 0 | 0 | 0 | 0 | 0 | 7.48 | 0.10336 | 0 | 90.96 | 0 | 0 | 94.483 | 3.523 | 0 | 90.96 | 0.4908 | 0 | 0 | 0 | 0
|  |  |  | 52.4 | 104.8 | 0 | 0 | 0 | 0 | 0 | 7.48 | 0.10336 | 0 | 104.8 | 15.696 | 0 | 89.104 | 0 | 0 | 89.104 | 0.4908 | 0 | 0 | 0 | 0
|  |  |  | 55.36 | 110.72 | 0 | 0 | 0 | 0 | 0 | 7.48 | 0.10336 | 0 | 110.72 | 31.781 | 0 | 78.939 | 0 | 0 | 78.939 | 0.4908 | 0 | 0 | 0 | 0
|  |  |  | 53.96 | 107.92 | 0 | 0 | 0 | 0 | 0 | 7.48 | 0.10336 | 0 | 107.92 | 44.738 | 0 | 63.182 | 0 | 0 | 63.182 | 0.4908 | 0 | 0 | 0 | 0
|  |  |  | 52.32 | 104.64 | 0 | 0 | 0 | 0 | 0 | 7.48 | 0.10336 | 0 | 104.64 | 62.947 | 0 | 41.693 | 0 | 0 | 41.693 | 0.4908 | 0 | 0 | 0 | 0
|  |  |  | 51.96 | 103.92 | 0 | 0 | 0 | 0 | 0 | 7.48 | 0.10336 | 0 | 103.92 | 85.857 | 0 | 18.063 | 0 | 0 | 18.063 | 0.4908 | 0 | 0 | 0 | 0
|  |  |  | 53.16 | 106.32 | 0 | 0 | 0 | 0 | 0 | 7.48 | 0.10336 | 0 | 106.32 | 104.544 | 0 | 1.776 | 0 | 0 | 1.776 | 0.4908 | 0 | 0 | 0 | 0
|  |  |  | 50.56 | 101.12 | 0 | 0 | 0 | 0 | 0 | 7.48 | 0.10336 | 0 | 101.12 | 101.12 | 0 | 0 | 0 | 0 | 0 | 0.4908 | 0 | 0 | 0 | 0
|  |  |  | 46.48 | 92.96 | 0 | 0 | 0 | 0 | 0 | 7.48 | 0.10336 | 0 | 92.96 | 92.96 | 0 | 0 | 0 | 0 | 0 | 0.4908 | 0 | 0 | 0 | 0
|  |  |  | 41.12 | 82.24 | 0 | 0 | 0 | 0 | 0 | 7.48 | 0.10336 | 0 | 82.24 | 82.24 | 0 | 0 | 0 | 0 | 0 | 0.4908 | 0 | 0 | 0 | 0
|  |  |  | 34.48 | 68.96 | 0 | 0 | 0 | 0 | 0 | 7.48 | 0.10336 | 0 | 68.96 | 68.96 | 0 | 0 | 0 | 0 | 0 | 0.4908 | 0 | 0 | 0 | 0
|  |  |  | 16.04 | 32.08 | 0 | 0 | 0 | 0 | 0 | 7.48 | 0.10336 | 0 | 32.08 | 32.08 | 0 | 0 | 0 | 0 | 0 | 0.4908 | 0 | 0 | 0 | 0
|  |  |  | 11.32 | 22.64 | 0 | 0 | 0 | 0 | 0 | 7.48 | 0.10336 | 0 | 22.64 | 22.64 | 0 | 0 | 0 | 0 | 0 | 0.4908 | 0 | 0 | 0 | 0
|  |  |  | 13.28 | 26.56 | 0 | 0 | 0 | 0 | 0 | 7.48 | 0.10336 | 0 | 26.56 | 26.56 | 0 | 0 | 0 | 0 | 0 | 0.4908 | 0 | 0 | 0 | 0
|  |  |  | 15.84 | 31.68 | 0 | 0 | 0 | 0 | 0 | 7.48 | 0.10336 | 0 | 31.68 | 31.68 | 0 | 0 | 0 | 0 | 0 | 0.4908 | 0 | 0 | 0 | 0
|  |  |  | 16.32 | 32.64 | 0 | 0 | 0 | 0 | 0 | 7.48 | 0.10336 | 0 | 32.64 | 32.64 | 0 | 0 | 0 | 0 | 0 | 0.4908 | 0 | 0 | 0 | 0
|  |  |  | 16.72 | 33.44 | 0 | 0 | 0 | 0 | 0 | 7.48 | 0.10336 | 0 | 33.44 | 33.44 | 0 | 0 | 0 | 0 | 0 | 0.4908 | 0 | 0 | 0 | 0
|  |  |  | 17.56 | 35.12 | 0 | 0 | 0 | 0 | 0 | 7.48 | 0.10336 | 0 | 35.12 | 33.029 | 0 | 2.091 | 0 | 0 | 2.091 | 0.4908 | 0 | 0 | 0 | 0
|  |  |  | 21.92 | 43.84 | 0 | 0 | 0 | 0 | 0 | 7.48 | 0.10336 | 0 | 43.84 | 36.383 | 0 | 7.457 | 0 | 0 | 7.457 | 0.4908 | 0 | 0 | 0 | 0
|  |  |  | 23.28 | 46.56 | 0 | 0 | 0 | 0 | 0 | 7.48 | 0.10336 | 0 | 46.56 | 18.159 | 0 | 20.191 | 0 | 0 | 20.191 | 0.2 | 0 | 8.21 | 0 | 0
|  |  |  | 26.32 | 52.64 | 0 | 0 | 0 | 0 | 0 | 7.48 | 0.10336 | 0 | 52.64 | 0 | 0 | 61.859 | 9.219 | 0 | 52.64 | 0.49342 | 0 | 0 | 0 | 0
|  |  |  | 31.2 | 62.4 | 0 | 0 | 0 | 0 | 0 | 7.48 | 0.10336 | 0 | 62.4 | 0 | 2.499 | 74.954 | 12.554 | 0 | 62.4 | 0.89299 | 0 | 0 | 0 | 0
|  |  |  | 37.44 | 74.88 | 0 | 0 | 0 | 0 | 0 | 11.23 | 0.12409 | 0 | 74.88 | 0 | 11.051 | 78.242 | 3.362 | 0 | 74.88 | 1 | 0 | 0 | 0 | 0
|  |  |  | 44 | 88 | 0 | 0 | 0 | 0 | 0 | 11.23 | 0.12409 | 0 | 88 | 0 | 7.629 | 88 | 0 | 0 | 88 | 1 | 0 | 0 | 0 | 0
|  |  |  | 41.2 | 82.4 | 0 | 0 | 0 | 0 | 0 | 11.23 | 0.12409 | 0 | 82.4 | 0 | 13.065 | 82.4 | 0 | 0 | 82.4 | 1 | 0 | 0 | 0 | 0
|  |  |  | 42.68 | 85.36 | 0 | 0 | 0 | 0 | 0 | 17.48 | 0.13136 | 0 | 85.36 | 0 | 4.853 | 85.36 | 0 | 0 | 85.36 | 1 | 0 | 0 | 0 | 0
|  |  |  | 41.76 | 83.52 | 0 | 0 | 0 | 0 | 0 | 17.48 | 0.13136 | 0 | 83.52 | 3.535 | 0 | 79.985 | 0 | 0 | 79.985 | 1 | 0 | 0 | 0 | 0
|  |  |  | 44.56 | 89.12 | 0 | 0 | 0 | 0 | 0 | 17.48 | 0.13136 | 0 | 89.12 | 15 | 0 | 64.089 | 0 | 0 | 64.089 | 0.64467 | 0 | 10.032 | 0 | 0
|  |  |  | 46.96 | 93.92 | 0 | 0 | 0 | 0 | 0 | 17.48 | 0.13136 | 0 | 93.92 | 38.993 | 0 | 42.373 | 0 | 0 | 42.373 | 0.2 | 0 | 12.554 | 0 | 0
|  |  |  | 46.04 | 92.08 | 0 | 0 | 0 | 0 | 0 | 11.23 | 0.12409 | 0 | 92.08 | 73.891 | 0 | 18.189 | 0 | 0 | 18.189 | 0.2 | 0 | 0 | 0 | 0
|  |  |  | 45.92 | 91.84 | 0 | 0 | 0 | 0 | 0 | 11.23 | 0.12409 | 0 | 91.84 | 90.039 | 0 | 1.801 | 0 | 0 | 1.801 | 0.2 | 0 | 0 | 0 | 0
|  |  |  | 45.12 | 90.24 | 0 | 0 | 0 | 0 | 0 | 11.23 | 0.12409 | 0 | 90.24 | 90.24 | 0 | 0 | 0 | 0 | 0 | 0.2 | 0 | 0 | 0 | 0
|  |  |  | 43.52 | 87.04 | 0 | 0 | 0 | 0 | 0 | 7.48 | 0.10336 | 0 | 87.04 | 87.04 | 0 | 0 | 0 | 0 | 0 | 0.2 | 0 | 0 | 0 | 0
|  |  |  | 41.56 | 83.12 | 0 | 0 | 0 | 0 | 0 | 7.48 | 0.10336 | 0 | 83.12 | 83.12 | 0 | 0 | 0 | 0 | 0 | 0.2 | 0 | 0 | 0 | 0
|  |  |  | 32.16 | 64.32 | 0 | 0 | 0 | 0 | 0 | 7.48 | 0.10336 | 0 | 64.32 | 64.32 | 0 | 0 | 0 | 0 | 0 | 0.2 | 0 | 0 | 0 | 0
|  |  |  | 14.16 | 28.32 | 0 | 0 | 0 | 0 | 0 | 7.48 | 0.10336 | 0 | 28.32 | 28.32 | 0 | 0 | 0 | 0 | 0 | 0.2 | 0 | 0 | 0 | 0
|  |  |  | 10.16 | 20.32 | 0 | 0 | 0 | 0 | 0 | 7.48 | 0.10336 | 0 | 20.32 | 20.32 | 0 | 0 | 0 | 0 | 0 | 0.2 | 0 | 0 | 0 | 0
|  |  |  | 11.04 | 22.08 | 0 | 0 | 0 | 0 | 0 | 7.48 | 0.10336 | 0 | 22.08 | 22.08 | 0 | 0 | 0 | 0 | 0 | 0.2 | 0 | 0 | 0 | 0
|  |  |  | 10.92 | 21.84 | 0 | 0 | 0 | 0 | 0 | 7.48 | 0.10336 | 0 | 21.84 | 21.84 | 0 | 0 | 0 | 0 | 0 | 0.2 | 0 | 0 | 0 | 0
|  |  |  | 12.72 | 25.44 | 0 | 0 | 0 | 0 | 0 | 7.48 | 0.10336 | 0 | 25.44 | 25.44 | 0 | 0 | 0 | 0 | 0 | 0.2 | 0 | 0 | 0 | 0
|  |  |  | 14.56 | 29.12 | 0 | 0 | 0 | 0 | 0 | 7.48 | 0.10336 | 0 | 29.12 | 29.12 | 0 | 0 | 0 | 0 | 0 | 0.2 | 0 | 0 | 0 | 0
|  |  |  | 16.6 | 33.2 | 0 | 0 | 0 | 0 | 0 | 7.48 | 0.10336 | 0 | 33.2 | 31.298 | 0 | 1.902 | 0 | 0 | 1.902 | 0.2 | 0 | 0 | 0 | 0
|  |  |  | 22.52 | 45.04 | 0 | 0 | 0 | 0 | 0 | 7.48 | 0.10336 | 0 | 45.04 | 26.133 | 0 | 18.907 | 0 | 0 | 18.907 | 0.2 | 0 | 0 | 0 | 0
|  |  |  | 25.36 | 50.72 | 0 | 0 | 0 | 0 | 0 | 7.48 | 0.10336 | 0 | 50.72 | 8.737 | 0 | 41.983 | 0 | 0 | 41.983 | 0.2 | 0 | 0 | 0 | 0
|  |  |  | 26.16 | 52.32 | 0 | 0 | 0 | 0 | 0 | 7.48 | 0.10336 | 0 | 52.32 | 0 | 0 | 62.59 | 10.27 | 0 | 52.32 | 0.52686 | 0 | 0 | 0 | 0
|  |  |  | 30.84 | 61.68 | 0 | 0 | 0 | 0 | 0 | 7.48 | 0.10336 | 0 | 61.68 | 0 | 4.453 | 74.234 | 12.554 | 0 | 61.68 | 0.92642 | 0 | 0 | 0 | 0
|  |  |  | 37.52 | 75.04 | 0 | 0 | 0 | 0 | 0 | 11.23 | 0.12409 | 0 | 75.04 | 0 | 12.634 | 77.352 | 2.312 | 0 | 75.04 | 1 | 0 | 0 | 0 | 0
|  |  |  | 48.64 | 97.28 | 0 | 0 | 0 | 0 | 0 | 11.23 | 0.12409 | 0 | 97.28 | 0 | 0 | 94.395 | 0 | 0 | 94.395 | 0.8978 | 0 | 2.885 | 0 | 0
|  |  |  | 44.84 | 89.68 | 0 | 0 | 0 | 0 | 0 | 11.23 | 0.12409 | 0 | 89.68 | 0 | 1.201 | 92.891 | 3.211 | 0 | 89.68 | 1 | 0 | 0 | 0 | 0
|  |  |  | 45.08 | 90.16 | 0 | 0 | 0 | 0 | 0 | 17.48 | 0.13136 | 0 | 90.16 | 0.325 | 0 | 89.835 | 0 | 0 | 89.835 | 1 | 0 | 0 | 0 | 0
|  |  |  | 50.84 | 101.68 | 0 | 0 | 0 | 0 | 0 | 17.48 | 0.13136 | 0 | 101.68 | 23.207 | 0 | 78.473 | 0 | 0 | 78.473 | 1 | 0 | 0 | 0 | 0
|  |  |  | 50.96 | 101.92 | 0 | 0 | 0 | 0 | 0 | 17.48 | 0.13136 | 0 | 101.92 | 29.261 | 0 | 62.627 | 0 | 0 | 62.627 | 0.64467 | 0 | 10.032 | 0 | 0
|  |  |  | 48.32 | 96.64 | 0 | 0 | 0 | 0 | 0 | 17.48 | 0.13136 | 0 | 96.64 | 42.973 | 0 | 41.113 | 0 | 0 | 41.113 | 0.2 | 0 | 12.554 | 0 | 0
|  |  |  | 49.56 | 99.12 | 0 | 0 | 0 | 0 | 0 | 11.23 | 0.12409 | 0 | 99.12 | 81.46 | 0 | 17.66 | 0 | 0 | 17.66 | 0.2 | 0 | 0 | 0 | 0
|  |  |  | 48.24 | 96.48 | 0 | 0 | 0 | 0 | 0 | 11.23 | 0.12409 | 0 | 96.48 | 94.767 | 0 | 1.713 | 0 | 0 | 1.713 | 0.2 | 0 | 0 | 0 | 0
|  |  |  | 46.4 | 92.8 | 0 | 0 | 0 | 0 | 0 | 11.23 | 0.12409 | 0 | 92.8 | 92.8 | 0 | 0 | 0 | 0 | 0 | 0.2 | 0 | 0 | 0 | 0
|  |  |  | 44.32 | 88.64 | 0 | 0 | 0 | 0 | 0 | 7.48 | 0.10336 | 0 | 88.64 | 88.64 | 0 | 0 | 0 | 0 | 0 | 0.2 | 0 | 0 | 0 | 0
|  |  |  | 40.92 | 81.84 | 0 | 0 | 0 | 0 | 0 | 7.48 | 0.10336 | 0 | 81.84 | 81.84 | 0 | 0 | 0 | 0 | 0 | 0.2 | 0 | 0 | 0 | 0
|  |  |  | 37.92 | 75.84 | 0 | 0 | 0 | 0 | 0 | 7.48 | 0.10336 | 0 | 75.84 | 75.84 | 0 | 0 | 0 | 0 | 0 | 0.2 | 0 | 0 | 0 | 0
|  |  |  | 22.84 | 45.68 | 0 | 0 | 0 | 0 | 0 | 7.48 | 0.10336 | 0 | 45.68 | 45.68 | 0 | 0 | 0 | 0 | 0 | 0.2 | 0 | 0 | 0 | 0
|  |  |  | 18.28 | 36.56 | 0 | 0 | 0 | 0 | 0 | 7.48 | 0.10336 | 0 | 36.56 | 36.56 | 0 | 0 | 0 | 0 | 0 | 0.2 | 0 | 0 | 0 | 0
|  |  |  | 18.64 | 37.28 | 0 | 0 | 0 | 0 | 0 | 7.48 | 0.10336 | 0 | 37.28 | 37.28 | 0 | 0 | 0 | 0 | 0 | 0.2 | 0 | 0 | 0 | 0
|  |  |  | 19.52 | 39.04 | 0 | 0 | 0 | 0 | 0 | 7.48 | 0.10336 | 0 | 39.04 | 39.04 | 0 | 0 | 0 | 0 | 0 | 0.2 | 0 | 0 | 0 | 0
|  |  |  | 18.76 | 37.52 | 0 | 0 | 0 | 0 | 0 | 7.48 | 0.10336 | 0 | 37.52 | 37.52 | 0 | 0 | 0 | 0 | 0 | 0.2 | 0 | 0 | 0 | 0
|  |  |  | 19.6 | 39.2 | 0 | 0 | 0 | 0 | 0 | 7.48 | 0.10336 | 0 | 39.2 | 39.2 | 0 | 0 | 0 | 0 | 0 | 0.2 | 0 | 0 | 0 | 0
|  |  |  | 20.84 | 41.68 | 0 | 0 | 0 | 0 | 0 | 7.48 | 0.10336 | 0 | 41.68 | 39.74 | 0 | 1.94 | 0 | 0 | 1.94 | 0.2 | 0 | 0 | 0 | 0
|  |  |  | 20.96 | 41.92 | 0 | 0 | 0 | 0 | 0 | 7.48 | 0.10336 | 0 | 41.92 | 23.24 | 0 | 18.68 | 0 | 0 | 18.68 | 0.2 | 0 | 0 | 0 | 0
|  |  |  | 23.88 | 47.76 | 0 | 0 | 0 | 0 | 0 | 7.48 | 0.10336 | 0 | 47.76 | 6.445 | 0 | 41.315 | 0 | 0 | 41.315 | 0.2 | 0 | 0 | 0 | 0
|  |  |  | 28.12 | 56.24 | 0 | 0 | 0 | 0 | 0 | 7.48 | 0.10336 | 0 | 56.24 | 0 | 0 | 60.184 | 3.944 | 0 | 56.24 | 0.32552 | 0 | 0 | 0 | 0
|  |  |  | 32.08 | 64.16 | 0 | 0 | 0 | 0 | 0 | 7.48 | 0.10336 | 0 | 64.16 | 0 | 0 | 76.281 | 12.121 | 0 | 64.16 | 0.71132 | 0 | 0 | 0 | 0
|  |  |  | 35.68 | 71.36 | 0 | 0 | 0 | 0 | 0 | 11.23 | 0.12409 | 0 | 71.36 | 0 | 7.276 | 80.43 | 9.07 | 0 | 71.36 | 1 | 0 | 0 | 0 | 0
|  |  |  | 38.88 | 77.76 | 0 | 0 | 0 | 0 | 0 | 11.23 | 0.12409 | 0 | 77.76 | 0 | 15.992 | 77.76 | 0 | 0 | 77.76 | 1 | 0 | 0 | 0 | 0
|  |  |  | 39.04 | 78.08 | 0 | 0 | 0 | 0 | 0 | 11.23 | 0.12409 | 0 | 78.08 | 0 | 14.879 | 78.08 | 0 | 0 | 78.08 | 1 | 0 | 0 | 0 | 0
|  |  |  | 40.12 | 80.24 | 0 | 0 | 0 | 0 | 0 | 17.48 | 0.13136 | 0 | 80.24 | 0 | 7.945 | 80.24 | 0 | 0 | 80.24 | 1 | 0 | 0 | 0 | 0
|  |  |  | 40.48 | 80.96 | 0 | 0 | 0 | 0 | 0 | 17.48 | 0.13136 | 0 | 80.96 | 3.028 | 0 | 77.932 | 0 | 0 | 77.932 | 1 | 0 | 0 | 0 | 0
|  |  |  | 40.96 | 81.92 | 0 | 0 | 0 | 0 | 0 | 17.48 | 0.13136 | 0 | 81.92 | 10.647 | 0 | 61.242 | 0 | 0 | 61.242 | 0.64467 | 0 | 10.032 | 0 | 0
|  |  |  | 44.24 | 88.48 | 0 | 0 | 0 | 0 | 0 | 17.48 | 0.13136 | 0 | 88.48 | 35.279 | 0 | 40.647 | 0 | 0 | 40.647 | 0.2 | 0 | 12.554 | 0 | 0
|  |  |  | 44.52 | 89.04 | 0 | 0 | 0 | 0 | 0 | 11.23 | 0.12409 | 0 | 89.04 | 71.783 | 0 | 17.257 | 0 | 0 | 17.257 | 0.2 | 0 | 0 | 0 | 0
|  |  |  | 41.88 | 83.76 | 0 | 0 | 0 | 0 | 0 | 11.23 | 0.12409 | 0 | 83.76 | 81.971 | 0 | 1.789 | 0 | 0 | 1.789 | 0.2 | 0 | 0 | 0 | 0
|  |  |  | 39.44 | 78.88 | 0 | 0 | 0 | 0 | 0 | 11.23 | 0.12409 | 0 | 78.88 | 78.88 | 0 | 0 | 0 | 0 | 0 | 0.2 | 0 | 0 | 0 | 0
|  |  |  | 38.72 | 77.44 | 0 | 0 | 0 | 0 | 0 | 7.48 | 0.10336 | 0 | 77.44 | 77.44 | 0 | 0 | 0 | 0 | 0 | 0.2 | 0 | 0 | 0 | 0
|  |  |  | 39.56 | 79.12 | 0 | 0 | 0 | 0 | 0 | 7.48 | 0.10336 | 0 | 79.12 | 79.12 | 0 | 0 | 0 | 0 | 0 | 0.2 | 0 | 0 | 0 | 0
|  |  |  | 39.12 | 78.24 | 0 | 0 | 0 | 0 | 0 | 7.48 | 0.10336 | 0 | 78.24 | 78.24 | 0 | 0 | 0 | 0 | 0 | 0.2 | 0 | 0 | 0 | 0
|  |  |  | 20.16 | 40.32 | 0 | 0 | 0 | 0 | 0 | 7.48 | 0.10336 | 0 | 40.32 | 40.32 | 0 | 0 | 0 | 0 | 0 | 0.2 | 0 | 0 | 0 | 0
|  |  |  | 14.92 | 29.84 | 0 | 0 | 0 | 0 | 0 | 7.48 | 0.10336 | 0 | 29.84 | 29.84 | 0 | 0 | 0 | 0 | 0 | 0.2 | 0 | 0 | 0 | 0
|  |  |  | 15.88 | 31.76 | 0 | 0 | 0 | 0 | 0 | 7.48 | 0.10336 | 0 | 31.76 | 31.76 | 0 | 0 | 0 | 0 | 0 | 0.2 | 0 | 0 | 0 | 0
|  |  |  | 17.88 | 35.76 | 0 | 0 | 0 | 0 | 0 | 7.48 | 0.10336 | 0 | 35.76 | 35.76 | 0 | 0 | 0 | 0 | 0 | 0.2 | 0 | 0 | 0 | 0
|  |  |  | 19.48 | 38.96 | 0 | 0 | 0 | 0 | 0 | 7.48 | 0.10336 | 0 | 38.96 | 38.96 | 0 | 0 | 0 | 0 | 0 | 0.2 | 0 | 0 | 0 | 0
|  |  |  | 20.52 | 41.04 | 0 | 0 | 0 | 0 | 0 | 7.48 | 0.10336 | 0 | 41.04 | 41.04 | 0 | 0 | 0 | 0 | 0 | 0.2 | 0 | 0 | 0 | 0
|  |  |  | 20 | 40 | 0 | 0 | 0 | 0 | 0 | 7.48 | 0.10336 | 0 | 40 | 38.06 | 0 | 1.94 | 0 | 0 | 1.94 | 0.2 | 0 | 0 | 0 | 0
|  |  |  | 17.44 | 34.88 | 0 | 0 | 0 | 0 | 0 | 7.48 | 0.10336 | 0 | 34.88 | 17.712 | 0 | 17.168 | 0 | 0 | 17.168 | 0.2 | 0 | 0 | 0 | 0
|  |  |  | 16.84 | 33.68 | 0 | 0 | 0 | 0 | 0 | 7.48 | 0.10336 | 0 | 33.68 | 0 | 0 | 38.38 | 4.7 | 0 | 33.68 | 0.34959 | 0 | 0 | 0 | 0
|  |  |  | 23.84 | 47.68 | 0 | 0 | 0 | 0 | 0 | 7.48 | 0.10336 | 0 | 47.68 | 0 | 0 | 56.695 | 9.015 | 0 | 47.68 | 0.63651 | 0 | 0 | 0 | 0
|  |  |  | 30.76 | 61.52 | 0 | 0 | 0 | 0 | 0 | 7.48 | 0.10336 | 0 | 61.52 | 0 | 0 | 70.286 | 8.766 | 0 | 61.52 | 0.91551 | 0 | 0 | 0 | 0
|  |  |  | 37 | 74 | 0 | 0 | 0 | 0 | 0 | 11.23 | 0.12409 | 0 | 74 | 0 | 6.215 | 76.655 | 2.655 | 0 | 74 | 1 | 0 | 0 | 0 | 0
|  |  |  | 39.64 | 79.28 | 0 | 0 | 0 | 0 | 0 | 11.23 | 0.12409 | 0 | 79.28 | 0 | 7.998 | 79.28 | 0 | 0 | 79.28 | 1 | 0 | 0 | 0 | 0
|  |  |  | 41.64 | 83.28 | 0 | 0 | 0 | 0 | 0 | 11.23 | 0.12409 | 0 | 83.28 | 0 | 5.32 | 83.28 | 0 | 0 | 83.28 | 1 | 0 | 0 | 0 | 0
|  |  |  | 47.84 | 95.68 | 0 | 0 | 0 | 0 | 0 | 17.48 | 0.13136 | 0 | 95.68 | 14.247 | 0 | 81.433 | 0 | 0 | 81.433 | 1 | 0 | 0 | 0 | 0
|  |  |  | 47.44 | 94.88 | 0 | 0 | 0 | 0 | 0 | 17.48 | 0.13136 | 0 | 94.88 | 22.932 | 0 | 71.948 | 0 | 0 | 71.948 | 1 | 0 | 0 | 0 | 0
|  |  |  | 48.92 | 97.84 | 0 | 0 | 0 | 0 | 0 | 17.48 | 0.13136 | 0 | 97.84 | 30.774 | 0 | 57.035 | 0 | 0 | 57.035 | 0.64467 | 0 | 10.032 | 0 | 0
|  |  |  | 46 | 92 | 0 | 0 | 0 | 0 | 0 | 17.48 | 0.13136 | 0 | 92 | 41.419 | 0 | 38.027 | 0 | 0 | 38.027 | 0.2 | 0 | 12.554 | 0 | 0
|  |  |  | 44.4 | 88.8 | 0 | 0 | 0 | 0 | 0 | 11.23 | 0.12409 | 0 | 88.8 | 72.664 | 0 | 16.136 | 0 | 0 | 16.136 | 0.2 | 0 | 0 | 0 | 0
|  |  |  | 41.36 | 82.72 | 0 | 0 | 0 | 0 | 0 | 11.23 | 0.12409 | 0 | 82.72 | 80.982 | 0 | 1.738 | 0 | 0 | 1.738 | 0.2 | 0 | 0 | 0 | 0
|  |  |  | 36 | 72 | 0 | 0 | 0 | 0 | 0 | 11.23 | 0.12409 | 0 | 72 | 72 | 0 | 0 | 0 | 0 | 0 | 0.2 | 0 | 0 | 0 | 0
|  |  |  | 35.6 | 71.2 | 0 | 0 | 0 | 0 | 0 | 7.48 | 0.10336 | 12.554 | 71.2 | 71.2 | 0 | 0 | 0 | 0 | 0 | 0.59956 | 0 | 0 | 0 | 0
|  |  |  | 35.44 | 70.88 | 0 | 0 | 0 | 0 | 0 | 7.48 | 0.10336 | 12.554 | 70.88 | 70.88 | 0 | 0 | 0 | 0 | 0 | 0.99913 | 0 | 0 | 0 | 0
|  |  |  | 31.2 | 62.4 | 0 | 0 | 0 | 0 | 0 | 7.48 | 0.10336 | 0.027 | 62.4 | 62.4 | 0 | 0 | 0 | 0 | 0 | 1 | 0 | 0 | 0 | 0
|  |  |  | 14.08 | 28.16 | 0 | 0 | 0 | 0 | 0 | 7.48 | 0.10336 | 0 | 28.16 | 28.16 | 0 | 0 | 0 | 0 | 0 | 1 | 0 | 0 | 0 | 0
|  |  |  | 8.92 | 17.84 | 0 | 0 | 0 | 0 | 0 | 7.48 | 0.10336 | 0 | 17.84 | 17.84 | 0 | 0 | 0 | 0 | 0 | 1 | 0 | 0 | 0 | 0
|  |  |  | 10.24 | 20.48 | 0 | 0 | 0 | 0 | 0 | 7.48 | 0.10336 | 0 | 20.48 | 20.48 | 0 | 0 | 0 | 0 | 0 | 1 | 0 | 0 | 0 | 0
|  |  |  | 12.8 | 25.6 | 0 | 0 | 0 | 0 | 0 | 7.48 | 0.10336 | 0 | 25.6 | 25.6 | 0 | 0 | 0 | 0 | 0 | 1 | 0 | 0 | 0 | 0
|  |  |  | 13.56 | 27.12 | 0 | 0 | 0 | 0 | 0 | 7.48 | 0.10336 | 0 | 27.12 | 27.12 | 0 | 0 | 0 | 0 | 0 | 1 | 0 | 0 | 0 | 0
|  |  |  | 14.48 | 28.96 | 0 | 0 | 0 | 0 | 0 | 7.48 | 0.10336 | 0 | 28.96 | 28.96 | 0 | 0 | 0 | 0 | 0 | 1 | 0 | 0 | 0 | 0
|  |  |  | 16.48 | 32.96 | 0 | 0 | 0 | 0 | 0 | 7.48 | 0.10336 | 0 | 32.96 | 31.02 | 0 | 1.94 | 0 | 0 | 1.94 | 1 | 0 | 0 | 0 | 0
|  |  |  | 22.92 | 45.84 | 0 | 0 | 0 | 0 | 0 | 7.48 | 0.10336 | 0 | 45.84 | 28.924 | 0 | 16.916 | 0 | 0 | 16.916 | 1 | 0 | 0 | 0 | 0
|  |  |  | 28.6 | 57.2 | 0 | 0 | 0 | 0 | 0 | 7.48 | 0.10336 | 0 | 57.2 | 18.505 | 0 | 38.695 | 0 | 0 | 38.695 | 1 | 0 | 0 | 0 | 0
|  |  |  | 40.76 | 81.52 | 0 | 0 | 0 | 0 | 0 | 7.48 | 0.10336 | 0 | 81.52 | 24.737 | 0 | 56.783 | 0 | 0 | 56.783 | 1 | 0 | 0 | 0 | 0
|  |  |  | 44.84 | 89.68 | 0 | 0 | 0 | 0 | 0 | 7.48 | 0.10336 | 0 | 89.68 | 17.253 | 0 | 72.427 | 0 | 0 | 72.427 | 1 | 0 | 0 | 0 | 0
|  |  |  | 45.4 | 90.8 | 0 | 0 | 0 | 0 | 0 | 11.23 | 0.12409 | 0 | 90.8 | 7.578 | 0 | 83.222 | 0 | 0 | 83.222 | 1 | 0 | 0 | 0 | 0
|  |  |  | 49.04 | 98.08 | 0 | 0 | 0 | 0 | 0 | 11.23 | 0.12409 | 0 | 98.08 | 9.051 | 0 | 89.029 | 0 | 0 | 89.029 | 1 | 0 | 0 | 0 | 0
|  |  |  | 50.04 | 100.08 | 0 | 0 | 0 | 0 | 0 | 11.23 | 0.12409 | 0 | 100.08 | 11.265 | 0 | 88.815 | 0 | 0 | 88.815 | 1 | 0 | 0 | 0 | 0
|  |  |  | 56 | 112 | 0 | 0 | 0 | 0 | 0 | 17.48 | 0.13136 | 0 | 112 | 27.657 | 0 | 84.343 | 0 | 0 | 84.343 | 1 | 0 | 0 | 0 | 0
|  |  |  | 55.68 | 111.36 | 0 | 0 | 0 | 0 | 0 | 17.48 | 0.13136 | 0 | 111.36 | 37.144 | 0 | 74.216 | 0 | 0 | 74.216 | 1 | 0 | 0 | 0 | 0
|  |  |  | 52 | 104 | 0 | 0 | 0 | 0 | 0 | 17.48 | 0.13136 | 0 | 104 | 35.888 | 0 | 58.08 | 0 | 0 | 58.08 | 0.64467 | 0 | 10.032 | 0 | 0
|  |  |  | 50.36 | 100.72 | 0 | 0 | 0 | 0 | 0 | 17.48 | 0.13136 | 0 | 100.72 | 50.769 | 0 | 37.398 | 0 | 0 | 37.398 | 0.2 | 0 | 12.554 | 0 | 0
|  |  |  | 50.84 | 101.68 | 0 | 0 | 0 | 0 | 0 | 11.23 | 0.12409 | 0 | 101.68 | 86.137 | 0 | 15.543 | 0 | 0 | 15.543 | 0.2 | 0 | 0 | 0 | 0
|  |  |  | 52.08 | 104.16 | 0 | 0 | 0 | 0 | 0 | 11.23 | 0.12409 | 0 | 104.16 | 102.636 | 0 | 1.524 | 0 | 0 | 1.524 | 0.2 | 0 | 0 | 0 | 0
|  |  |  | 51.76 | 103.52 | 0 | 0 | 0 | 0 | 0 | 11.23 | 0.12409 | 0 | 103.52 | 103.52 | 0 | 0 | 0 | 0 | 0 | 0.2 | 0 | 0 | 0 | 0
|  |  |  | 48.84 | 97.68 | 0 | 0 | 0 | 0 | 0 | 7.48 | 0.10336 | 11.238 | 97.68 | 97.68 | 0 | 0 | 0 | 0 | 0 | 0.55767 | 0 | 0 | 0 | 0
|  |  |  | 46.72 | 93.44 | 0 | 0 | 0 | 0 | 0 | 7.48 | 0.10336 | 12.554 | 93.44 | 93.44 | 0 | 0 | 0 | 0 | 0 | 0.95723 | 0 | 0 | 0 | 0
|  |  |  | 33.4 | 66.8 | 0 | 0 | 0 | 0 | 0 | 7.48 | 0.10336 | 1.344 | 66.8 | 66.8 | 0 | 0 | 0 | 0 | 0 | 1 | 0 | 0 | 0 | 0
|  |  |  | 14.08 | 28.16 | 0 | 0 | 0 | 0 | 0 | 7.48 | 0.10336 | 0 | 28.16 | 28.16 | 0 | 0 | 0 | 0 | 0 | 1 | 0 | 0 | 0 | 0
|  |  |  | 9.16 | 18.32 | 0 | 0 | 0 | 0 | 0 | 7.48 | 0.10336 | 0 | 18.32 | 18.32 | 0 | 0 | 0 | 0 | 0 | 1 | 0 | 0 | 0 | 0
|  |  |  | 9.92 | 19.84 | 0 | 0 | 0 | 0 | 0 | 7.48 | 0.10336 | 0 | 19.84 | 19.84 | 0 | 0 | 0 | 0 | 0 | 1 | 0 | 0 | 0 | 0
|  |  |  | 13.6 | 27.2 | 0 | 0 | 0 | 0 | 0 | 7.48 | 0.10336 | 0 | 27.2 | 27.2 | 0 | 0 | 0 | 0 | 0 | 1 | 0 | 0 | 0 | 0
|  |  |  | 13.4 | 26.8 | 0 | 0 | 0 | 0 | 0 | 7.48 | 0.10336 | 0 | 26.8 | 26.8 | 0 | 0 | 0 | 0 | 0 | 1 | 0 | 0 | 0 | 0
|  |  |  | 15 | 30 | 0 | 0 | 0 | 0 | 0 | 7.48 | 0.10336 | 0 | 30 | 30 | 0 | 0 | 0 | 0 | 0 | 1 | 0 | 0 | 0 | 0
|  |  |  | 17.28 | 34.56 | 0 | 0 | 0 | 0 | 0 | 7.48 | 0.10336 | 0 | 34.56 | 32.834 | 0 | 1.726 | 0 | 0 | 1.726 | 1 | 0 | 0 | 0 | 0
|  |  |  | 22.32 | 44.64 | 0 | 0 | 0 | 0 | 0 | 7.48 | 0.10336 | 0 | 44.64 | 28.177 | 0 | 16.463 | 0 | 0 | 16.463 | 1 | 0 | 0 | 0 | 0
|  |  |  | 30.52 | 61.04 | 0 | 0 | 0 | 0 | 0 | 7.48 | 0.10336 | 0 | 61.04 | 23.542 | 0 | 37.498 | 0 | 0 | 37.498 | 1 | 0 | 0 | 0 | 0
|  |  |  | 41.68 | 83.36 | 0 | 0 | 0 | 0 | 0 | 7.48 | 0.10336 | 0 | 83.36 | 27.346 | 0 | 56.014 | 0 | 0 | 56.014 | 1 | 0 | 0 | 0 | 0
|  |  |  | 46.28 | 92.56 | 0 | 0 | 0 | 0 | 0 | 7.48 | 0.10336 | 0 | 92.56 | 22.816 | 0 | 69.744 | 0 | 0 | 69.744 | 1 | 0 | 0 | 0 | 0
|  |  |  | 51.6 | 103.2 | 0 | 0 | 0 | 0 | 0 | 7.48 | 0.10336 | 0 | 103.2 | 21.036 | 0 | 82.164 | 0 | 0 | 82.164 | 1 | 0 | 0 | 0 | 0
|  |  |  | 52.6 | 105.2 | 0 | 0 | 0 | 0 | 0 | 7.48 | 0.10336 | 0 | 105.2 | 18.867 | 0 | 86.333 | 0 | 0 | 86.333 | 1 | 0 | 0 | 0 | 0
|  |  |  | 59.72 | 119.44 | 0 | 0 | 0 | 0 | 0 | 7.48 | 0.10336 | 0 | 119.44 | 33.271 | 0 | 86.169 | 0 | 0 | 86.169 | 1 | 0 | 0 | 0 | 0
|  |  |  | 65 | 130 | 0 | 0 | 0 | 0 | 0 | 7.48 | 0.10336 | 0 | 130 | 48.416 | 0 | 81.584 | 0 | 0 | 81.584 | 1 | 0 | 0 | 0 | 0
|  |  |  | 64.96 | 129.92 | 0 | 0 | 0 | 0 | 0 | 7.48 | 0.10336 | 0 | 129.92 | 57.846 | 0 | 72.074 | 0 | 0 | 72.074 | 1 | 0 | 0 | 0 | 0
|  |  |  | 60.28 | 120.56 | 0 | 0 | 0 | 0 | 0 | 7.48 | 0.10336 | 0 | 120.56 | 63.198 | 0 | 57.362 | 0 | 0 | 57.362 | 1 | 0 | 0 | 0 | 0
|  |  |  | 54.28 | 108.56 | 0 | 0 | 0 | 0 | 0 | 7.48 | 0.10336 | 0 | 108.56 | 71.754 | 0 | 36.806 | 0 | 0 | 36.806 | 1 | 0 | 0 | 0 | 0
|  |  |  | 55.32 | 110.64 | 0 | 0 | 0 | 0 | 0 | 7.48 | 0.10336 | 0 | 110.64 | 95.311 | 0 | 15.329 | 0 | 0 | 15.329 | 1 | 0 | 0 | 0 | 0
|  |  |  | 54.96 | 109.92 | 0 | 0 | 0 | 0 | 0 | 7.48 | 0.10336 | 0 | 109.92 | 108.408 | 0 | 1.512 | 0 | 0 | 1.512 | 1 | 0 | 0 | 0 | 0
|  |  |  | 53.16 | 106.32 | 0 | 0 | 0 | 0 | 0 | 7.48 | 0.10336 | 0 | 106.32 | 106.32 | 0 | 0 | 0 | 0 | 0 | 1 | 0 | 0 | 0 | 0
|  |  |  | 49.6 | 99.2 | 0 | 0 | 0 | 0 | 0 | 7.48 | 0.10336 | 0 | 99.2 | 99.2 | 0 | 0 | 0 | 0 | 0 | 1 | 0 | 0 | 0 | 0
|  |  |  | 41.92 | 83.84 | 0 | 0 | 0 | 0 | 0 | 7.48 | 0.10336 | 0 | 83.84 | 83.84 | 0 | 0 | 0 | 0 | 0 | 1 | 0 | 0 | 0 | 0
|  |  |  | 34.68 | 69.36 | 0 | 0 | 0 | 0 | 0 | 7.48 | 0.10336 | 0 | 69.36 | 69.36 | 0 | 0 | 0 | 0 | 0 | 1 | 0 | 0 | 0 | 0
|  |  |  | 15.28 | 30.56 | 0 | 0 | 0 | 0 | 0 | 7.48 | 0.10336 | 0 | 30.56 | 30.56 | 0 | 0 | 0 | 0 | 0 | 1 | 0 | 0 | 0 | 0
|  |  |  | 9.52 | 19.04 | 0 | 0 | 0 | 0 | 0 | 7.48 | 0.10336 | 0 | 19.04 | 19.04 | 0 | 0 | 0 | 0 | 0 | 1 | 0 | 0 | 0 | 0
|  |  |  | 16.88 | 33.76 | 0 | 0 | 0 | 0 | 0 | 7.48 | 0.10336 | 0 | 33.76 | 33.76 | 0 | 0 | 0 | 0 | 0 | 1 | 0 | 0 | 0 | 0
|  |  |  | 24.52 | 49.04 | 0 | 0 | 0 | 0 | 0 | 7.48 | 0.10336 | 0 | 49.04 | 49.04 | 0 | 0 | 0 | 0 | 0 | 1 | 0 | 0 | 0 | 0
|  |  |  | 23.96 | 47.92 | 0 | 0 | 0 | 0 | 0 | 7.48 | 0.10336 | 0 | 47.92 | 47.92 | 0 | 0 | 0 | 0 | 0 | 1 | 0 | 0 | 0 | 0
|  |  |  | 22.52 | 45.04 | 0 | 0 | 0 | 0 | 0 | 7.48 | 0.10336 | 0 | 45.04 | 45.04 | 0 | 0 | 0 | 0 | 0 | 1 | 0 | 0 | 0 | 0
|  |  |  | 22.48 | 44.96 | 0 | 0 | 0 | 0 | 0 | 7.48 | 0.10336 | 0 | 44.96 | 44.003 | 0 | 0.957 | 0 | 0 | 0.957 | 1 | 0 | 0 | 0 | 0
|  |  |  | 29.36 | 58.72 | 0 | 0 | 0 | 0 | 0 | 7.48 | 0.10336 | 0 | 58.72 | 44.978 | 0 | 13.742 | 0 | 0 | 13.742 | 1 | 0 | 0 | 0 | 0
|  |  |  | 35.56 | 71.12 | 0 | 0 | 0 | 0 | 0 | 7.48 | 0.10336 | 0 | 71.12 | 42.552 | 0 | 28.568 | 0 | 0 | 28.568 | 1 | 0 | 0 | 0 | 0
|  |  |  | 41.48 | 82.96 | 0 | 0 | 0 | 0 | 0 | 7.48 | 0.10336 | 0 | 82.96 | 32.437 | 0 | 50.523 | 0 | 0 | 50.523 | 1 | 0 | 0 | 0 | 0
|  |  |  | 45.28 | 90.56 | 0 | 0 | 0 | 0 | 0 | 7.48 | 0.10336 | 0 | 90.56 | 27.983 | 0 | 62.577 | 0 | 0 | 62.577 | 1 | 0 | 0 | 0 | 0
|  |  |  | 47.72 | 95.44 | 0 | 0 | 0 | 0 | 0 | 7.48 | 0.10336 | 0 | 95.44 | 26.477 | 0 | 68.963 | 0 | 0 | 68.963 | 1 | 0 | 0 | 0 | 0
|  |  |  | 55.04 | 110.08 | 0 | 0 | 0 | 0 | 0 | 7.48 | 0.10336 | 0 | 110.08 | 41.545 | 0 | 68.535 | 0 | 0 | 68.535 | 1 | 0 | 0 | 0 | 0
|  |  |  | 60.6 | 121.2 | 0 | 0 | 0 | 0 | 0 | 7.48 | 0.10336 | 0 | 121.2 | 49.44 | 0 | 71.76 | 0 | 0 | 71.76 | 1 | 0 | 0 | 0 | 0
|  |  |  | 54.8 | 109.6 | 0 | 0 | 0 | 0 | 0 | 7.48 | 0.10336 | 0 | 109.6 | 53.056 | 0 | 56.544 | 0 | 0 | 56.544 | 1 | 0 | 0 | 0 | 0
|  |  |  | 49.72 | 99.44 | 0 | 0 | 0 | 0 | 0 | 7.48 | 0.10336 | 0 | 99.44 | 48.489 | 0 | 50.951 | 0 | 0 | 50.951 | 1 | 0 | 0 | 0 | 0
|  |  |  | 50.2 | 100.4 | 0 | 0 | 0 | 0 | 0 | 7.48 | 0.10336 | 0 | 100.4 | 64.539 | 0 | 35.861 | 0 | 0 | 35.861 | 1 | 0 | 0 | 0 | 0
|  |  |  | 53.08 | 106.16 | 0 | 0 | 0 | 0 | 0 | 7.48 | 0.10336 | 0 | 106.16 | 83.84 | 0 | 22.32 | 0 | 0 | 22.32 | 1 | 0 | 0 | 0 | 0
|  |  |  | 52.48 | 104.96 | 0 | 0 | 0 | 0 | 0 | 7.48 | 0.10336 | 0 | 104.96 | 98.246 | 0 | 6.714 | 0 | 0 | 6.714 | 1 | 0 | 0 | 0 | 0
|  |  |  | 50.88 | 101.76 | 0 | 0 | 0 | 0 | 0 | 7.48 | 0.10336 | 0 | 101.76 | 101.13 | 0 | 0.63 | 0 | 0 | 0.63 | 1 | 0 | 0 | 0 | 0
|  |  |  | 49.84 | 99.68 | 0 | 0 | 0 | 0 | 0 | 7.48 | 0.10336 | 0 | 99.68 | 99.68 | 0 | 0 | 0 | 0 | 0 | 1 | 0 | 0 | 0 | 0
|  |  |  | 45.36 | 90.72 | 0 | 0 | 0 | 0 | 0 | 7.48 | 0.10336 | 0 | 90.72 | 90.72 | 0 | 0 | 0 | 0 | 0 | 1 | 0 | 0 | 0 | 0
|  |  |  | 40.72 | 81.44 | 0 | 0 | 0 | 0 | 0 | 7.48 | 0.10336 | 0 | 81.44 | 81.44 | 0 | 0 | 0 | 0 | 0 | 1 | 0 | 0 | 0 | 0
|  |  |  | 32.04 | 64.08 | 0 | 0 | 0 | 0 | 0 | 7.48 | 0.10336 | 0 | 64.08 | 64.08 | 0 | 0 | 0 | 0 | 0 | 1 | 0 | 0 | 0 | 0
|  |  |  | 16.24 | 32.48 | 0 | 0 | 0 | 0 | 0 | 7.48 | 0.10336 | 0 | 32.48 | 32.48 | 0 | 0 | 0 | 0 | 0 | 1 | 0 | 0 | 0 | 0
|  |  |  | 11.52 | 23.04 | 0 | 0 | 0 | 0 | 0 | 7.48 | 0.10336 | 0 | 23.04 | 23.04 | 0 | 0 | 0 | 0 | 0 | 1 | 0 | 0 | 0 | 0
|  |  |  | 17.4 | 34.8 | 0 | 0 | 0 | 0 | 0 | 7.48 | 0.10336 | 0 | 34.8 | 34.8 | 0 | 0 | 0 | 0 | 0 | 1 | 0 | 0 | 0 | 0
|  |  |  | 21.92 | 43.84 | 0 | 0 | 0 | 0 | 0 | 7.48 | 0.10336 | 0 | 43.84 | 43.84 | 0 | 0 | 0 | 0 | 0 | 1 | 0 | 0 | 0 | 0
|  |  |  | 24.48 | 48.96 | 0 | 0 | 0 | 0 | 0 | 7.48 | 0.10336 | 0 | 48.96 | 48.96 | 0 | 0 | 0 | 0 | 0 | 1 | 0 | 0 | 0 | 0
|  |  |  | 26.72 | 53.44 | 0 | 0 | 0 | 0 | 0 | 7.48 | 0.10336 | 0 | 53.44 | 53.44 | 0 | 0 | 0 | 0 | 0 | 1 | 0 | 0 | 0 | 0
|  |  |  | 26.4 | 52.8 | 0 | 0 | 0 | 0 | 0 | 7.48 | 0.10336 | 0 | 52.8 | 52.8 | 0 | 0 | 0 | 0 | 0 | 1 | 0 | 0 | 0 | 0
|  |  |  | 29.28 | 58.56 | 0 | 0 | 0 | 0 | 0 | 7.48 | 0.10336 | 0 | 58.56 | 58.459 | 0 | 0.101 | 0 | 0 | 0.101 | 1 | 0 | 0 | 0 | 0
|  |  |  | 31.04 | 62.08 | 0 | 0 | 0 | 0 | 0 | 7.48 | 0.10336 | 0 | 62.08 | 59.246 | 0 | 2.834 | 0 | 0 | 2.834 | 1 | 0 | 0 | 0 | 0
|  |  |  | 51.56 | 103.12 | 0 | 0 | 0 | 0 | 0 | 7.48 | 0.10336 | 0 | 103.12 | 98.233 | 0 | 4.887 | 0 | 0 | 4.887 | 1 | 0 | 0 | 0 | 0
|  |  |  | 49.52 | 99.04 | 0 | 0 | 0 | 0 | 0 | 7.48 | 0.10336 | 0 | 99.04 | 82.363 | 0 | 16.677 | 0 | 0 | 16.677 | 1 | 0 | 0 | 0 | 0
|  |  |  | 56.68 | 113.36 | 0 | 0 | 0 | 0 | 0 | 11.23 | 0.12409 | 0 | 113.36 | 75.244 | 0 | 38.116 | 0 | 0 | 38.116 | 1 | 0 | 0 | 0 | 0
|  |  |  | 59.8 | 119.6 | 0 | 0 | 0 | 0 | 0 | 11.23 | 0.12409 | 0 | 119.6 | 70.299 | 0 | 49.301 | 0 | 0 | 49.301 | 1 | 0 | 0 | 0 | 0
|  |  |  | 62.92 | 125.84 | 0 | 0 | 0 | 0 | 0 | 11.23 | 0.12409 | 0 | 125.84 | 56.071 | 0 | 69.769 | 0 | 0 | 69.769 | 1 | 0 | 0 | 0 | 0
|  |  |  | 63.56 | 127.12 | 0 | 0 | 0 | 0 | 0 | 17.48 | 0.13136 | 0 | 127.12 | 77.454 | 0 | 49.666 | 0 | 0 | 49.666 | 1 | 0 | 0 | 0 | 0
|  |  |  | 62.16 | 124.32 | 0 | 0 | 0 | 0 | 0 | 17.48 | 0.13136 | 0 | 124.32 | 90.071 | 0 | 34.249 | 0 | 0 | 34.249 | 1 | 0 | 0 | 0 | 0
|  |  |  | 63.2 | 126.4 | 0 | 0 | 0 | 0 | 0 | 17.48 | 0.13136 | 0 | 126.4 | 101.036 | 0 | 12.81 | 0 | 0 | 12.81 | 0.55533 | 0 | 12.554 | 0 | 0
|  |  |  | 61.64 | 123.28 | 0 | 0 | 0 | 0 | 0 | 17.48 | 0.13136 | 0 | 123.28 | 109.533 | 0 | 13.855 | 0.108 | 0 | 13.747 | 0.55878 | 0 | 0 | 0 | 0
|  |  |  | 60.76 | 121.52 | 0 | 0 | 0 | 0 | 0 | 11.23 | 0.12409 | 0.735 | 121.52 | 108.798 | 0 | 12.722 | 0 | 0 | 12.722 | 0.58217 | 0 | 0 | 0 | 0
|  |  |  | 60.52 | 121.04 | 0 | 0 | 0 | 0 | 0 | 11.23 | 0.12409 | 0 | 121.04 | 109.533 | 0 | 0.718 | 0 | 0 | 0.718 | 0.2 | 0 | 10.789 | 0 | 0
|  |  |  | 54.96 | 109.92 | 0 | 0 | 0 | 0 | 0 | 11.23 | 0.12409 | 0 | 109.92 | 109.92 | 0 | 0 | 0 | 0 | 0 | 0.2 | 0 | 0 | 0 | 0
|  |  |  | 54.64 | 109.28 | 0 | 0 | 0 | 0 | 0 | 7.48 | 0.10336 | 0.64 | 109.28 | 109.28 | 0 | 0 | 0 | 0 | 0 | 0.22037 | 0 | 0 | 0 | 0
|  |  |  | 53.32 | 106.64 | 0 | 0 | 0 | 0 | 0 | 7.48 | 0.10336 | 3.28 | 106.64 | 106.64 | 0 | 0 | 0 | 0 | 0 | 0.32477 | 0 | 0 | 0 | 0
|  |  |  | 45.88 | 91.76 | 0 | 0 | 0 | 0 | 0 | 7.48 | 0.10336 | 12.554 | 91.76 | 91.76 | 0 | 0 | 0 | 0 | 0 | 0.72433 | 0 | 0 | 0 | 0
|  |  |  | 20.92 | 41.84 | 0 | 0 | 0 | 0 | 0 | 7.48 | 0.10336 | 8.661 | 41.84 | 41.84 | 0 | 0 | 0 | 0 | 0 | 1 | 0 | 0 | 0 | 0
|  |  |  | 14.72 | 29.44 | 0 | 0 | 0 | 0 | 0 | 7.48 | 0.10336 | 0 | 29.44 | 29.44 | 0 | 0 | 0 | 0 | 0 | 1 | 0 | 0 | 0 | 0
|  |  |  | 26.16 | 52.32 | 0 | 0 | 0 | 0 | 0 | 7.48 | 0.10336 | 0 | 52.32 | 52.32 | 0 | 0 | 0 | 0 | 0 | 1 | 0 | 0 | 0 | 0
|  |  |  | 32.4 | 64.8 | 0 | 0 | 0 | 0 | 0 | 7.48 | 0.10336 | 0 | 64.8 | 64.8 | 0 | 0 | 0 | 0 | 0 | 1 | 0 | 0 | 0 | 0
|  |  |  | 33.68 | 67.36 | 0 | 0 | 0 | 0 | 0 | 7.48 | 0.10336 | 0 | 67.36 | 67.36 | 0 | 0 | 0 | 0 | 0 | 1 | 0 | 0 | 0 | 0
|  |  |  | 33.64 | 67.28 | 0 | 0 | 0 | 0 | 0 | 7.48 | 0.10336 | 0 | 67.28 | 67.28 | 0 | 0 | 0 | 0 | 0 | 1 | 0 | 0 | 0 | 0
|  |  |  | 30.32 | 60.64 | 0 | 0 | 0 | 0 | 0 | 7.48 | 0.10336 | 0 | 60.64 | 59.343 | 0 | 1.297 | 0 | 0 | 1.297 | 1 | 0 | 0 | 0 | 0
|  |  |  | 33.2 | 66.4 | 0 | 0 | 0 | 0 | 0 | 7.48 | 0.10336 | 0 | 66.4 | 50.668 | 0 | 15.732 | 0 | 0 | 15.732 | 1 | 0 | 0 | 0 | 0
|  |  |  | 38.12 | 76.24 | 0 | 0 | 0 | 0 | 0 | 7.48 | 0.10336 | 0 | 76.24 | 39.22 | 0 | 37.02 | 0 | 0 | 37.02 | 1 | 0 | 0 | 0 | 0
|  |  |  | 42.72 | 85.44 | 0 | 0 | 0 | 0 | 0 | 7.48 | 0.10336 | 0 | 85.44 | 28.771 | 0 | 56.669 | 0 | 0 | 56.669 | 1 | 0 | 0 | 0 | 0
|  |  |  | 45.6 | 91.2 | 0 | 0 | 0 | 0 | 0 | 7.48 | 0.10336 | 0 | 91.2 | 17.866 | 0 | 73.334 | 0 | 0 | 73.334 | 1 | 0 | 0 | 0 | 0
|  |  |  | 49.36 | 98.72 | 0 | 0 | 0 | 0 | 0 | 11.23 | 0.12409 | 0 | 98.72 | 15.297 | 0 | 83.423 | 0 | 0 | 83.423 | 1 | 0 | 0 | 0 | 0
|  |  |  | 61.04 | 122.08 | 0 | 0 | 0 | 0 | 0 | 11.23 | 0.12409 | 0 | 122.08 | 32.018 | 0 | 90.062 | 0 | 0 | 90.062 | 1 | 0 | 0 | 0 | 0
|  |  |  | 61.52 | 123.04 | 0 | 0 | 0 | 0 | 0 | 11.23 | 0.12409 | 0 | 123.04 | 32.437 | 0 | 90.603 | 0 | 0 | 90.603 | 1 | 0 | 0 | 0 | 0
|  |  |  | 61.08 | 122.16 | 0 | 0 | 0 | 0 | 0 | 17.48 | 0.13136 | 0 | 122.16 | 34.895 | 0 | 87.265 | 0 | 0 | 87.265 | 1 | 0 | 0 | 0 | 0
|  |  |  | 61.48 | 122.96 | 0 | 0 | 0 | 0 | 0 | 17.48 | 0.13136 | 0 | 122.96 | 45.872 | 0 | 77.088 | 0 | 0 | 77.088 | 1 | 0 | 0 | 0 | 0
|  |  |  | 59.96 | 119.92 | 0 | 0 | 0 | 0 | 0 | 17.48 | 0.13136 | 0 | 119.92 | 59.295 | 0 | 60.625 | 0 | 0 | 60.625 | 1 | 0 | 0 | 0 | 0
|  |  |  | 58.8 | 117.6 | 0 | 0 | 0 | 0 | 0 | 17.48 | 0.13136 | 0 | 117.6 | 67.433 | 0 | 39.677 | 0 | 0 | 39.677 | 0.62844 | 0 | 10.49 | 0 | 0
|  |  |  | 58.4 | 116.8 | 0 | 0 | 0 | 0 | 0 | 11.23 | 0.12409 | 0 | 116.8 | 100.627 | 0 | 16.173 | 0 | 0 | 16.173 | 0.62844 | 0 | 0 | 0 | 0
|  |  |  | 57.72 | 115.44 | 0 | 0 | 0 | 0 | 0 | 11.23 | 0.12409 | 0 | 115.44 | 109.533 | 0 | 1.171 | 0 | 0 | 1.171 | 0.4607 | 0 | 4.736 | 0 | 0
|  |  |  | 58.64 | 117.28 | 0 | 0 | 0 | 0 | 0 | 11.23 | 0.12409 | 0 | 117.28 | 109.92 | 0 | 0 | 0 | 0 | 0 | 0.2 | 0 | 7.36 | 0 | 0
|  |  |  | 53.92 | 107.84 | 0 | 0 | 0 | 0 | 0 | 7.48 | 0.10336 | 2.08 | 107.84 | 107.84 | 0 | 0 | 0 | 0 | 0 | 0.2662 | 0 | 0 | 0 | 0
|  |  |  | 48.92 | 97.84 | 0 | 0 | 0 | 0 | 0 | 7.48 | 0.10336 | 12.08 | 97.84 | 97.84 | 0 | 0 | 0 | 0 | 0 | 0.65068 | 0 | 0 | 0 | 0
|  |  |  | 34.84 | 69.68 | 0 | 0 | 0 | 0 | 0 | 7.48 | 0.10336 | 3.403 | 69.68 | 69.68 | 0 | 0 | 0 | 0 | 0 | 0.75898 | 0 | 0 | 0 | 0
|  |  |  | 18.64 | 37.28 | 0 | 0 | 0 | 0 | 0 | 7.48 | 0.10336 | 0 | 37.28 | 37.28 | 0 | 0 | 0 | 0 | 0 | 0.75898 | 0 | 0 | 0 | 0
|  |  |  | 14.28 | 28.56 | 0 | 0 | 0 | 0 | 0 | 7.48 | 0.10336 | 0 | 28.56 | 28.56 | 0 | 0 | 0 | 0 | 0 | 0.75898 | 0 | 0 | 0 | 0
|  |  |  | 17 | 34 | 0 | 0 | 0 | 0 | 0 | 7.48 | 0.10336 | 0 | 34 | 34 | 0 | 0 | 0 | 0 | 0 | 0.75898 | 0 | 0 | 0 | 0
|  |  |  | 18.84 | 37.68 | 0 | 0 | 0 | 0 | 0 | 7.48 | 0.10336 | 0 | 37.68 | 37.68 | 0 | 0 | 0 | 0 | 0 | 0.75898 | 0 | 0 | 0 | 0
|  |  |  | 17.48 | 34.96 | 0 | 0 | 0 | 0 | 0 | 7.48 | 0.10336 | 0 | 34.96 | 34.96 | 0 | 0 | 0 | 0 | 0 | 0.75898 | 0 | 0 | 0 | 0
|  |  |  | 14.8 | 29.6 | 0 | 0 | 0 | 0 | 0 | 7.48 | 0.10336 | 0 | 29.6 | 29.6 | 0 | 0 | 0 | 0 | 0 | 0.75898 | 0 | 0 | 0 | 0
|  |  |  | 16.88 | 33.76 | 0 | 0 | 0 | 0 | 0 | 7.48 | 0.10336 | 0 | 33.76 | 32.337 | 0 | 1.423 | 0 | 0 | 1.423 | 0.75898 | 0 | 0 | 0 | 0
|  |  |  | 16.76 | 33.52 | 0 | 0 | 0 | 0 | 0 | 7.48 | 0.10336 | 0 | 33.52 | 16.289 | 0 | 17.231 | 0 | 0 | 17.231 | 0.75898 | 0 | 0 | 0 | 0
|  |  |  | 23.32 | 46.64 | 0 | 0 | 0 | 0 | 0 | 7.48 | 0.10336 | 0 | 46.64 | 6.333 | 0 | 40.307 | 0 | 0 | 40.307 | 0.75898 | 0 | 0 | 0 | 0
|  |  |  | 30.64 | 61.28 | 0 | 0 | 0 | 0 | 0 | 7.48 | 0.10336 | 0 | 61.28 | 1.902 | 0 | 59.378 | 0 | 0 | 59.378 | 0.75898 | 0 | 0 | 0 | 0
|  |  |  | 37.92 | 75.84 | 0 | 0 | 0 | 0 | 0 | 7.48 | 0.10336 | 0 | 75.84 | 0 | 0 | 75.954 | 0.114 | 0 | 75.84 | 0.76261 | 0 | 0 | 0 | 0
|  |  |  | 41.12 | 82.24 | 0 | 0 | 0 | 0 | 0 | 11.23 | 0.12409 | 0 | 82.24 | 0 | 0 | 87.706 | 5.466 | 0 | 82.24 | 0.93658 | 0 | 0 | 0 | 0
|  |  |  | 45.08 | 90.16 | 0 | 0 | 0 | 0 | 0 | 11.23 | 0.12409 | 0 | 90.16 | 0 | 0 | 92.152 | 1.992 | 0 | 90.16 | 1 | 0 | 0 | 0 | 0
|  |  |  | 47.28 | 94.56 | 0 | 0 | 0 | 0 | 0 | 11.23 | 0.12409 | 0 | 94.56 | 0.909 | 0 | 93.651 | 0 | 0 | 93.651 | 1 | 0 | 0 | 0 | 0
|  |  |  | 51.04 | 102.08 | 0 | 0 | 0 | 0 | 0 | 17.48 | 0.13136 | 0 | 102.08 | 13.958 | 0 | 88.122 | 0 | 0 | 88.122 | 1 | 0 | 0 | 0 | 0
|  |  |  | 50.4 | 100.8 | 0 | 0 | 0 | 0 | 0 | 17.48 | 0.13136 | 0 | 100.8 | 23.259 | 0 | 77.541 | 0 | 0 | 77.541 | 1 | 0 | 0 | 0 | 0
|  |  |  | 49.76 | 99.52 | 0 | 0 | 0 | 0 | 0 | 17.48 | 0.13136 | 0 | 99.52 | 28.108 | 0 | 61.38 | 0 | 0 | 61.38 | 0.64467 | 0 | 10.032 | 0 | 0
|  |  |  | 47.52 | 95.04 | 0 | 0 | 0 | 0 | 0 | 17.48 | 0.13136 | 0 | 95.04 | 42.708 | 0 | 39.778 | 0 | 0 | 39.778 | 0.2 | 0 | 12.554 | 0 | 0
|  |  |  | 48.68 | 97.36 | 0 | 0 | 0 | 0 | 0 | 11.23 | 0.12409 | 0 | 97.36 | 81.376 | 0 | 15.984 | 0 | 0 | 15.984 | 0.2 | 0 | 0 | 0 | 0
|  |  |  | 40.28 | 80.56 | 0 | 0 | 0 | 0 | 0 | 11.23 | 0.12409 | 0 | 80.56 | 79.489 | 0 | 1.071 | 0 | 0 | 1.071 | 0.2 | 0 | 0 | 0 | 0
|  |  |  | 37.12 | 74.24 | 0 | 0 | 0 | 0 | 0 | 11.23 | 0.12409 | 0 | 74.24 | 74.24 | 0 | 0 | 0 | 0 | 0 | 0.2 | 0 | 0 | 0 | 0
|  |  |  | 35.64 | 71.28 | 0 | 0 | 0 | 0 | 0 | 7.48 | 0.10336 | 0 | 71.28 | 71.28 | 0 | 0 | 0 | 0 | 0 | 0.2 | 0 | 0 | 0 | 0
|  |  |  | 32.72 | 65.44 | 0 | 0 | 0 | 0 | 0 | 7.48 | 0.10336 | 0 | 65.44 | 65.44 | 0 | 0 | 0 | 0 | 0 | 0.2 | 0 | 0 | 0 | 0
|  |  |  | 35.28 | 70.56 | 0 | 0 | 0 | 0 | 0 | 7.48 | 0.10336 | 0 | 70.56 | 70.56 | 0 | 0 | 0 | 0 | 0 | 0.2 | 0 | 0 | 0 | 0
|  |  |  | 18.56 | 37.12 | 0 | 0 | 0 | 0 | 0 | 7.48 | 0.10336 | 0 | 37.12 | 37.12 | 0 | 0 | 0 | 0 | 0 | 0.2 | 0 | 0 | 0 | 0
|  |  |  | 10.68 | 21.36 | 0 | 0 | 0 | 0 | 0 | 7.48 | 0.10336 | 0 | 21.36 | 21.36 | 0 | 0 | 0 | 0 | 0 | 0.2 | 0 | 0 | 0 | 0
|  |  |  | 11.28 | 22.56 | 0 | 0 | 0 | 0 | 0 | 7.48 | 0.10336 | 0 | 22.56 | 22.56 | 0 | 0 | 0 | 0 | 0 | 0.2 | 0 | 0 | 0 | 0
|  |  |  | 14.76 | 29.52 | 0 | 0 | 0 | 0 | 0 | 7.48 | 0.10336 | 0 | 29.52 | 29.52 | 0 | 0 | 0 | 0 | 0 | 0.2 | 0 | 0 | 0 | 0
|  |  |  | 18 | 36 | 0 | 0 | 0 | 0 | 0 | 7.48 | 0.10336 | 0 | 36 | 36 | 0 | 0 | 0 | 0 | 0 | 0.2 | 0 | 0 | 0 | 0
|  |  |  | 19.6 | 39.2 | 0 | 0 | 0 | 0 | 0 | 7.48 | 0.10336 | 0 | 39.2 | 39.2 | 0 | 0 | 0 | 0 | 0 | 0.2 | 0 | 0 | 0 | 0
|  |  |  | 17.6 | 35.2 | 0 | 0 | 0 | 0 | 0 | 7.48 | 0.10336 | 0 | 35.2 | 33.726 | 0 | 1.474 | 0 | 0 | 1.474 | 0.2 | 0 | 0 | 0 | 0
|  |  |  | 20.68 | 41.36 | 0 | 0 | 0 | 0 | 0 | 7.48 | 0.10336 | 0 | 41.36 | 29.898 | 0 | 11.462 | 0 | 0 | 11.462 | 0.2 | 0 | 0 | 0 | 0
|  |  |  | 22.88 | 45.76 | 0 | 0 | 0 | 0 | 0 | 7.48 | 0.10336 | 0 | 45.76 | 6.448 | 0 | 39.312 | 0 | 0 | 39.312 | 0.2 | 0 | 0 | 0 | 0
|  |  |  | 29.36 | 58.72 | 0 | 0 | 0 | 0 | 0 | 7.48 | 0.10336 | 0 | 58.72 | 0 | 0 | 59.705 | 0.985 | 0 | 58.72 | 0.23135 | 0 | 0 | 0 | 0
|  |  |  | 29.04 | 58.08 | 0 | 0 | 0 | 0 | 0 | 7.48 | 0.10336 | 0 | 58.08 | 0 | 5.219 | 70.634 | 12.554 | 0 | 58.08 | 0.63092 | 0 | 0 | 0 | 0
|  |  |  | 30.04 | 60.08 | 0 | 0 | 0 | 0 | 0 | 11.23 | 0.12409 | 0 | 60.08 | 0 | 14.392 | 71.676 | 11.596 | 0 | 60.08 | 1 | 0 | 0 | 0 | 0
|  |  |  | 38.68 | 77.36 | 0 | 0 | 0 | 0 | 0 | 11.23 | 0.12409 | 0 | 77.36 | 0 | 14.742 | 77.36 | 0 | 0 | 77.36 | 1 | 0 | 0 | 0 | 0
|  |  |  | 39.52 | 79.04 | 0 | 0 | 0 | 0 | 0 | 11.23 | 0.12409 | 0 | 79.04 | 0 | 12.722 | 79.04 | 0 | 0 | 79.04 | 1 | 0 | 0 | 0 | 0
|  |  |  | 39.44 | 78.88 | 0 | 0 | 0 | 0 | 0 | 17.48 | 0.13136 | 0 | 78.88 | 0 | 8.587 | 78.88 | 0 | 0 | 78.88 | 1 | 0 | 0 | 0 | 0
|  |  |  | 44.8 | 89.6 | 0 | 0 | 0 | 0 | 0 | 17.48 | 0.13136 | 0 | 89.6 | 13.86 | 0 | 75.74 | 0 | 0 | 75.74 | 1 | 0 | 0 | 0 | 0
|  |  |  | 52.56 | 105.12 | 0 | 0 | 0 | 0 | 0 | 17.48 | 0.13136 | 0 | 105.12 | 35.484 | 0 | 59.604 | 0 | 0 | 59.604 | 0.64467 | 0 | 10.032 | 0 | 0
|  |  |  | 49.28 | 98.56 | 0 | 0 | 0 | 0 | 0 | 17.48 | 0.13136 | 0 | 98.56 | 47.601 | 0 | 38.405 | 0 | 0 | 38.405 | 0.2 | 0 | 12.554 | 0 | 0
|  |  |  | 48.2 | 96.4 | 0 | 0 | 0 | 0 | 0 | 11.23 | 0.12409 | 0 | 96.4 | 81.083 | 0 | 15.317 | 0 | 0 | 15.317 | 0.2 | 0 | 0 | 0 | 0
|  |  |  | 43.2 | 86.4 | 0 | 0 | 0 | 0 | 0 | 11.23 | 0.12409 | 0 | 86.4 | 85.342 | 0 | 1.058 | 0 | 0 | 1.058 | 0.2 | 0 | 0 | 0 | 0
|  |  |  | 42.4 | 84.8 | 0 | 0 | 0 | 0 | 0 | 11.23 | 0.12409 | 0 | 84.8 | 84.8 | 0 | 0 | 0 | 0 | 0 | 0.2 | 0 | 0 | 0 | 0
|  |  |  | 41.12 | 82.24 | 0 | 0 | 0 | 0 | 0 | 7.48 | 0.10336 | 12.554 | 82.24 | 82.24 | 0 | 0 | 0 | 0 | 0 | 0.59956 | 0 | 0 | 0 | 0
|  |  |  | 41.08 | 82.16 | 0 | 0 | 0 | 0 | 0 | 7.48 | 0.10336 | 12.554 | 82.16 | 82.16 | 0 | 0 | 0 | 0 | 0 | 0.99913 | 0 | 0 | 0 | 0
|  |  |  | 38.2 | 76.4 | 0 | 0 | 0 | 0 | 0 | 7.48 | 0.10336 | 0.027 | 76.4 | 76.4 | 0 | 0 | 0 | 0 | 0 | 1 | 0 | 0 | 0 | 0
|  |  |  | 18.84 | 37.68 | 0 | 0 | 0 | 0 | 0 | 7.48 | 0.10336 | 0 | 37.68 | 37.68 | 0 | 0 | 0 | 0 | 0 | 1 | 0 | 0 | 0 | 0
|  |  |  | 14.36 | 28.72 | 0 | 0 | 0 | 0 | 0 | 7.48 | 0.10336 | 0 | 28.72 | 28.72 | 0 | 0 | 0 | 0 | 0 | 1 | 0 | 0 | 0 | 0
|  |  |  | 18.08 | 36.16 | 0 | 0 | 0 | 0 | 0 | 7.48 | 0.10336 | 0 | 36.16 | 36.16 | 0 | 0 | 0 | 0 | 0 | 1 | 0 | 0 | 0 | 0
|  |  |  | 28.12 | 56.24 | 0 | 0 | 0 | 0 | 0 | 7.48 | 0.10336 | 0 | 56.24 | 56.24 | 0 | 0 | 0 | 0 | 0 | 1 | 0 | 0 | 0 | 0
|  |  |  | 27.96 | 55.92 | 0 | 0 | 0 | 0 | 0 | 7.48 | 0.10336 | 0 | 55.92 | 55.92 | 0 | 0 | 0 | 0 | 0 | 1 | 0 | 0 | 0 | 0
|  |  |  | 25.72 | 51.44 | 0 | 0 | 0 | 0 | 0 | 7.48 | 0.10336 | 0 | 51.44 | 51.44 | 0 | 0 | 0 | 0 | 0 | 1 | 0 | 0 | 0 | 0
|  |  |  | 27.28 | 54.56 | 0 | 0 | 0 | 0 | 0 | 7.48 | 0.10336 | 0 | 54.56 | 53.326 | 0 | 1.234 | 0 | 0 | 1.234 | 1 | 0 | 0 | 0 | 0
|  |  |  | 30.96 | 61.92 | 0 | 0 | 0 | 0 | 0 | 7.48 | 0.10336 | 0 | 61.92 | 54.816 | 0 | 7.104 | 0 | 0 | 7.104 | 1 | 0 | 0 | 0 | 0
|  |  |  | 34.16 | 68.32 | 0 | 0 | 0 | 0 | 0 | 7.48 | 0.10336 | 0 | 68.32 | 49.753 | 0 | 18.567 | 0 | 0 | 18.567 | 1 | 0 | 0 | 0 | 0
|  |  |  | 40.12 | 80.24 | 0 | 0 | 0 | 0 | 0 | 7.48 | 0.10336 | 0 | 80.24 | 44.215 | 0 | 36.025 | 0 | 0 | 36.025 | 1 | 0 | 0 | 0 | 0
|  |  |  | 39.48 | 78.96 | 0 | 0 | 0 | 0 | 0 | 7.48 | 0.10336 | 0 | 78.96 | 7.226 | 0 | 71.734 | 0 | 0 | 71.734 | 1 | 0 | 0 | 0 | 0
|  |  |  | 45.8 | 91.6 | 0 | 0 | 0 | 0 | 0 | 11.23 | 0.12409 | 0 | 91.6 | 7.773 | 0 | 83.827 | 0 | 0 | 83.827 | 1 | 0 | 0 | 0 | 0
|  |  |  | 55.44 | 110.88 | 0 | 0 | 0 | 0 | 0 | 11.23 | 0.12409 | 0 | 110.88 | 22.657 | 0 | 88.223 | 0 | 0 | 88.223 | 1 | 0 | 0 | 0 | 0
|  |  |  | 57.04 | 114.08 | 0 | 0 | 0 | 0 | 0 | 11.23 | 0.12409 | 0 | 114.08 | 24.925 | 0 | 89.155 | 0 | 0 | 89.155 | 1 | 0 | 0 | 0 | 0
|  |  |  | 52.64 | 105.28 | 0 | 0 | 0 | 0 | 0 | 17.48 | 0.13136 | 0 | 105.28 | 20.698 | 0 | 84.582 | 0 | 0 | 84.582 | 1 | 0 | 0 | 0 | 0
|  |  |  | 54.44 | 108.88 | 0 | 0 | 0 | 0 | 0 | 17.48 | 0.13136 | 0 | 108.88 | 34.967 | 0 | 73.913 | 0 | 0 | 73.913 | 1 | 0 | 0 | 0 | 0
|  |  |  | 56.24 | 112.48 | 0 | 0 | 0 | 0 | 0 | 17.48 | 0.13136 | 0 | 112.48 | 45.208 | 0 | 58.042 | 0 | 0 | 58.042 | 0.6731 | 0 | 9.229 | 0 | 0
|  |  |  | 53.76 | 107.52 | 0 | 0 | 0 | 0 | 0 | 17.48 | 0.13136 | 0 | 107.52 | 57.972 | 0 | 36.995 | 0 | 0 | 36.995 | 0.22843 | 0 | 12.554 | 0 | 0
|  |  |  | 54.44 | 108.88 | 0 | 0 | 0 | 0 | 0 | 11.23 | 0.12409 | 0 | 108.88 | 93.966 | 0 | 14.914 | 0 | 0 | 14.914 | 0.22843 | 0 | 0 | 0 | 0
|  |  |  | 55.64 | 111.28 | 0 | 0 | 0 | 0 | 0 | 11.23 | 0.12409 | 0 | 111.28 | 109.533 | 0 | 0.945 | 0 | 0 | 0.945 | 0.2 | 0 | 0.803 | 0 | 0
|  |  |  | 52.4 | 104.8 | 0 | 0 | 0 | 0 | 0 | 11.23 | 0.12409 | 0 | 104.8 | 104.8 | 0 | 0 | 0 | 0 | 0 | 0.2 | 0 | 0 | 0 | 0
|  |  |  | 50.2 | 100.4 | 0 | 0 | 0 | 0 | 0 | 7.48 | 0.10336 | 9.52 | 100.4 | 100.4 | 0 | 0 | 0 | 0 | 0 | 0.503 | 0 | 0 | 0 | 0
|  |  |  | 45.76 | 91.52 | 0 | 0 | 0 | 0 | 0 | 7.48 | 0.10336 | 12.554 | 91.52 | 91.52 | 0 | 0 | 0 | 0 | 0 | 0.90256 | 0 | 0 | 0 | 0
|  |  |  | 35.84 | 71.68 | 0 | 0 | 0 | 0 | 0 | 7.48 | 0.10336 | 3.061 | 71.68 | 71.68 | 0 | 0 | 0 | 0 | 0 | 1 | 0 | 0 | 0 | 0
|  |  |  | 15.24 | 30.48 | 0 | 0 | 0 | 0 | 0 | 7.48 | 0.10336 | 0 | 30.48 | 30.48 | 0 | 0 | 0 | 0 | 0 | 1 | 0 | 0 | 0 | 0
|  |  |  | 9.4 | 18.8 | 0 | 0 | 0 | 0 | 0 | 7.48 | 0.10336 | 0 | 18.8 | 18.8 | 0 | 0 | 0 | 0 | 0 | 1 | 0 | 0 | 0 | 0
|  |  |  | 12.88 | 25.76 | 0 | 0 | 0 | 0 | 0 | 7.48 | 0.10336 | 0 | 25.76 | 25.76 | 0 | 0 | 0 | 0 | 0 | 1 | 0 | 0 | 0 | 0
|  |  |  | 14.88 | 29.76 | 0 | 0 | 0 | 0 | 0 | 7.48 | 0.10336 | 0 | 29.76 | 29.76 | 0 | 0 | 0 | 0 | 0 | 1 | 0 | 0 | 0 | 0
|  |  |  | 18.44 | 36.88 | 0 | 0 | 0 | 0 | 0 | 7.48 | 0.10336 | 0 | 36.88 | 36.88 | 0 | 0 | 0 | 0 | 0 | 1 | 0 | 0 | 0 | 0
|  |  |  | 20.76 | 41.52 | 0 | 0 | 0 | 0 | 0 | 7.48 | 0.10336 | 0 | 41.52 | 41.52 | 0 | 0 | 0 | 0 | 0 | 1 | 0 | 0 | 0 | 0
|  |  |  | 18.44 | 36.88 | 0 | 0 | 0 | 0 | 0 | 7.48 | 0.10336 | 0 | 36.88 | 35.532 | 0 | 1.348 | 0 | 0 | 1.348 | 1 | 0 | 0 | 0 | 0
|  |  |  | 24.32 | 48.64 | 0 | 0 | 0 | 0 | 0 | 7.48 | 0.10336 | 0 | 48.64 | 43.035 | 0 | 5.605 | 0 | 0 | 5.605 | 1 | 0 | 0 | 0 | 0
|  |  |  | 30.16 | 60.32 | 0 | 0 | 0 | 0 | 0 | 7.48 | 0.10336 | 0 | 60.32 | 42.459 | 0 | 17.861 | 0 | 0 | 17.861 | 1 | 0 | 0 | 0 | 0
|  |  |  | 36.96 | 73.92 | 0 | 0 | 0 | 0 | 0 | 7.48 | 0.10336 | 0 | 73.92 | 15.613 | 0 | 58.307 | 0 | 0 | 58.307 | 1 | 0 | 0 | 0 | 0
|  |  |  | 41.04 | 82.08 | 0 | 0 | 0 | 0 | 0 | 7.48 | 0.10336 | 0 | 82.08 | 9.779 | 0 | 72.301 | 0 | 0 | 72.301 | 1 | 0 | 0 | 0 | 0
|  |  |  | 46.64 | 93.28 | 0 | 0 | 0 | 0 | 0 | 7.48 | 0.10336 | 0 | 93.28 | 8.95 | 0 | 84.33 | 0 | 0 | 84.33 | 1 | 0 | 0 | 0 | 0
|  |  |  | 48.2 | 96.4 | 0 | 0 | 0 | 0 | 0 | 7.48 | 0.10336 | 0 | 96.4 | 7.699 | 0 | 88.701 | 0 | 0 | 88.701 | 1 | 0 | 0 | 0 | 0
|  |  |  | 53.68 | 107.36 | 0 | 0 | 0 | 0 | 0 | 7.48 | 0.10336 | 0 | 107.36 | 17.374 | 0 | 89.986 | 0 | 0 | 89.986 | 1 | 0 | 0 | 0 | 0
|  |  |  | 59.52 | 119.04 | 0 | 0 | 0 | 0 | 0 | 7.48 | 0.10336 | 0 | 119.04 | 33.929 | 0 | 85.111 | 0 | 0 | 85.111 | 1 | 0 | 0 | 0 | 0
|  |  |  | 58.12 | 116.24 | 0 | 0 | 0 | 0 | 0 | 7.48 | 0.10336 | 0 | 116.24 | 42.012 | 0 | 74.228 | 0 | 0 | 74.228 | 1 | 0 | 0 | 0 | 0
|  |  |  | 57.72 | 115.44 | 0 | 0 | 0 | 0 | 0 | 7.48 | 0.10336 | 0 | 115.44 | 57.7 | 0 | 57.74 | 0 | 0 | 57.74 | 1 | 0 | 0 | 0 | 0
|  |  |  | 56.6 | 113.2 | 0 | 0 | 0 | 0 | 0 | 7.48 | 0.10336 | 0 | 113.2 | 75.702 | 0 | 37.498 | 0 | 0 | 37.498 | 1 | 0 | 0 | 0 | 0
|  |  |  | 57.16 | 114.32 | 0 | 0 | 0 | 0 | 0 | 7.48 | 0.10336 | 0 | 114.32 | 99.482 | 0 | 14.838 | 0 | 0 | 14.838 | 1 | 0 | 0 | 0 | 0
|  |  |  | 56.28 | 112.56 | 0 | 0 | 0 | 0 | 0 | 7.48 | 0.10336 | 0 | 112.56 | 109.92 | 0 | 0.945 | 0 | 0 | 0.945 | 0.93995 | 0 | 1.695 | 0 | 0
|  |  |  | 55.84 | 111.68 | 0 | 0 | 0 | 0 | 0 | 7.48 | 0.10336 | 0 | 111.68 | 109.92 | 0 | 0 | 0 | 0 | 0 | 0.87761 | 0 | 1.76 | 0 | 0
|  |  |  | 50.72 | 101.44 | 0 | 0 | 0 | 0 | 0 | 7.48 | 0.10336 | 3.845 | 101.44 | 101.44 | 0 | 0 | 0 | 0 | 0 | 1 | 0 | 0 | 0 | 0
|  |  |  | 42.12 | 84.24 | 0 | 0 | 0 | 0 | 0 | 7.48 | 0.10336 | 0 | 84.24 | 84.24 | 0 | 0 | 0 | 0 | 0 | 1 | 0 | 0 | 0 | 0
|  |  |  | 36.28 | 72.56 | 0 | 0 | 0 | 0 | 0 | 7.48 | 0.10336 | 0 | 72.56 | 72.56 | 0 | 0 | 0 | 0 | 0 | 1 | 0 | 0 | 0 | 0
|  |  |  | 15.2 | 30.4 | 0 | 0 | 0 | 0 | 0 | 7.48 | 0.10336 | 0 | 30.4 | 30.4 | 0 | 0 | 0 | 0 | 0 | 1 | 0 | 0 | 0 | 0
|  |  |  | 9.88 | 19.76 | 0 | 0 | 0 | 0 | 0 | 7.48 | 0.10336 | 0 | 19.76 | 19.76 | 0 | 0 | 0 | 0 | 0 | 1 | 0 | 0 | 0 | 0
|  |  |  | 13.28 | 26.56 | 0 | 0 | 0 | 0 | 0 | 7.48 | 0.10336 | 0 | 26.56 | 26.56 | 0 | 0 | 0 | 0 | 0 | 1 | 0 | 0 | 0 | 0
|  |  |  | 23.2 | 46.4 | 0 | 0 | 0 | 0 | 0 | 7.48 | 0.10336 | 0 | 46.4 | 46.4 | 0 | 0 | 0 | 0 | 0 | 1 | 0 | 0 | 0 | 0
|  |  |  | 25.04 | 50.08 | 0 | 0 | 0 | 0 | 0 | 7.48 | 0.10336 | 0 | 50.08 | 50.08 | 0 | 0 | 0 | 0 | 0 | 1 | 0 | 0 | 0 | 0
|  |  |  | 22.8 | 45.6 | 0 | 0 | 0 | 0 | 0 | 7.48 | 0.10336 | 0 | 45.6 | 45.6 | 0 | 0 | 0 | 0 | 0 | 1 | 0 | 0 | 0 | 0
|  |  |  | 27.8 | 55.6 | 0 | 0 | 0 | 0 | 0 | 7.48 | 0.10336 | 0 | 55.6 | 54.265 | 0 | 1.335 | 0 | 0 | 1.335 | 1 | 0 | 0 | 0 | 0
|  |  |  | 31.44 | 62.88 | 0 | 0 | 0 | 0 | 0 | 7.48 | 0.10336 | 0 | 62.88 | 46.933 | 0 | 15.947 | 0 | 0 | 15.947 | 1 | 0 | 0 | 0 | 0
|  |  |  | 34.56 | 69.12 | 0 | 0 | 0 | 0 | 0 | 7.48 | 0.10336 | 0 | 69.12 | 31.496 | 0 | 37.624 | 0 | 0 | 37.624 | 1 | 0 | 0 | 0 | 0
|  |  |  | 40.56 | 81.12 | 0 | 0 | 0 | 0 | 0 | 7.48 | 0.10336 | 0 | 81.12 | 23.292 | 0 | 57.828 | 0 | 0 | 57.828 | 1 | 0 | 0 | 0 | 0
|  |  |  | 50.28 | 100.56 | 0 | 0 | 0 | 0 | 0 | 7.48 | 0.10336 | 0 | 100.56 | 28.423 | 0 | 72.137 | 0 | 0 | 72.137 | 1 | 0 | 0 | 0 | 0
|  |  |  | 53.76 | 107.52 | 0 | 0 | 0 | 0 | 0 | 7.48 | 0.10336 | 0 | 107.52 | 23.794 | 0 | 83.726 | 0 | 0 | 83.726 | 1 | 0 | 0 | 0 | 0
|  |  |  | 59.76 | 119.52 | 0 | 0 | 0 | 0 | 0 | 7.48 | 0.10336 | 0 | 119.52 | 29.345 | 0 | 90.175 | 0 | 0 | 90.175 | 1 | 0 | 0 | 0 | 0
|  |  |  | 60.2 | 120.4 | 0 | 0 | 0 | 0 | 0 | 7.48 | 0.10336 | 0 | 120.4 | 30.59 | 0 | 89.81 | 0 | 0 | 89.81 | 1 | 0 | 0 | 0 | 0
|  |  |  | 60.84 | 121.68 | 0 | 0 | 0 | 0 | 0 | 7.48 | 0.10336 | 0 | 121.68 | 36.531 | 0 | 85.149 | 0 | 0 | 85.149 | 1 | 0 | 0 | 0 | 0
|  |  |  | 59.36 | 118.72 | 0 | 0 | 0 | 0 | 0 | 7.48 | 0.10336 | 0 | 118.72 | 44.051 | 0 | 74.669 | 0 | 0 | 74.669 | 1 | 0 | 0 | 0 | 0
|  |  |  | 58.24 | 116.48 | 0 | 0 | 0 | 0 | 0 | 7.48 | 0.10336 | 0 | 116.48 | 58.299 | 0 | 58.181 | 0 | 0 | 58.181 | 1 | 0 | 0 | 0 | 0
|  |  |  | 59.48 | 118.96 | 0 | 0 | 0 | 0 | 0 | 7.48 | 0.10336 | 0 | 118.96 | 81.499 | 0 | 37.461 | 0 | 0 | 37.461 | 1 | 0 | 0 | 0 | 0
|  |  |  | 62.2 | 124.4 | 0 | 0 | 0 | 0 | 0 | 7.48 | 0.10336 | 0 | 124.4 | 109.713 | 0 | 14.687 | 0 | 0 | 14.687 | 1 | 0 | 0 | 0 | 0
|  |  |  | 61.64 | 123.28 | 0 | 0 | 0 | 0 | 0 | 7.48 | 0.10336 | 0 | 123.28 | 109.92 | 0 | 0.806 | 0 | 0 | 0.806 | 0.55533 | 0 | 12.554 | 0 | 0
|  |  |  | 57.8 | 115.6 | 0 | 0 | 0 | 0 | 0 | 7.48 | 0.10336 | 0 | 115.6 | 109.92 | 0 | 0 | 0 | 0 | 0 | 0.35414 | 0 | 5.68 | 0 | 0
|  |  |  | 56.04 | 112.08 | 0 | 0 | 0 | 0 | 0 | 7.48 | 0.10336 | 0 | 112.08 | 109.92 | 0 | 0 | 0 | 0 | 0 | 0.27763 | 0 | 2.16 | 0 | 0
|  |  |  | 44.72 | 89.44 | 0 | 0 | 0 | 0 | 0 | 7.48 | 0.10336 | 12.554 | 89.44 | 89.44 | 0 | 0 | 0 | 0 | 0 | 0.67719 | 0 | 0 | 0 | 0
|  |  |  | 37.16 | 74.32 | 0 | 0 | 0 | 0 | 0 | 7.48 | 0.10336 | 10.142 | 74.32 | 74.32 | 0 | 0 | 0 | 0 | 0 | 1 | 0 | 0 | 0 | 0
|  |  |  | 15.24 | 30.48 | 0 | 0 | 0 | 0 | 0 | 7.48 | 0.10336 | 0 | 30.48 | 30.48 | 0 | 0 | 0 | 0 | 0 | 1 | 0 | 0 | 0 | 0
|  |  |  | 9.48 | 18.96 | 0 | 0 | 0 | 0 | 0 | 7.48 | 0.10336 | 0 | 18.96 | 18.96 | 0 | 0 | 0 | 0 | 0 | 1 | 0 | 0 | 0 | 0
|  |  |  | 13.24 | 26.48 | 0 | 0 | 0 | 0 | 0 | 7.48 | 0.10336 | 0 | 26.48 | 26.48 | 0 | 0 | 0 | 0 | 0 | 1 | 0 | 0 | 0 | 0
|  |  |  | 15.88 | 31.76 | 0 | 0 | 0 | 0 | 0 | 7.48 | 0.10336 | 0 | 31.76 | 31.76 | 0 | 0 | 0 | 0 | 0 | 1 | 0 | 0 | 0 | 0
|  |  |  | 20.48 | 40.96 | 0 | 0 | 0 | 0 | 0 | 7.48 | 0.10336 | 0 | 40.96 | 40.96 | 0 | 0 | 0 | 0 | 0 | 1 | 0 | 0 | 0 | 0
|  |  |  | 29.2 | 58.4 | 0 | 0 | 0 | 0 | 0 | 7.48 | 0.10336 | 0 | 58.4 | 58.4 | 0 | 0 | 0 | 0 | 0 | 1 | 0 | 0 | 0 | 0
|  |  |  | 26.84 | 53.68 | 0 | 0 | 0 | 0 | 0 | 7.48 | 0.10336 | 0 | 53.68 | 52.458 | 0 | 1.222 | 0 | 0 | 1.222 | 1 | 0 | 0 | 0 | 0
|  |  |  | 28.92 | 57.84 | 0 | 0 | 0 | 0 | 0 | 7.48 | 0.10336 | 0 | 57.84 | 41.931 | 0 | 15.909 | 0 | 0 | 15.909 | 1 | 0 | 0 | 0 | 0
|  |  |  | 30.2 | 60.4 | 0 | 0 | 0 | 0 | 0 | 7.48 | 0.10336 | 0 | 60.4 | 21.793 | 0 | 38.607 | 0 | 0 | 38.607 | 1 | 0 | 0 | 0 | 0
|  |  |  | 42.96 | 85.92 | 0 | 0 | 0 | 0 | 0 | 7.48 | 0.10336 | 0 | 85.92 | 27.777 | 0 | 58.143 | 0 | 0 | 58.143 | 1 | 0 | 0 | 0 | 0
|  |  |  | 47.84 | 95.68 | 0 | 0 | 0 | 0 | 0 | 7.48 | 0.10336 | 0 | 95.68 | 23.316 | 0 | 72.364 | 0 | 0 | 72.364 | 1 | 0 | 0 | 0 | 0
|  |  |  | 48 | 96 | 0 | 0 | 0 | 0 | 0 | 11.23 | 0.12409 | 0 | 96 | 11.934 | 0 | 84.066 | 0 | 0 | 84.066 | 1 | 0 | 0 | 0 | 0
|  |  |  | 51.52 | 103.04 | 0 | 0 | 0 | 0 | 0 | 11.23 | 0.12409 | 0 | 103.04 | 13.016 | 0 | 90.024 | 0 | 0 | 90.024 | 1 | 0 | 0 | 0 | 0
|  |  |  | 57.24 | 114.48 | 0 | 0 | 0 | 0 | 0 | 11.23 | 0.12409 | 0 | 114.48 | 24.759 | 0 | 89.721 | 0 | 0 | 89.721 | 1 | 0 | 0 | 0 | 0
|  |  |  | 53.48 | 106.96 | 0 | 0 | 0 | 0 | 0 | 17.48 | 0.13136 | 0 | 106.96 | 22.453 | 0 | 84.507 | 0 | 0 | 84.507 | 1 | 0 | 0 | 0 | 0
|  |  |  | 57.24 | 114.48 | 0 | 0 | 0 | 0 | 0 | 17.48 | 0.13136 | 0 | 114.48 | 40.907 | 0 | 73.573 | 0 | 0 | 73.573 | 1 | 0 | 0 | 0 | 0
|  |  |  | 58.76 | 117.52 | 0 | 0 | 0 | 0 | 0 | 17.48 | 0.13136 | 0 | 117.52 | 50.479 | 0 | 57.01 | 0 | 0 | 57.01 | 0.64467 | 0 | 10.032 | 0 | 0
|  |  |  | 58.64 | 117.28 | 0 | 0 | 0 | 0 | 0 | 17.48 | 0.13136 | 0 | 117.28 | 68.261 | 0 | 36.465 | 0 | 0 | 36.465 | 0.2 | 0 | 12.554 | 0 | 0
|  |  |  | 59.24 | 118.48 | 0 | 0 | 0 | 0 | 0 | 11.23 | 0.12409 | 0 | 118.48 | 104.536 | 0 | 13.944 | 0 | 0 | 13.944 | 0.2 | 0 | 0 | 0 | 0
|  |  |  | 54.76 | 109.52 | 0 | 0 | 0 | 0 | 0 | 11.23 | 0.12409 | 0 | 109.52 | 108.941 | 0 | 0.579 | 0 | 0 | 0.579 | 0.2 | 0 | 0 | 0 | 0
|  |  |  | 51.48 | 102.96 | 0 | 0 | 0 | 0 | 0 | 11.23 | 0.12409 | 0 | 102.96 | 102.96 | 0 | 0 | 0 | 0 | 0 | 0.2 | 0 | 0 | 0 | 0
|  |  |  | 49.6 | 99.2 | 0 | 0 | 0 | 0 | 0 | 7.48 | 0.10336 | 10.72 | 99.2 | 99.2 | 0 | 0 | 0 | 0 | 0 | 0.54119 | 0 | 0 | 0 | 0
|  |  |  | 48.84 | 97.68 | 0 | 0 | 0 | 0 | 0 | 7.48 | 0.10336 | 12.24 | 97.68 | 97.68 | 0 | 0 | 0 | 0 | 0 | 0.93077 | 0 | 0 | 0 | 0
|  |  |  | 37.24 | 74.48 | 0 | 0 | 0 | 0 | 0 | 7.48 | 0.10336 | 2.175 | 74.48 | 74.48 | 0 | 0 | 0 | 0 | 0 | 1 | 0 | 0 | 0 | 0
|  |  |  | 14.36 | 28.72 | 0 | 0 | 0 | 0 | 0 | 7.48 | 0.10336 | 0 | 28.72 | 28.72 | 0 | 0 | 0 | 0 | 0 | 1 | 0 | 0 | 0 | 0
|  |  |  | 8.88 | 17.76 | 0 | 0 | 0 | 0 | 0 | 7.48 | 0.10336 | 0 | 17.76 | 17.76 | 0 | 0 | 0 | 0 | 0 | 1 | 0 | 0 | 0 | 0
|  |  |  | 12.64 | 25.28 | 0 | 0 | 0 | 0 | 0 | 7.48 | 0.10336 | 0 | 25.28 | 25.28 | 0 | 0 | 0 | 0 | 0 | 1 | 0 | 0 | 0 | 0
|  |  |  | 14.68 | 29.36 | 0 | 0 | 0 | 0 | 0 | 7.48 | 0.10336 | 0 | 29.36 | 29.36 | 0 | 0 | 0 | 0 | 0 | 1 | 0 | 0 | 0 | 0
|  |  |  | 18.8 | 37.6 | 0 | 0 | 0 | 0 | 0 | 7.48 | 0.10336 | 0 | 37.6 | 37.6 | 0 | 0 | 0 | 0 | 0 | 1 | 0 | 0 | 0 | 0
|  |  |  | 23.6 | 47.2 | 0 | 0 | 0 | 0 | 0 | 7.48 | 0.10336 | 0 | 47.2 | 47.2 | 0 | 0 | 0 | 0 | 0 | 1 | 0 | 0 | 0 | 0
|  |  |  | 23.44 | 46.88 | 0 | 0 | 0 | 0 | 0 | 7.48 | 0.10336 | 0 | 46.88 | 45.86 | 0 | 1.02 | 0 | 0 | 1.02 | 1 | 0 | 0 | 0 | 0
|  |  |  | 29.44 | 58.88 | 0 | 0 | 0 | 0 | 0 | 7.48 | 0.10336 | 0 | 58.88 | 43.765 | 0 | 15.115 | 0 | 0 | 15.115 | 1 | 0 | 0 | 0 | 0
|  |  |  | 29.64 | 59.28 | 0 | 0 | 0 | 0 | 0 | 7.48 | 0.10336 | 0 | 59.28 | 22.348 | 0 | 36.932 | 0 | 0 | 36.932 | 1 | 0 | 0 | 0 | 0
|  |  |  | 38.28 | 76.56 | 0 | 0 | 0 | 0 | 0 | 7.48 | 0.10336 | 0 | 76.56 | 20.155 | 0 | 56.405 | 0 | 0 | 56.405 | 1 | 0 | 0 | 0 | 0
|  |  |  | 44.56 | 89.12 | 0 | 0 | 0 | 0 | 0 | 7.48 | 0.10336 | 0 | 89.12 | 16.957 | 0 | 72.163 | 0 | 0 | 72.163 | 1 | 0 | 0 | 0 | 0
|  |  |  | 48.44 | 96.88 | 0 | 0 | 0 | 0 | 0 | 11.23 | 0.12409 | 0 | 96.88 | 15.195 | 0 | 81.685 | 0 | 0 | 81.685 | 1 | 0 | 0 | 0 | 0
|  |  |  | 50.8 | 101.6 | 0 | 0 | 0 | 0 | 0 | 11.23 | 0.12409 | 0 | 101.6 | 26.125 | 0 | 75.475 | 0 | 0 | 75.475 | 1 | 0 | 0 | 0 | 0
|  |  |  | 50.04 | 100.08 | 0 | 0 | 0 | 0 | 0 | 11.23 | 0.12409 | 0 | 100.08 | 27.943 | 0 | 72.137 | 0 | 0 | 72.137 | 1 | 0 | 0 | 0 | 0
|  |  |  | 59.16 | 118.32 | 0 | 0 | 0 | 0 | 0 | 17.48 | 0.13136 | 0 | 118.32 | 57.103 | 0 | 61.217 | 0 | 0 | 61.217 | 1 | 0 | 0 | 0 | 0
|  |  |  | 57.36 | 114.72 | 0 | 0 | 0 | 0 | 0 | 17.48 | 0.13136 | 0 | 114.72 | 42.494 | 0 | 72.226 | 0 | 0 | 72.226 | 1 | 0 | 0 | 0 | 0
|  |  |  | 63.12 | 126.24 | 0 | 0 | 0 | 0 | 0 | 17.48 | 0.13136 | 0 | 126.24 | 62.577 | 0 | 55.397 | 0 | 0 | 55.397 | 0.70721 | 0 | 8.266 | 0 | 0
|  |  |  | 62.24 | 124.48 | 0 | 0 | 0 | 0 | 0 | 17.48 | 0.13136 | 0 | 124.48 | 76.796 | 0 | 35.13 | 0 | 0 | 35.13 | 0.26254 | 0 | 12.554 | 0 | 0
|  |  |  | 58.88 | 117.76 | 0 | 0 | 0 | 0 | 0 | 11.23 | 0.12409 | 0 | 117.76 | 104.32 | 0 | 13.44 | 0 | 0 | 13.44 | 0.26254 | 0 | 0 | 0 | 0
|  |  |  | 55.92 | 111.84 | 0 | 0 | 0 | 0 | 0 | 11.23 | 0.12409 | 0 | 111.84 | 109.533 | 0 | 0.542 | 0 | 0 | 0.542 | 0.2 | 0 | 1.766 | 0 | 0
|  |  |  | 54.28 | 108.56 | 0 | 0 | 0 | 0 | 0 | 11.23 | 0.12409 | 0 | 108.56 | 108.56 | 0 | 0 | 0 | 0 | 0 | 0.2 | 0 | 0 | 0 | 0
|  |  |  | 43.16 | 86.32 | 0 | 0 | 0 | 0 | 0 | 7.48 | 0.10336 | 0 | 86.32 | 86.32 | 0 | 0 | 0 | 0 | 0 | 0.2 | 0 | 0 | 0 | 0
|  |  |  | 39.32 | 78.64 | 0 | 0 | 0 | 0 | 0 | 7.48 | 0.10336 | 0 | 78.64 | 78.64 | 0 | 0 | 0 | 0 | 0 | 0.2 | 0 | 0 | 0 | 0
|  |  |  | 33.8 | 67.6 | 0 | 0 | 0 | 0 | 0 | 7.48 | 0.10336 | 0 | 67.6 | 67.6 | 0 | 0 | 0 | 0 | 0 | 0.2 | 0 | 0 | 0 | 0
|  |  |  | 14.64 | 29.28 | 0 | 0 | 0 | 0 | 0 | 7.48 | 0.10336 | 0 | 29.28 | 29.28 | 0 | 0 | 0 | 0 | 0 | 0.2 | 0 | 0 | 0 | 0
|  |  |  | 9.48 | 18.96 | 0 | 0 | 0 | 0 | 0 | 7.48 | 0.10336 | 0 | 18.96 | 18.96 | 0 | 0 | 0 | 0 | 0 | 0.2 | 0 | 0 | 0 | 0
|  |  |  | 16.52 | 33.04 | 0 | 0 | 0 | 0 | 0 | 7.48 | 0.10336 | 0 | 33.04 | 33.04 | 0 | 0 | 0 | 0 | 0 | 0.2 | 0 | 0 | 0 | 0
|  |  |  | 16.84 | 33.68 | 0 | 0 | 0 | 0 | 0 | 7.48 | 0.10336 | 0 | 33.68 | 33.68 | 0 | 0 | 0 | 0 | 0 | 0.2 | 0 | 0 | 0 | 0
|  |  |  | 18.24 | 36.48 | 0 | 0 | 0 | 0 | 0 | 7.48 | 0.10336 | 0 | 36.48 | 36.48 | 0 | 0 | 0 | 0 | 0 | 0.2 | 0 | 0 | 0 | 0
|  |  |  | 15.52 | 31.04 | 0 | 0 | 0 | 0 | 0 | 7.48 | 0.10336 | 0 | 31.04 | 31.04 | 0 | 0 | 0 | 0 | 0 | 0.2 | 0 | 0 | 0 | 0
|  |  |  | 16.68 | 33.36 | 0 | 0 | 0 | 0 | 0 | 7.48 | 0.10336 | 0 | 33.36 | 32.34 | 0 | 1.02 | 0 | 0 | 1.02 | 0.2 | 0 | 0 | 0 | 0
|  |  |  | 16.4 | 32.8 | 0 | 0 | 0 | 0 | 0 | 7.48 | 0.10336 | 0 | 32.8 | 18 | 0 | 14.8 | 0 | 0 | 14.8 | 0.2 | 0 | 0 | 0 | 0
|  |  |  | 19.4 | 38.8 | 0 | 0 | 0 | 0 | 0 | 7.48 | 0.10336 | 0 | 38.8 | 2.07 | 0 | 36.73 | 0 | 0 | 36.73 | 0.2 | 0 | 0 | 0 | 0
|  |  |  | 21.8 | 43.6 | 0 | 0 | 0 | 0 | 0 | 7.48 | 0.10336 | 0 | 43.6 | 0 | 0.075 | 56.154 | 12.554 | 0 | 43.6 | 0.59956 | 0 | 0 | 0 | 0
|  |  |  | 26.32 | 52.64 | 0 | 0 | 0 | 0 | 0 | 7.48 | 0.10336 | 0 | 52.64 | 0 | 0 | 62.35 | 9.71 | 0 | 52.64 | 0.90862 | 0 | 0 | 0 | 0
|  |  |  | 32.16 | 64.32 | 0 | 0 | 0 | 0 | 0 | 11.23 | 0.12409 | 0 | 64.32 | 0 | 15.351 | 67.191 | 2.871 | 0 | 64.32 | 1 | 0 | 0 | 0 | 0
|  |  |  | 36.32 | 72.64 | 0 | 0 | 0 | 0 | 0 | 11.23 | 0.12409 | 0 | 72.64 | 0 | 15.708 | 72.64 | 0 | 0 | 72.64 | 1 | 0 | 0 | 0 | 0
|  |  |  | 36.96 | 73.92 | 0 | 0 | 0 | 0 | 0 | 11.23 | 0.12409 | 0 | 73.92 | 0 | 14.177 | 73.92 | 0 | 0 | 73.92 | 1 | 0 | 0 | 0 | 0
|  |  |  | 40.64 | 81.28 | 0 | 0 | 0 | 0 | 0 | 17.48 | 0.13136 | 0 | 81.28 | 0 | 2.899 | 81.28 | 0 | 0 | 81.28 | 1 | 0 | 0 | 0 | 0
|  |  |  | 40.88 | 81.76 | 0 | 0 | 0 | 0 | 0 | 17.48 | 0.13136 | 0 | 81.76 | 8.174 | 0 | 73.586 | 0 | 0 | 73.586 | 1 | 0 | 0 | 0 | 0
|  |  |  | 40.32 | 80.64 | 0 | 0 | 0 | 0 | 0 | 17.48 | 0.13136 | 0 | 80.64 | 13.485 | 0 | 57.123 | 0 | 0 | 57.123 | 0.64467 | 0 | 10.032 | 0 | 0
|  |  |  | 42.2 | 84.4 | 0 | 0 | 0 | 0 | 0 | 17.48 | 0.13136 | 0 | 84.4 | 35.935 | 0 | 35.911 | 0 | 0 | 35.911 | 0.2 | 0 | 12.554 | 0 | 0
|  |  |  | 42.72 | 85.44 | 0 | 0 | 0 | 0 | 0 | 11.23 | 0.12409 | 0 | 85.44 | 71.899 | 0 | 13.541 | 0 | 0 | 13.541 | 0.2 | 0 | 0 | 0 | 0
|  |  |  | 41.56 | 83.12 | 0 | 0 | 0 | 0 | 0 | 11.23 | 0.12409 | 0 | 83.12 | 82.73 | 0 | 0.39 | 0 | 0 | 0.39 | 0.2 | 0 | 0 | 0 | 0
|  |  |  | 39.28 | 78.56 | 0 | 0 | 0 | 0 | 0 | 11.23 | 0.12409 | 0 | 78.56 | 78.56 | 0 | 0 | 0 | 0 | 0 | 0.2 | 0 | 0 | 0 | 0
|  |  |  | 37.76 | 75.52 | 0 | 0 | 0 | 0 | 0 | 7.48 | 0.10336 | 0 | 75.52 | 75.52 | 0 | 0 | 0 | 0 | 0 | 0.2 | 0 | 0 | 0 | 0
|  |  |  | 34.72 | 69.44 | 0 | 0 | 0 | 0 | 0 | 7.48 | 0.10336 | 0 | 69.44 | 69.44 | 0 | 0 | 0 | 0 | 0 | 0.2 | 0 | 0 | 0 | 0
|  |  |  | 29.6 | 59.2 | 0 | 0 | 0 | 0 | 0 | 7.48 | 0.10336 | 0 | 59.2 | 59.2 | 0 | 0 | 0 | 0 | 0 | 0.2 | 0 | 0 | 0 | 0
|  |  |  | 17.16 | 34.32 | 0 | 0 | 0 | 0 | 0 | 7.48 | 0.10336 | 0 | 34.32 | 34.32 | 0 | 0 | 0 | 0 | 0 | 0.2 | 0 | 0 | 0 | 0
|  |  |  | 10.76 | 21.52 | 0 | 0 | 0 | 0 | 0 | 7.48 | 0.10336 | 0 | 21.52 | 21.52 | 0 | 0 | 0 | 0 | 0 | 0.2 | 0 | 0 | 0 | 0
|  |  |  | 10.08 | 20.16 | 0 | 0 | 0 | 0 | 0 | 7.48 | 0.10336 | 0 | 20.16 | 20.16 | 0 | 0 | 0 | 0 | 0 | 0.2 | 0 | 0 | 0 | 0
|  |  |  | 12.2 | 24.4 | 0 | 0 | 0 | 0 | 0 | 7.48 | 0.10336 | 0 | 24.4 | 24.4 | 0 | 0 | 0 | 0 | 0 | 0.2 | 0 | 0 | 0 | 0
|  |  |  | 14.48 | 28.96 | 0 | 0 | 0 | 0 | 0 | 7.48 | 0.10336 | 0 | 28.96 | 28.96 | 0 | 0 | 0 | 0 | 0 | 0.2 | 0 | 0 | 0 | 0
|  |  |  | 15.72 | 31.44 | 0 | 0 | 0 | 0 | 0 | 7.48 | 0.10336 | 0 | 31.44 | 31.44 | 0 | 0 | 0 | 0 | 0 | 0.2 | 0 | 0 | 0 | 0
|  |  |  | 17.28 | 34.56 | 0 | 0 | 0 | 0 | 0 | 7.48 | 0.10336 | 0 | 34.56 | 33.603 | 0 | 0.957 | 0 | 0 | 0.957 | 0.2 | 0 | 0 | 0 | 0
|  |  |  | 16.64 | 33.28 | 0 | 0 | 0 | 0 | 0 | 7.48 | 0.10336 | 0 | 33.28 | 28.103 | 0 | 5.177 | 0 | 0 | 5.177 | 0.2 | 0 | 0 | 0 | 0
|  |  |  | 16.68 | 33.36 | 0 | 0 | 0 | 0 | 0 | 7.48 | 0.10336 | 0 | 33.36 | 12.564 | 0 | 20.796 | 0 | 0 | 20.796 | 0.2 | 0 | 0 | 0 | 0
|  |  |  | 20.96 | 41.92 | 0 | 0 | 0 | 0 | 0 | 7.48 | 0.10336 | 0 | 41.92 | 0 | 2.674 | 54.474 | 12.554 | 0 | 41.92 | 0.59956 | 0 | 0 | 0 | 0
|  |  |  | 23.76 | 47.52 | 0 | 0 | 0 | 0 | 0 | 7.48 | 0.10336 | 0 | 47.52 | 0 | 12.643 | 60.074 | 12.554 | 0 | 47.52 | 0.99913 | 0 | 0 | 0 | 0
|  |  |  | 26.4 | 52.8 | 0 | 0 | 0 | 0 | 0 | 11.23 | 0.12409 | 0 | 52.8 | 0 | 31.515 | 52.827 | 0.027 | 0 | 52.8 | 1 | 0 | 0 | 0 | 0
|  |  |  | 30.76 | 61.52 | 0 | 0 | 0 | 0 | 0 | 11.23 | 0.12409 | 0 | 61.52 | 0 | 28.831 | 61.52 | 0 | 0 | 61.52 | 1 | 0 | 0 | 0 | 0
|  |  |  | 37.08 | 74.16 | 0 | 0 | 0 | 0 | 0 | 11.23 | 0.12409 | 0 | 74.16 | 0 | 15.927 | 74.16 | 0 | 0 | 74.16 | 1 | 0 | 0 | 0 | 0
|  |  |  | 37.28 | 74.56 | 0 | 0 | 0 | 0 | 0 | 17.48 | 0.13136 | 0 | 74.56 | 0 | 11.761 | 74.56 | 0 | 0 | 74.56 | 1 | 0 | 0 | 0 | 0
|  |  |  | 39.4 | 78.8 | 0 | 0 | 0 | 0 | 0 | 17.48 | 0.13136 | 0 | 78.8 | 4.546 | 0 | 74.254 | 0 | 0 | 74.254 | 1 | 0 | 0 | 0 | 0
|  |  |  | 41.2 | 82.4 | 0 | 0 | 0 | 0 | 0 | 17.48 | 0.13136 | 0 | 82.4 | 14.301 | 0 | 58.068 | 0 | 0 | 58.068 | 0.64467 | 0 | 10.032 | 0 | 0
|  |  |  | 44.08 | 88.16 | 0 | 0 | 0 | 0 | 0 | 17.48 | 0.13136 | 0 | 88.16 | 39.191 | 0 | 36.415 | 0 | 0 | 36.415 | 0.2 | 0 | 12.554 | 0 | 0
|  |  |  | 46.2 | 92.4 | 0 | 0 | 0 | 0 | 0 | 11.23 | 0.12409 | 0 | 92.4 | 81.24 | 0 | 11.16 | 0 | 0 | 11.16 | 0.2 | 0 | 0 | 0 | 0
|  |  |  | 37.68 | 75.36 | 0 | 0 | 0 | 0 | 0 | 11.23 | 0.12409 | 0 | 75.36 | 74.907 | 0 | 0.453 | 0 | 0 | 0.453 | 0.2 | 0 | 0 | 0 | 0
|  |  |  | 35.96 | 71.92 | 0 | 0 | 0 | 0 | 0 | 11.23 | 0.12409 | 0 | 71.92 | 71.92 | 0 | 0 | 0 | 0 | 0 | 0.2 | 0 | 0 | 0 | 0
|  |  |  | 32.2 | 64.4 | 0 | 0 | 0 | 0 | 0 | 7.48 | 0.10336 | 0 | 64.4 | 64.4 | 0 | 0 | 0 | 0 | 0 | 0.2 | 0 | 0 | 0 | 0
|  |  |  | 24.68 | 49.36 | 0 | 0 | 0 | 0 | 0 | 7.48 | 0.10336 | 0 | 49.36 | 49.36 | 0 | 0 | 0 | 0 | 0 | 0.2 | 0 | 0 | 0 | 0
|  |  |  | 24.12 | 48.24 | 0 | 0 | 0 | 0 | 0 | 7.48 | 0.10336 | 0 | 48.24 | 48.24 | 0 | 0 | 0 | 0 | 0 | 0.2 | 0 | 0 | 0 | 0
|  |  |  | 16.44 | 32.88 | 0 | 0 | 0 | 0 | 0 | 7.48 | 0.10336 | 0 | 32.88 | 32.88 | 0 | 0 | 0 | 0 | 0 | 0.2 | 0 | 0 | 0 | 0
|  |  |  | 14.04 | 28.08 | 0 | 0 | 0 | 0 | 0 | 7.48 | 0.10336 | 0 | 28.08 | 28.08 | 0 | 0 | 0 | 0 | 0 | 0.2 | 0 | 0 | 0 | 0
|  |  |  | 14.48 | 28.96 | 0 | 0 | 0 | 0 | 0 | 7.48 | 0.10336 | 0 | 28.96 | 28.96 | 0 | 0 | 0 | 0 | 0 | 0.2 | 0 | 0 | 0 | 0
|  |  |  | 12.76 | 25.52 | 0 | 0 | 0 | 0 | 0 | 7.48 | 0.10336 | 0 | 25.52 | 25.52 | 0 | 0 | 0 | 0 | 0 | 0.2 | 0 | 0 | 0 | 0
|  |  |  | 12.36 | 24.72 | 0 | 0 | 0 | 0 | 0 | 7.48 | 0.10336 | 0 | 24.72 | 24.72 | 0 | 0 | 0 | 0 | 0 | 0.2 | 0 | 0 | 0 | 0
|  |  |  | 14.56 | 29.12 | 0 | 0 | 0 | 0 | 0 | 7.48 | 0.10336 | 0 | 29.12 | 29.12 | 0 | 0 | 0 | 0 | 0 | 0.2 | 0 | 0 | 0 | 0
|  |  |  | 16.44 | 32.88 | 0 | 0 | 0 | 0 | 0 | 7.48 | 0.10336 | 0 | 32.88 | 32.049 | 0 | 0.831 | 0 | 0 | 0.831 | 0.2 | 0 | 0 | 0 | 0
|  |  |  | 22.84 | 45.68 | 0 | 0 | 0 | 0 | 0 | 7.48 | 0.10336 | 0 | 45.68 | 30.011 | 0 | 15.669 | 0 | 0 | 15.669 | 0.2 | 0 | 0 | 0 | 0
|  |  |  | 23.92 | 47.84 | 0 | 0 | 0 | 0 | 0 | 7.48 | 0.10336 | 0 | 47.84 | 8.742 | 0 | 39.098 | 0 | 0 | 39.098 | 0.2 | 0 | 0 | 0 | 0
|  |  |  | 28.24 | 56.48 | 0 | 0 | 0 | 0 | 0 | 7.48 | 0.10336 | 0 | 56.48 | 0 | 0 | 59.05 | 2.57 | 0 | 56.48 | 0.2818 | 0 | 0 | 0 | 0
|  |  |  | 33.8 | 67.6 | 0 | 0 | 0 | 0 | 0 | 7.48 | 0.10336 | 0 | 67.6 | 0 | 0 | 75.513 | 7.913 | 0 | 67.6 | 0.53366 | 0 | 0 | 0 | 0
|  |  |  | 38.32 | 76.64 | 0 | 0 | 0 | 0 | 0 | 11.23 | 0.12409 | 0 | 76.64 | 0 | 0 | 86.799 | 10.159 | 0 | 76.64 | 0.85701 | 0 | 0 | 0 | 0
|  |  |  | 39.8 | 79.6 | 0 | 0 | 0 | 0 | 0 | 11.23 | 0.12409 | 0 | 79.6 | 0 | 7.254 | 84.093 | 4.493 | 0 | 79.6 | 1 | 0 | 0 | 0 | 0
|  |  |  | 35.84 | 71.68 | 0 | 0 | 0 | 0 | 0 | 11.23 | 0.12409 | 0 | 71.68 | 0 | 19.377 | 71.68 | 0 | 0 | 71.68 | 1 | 0 | 0 | 0 | 0
|  |  |  | 42.92 | 85.84 | 0 | 0 | 0 | 0 | 0 | 17.48 | 0.13136 | 0 | 85.84 | 0.376 | 0 | 85.464 | 0 | 0 | 85.464 | 1 | 0 | 0 | 0 | 0
|  |  |  | 46.4 | 92.8 | 0 | 0 | 0 | 0 | 0 | 17.48 | 0.13136 | 0 | 92.8 | 17.942 | 0 | 74.858 | 0 | 0 | 74.858 | 1 | 0 | 0 | 0 | 0
|  |  |  | 43.84 | 87.68 | 0 | 0 | 0 | 0 | 0 | 17.48 | 0.13136 | 0 | 87.68 | 19.115 | 0 | 58.534 | 0 | 0 | 58.534 | 0.64467 | 0 | 10.032 | 0 | 0
|  |  |  | 41.6 | 83.2 | 0 | 0 | 0 | 0 | 0 | 17.48 | 0.13136 | 0 | 83.2 | 33.904 | 0 | 36.743 | 0 | 0 | 36.743 | 0.2 | 0 | 12.554 | 0 | 0
|  |  |  | 39.6 | 79.2 | 0 | 0 | 0 | 0 | 0 | 11.23 | 0.12409 | 0 | 79.2 | 65.848 | 0 | 13.352 | 0 | 0 | 13.352 | 0.2 | 0 | 0 | 0 | 0
|  |  |  | 44 | 88 | 0 | 0 | 0 | 0 | 0 | 11.23 | 0.12409 | 0 | 88 | 87.71 | 0 | 0.29 | 0 | 0 | 0.29 | 0.2 | 0 | 0 | 0 | 0
|  |  |  | 40.52 | 81.04 | 0 | 0 | 0 | 0 | 0 | 11.23 | 0.12409 | 0 | 81.04 | 81.04 | 0 | 0 | 0 | 0 | 0 | 0.2 | 0 | 0 | 0 | 0
|  |  |  | 39.64 | 79.28 | 0 | 0 | 0 | 0 | 0 | 7.48 | 0.10336 | 12.554 | 79.28 | 79.28 | 0 | 0 | 0 | 0 | 0 | 0.59956 | 0 | 0 | 0 | 0
|  |  |  | 38.92 | 77.84 | 0 | 0 | 0 | 0 | 0 | 7.48 | 0.10336 | 8.701 | 77.84 | 77.84 | 0 | 0 | 0 | 0 | 0 | 0.8765 | 0 | 0 | 0 | 0
|  |  |  | 23.08 | 46.16 | 0 | 0 | 0 | 0 | 0 | 7.48 | 0.10336 | 0 | 46.16 | 46.16 | 0 | 0 | 0 | 0 | 0 | 0.8765 | 0 | 0 | 0 | 0
|  |  |  | 11 | 22 | 0 | 0 | 0 | 0 | 0 | 7.48 | 0.10336 | 0 | 22 | 22 | 0 | 0 | 0 | 0 | 0 | 0.8765 | 0 | 0 | 0 | 0
|  |  |  | 9.44 | 18.88 | 0 | 0 | 0 | 0 | 0 | 7.48 | 0.10336 | 0 | 18.88 | 18.88 | 0 | 0 | 0 | 0 | 0 | 0.8765 | 0 | 0 | 0 | 0
|  |  |  | 10.28 | 20.56 | 0 | 0 | 0 | 0 | 0 | 7.48 | 0.10336 | 0 | 20.56 | 20.56 | 0 | 0 | 0 | 0 | 0 | 0.8765 | 0 | 0 | 0 | 0
|  |  |  | 11.2 | 22.4 | 0 | 0 | 0 | 0 | 0 | 7.48 | 0.10336 | 0 | 22.4 | 22.4 | 0 | 0 | 0 | 0 | 0 | 0.8765 | 0 | 0 | 0 | 0
|  |  |  | 12.16 | 24.32 | 0 | 0 | 0 | 0 | 0 | 7.48 | 0.10336 | 0 | 24.32 | 24.32 | 0 | 0 | 0 | 0 | 0 | 0.8765 | 0 | 0 | 0 | 0
|  |  |  | 14.16 | 28.32 | 0 | 0 | 0 | 0 | 0 | 7.48 | 0.10336 | 0 | 28.32 | 28.32 | 0 | 0 | 0 | 0 | 0 | 0.8765 | 0 | 0 | 0 | 0
|  |  |  | 16.36 | 32.72 | 0 | 0 | 0 | 0 | 0 | 7.48 | 0.10336 | 0 | 32.72 | 32.002 | 0 | 0.718 | 0 | 0 | 0.718 | 0.8765 | 0 | 0 | 0 | 0
|  |  |  | 22.16 | 44.32 | 0 | 0 | 0 | 0 | 0 | 7.48 | 0.10336 | 0 | 44.32 | 29.293 | 0 | 15.027 | 0 | 0 | 15.027 | 0.8765 | 0 | 0 | 0 | 0
|  |  |  | 23.12 | 46.24 | 0 | 0 | 0 | 0 | 0 | 7.48 | 0.10336 | 0 | 46.24 | 8.528 | 0 | 37.712 | 0 | 0 | 37.712 | 0.8765 | 0 | 0 | 0 | 0
|  |  |  | 29.08 | 58.16 | 0 | 0 | 0 | 0 | 0 | 7.48 | 0.10336 | 0 | 58.16 | 0.898 | 0 | 57.262 | 0 | 0 | 57.262 | 0.8765 | 0 | 0 | 0 | 0
|  |  |  | 34.88 | 69.76 | 0 | 0 | 0 | 0 | 0 | 7.48 | 0.10336 | 0 | 69.76 | 0 | 0 | 73.195 | 3.435 | 0 | 69.76 | 0.98584 | 0 | 0 | 0 | 0
|  |  |  | 43.12 | 86.24 | 0 | 0 | 0 | 0 | 0 | 7.48 | 0.10336 | 0 | 86.24 | 3.421 | 0 | 82.819 | 0 | 0 | 82.819 | 0.98584 | 0 | 0 | 0 | 0
|  |  |  | 51.56 | 103.12 | 0 | 0 | 0 | 0 | 0 | 7.48 | 0.10336 | 0 | 103.12 | 14.52 | 0 | 88.6 | 0 | 0 | 88.6 | 0.98584 | 0 | 0 | 0 | 0
|  |  |  | 54.24 | 108.48 | 0 | 0 | 0 | 0 | 0 | 7.48 | 0.10336 | 0 | 108.48 | 20.245 | 0 | 88.235 | 0 | 0 | 88.235 | 0.98584 | 0 | 0 | 0 | 0
|  |  |  | 47.92 | 95.84 | 0 | 0 | 0 | 0 | 0 | 7.48 | 0.10336 | 0 | 95.84 | 13.172 | 0 | 82.668 | 0 | 0 | 82.668 | 0.98584 | 0 | 0 | 0 | 0
|  |  |  | 47.16 | 94.32 | 0 | 0 | 0 | 0 | 0 | 7.48 | 0.10336 | 0 | 94.32 | 22.057 | 0 | 72.263 | 0 | 0 | 72.263 | 0.98584 | 0 | 0 | 0 | 0
|  |  |  | 47.08 | 94.16 | 0 | 0 | 0 | 0 | 0 | 7.48 | 0.10336 | 0 | 94.16 | 37.793 | 0 | 56.367 | 0 | 0 | 56.367 | 0.98584 | 0 | 0 | 0 | 0
|  |  |  | 49 | 98 | 0 | 0 | 0 | 0 | 0 | 7.48 | 0.10336 | 0 | 98 | 62.87 | 0 | 35.13 | 0 | 0 | 35.13 | 0.98584 | 0 | 0 | 0 | 0
|  |  |  | 49.2 | 98.4 | 0 | 0 | 0 | 0 | 0 | 7.48 | 0.10336 | 0 | 98.4 | 85.804 | 0 | 12.596 | 0 | 0 | 12.596 | 0.98584 | 0 | 0 | 0 | 0
|  |  |  | 47.04 | 94.08 | 0 | 0 | 0 | 0 | 0 | 7.48 | 0.10336 | 0 | 94.08 | 93.979 | 0 | 0.101 | 0 | 0 | 0.101 | 0.98584 | 0 | 0 | 0 | 0
|  |  |  | 44.36 | 88.72 | 0 | 0 | 0 | 0 | 0 | 7.48 | 0.10336 | 0 | 88.72 | 88.72 | 0 | 0 | 0 | 0 | 0 | 0.98584 | 0 | 0 | 0 | 0
|  |  |  | 45.32 | 90.64 | 0 | 0 | 0 | 0 | 0 | 7.48 | 0.10336 | 0 | 90.64 | 90.64 | 0 | 0 | 0 | 0 | 0 | 0.98584 | 0 | 0 | 0 | 0
|  |  |  | 41.04 | 82.08 | 0 | 0 | 0 | 0 | 0 | 7.48 | 0.10336 | 0 | 82.08 | 82.08 | 0 | 0 | 0 | 0 | 0 | 0.98584 | 0 | 0 | 0 | 0
|  |  |  | 31.36 | 62.72 | 0 | 0 | 0 | 0 | 0 | 7.48 | 0.10336 | 0 | 62.72 | 62.72 | 0 | 0 | 0 | 0 | 0 | 0.98584 | 0 | 0 | 0 | 0
|  |  |  | 14.52 | 29.04 | 0 | 0 | 0 | 0 | 0 | 7.48 | 0.10336 | 0 | 29.04 | 29.04 | 0 | 0 | 0 | 0 | 0 | 0.98584 | 0 | 0 | 0 | 0
|  |  |  | 9.64 | 19.28 | 0 | 0 | 0 | 0 | 0 | 7.48 | 0.10336 | 0 | 19.28 | 19.28 | 0 | 0 | 0 | 0 | 0 | 0.98584 | 0 | 0 | 0 | 0
|  |  |  | 11 | 22 | 0 | 0 | 0 | 0 | 0 | 7.48 | 0.10336 | 0 | 22 | 22 | 0 | 0 | 0 | 0 | 0 | 0.98584 | 0 | 0 | 0 | 0
|  |  |  | 11.32 | 22.64 | 0 | 0 | 0 | 0 | 0 | 7.48 | 0.10336 | 0 | 22.64 | 22.64 | 0 | 0 | 0 | 0 | 0 | 0.98584 | 0 | 0 | 0 | 0
|  |  |  | 12 | 24 | 0 | 0 | 0 | 0 | 0 | 7.48 | 0.10336 | 0 | 24 | 24 | 0 | 0 | 0 | 0 | 0 | 0.98584 | 0 | 0 | 0 | 0
|  |  |  | 14.32 | 28.64 | 0 | 0 | 0 | 0 | 0 | 7.48 | 0.10336 | 0 | 28.64 | 28.64 | 0 | 0 | 0 | 0 | 0 | 0.98584 | 0 | 0 | 0 | 0
|  |  |  | 15.92 | 31.84 | 0 | 0 | 0 | 0 | 0 | 7.48 | 0.10336 | 0 | 31.84 | 31.109 | 0 | 0.731 | 0 | 0 | 0.731 | 0.98584 | 0 | 0 | 0 | 0
|  |  |  | 22.2 | 44.4 | 0 | 0 | 0 | 0 | 0 | 7.48 | 0.10336 | 0 | 44.4 | 29.36 | 0 | 15.04 | 0 | 0 | 15.04 | 0.98584 | 0 | 0 | 0 | 0
|  |  |  | 24.16 | 48.32 | 0 | 0 | 0 | 0 | 0 | 7.48 | 0.10336 | 0 | 48.32 | 10.973 | 0 | 37.347 | 0 | 0 | 37.347 | 0.98584 | 0 | 0 | 0 | 0
|  |  |  | 32.08 | 64.16 | 0 | 0 | 0 | 0 | 0 | 7.48 | 0.10336 | 0 | 64.16 | 6.495 | 0 | 57.665 | 0 | 0 | 57.665 | 0.98584 | 0 | 0 | 0 | 0
|  |  |  | 38.2 | 76.4 | 0 | 0 | 0 | 0 | 0 | 7.48 | 0.10336 | 0 | 76.4 | 4.2 | 0 | 72.2 | 0 | 0 | 72.2 | 0.98584 | 0 | 0 | 0 | 0
|  |  |  | 46.84 | 93.68 | 0 | 0 | 0 | 0 | 0 | 7.48 | 0.10336 | 0 | 93.68 | 10.143 | 0 | 83.537 | 0 | 0 | 83.537 | 0.98584 | 0 | 0 | 0 | 0
|  |  |  | 51.32 | 102.64 | 0 | 0 | 0 | 0 | 0 | 7.48 | 0.10336 | 0 | 102.64 | 14.997 | 0 | 87.643 | 0 | 0 | 87.643 | 0.98584 | 0 | 0 | 0 | 0
|  |  |  | 52 | 104 | 0 | 0 | 0 | 0 | 0 | 7.48 | 0.10336 | 0 | 104 | 15.085 | 0 | 88.915 | 0 | 0 | 88.915 | 0.98584 | 0 | 0 | 0 | 0
|  |  |  | 52.6 | 105.2 | 0 | 0 | 0 | 0 | 0 | 7.48 | 0.10336 | 0 | 105.2 | 21.802 | 0 | 83.398 | 0 | 0 | 83.398 | 0.98584 | 0 | 0 | 0 | 0
|  |  |  | 50.24 | 100.48 | 0 | 0 | 0 | 0 | 0 | 7.48 | 0.10336 | 0 | 100.48 | 27.725 | 0 | 72.755 | 0 | 0 | 72.755 | 0.98584 | 0 | 0 | 0 | 0
|  |  |  | 47.72 | 95.44 | 0 | 0 | 0 | 0 | 0 | 7.48 | 0.10336 | 0 | 95.44 | 38.871 | 0 | 56.569 | 0 | 0 | 56.569 | 0.98584 | 0 | 0 | 0 | 0
|  |  |  | 49.28 | 98.56 | 0 | 0 | 0 | 0 | 0 | 7.48 | 0.10336 | 0 | 98.56 | 62.989 | 0 | 35.571 | 0 | 0 | 35.571 | 0.98584 | 0 | 0 | 0 | 0
|  |  |  | 53.4 | 106.8 | 0 | 0 | 0 | 0 | 0 | 7.48 | 0.10336 | 0 | 106.8 | 94.191 | 0 | 12.609 | 0 | 0 | 12.609 | 0.98584 | 0 | 0 | 0 | 0
|  |  |  | 51.84 | 103.68 | 0 | 0 | 0 | 0 | 0 | 7.48 | 0.10336 | 0 | 103.68 | 103.68 | 0 | 0 | 0 | 0 | 0 | 0.98584 | 0 | 0 | 0 | 0
|  |  |  | 47.8 | 95.6 | 0 | 0 | 0 | 0 | 0 | 7.48 | 0.10336 | 0 | 95.6 | 95.6 | 0 | 0 | 0 | 0 | 0 | 0.98584 | 0 | 0 | 0 | 0
|  |  |  | 45.28 | 90.56 | 0 | 0 | 0 | 0 | 0 | 7.48 | 0.10336 | 0 | 90.56 | 90.56 | 0 | 0 | 0 | 0 | 0 | 0.98584 | 0 | 0 | 0 | 0
|  |  |  | 40.72 | 81.44 | 0 | 0 | 0 | 0 | 0 | 7.48 | 0.10336 | 0 | 81.44 | 81.44 | 0 | 0 | 0 | 0 | 0 | 0.98584 | 0 | 0 | 0 | 0
|  |  |  | 32.4 | 64.8 | 0 | 0 | 0 | 0 | 0 | 7.48 | 0.10336 | 0 | 64.8 | 64.8 | 0 | 0 | 0 | 0 | 0 | 0.98584 | 0 | 0 | 0 | 0
|  |  |  | 14.4 | 28.8 | 0 | 0 | 0 | 0 | 0 | 7.48 | 0.10336 | 0 | 28.8 | 28.8 | 0 | 0 | 0 | 0 | 0 | 0.98584 | 0 | 0 | 0 | 0
|  |  |  | 9.32 | 18.64 | 0 | 0 | 0 | 0 | 0 | 7.48 | 0.10336 | 0 | 18.64 | 18.64 | 0 | 0 | 0 | 0 | 0 | 0.98584 | 0 | 0 | 0 | 0
|  |  |  | 11.52 | 23.04 | 0 | 0 | 0 | 0 | 0 | 7.48 | 0.10336 | 0 | 23.04 | 23.04 | 0 | 0 | 0 | 0 | 0 | 0.98584 | 0 | 0 | 0 | 0
|  |  |  | 12.32 | 24.64 | 0 | 0 | 0 | 0 | 0 | 7.48 | 0.10336 | 0 | 24.64 | 24.64 | 0 | 0 | 0 | 0 | 0 | 0.98584 | 0 | 0 | 0 | 0
|  |  |  | 13.28 | 26.56 | 0 | 0 | 0 | 0 | 0 | 7.48 | 0.10336 | 0 | 26.56 | 26.56 | 0 | 0 | 0 | 0 | 0 | 0.98584 | 0 | 0 | 0 | 0
|  |  |  | 15.68 | 31.36 | 0 | 0 | 0 | 0 | 0 | 7.48 | 0.10336 | 0 | 31.36 | 31.36 | 0 | 0 | 0 | 0 | 0 | 0.98584 | 0 | 0 | 0 | 0
|  |  |  | 18.64 | 37.28 | 0 | 0 | 0 | 0 | 0 | 7.48 | 0.10336 | 0 | 37.28 | 36.675 | 0 | 0.605 | 0 | 0 | 0.605 | 0.98584 | 0 | 0 | 0 | 0
|  |  |  | 28.92 | 57.84 | 0 | 0 | 0 | 0 | 0 | 7.48 | 0.10336 | 0 | 57.84 | 43.002 | 0 | 14.838 | 0 | 0 | 14.838 | 0.98584 | 0 | 0 | 0 | 0
|  |  |  | 29.52 | 59.04 | 0 | 0 | 0 | 0 | 0 | 7.48 | 0.10336 | 0 | 59.04 | 22.008 | 0 | 37.032 | 0 | 0 | 37.032 | 0.98584 | 0 | 0 | 0 | 0
|  |  |  | 27.64 | 55.28 | 0 | 0 | 0 | 0 | 0 | 7.48 | 0.10336 | 0 | 55.28 | 0 | 0 | 55.725 | 0.445 | 0 | 55.28 | 1 | 0 | 0 | 0 | 0
|  |  |  | 39.44 | 78.88 | 0 | 0 | 0 | 0 | 0 | 7.48 | 0.10336 | 0 | 78.88 | 7.398 | 0 | 71.482 | 0 | 0 | 71.482 | 1 | 0 | 0 | 0 | 0
|  |  |  | 42.56 | 85.12 | 0 | 0 | 0 | 0 | 0 | 11.23 | 0.12409 | 0 | 85.12 | 2.175 | 0 | 82.945 | 0 | 0 | 82.945 | 1 | 0 | 0 | 0 | 0
|  |  |  | 50 | 100 | 0 | 0 | 0 | 0 | 0 | 11.23 | 0.12409 | 0 | 100 | 12.962 | 0 | 87.038 | 0 | 0 | 87.038 | 1 | 0 | 0 | 0 | 0
|  |  |  | 48.36 | 96.72 | 0 | 0 | 0 | 0 | 0 | 11.23 | 0.12409 | 0 | 96.72 | 8.598 | 0 | 88.122 | 0 | 0 | 88.122 | 1 | 0 | 0 | 0 | 0
|  |  |  | 49.04 | 98.08 | 0 | 0 | 0 | 0 | 0 | 17.48 | 0.13136 | 0 | 98.08 | 15.236 | 0 | 82.844 | 0 | 0 | 82.844 | 1 | 0 | 0 | 0 | 0
|  |  |  | 51.6 | 103.2 | 0 | 0 | 0 | 0 | 0 | 17.48 | 0.13136 | 0 | 103.2 | 31 | 0 | 72.2 | 0 | 0 | 72.2 | 1 | 0 | 0 | 0 | 0
|  |  |  | 49.04 | 98.08 | 0 | 0 | 0 | 0 | 0 | 17.48 | 0.13136 | 0 | 98.08 | 31.971 | 0 | 56.077 | 0 | 0 | 56.077 | 0.64467 | 0 | 10.032 | 0 | 0
|  |  |  | 49.04 | 98.08 | 0 | 0 | 0 | 0 | 0 | 17.48 | 0.13136 | 0 | 98.08 | 50.975 | 0 | 34.551 | 0 | 0 | 34.551 | 0.2 | 0 | 12.554 | 0 | 0
|  |  |  | 48.52 | 97.04 | 0 | 0 | 0 | 0 | 0 | 11.23 | 0.12409 | 0 | 97.04 | 84.948 | 0 | 12.092 | 0 | 0 | 12.092 | 0.2 | 0 | 0 | 0 | 0
|  |  |  | 50 | 100 | 0 | 0 | 0 | 0 | 0 | 11.23 | 0.12409 | 0 | 100 | 100 | 0 | 0 | 0 | 0 | 0 | 0.2 | 0 | 0 | 0 | 0
|  |  |  | 45.64 | 91.28 | 0 | 0 | 0 | 0 | 0 | 11.23 | 0.12409 | 0 | 91.28 | 91.28 | 0 | 0 | 0 | 0 | 0 | 0.2 | 0 | 0 | 0 | 0
|  |  |  | 44.2 | 88.4 | 0 | 0 | 0 | 0 | 0 | 7.48 | 0.10336 | 12.554 | 88.4 | 88.4 | 0 | 0 | 0 | 0 | 0 | 0.59956 | 0 | 0 | 0 | 0
|  |  |  | 41.64 | 83.28 | 0 | 0 | 0 | 0 | 0 | 7.48 | 0.10336 | 12.554 | 83.28 | 83.28 | 0 | 0 | 0 | 0 | 0 | 0.99913 | 0 | 0 | 0 | 0
|  |  |  | 30.44 | 60.88 | 0 | 0 | 0 | 0 | 0 | 7.48 | 0.10336 | 0.027 | 60.88 | 60.88 | 0 | 0 | 0 | 0 | 0 | 1 | 0 | 0 | 0 | 0
|  |  |  | 14.88 | 29.76 | 0 | 0 | 0 | 0 | 0 | 7.48 | 0.10336 | 0 | 29.76 | 29.76 | 0 | 0 | 0 | 0 | 0 | 1 | 0 | 0 | 0 | 0
|  |  |  | 9.12 | 18.24 | 0 | 0 | 0 | 0 | 0 | 7.48 | 0.10336 | 0 | 18.24 | 18.24 | 0 | 0 | 0 | 0 | 0 | 1 | 0 | 0 | 0 | 0
|  |  |  | 10.6 | 21.2 | 0 | 0 | 0 | 0 | 0 | 7.48 | 0.10336 | 0 | 21.2 | 21.2 | 0 | 0 | 0 | 0 | 0 | 1 | 0 | 0 | 0 | 0
|  |  |  | 11.68 | 23.36 | 0 | 0 | 0 | 0 | 0 | 7.48 | 0.10336 | 0 | 23.36 | 23.36 | 0 | 0 | 0 | 0 | 0 | 1 | 0 | 0 | 0 | 0
|  |  |  | 12.4 | 24.8 | 0 | 0 | 0 | 0 | 0 | 7.48 | 0.10336 | 0 | 24.8 | 24.8 | 0 | 0 | 0 | 0 | 0 | 1 | 0 | 0 | 0 | 0
|  |  |  | 14.84 | 29.68 | 0 | 0 | 0 | 0 | 0 | 7.48 | 0.10336 | 0 | 29.68 | 29.68 | 0 | 0 | 0 | 0 | 0 | 1 | 0 | 0 | 0 | 0
|  |  |  | 17 | 34 | 0 | 0 | 0 | 0 | 0 | 7.48 | 0.10336 | 0 | 34 | 33.408 | 0 | 0.592 | 0 | 0 | 0.592 | 1 | 0 | 0 | 0 | 0
|  |  |  | 23.04 | 46.08 | 0 | 0 | 0 | 0 | 0 | 7.48 | 0.10336 | 0 | 46.08 | 31.544 | 0 | 14.536 | 0 | 0 | 14.536 | 1 | 0 | 0 | 0 | 0
|  |  |  | 24 | 48 | 0 | 0 | 0 | 0 | 0 | 7.48 | 0.10336 | 0 | 48 | 11.182 | 0 | 36.818 | 0 | 0 | 36.818 | 1 | 0 | 0 | 0 | 0
|  |  |  | 34.8533 | 69.7067 | 0 | 0 | 0 | 0 | 0 | 7.48 | 0.10336 | 0 | 69.707 | 14.108 | 0 | 55.599 | 0 | 0 | 55.599 | 1 | 0 | 0 | 0 | 0
|  |  |  | 40.3333 | 80.6667 | 0 | 0 | 0 | 0 | 0 | 7.48 | 0.10336 | 0 | 80.667 | 9.121 | 0 | 71.545 | 0 | 0 | 71.545 | 1 | 0 | 0 | 0 | 0
|  |  |  | 45.1067 | 90.2133 | 0 | 0 | 0 | 0 | 0 | 11.23 | 0.12409 | 0 | 90.213 | 7.155 | 0 | 83.058 | 0 | 0 | 83.058 | 1 | 0 | 0 | 0 | 0
|  |  |  | 53.4933 | 106.9867 | 0 | 0 | 0 | 0 | 0 | 11.23 | 0.12409 | 0 | 106.987 | 19.142 | 0 | 87.845 | 0 | 0 | 87.845 | 1 | 0 | 0 | 0 | 0
|  |  |  | 52.1333 | 104.2667 | 0 | 0 | 0 | 0 | 0 | 11.23 | 0.12409 | 0 | 104.267 | 15.137 | 0 | 89.129 | 0 | 0 | 89.129 | 1 | 0 | 0 | 0 | 0
|  |  |  | 55.1067 | 110.2133 | 0 | 0 | 0 | 0 | 0 | 17.48 | 0.13136 | 0 | 110.213 | 25.933 | 0 | 84.28 | 0 | 0 | 84.28 | 1 | 0 | 0 | 0 | 0
|  |  |  | 56.56 | 113.12 | 0 | 0 | 0 | 0 | 0 | 17.48 | 0.13136 | 0 | 113.12 | 39.32 | 0 | 73.8 | 0 | 0 | 73.8 | 1 | 0 | 0 | 0 | 0
|  |  |  | 58.0133 | 116.0267 | 0 | 0 | 0 | 0 | 0 | 17.48 | 0.13136 | 0 | 116.027 | 49.212 | 0 | 56.783 | 0 | 0 | 56.783 | 0.64467 | 0 | 10.032 | 0 | 0
|  |  |  | 56.4533 | 112.9067 | 0 | 0 | 0 | 0 | 0 | 17.48 | 0.13136 | 0 | 112.907 | 64.769 | 0 | 35.584 | 0 | 0 | 35.584 | 0.2 | 0 | 12.554 | 0 | 0
|  |  |  | 55.6133 | 111.2267 | 0 | 0 | 0 | 0 | 0 | 11.23 | 0.12409 | 0 | 111.227 | 98.958 | 0 | 12.269 | 0 | 0 | 12.269 | 0.2 | 0 | 0 | 0 | 0
|  |  |  | 52.9867 | 105.9733 | 0 | 0 | 0 | 0 | 0 | 11.23 | 0.12409 | 0 | 105.973 | 105.973 | 0 | 0 | 0 | 0 | 0 | 0.2 | 0 | 0 | 0 | 0
|  |  |  | 49.24 | 98.48 | 0 | 0 | 0 | 0 | 0 | 11.23 | 0.12409 | 0 | 98.48 | 98.48 | 0 | 0 | 0 | 0 | 0 | 0.2 | 0 | 0 | 0 | 0
|  |  |  | 45.04 | 90.08 | 0 | 0 | 0 | 0 | 0 | 7.48 | 0.10336 | 0 | 90.08 | 90.08 | 0 | 0 | 0 | 0 | 0 | 0.2 | 0 | 0 | 0 | 0
|  |  |  | 40.56 | 81.12 | 0 | 0 | 0 | 0 | 0 | 7.48 | 0.10336 | 0 | 81.12 | 81.12 | 0 | 0 | 0 | 0 | 0 | 0.2 | 0 | 0 | 0 | 0
|  |  |  | 29.76 | 59.52 | 0 | 0 | 0 | 0 | 0 | 7.48 | 0.10336 | 0 | 59.52 | 59.52 | 0 | 0 | 0 | 0 | 0 | 0.2 | 0 | 0 | 0 | 0
|  |  |  | 13.32 | 26.64 | 0 | 0 | 0 | 0 | 0 | 7.48 | 0.10336 | 0 | 26.64 | 26.64 | 0 | 0 | 0 | 0 | 0 | 0.2 | 0 | 0 | 0 | 0
|  |  |  | 12.04 | 24.08 | 0 | 0 | 0 | 0 | 0 | 7.48 | 0.10336 | 0 | 24.08 | 24.08 | 0 | 0 | 0 | 0 | 0 | 0.2 | 0 | 0 | 0 | 0
|  |  |  | 11.76 | 23.52 | 0 | 0 | 0 | 0 | 0 | 7.48 | 0.10336 | 0 | 23.52 | 23.52 | 0 | 0 | 0 | 0 | 0 | 0.2 | 0 | 0 | 0 | 0
|  |  |  | 10.96 | 21.92 | 0 | 0 | 0 | 0 | 0 | 7.48 | 0.10336 | 0 | 21.92 | 21.92 | 0 | 0 | 0 | 0 | 0 | 0.2 | 0 | 0 | 0 | 0
|  |  |  | 14.64 | 29.28 | 0 | 0 | 0 | 0 | 0 | 7.48 | 0.10336 | 0 | 29.28 | 29.28 | 0 | 0 | 0 | 0 | 0 | 0.2 | 0 | 0 | 0 | 0
|  |  |  | 15.56 | 31.12 | 0 | 0 | 0 | 0 | 0 | 7.48 | 0.10336 | 0 | 31.12 | 31.12 | 0 | 0 | 0 | 0 | 0 | 0.2 | 0 | 0 | 0 | 0
|  |  |  | 16.96 | 33.92 | 0 | 0 | 0 | 0 | 0 | 7.48 | 0.10336 | 0 | 33.92 | 33.391 | 0 | 0.529 | 0 | 0 | 0.529 | 0.2 | 0 | 0 | 0 | 0
|  |  |  | 18.16 | 36.32 | 0 | 0 | 0 | 0 | 0 | 7.48 | 0.10336 | 0 | 36.32 | 21.797 | 0 | 14.523 | 0 | 0 | 14.523 | 0.2 | 0 | 0 | 0 | 0
|  |  |  | 20.8 | 41.6 | 0 | 0 | 0 | 0 | 0 | 7.48 | 0.10336 | 0 | 41.6 | 31.939 | 0 | 9.661 | 0 | 0 | 9.661 | 0.2 | 0 | 0 | 0 | 0
|  |  |  | 25.32 | 50.64 | 0 | 0 | 0 | 0 | 0 | 7.48 | 0.10336 | 0 | 50.64 | 36.658 | 0 | 13.982 | 0 | 0 | 13.982 | 0.2 | 0 | 0 | 0 | 0
|  |  |  | 29.44 | 58.88 | 0 | 0 | 0 | 0 | 0 | 7.48 | 0.10336 | 0 | 58.88 | 0 | 3.084 | 71.434 | 12.554 | 0 | 58.88 | 0.59956 | 0 | 0 | 0 | 0
|  |  |  | 32.48 | 64.96 | 0 | 0 | 0 | 0 | 0 | 11.23 | 0.12409 | 0 | 64.96 | 0 | 0 | 73.195 | 8.235 | 0 | 64.96 | 0.86168 | 0 | 0 | 0 | 0
|  |  |  | 40.88 | 81.76 | 0 | 0 | 0 | 0 | 0 | 11.23 | 0.12409 | 0 | 81.76 | 0 | 3.993 | 86.106 | 4.346 | 0 | 81.76 | 1 | 0 | 0 | 0 | 0
|  |  |  | 46.52 | 93.04 | 0 | 0 | 0 | 0 | 0 | 11.23 | 0.12409 | 0 | 93.04 | 3.18 | 0 | 89.86 | 0 | 0 | 89.86 | 1 | 0 | 0 | 0 | 0
|  |  |  | 49.28 | 98.56 | 0 | 0 | 0 | 0 | 0 | 17.48 | 0.13136 | 0 | 98.56 | 15.061 | 0 | 83.499 | 0 | 0 | 83.499 | 1 | 0 | 0 | 0 | 0
|  |  |  | 41.76 | 83.52 | 0 | 0 | 0 | 0 | 0 | 17.48 | 0.13136 | 0 | 83.52 | 11.005 | 0 | 72.515 | 0 | 0 | 72.515 | 1 | 0 | 0 | 0 | 0
|  |  |  | 43.48 | 86.96 | 0 | 0 | 0 | 0 | 0 | 17.48 | 0.13136 | 0 | 86.96 | 21.002 | 0 | 55.926 | 0 | 0 | 55.926 | 0.64467 | 0 | 10.032 | 0 | 0
|  |  |  | 42.32 | 84.64 | 0 | 0 | 0 | 0 | 0 | 17.48 | 0.13136 | 0 | 84.64 | 38.027 | 0 | 34.06 | 0 | 0 | 34.06 | 0.2 | 0 | 12.554 | 0 | 0
|  |  |  | 42.76 | 85.52 | 0 | 0 | 0 | 0 | 0 | 11.23 | 0.12409 | 0 | 85.52 | 73.932 | 0 | 11.588 | 0 | 0 | 11.588 | 0.2 | 0 | 0 | 0 | 0
|  |  |  | 36.68 | 73.36 | 0 | 0 | 0 | 0 | 0 | 11.23 | 0.12409 | 0 | 73.36 | 73.36 | 0 | 0 | 0 | 0 | 0 | 0.2 | 0 | 0 | 0 | 0
|  |  |  | 33 | 66 | 0 | 0 | 0 | 0 | 0 | 11.23 | 0.12409 | 0 | 66 | 66 | 0 | 0 | 0 | 0 | 0 | 0.2 | 0 | 0 | 0 | 0
|  |  |  | 29.92 | 59.84 | 0 | 0 | 0 | 0 | 0 | 7.48 | 0.10336 | 0 | 59.84 | 59.84 | 0 | 0 | 0 | 0 | 0 | 0.2 | 0 | 0 | 0 | 0
|  |  |  | 27.64 | 55.28 | 0 | 0 | 0 | 0 | 0 | 7.48 | 0.10336 | 0 | 55.28 | 55.28 | 0 | 0 | 0 | 0 | 0 | 0.2 | 0 | 0 | 0 | 0
|  |  |  | 27.44 | 54.88 | 0 | 0 | 0 | 0 | 0 | 7.48 | 0.10336 | 0 | 54.88 | 54.88 | 0 | 0 | 0 | 0 | 0 | 0.2 | 0 | 0 | 0 | 0
|  |  |  | 15.76 | 31.52 | 0 | 0 | 0 | 0 | 0 | 7.48 | 0.10336 | 0 | 31.52 | 31.52 | 0 | 0 | 0 | 0 | 0 | 0.2 | 0 | 0 | 0 | 0
|  |  |  | 13.44 | 26.88 | 0 | 0 | 0 | 0 | 0 | 7.48 | 0.10336 | 0 | 26.88 | 26.88 | 0 | 0 | 0 | 0 | 0 | 0.2 | 0 | 0 | 0 | 0
|  |  |  | 14.92 | 29.84 | 0 | 0 | 0 | 0 | 0 | 7.48 | 0.10336 | 0 | 29.84 | 29.84 | 0 | 0 | 0 | 0 | 0 | 0.2 | 0 | 0 | 0 | 0
|  |  |  | 12.04 | 24.08 | 0 | 0 | 0 | 0 | 0 | 7.48 | 0.10336 | 0 | 24.08 | 24.08 | 0 | 0 | 0 | 0 | 0 | 0.2 | 0 | 0 | 0 | 0
|  |  |  | 11.64 | 23.28 | 0 | 0 | 0 | 0 | 0 | 7.48 | 0.10336 | 0 | 23.28 | 23.28 | 0 | 0 | 0 | 0 | 0 | 0.2 | 0 | 0 | 0 | 0
|  |  |  | 14.08 | 28.16 | 0 | 0 | 0 | 0 | 0 | 7.48 | 0.10336 | 0 | 28.16 | 28.16 | 0 | 0 | 0 | 0 | 0 | 0.2 | 0 | 0 | 0 | 0
|  |  |  | 16.16 | 32.32 | 0 | 0 | 0 | 0 | 0 | 7.48 | 0.10336 | 0 | 32.32 | 31.879 | 0 | 0.441 | 0 | 0 | 0.441 | 0.2 | 0 | 0 | 0 | 0
|  |  |  | 16.16 | 32.32 | 0 | 0 | 0 | 0 | 0 | 7.48 | 0.10336 | 0 | 32.32 | 28.529 | 0 | 3.791 | 0 | 0 | 3.791 | 0.2 | 0 | 0 | 0 | 0
|  |  |  | 15.56 | 31.12 | 0 | 0 | 0 | 0 | 0 | 7.48 | 0.10336 | 0 | 31.12 | 6.218 | 0 | 24.902 | 0 | 0 | 24.902 | 0.2 | 0 | 0 | 0 | 0
|  |  |  | 20.32 | 40.64 | 0 | 0 | 0 | 0 | 0 | 7.48 | 0.10336 | 0 | 40.64 | 0 | 4.534 | 53.194 | 12.554 | 0 | 40.64 | 0.59956 | 0 | 0 | 0 | 0
|  |  |  | 27.08 | 54.16 | 0 | 0 | 0 | 0 | 0 | 7.48 | 0.10336 | 0 | 54.16 | 0 | 5.26 | 66.714 | 12.554 | 0 | 54.16 | 0.99913 | 0 | 0 | 0 | 0
|  |  |  | 27.16 | 54.32 | 0 | 0 | 0 | 0 | 0 | 11.23 | 0.12409 | 0 | 54.32 | 0 | 28.937 | 54.347 | 0.027 | 0 | 54.32 | 1 | 0 | 0 | 0 | 0
|  |  |  | 34.12 | 68.24 | 0 | 0 | 0 | 0 | 0 | 11.23 | 0.12409 | 0 | 68.24 | 0 | 19.353 | 68.24 | 0 | 0 | 68.24 | 1 | 0 | 0 | 0 | 0
|  |  |  | 39.88 | 79.76 | 0 | 0 | 0 | 0 | 0 | 11.23 | 0.12409 | 0 | 79.76 | 0 | 8.891 | 79.76 | 0 | 0 | 79.76 | 1 | 0 | 0 | 0 | 0
|  |  |  | 46.72 | 93.44 | 0 | 0 | 0 | 0 | 0 | 17.48 | 0.13136 | 0 | 93.44 | 10.331 | 0 | 83.109 | 0 | 0 | 83.109 | 1 | 0 | 0 | 0 | 0
|  |  |  | 39.76 | 79.52 | 0 | 0 | 0 | 0 | 0 | 17.48 | 0.13136 | 0 | 79.52 | 7.458 | 0 | 72.062 | 0 | 0 | 72.062 | 1 | 0 | 0 | 0 | 0
|  |  |  | 40.44 | 80.88 | 0 | 0 | 0 | 0 | 0 | 17.48 | 0.13136 | 0 | 80.88 | 15.955 | 0 | 54.893 | 0 | 0 | 54.893 | 0.64467 | 0 | 10.032 | 0 | 0
|  |  |  | 39.64 | 79.28 | 0 | 0 | 0 | 0 | 0 | 17.48 | 0.13136 | 0 | 79.28 | 33.145 | 0 | 33.581 | 0 | 0 | 33.581 | 0.2 | 0 | 12.554 | 0 | 0
|  |  |  | 40.96 | 81.92 | 0 | 0 | 0 | 0 | 0 | 11.23 | 0.12409 | 0 | 81.92 | 70.747 | 0 | 11.173 | 0 | 0 | 11.173 | 0.2 | 0 | 0 | 0 | 0
|  |  |  | 38.84 | 77.68 | 0 | 0 | 0 | 0 | 0 | 11.23 | 0.12409 | 0 | 77.68 | 77.68 | 0 | 0 | 0 | 0 | 0 | 0.2 | 0 | 0 | 0 | 0
|  |  |  | 32.08 | 64.16 | 0 | 0 | 0 | 0 | 0 | 11.23 | 0.12409 | 0 | 64.16 | 64.16 | 0 | 0 | 0 | 0 | 0 | 0.2 | 0 | 0 | 0 | 0
|  |  |  | 31.28 | 62.56 | 0 | 0 | 0 | 0 | 0 | 7.48 | 0.10336 | 0.027 | 62.56 | 62.56 | 0 | 0 | 0 | 0 | 0 | 0.20087 | 0 | 0 | 0 | 0
|  |  |  | 32.32 | 64.64 | 0 | 0 | 0 | 0 | 0 | 7.48 | 0.10336 | 0 | 64.64 | 64.64 | 0 | 0 | 0 | 0 | 0 | 0.20087 | 0 | 0 | 0 | 0
|  |  |  | 28.36 | 56.72 | 0 | 0 | 0 | 0 | 0 | 7.48 | 0.10336 | 0 | 56.72 | 56.72 | 0 | 0 | 0 | 0 | 0 | 0.20087 | 0 | 0 | 0 | 0
|  |  |  | 13.28 | 26.56 | 0 | 0 | 0 | 0 | 0 | 7.48 | 0.10336 | 0 | 26.56 | 26.56 | 0 | 0 | 0 | 0 | 0 | 0.20087 | 0 | 0 | 0 | 0
|  |  |  | 8.96 | 17.92 | 0 | 0 | 0 | 0 | 0 | 7.48 | 0.10336 | 0 | 17.92 | 17.92 | 0 | 0 | 0 | 0 | 0 | 0.20087 | 0 | 0 | 0 | 0
|  |  |  | 10.84 | 21.68 | 0 | 0 | 0 | 0 | 0 | 7.48 | 0.10336 | 0 | 21.68 | 21.68 | 0 | 0 | 0 | 0 | 0 | 0.20087 | 0 | 0 | 0 | 0
|  |  |  | 11.24 | 22.48 | 0 | 0 | 0 | 0 | 0 | 7.48 | 0.10336 | 0 | 22.48 | 22.48 | 0 | 0 | 0 | 0 | 0 | 0.20087 | 0 | 0 | 0 | 0
|  |  |  | 11.36 | 22.72 | 0 | 0 | 0 | 0 | 0 | 7.48 | 0.10336 | 0 | 22.72 | 22.72 | 0 | 0 | 0 | 0 | 0 | 0.20087 | 0 | 0 | 0 | 0
|  |  |  | 14.2 | 28.4 | 0 | 0 | 0 | 0 | 0 | 7.48 | 0.10336 | 0 | 28.4 | 28.4 | 0 | 0 | 0 | 0 | 0 | 0.20087 | 0 | 0 | 0 | 0
|  |  |  | 16.04 | 32.08 | 0 | 0 | 0 | 0 | 0 | 7.48 | 0.10336 | 0 | 32.08 | 31.727 | 0 | 0.353 | 0 | 0 | 0.353 | 0.20087 | 0 | 0 | 0 | 0
|  |  |  | 22.36 | 44.72 | 0 | 0 | 0 | 0 | 0 | 7.48 | 0.10336 | 0 | 44.72 | 30.638 | 0 | 14.082 | 0 | 0 | 14.082 | 0.20087 | 0 | 0 | 0 | 0
|  |  |  | 21.28 | 42.56 | 0 | 0 | 0 | 0 | 0 | 7.48 | 0.10336 | 0 | 42.56 | 6.472 | 0 | 36.088 | 0 | 0 | 36.088 | 0.20087 | 0 | 0 | 0 | 0
|  |  |  | 27.64 | 55.28 | 0 | 0 | 0 | 0 | 0 | 7.48 | 0.10336 | 0 | 55.28 | 0.273 | 0 | 55.007 | 0 | 0 | 55.007 | 0.20087 | 0 | 0 | 0 | 0
|  |  |  | 36.4 | 72.8 | 0 | 0 | 0 | 0 | 0 | 7.48 | 0.10336 | 0 | 72.8 | 2.036 | 0 | 70.764 | 0 | 0 | 70.764 | 0.20087 | 0 | 0 | 0 | 0
|  |  |  | 32.4 | 64.8 | 0 | 0 | 0 | 0 | 0 | 11.23 | 0.12409 | 0 | 64.8 | 0 | 5.112 | 77.354 | 12.554 | 0 | 64.8 | 0.60044 | 0 | 0 | 0 | 0
|  |  |  | 34.48 | 68.96 | 0 | 0 | 0 | 0 | 0 | 11.23 | 0.12409 | 0 | 68.96 | 0 | 5.436 | 81.514 | 12.554 | 0 | 68.96 | 1 | 0 | 0 | 0 | 0
|  |  |  | 46.92 | 93.84 | 0 | 0 | 0 | 0 | 0 | 11.23 | 0.12409 | 0 | 93.84 | 5.995 | 0 | 87.845 | 0 | 0 | 87.845 | 1 | 0 | 0 | 0 | 0
|  |  |  | 46.76 | 93.52 | 0 | 0 | 0 | 0 | 0 | 17.48 | 0.13136 | 0 | 93.52 | 11.835 | 0 | 81.685 | 0 | 0 | 81.685 | 1 | 0 | 0 | 0 | 0
|  |  |  | 45.08 | 90.16 | 0 | 0 | 0 | 0 | 0 | 17.48 | 0.13136 | 0 | 90.16 | 19.396 | 0 | 70.764 | 0 | 0 | 70.764 | 1 | 0 | 0 | 0 | 0
|  |  |  | 47.56 | 95.12 | 0 | 0 | 0 | 0 | 0 | 17.48 | 0.13136 | 0 | 95.12 | 33.515 | 0 | 54.201 | 0 | 0 | 54.201 | 0.73773 | 0 | 7.404 | 0 | 0
|  |  |  | 49.44 | 98.88 | 0 | 0 | 0 | 0 | 0 | 17.48 | 0.13136 | 0 | 98.88 | 53.501 | 0 | 32.825 | 0 | 0 | 32.825 | 0.29306 | 0 | 12.554 | 0 | 0
|  |  |  | 52.04 | 104.08 | 0 | 0 | 0 | 0 | 0 | 11.23 | 0.12409 | 0 | 104.08 | 93.197 | 0 | 10.883 | 0 | 0 | 10.883 | 0.29306 | 0 | 0 | 0 | 0
|  |  |  | 56.08 | 112.16 | 0 | 0 | 0 | 0 | 0 | 11.23 | 0.12409 | 0 | 112.16 | 109.533 | 0 | 0 | 0 | 0 | 0 | 0.2 | 0 | 2.627 | 0 | 0
|  |  |  | 50.96 | 101.92 | 0 | 0 | 0 | 0 | 0 | 11.23 | 0.12409 | 0 | 101.92 | 101.92 | 0 | 0 | 0 | 0 | 0 | 0.2 | 0 | 0 | 0 | 0
|  |  |  | 46.92 | 93.84 | 0 | 0 | 0 | 0 | 0 | 7.48 | 0.10336 | 11.909 | 93.84 | 93.84 | 0 | 0 | 0 | 0 | 0 | 0.57905 | 0 | 0 | 0 | 0
|  |  |  | 45.72 | 91.44 | 0 | 0 | 0 | 0 | 0 | 7.48 | 0.10336 | 0 | 91.44 | 91.44 | 0 | 0 | 0 | 0 | 0 | 0.57905 | 0 | 0 | 0 | 0
|  |  |  | 35.72 | 71.44 | 0 | 0 | 0 | 0 | 0 | 7.48 | 0.10336 | 0 | 71.44 | 71.44 | 0 | 0 | 0 | 0 | 0 | 0.57905 | 0 | 0 | 0 | 0
|  |  |  | 14.76 | 29.52 | 0 | 0 | 0 | 0 | 0 | 7.48 | 0.10336 | 0 | 29.52 | 29.52 | 0 | 0 | 0 | 0 | 0 | 0.57905 | 0 | 0 | 0 | 0
|  |  |  | 9.44 | 18.88 | 0 | 0 | 0 | 0 | 0 | 7.48 | 0.10336 | 0 | 18.88 | 18.88 | 0 | 0 | 0 | 0 | 0 | 0.57905 | 0 | 0 | 0 | 0
|  |  |  | 11.72 | 23.44 | 0 | 0 | 0 | 0 | 0 | 7.48 | 0.10336 | 0 | 23.44 | 23.44 | 0 | 0 | 0 | 0 | 0 | 0.57905 | 0 | 0 | 0 | 0
|  |  |  | 12.36 | 24.72 | 0 | 0 | 0 | 0 | 0 | 7.48 | 0.10336 | 0 | 24.72 | 24.72 | 0 | 0 | 0 | 0 | 0 | 0.57905 | 0 | 0 | 0 | 0
|  |  |  | 13.56 | 27.12 | 0 | 0 | 0 | 0 | 0 | 7.48 | 0.10336 | 0 | 27.12 | 27.12 | 0 | 0 | 0 | 0 | 0 | 0.57905 | 0 | 0 | 0 | 0
|  |  |  | 14.84 | 29.68 | 0 | 0 | 0 | 0 | 0 | 7.48 | 0.10336 | 0 | 29.68 | 29.68 | 0 | 0 | 0 | 0 | 0 | 0.57905 | 0 | 0 | 0 | 0
|  |  |  | 16.28 | 32.56 | 0 | 0 | 0 | 0 | 0 | 7.48 | 0.10336 | 0 | 32.56 | 32.22 | 0 | 0.34 | 0 | 0 | 0.34 | 0.57905 | 0 | 0 | 0 | 0
|  |  |  | 21.68 | 43.36 | 0 | 0 | 0 | 0 | 0 | 7.48 | 0.10336 | 0 | 43.36 | 29.605 | 0 | 13.755 | 0 | 0 | 13.755 | 0.57905 | 0 | 0 | 0 | 0
|  |  |  | 23.36 | 46.72 | 0 | 0 | 0 | 0 | 0 | 7.48 | 0.10336 | 0 | 46.72 | 10.582 | 0 | 36.138 | 0 | 0 | 36.138 | 0.57905 | 0 | 0 | 0 | 0
|  |  |  | 35.64 | 71.28 | 0 | 0 | 0 | 0 | 0 | 7.48 | 0.10336 | 0 | 71.28 | 15.316 | 0 | 55.964 | 0 | 0 | 55.964 | 0.57905 | 0 | 0 | 0 | 0
|  |  |  | 42.68 | 85.36 | 0 | 0 | 0 | 0 | 0 | 7.48 | 0.10336 | 0 | 85.36 | 13.034 | 0 | 72.326 | 0 | 0 | 72.326 | 0.57905 | 0 | 0 | 0 | 0
|  |  |  | 47.88 | 95.76 | 0 | 0 | 0 | 0 | 0 | 7.48 | 0.10336 | 0 | 95.76 | 12.941 | 0 | 82.819 | 0 | 0 | 82.819 | 0.57905 | 0 | 0 | 0 | 0
|  |  |  | 60.2 | 120.4 | 0 | 0 | 0 | 0 | 0 | 7.48 | 0.10336 | 0 | 120.4 | 33.324 | 0 | 87.076 | 0 | 0 | 87.076 | 0.57905 | 0 | 0 | 0 | 0
|  |  |  | 58.32 | 116.64 | 0 | 0 | 0 | 0 | 0 | 7.48 | 0.10336 | 0 | 116.64 | 28.405 | 0 | 88.235 | 0 | 0 | 88.235 | 0.57905 | 0 | 0 | 0 | 0
|  |  |  | 53.8 | 107.6 | 0 | 0 | 0 | 0 | 0 | 7.48 | 0.10336 | 0 | 107.6 | 24.945 | 0 | 82.655 | 0 | 0 | 82.655 | 0.57905 | 0 | 0 | 0 | 0
|  |  |  | 54.76 | 109.52 | 0 | 0 | 0 | 0 | 0 | 7.48 | 0.10336 | 0 | 109.52 | 37.635 | 0 | 71.885 | 0 | 0 | 71.885 | 0.57905 | 0 | 0 | 0 | 0
|  |  |  | 58.8 | 117.6 | 0 | 0 | 0 | 0 | 0 | 7.48 | 0.10336 | 0 | 117.6 | 62.895 | 0 | 54.705 | 0 | 0 | 54.705 | 0.57905 | 0 | 0 | 0 | 0
|  |  |  | 59.2 | 118.4 | 0 | 0 | 0 | 0 | 0 | 7.48 | 0.10336 | 0 | 118.4 | 84.92 | 0 | 33.48 | 0 | 0 | 33.48 | 0.57905 | 0 | 0 | 0 | 0
|  |  |  | 59.08 | 118.16 | 0 | 0 | 0 | 0 | 0 | 7.48 | 0.10336 | 0 | 118.16 | 107.466 | 0 | 10.694 | 0 | 0 | 10.694 | 0.57905 | 0 | 0 | 0 | 0
|  |  |  | 58.4 | 116.8 | 0 | 0 | 0 | 0 | 0 | 7.48 | 0.10336 | 0 | 116.8 | 109.92 | 0 | 0 | 0 | 0 | 0 | 0.33535 | 0 | 6.88 | 0 | 0
|  |  |  | 53.96 | 107.92 | 0 | 0 | 0 | 0 | 0 | 7.48 | 0.10336 | 0 | 107.92 | 107.92 | 0 | 0 | 0 | 0 | 0 | 0.33535 | 0 | 0 | 0 | 0
|  |  |  | 49.2 | 98.4 | 0 | 0 | 0 | 0 | 0 | 7.48 | 0.10336 | 0 | 98.4 | 98.4 | 0 | 0 | 0 | 0 | 0 | 0.33535 | 0 | 0 | 0 | 0
|  |  |  | 44.52 | 89.04 | 0 | 0 | 0 | 0 | 0 | 7.48 | 0.10336 | 0 | 89.04 | 89.04 | 0 | 0 | 0 | 0 | 0 | 0.33535 | 0 | 0 | 0 | 0
|  |  |  | 32.88 | 65.76 | 0 | 0 | 0 | 0 | 0 | 7.48 | 0.10336 | 0 | 65.76 | 65.76 | 0 | 0 | 0 | 0 | 0 | 0.33535 | 0 | 0 | 0 | 0
|  |  |  | 15.08 | 30.16 | 0 | 0 | 0 | 0 | 0 | 7.48 | 0.10336 | 0 | 30.16 | 30.16 | 0 | 0 | 0 | 0 | 0 | 0.33535 | 0 | 0 | 0 | 0
|  |  |  | 9.48 | 18.96 | 0 | 0 | 0 | 0 | 0 | 7.48 | 0.10336 | 0 | 18.96 | 18.96 | 0 | 0 | 0 | 0 | 0 | 0.33535 | 0 | 0 | 0 | 0
|  |  |  | 16.36 | 32.72 | 0 | 0 | 0 | 0 | 0 | 7.48 | 0.10336 | 0 | 32.72 | 32.72 | 0 | 0 | 0 | 0 | 0 | 0.33535 | 0 | 0 | 0 | 0
|  |  |  | 14.24 | 28.48 | 0 | 0 | 0 | 0 | 0 | 7.48 | 0.10336 | 0 | 28.48 | 28.48 | 0 | 0 | 0 | 0 | 0 | 0.33535 | 0 | 0 | 0 | 0
|  |  |  | 16.08 | 32.16 | 0 | 0 | 0 | 0 | 0 | 7.48 | 0.10336 | 0 | 32.16 | 32.16 | 0 | 0 | 0 | 0 | 0 | 0.33535 | 0 | 0 | 0 | 0
|  |  |  | 17.2 | 34.4 | 0 | 0 | 0 | 0 | 0 | 7.48 | 0.10336 | 0 | 34.4 | 34.4 | 0 | 0 | 0 | 0 | 0 | 0.33535 | 0 | 0 | 0 | 0
|  |  |  | 19.2 | 38.4 | 0 | 0 | 0 | 0 | 0 | 7.48 | 0.10336 | 0 | 38.4 | 38.186 | 0 | 0.214 | 0 | 0 | 0.214 | 0.33535 | 0 | 0 | 0 | 0
|  |  |  | 25.6 | 51.2 | 0 | 0 | 0 | 0 | 0 | 7.48 | 0.10336 | 0 | 51.2 | 36.904 | 0 | 14.296 | 0 | 0 | 14.296 | 0.33535 | 0 | 0 | 0 | 0
|  |  |  | 26.84 | 53.68 | 0 | 0 | 0 | 0 | 0 | 7.48 | 0.10336 | 0 | 53.68 | 15.842 | 0 | 37.838 | 0 | 0 | 37.838 | 0.33535 | 0 | 0 | 0 | 0
|  |  |  | 29.44 | 58.88 | 0 | 0 | 0 | 0 | 0 | 7.48 | 0.10336 | 0 | 58.88 | 0.775 | 0 | 58.105 | 0 | 0 | 58.105 | 0.33535 | 0 | 0 | 0 | 0
|  |  |  | 34.12 | 68.24 | 0 | 0 | 0 | 0 | 0 | 7.48 | 0.10336 | 0 | 68.24 | 0 | 0 | 74.745 | 6.505 | 0 | 68.24 | 0.54238 | 0 | 0 | 0 | 0
|  |  |  | 42.88 | 85.76 | 0 | 0 | 0 | 0 | 0 | 7.48 | 0.10336 | 0 | 85.76 | 0.775 | 0 | 84.985 | 0 | 0 | 84.985 | 0.54238 | 0 | 0 | 0 | 0
|  |  |  | 48.12 | 96.24 | 0 | 0 | 0 | 0 | 0 | 7.48 | 0.10336 | 0 | 96.24 | 5.398 | 0 | 90.842 | 0 | 0 | 90.842 | 0.54238 | 0 | 0 | 0 | 0
|  |  |  | 48.84 | 97.68 | 0 | 0 | 0 | 0 | 0 | 7.48 | 0.10336 | 0 | 97.68 | 7.341 | 0 | 90.339 | 0 | 0 | 90.339 | 0.54238 | 0 | 0 | 0 | 0
|  |  |  | 53.44 | 106.88 | 0 | 0 | 0 | 0 | 0 | 7.48 | 0.10336 | 0 | 106.88 | 22.033 | 0 | 84.847 | 0 | 0 | 84.847 | 0.54238 | 0 | 0 | 0 | 0
|  |  |  | 48.76 | 97.52 | 0 | 0 | 0 | 0 | 0 | 7.48 | 0.10336 | 0 | 97.52 | 24.287 | 0 | 73.233 | 0 | 0 | 73.233 | 0.54238 | 0 | 0 | 0 | 0
|  |  |  | 47.72 | 95.44 | 0 | 0 | 0 | 0 | 0 | 7.48 | 0.10336 | 0 | 95.44 | 39.048 | 0 | 56.392 | 0 | 0 | 56.392 | 0.54238 | 0 | 0 | 0 | 0
|  |  |  | 45.92 | 91.84 | 0 | 0 | 0 | 0 | 0 | 7.48 | 0.10336 | 0 | 91.84 | 57.743 | 0 | 34.097 | 0 | 0 | 34.097 | 0.54238 | 0 | 0 | 0 | 0
|  |  |  | 48.76 | 97.52 | 0 | 0 | 0 | 0 | 0 | 7.48 | 0.10336 | 0 | 97.52 | 86.7 | 0 | 10.82 | 0 | 0 | 10.82 | 0.54238 | 0 | 0 | 0 | 0
|  |  |  | 48.8 | 97.6 | 0 | 0 | 0 | 0 | 0 | 7.48 | 0.10336 | 0 | 97.6 | 97.6 | 0 | 0 | 0 | 0 | 0 | 0.54238 | 0 | 0 | 0 | 0
|  |  |  | 45.92 | 91.84 | 0 | 0 | 0 | 0 | 0 | 7.48 | 0.10336 | 0 | 91.84 | 91.84 | 0 | 0 | 0 | 0 | 0 | 0.54238 | 0 | 0 | 0 | 0
|  |  |  | 43.08 | 86.16 | 0 | 0 | 0 | 0 | 0 | 7.48 | 0.10336 | 0 | 86.16 | 86.16 | 0 | 0 | 0 | 0 | 0 | 0.54238 | 0 | 0 | 0 | 0
|  |  |  | 38.28 | 76.56 | 0 | 0 | 0 | 0 | 0 | 7.48 | 0.10336 | 0 | 76.56 | 76.56 | 0 | 0 | 0 | 0 | 0 | 0.54238 | 0 | 0 | 0 | 0
|  |  |  | 30.6 | 61.2 | 0 | 0 | 0 | 0 | 0 | 7.48 | 0.10336 | 0 | 61.2 | 61.2 | 0 | 0 | 0 | 0 | 0 | 0.54238 | 0 | 0 | 0 | 0
|  |  |  | 13.64 | 27.28 | 0 | 0 | 0 | 0 | 0 | 7.48 | 0.10336 | 0 | 27.28 | 27.28 | 0 | 0 | 0 | 0 | 0 | 0.54238 | 0 | 0 | 0 | 0
|  |  |  | 9.96 | 19.92 | 0 | 0 | 0 | 0 | 0 | 7.48 | 0.10336 | 0 | 19.92 | 19.92 | 0 | 0 | 0 | 0 | 0 | 0.54238 | 0 | 0 | 0 | 0
|  |  |  | 12.2 | 24.4 | 0 | 0 | 0 | 0 | 0 | 7.48 | 0.10336 | 0 | 24.4 | 24.4 | 0 | 0 | 0 | 0 | 0 | 0.54238 | 0 | 0 | 0 | 0
|  |  |  | 13.56 | 27.12 | 0 | 0 | 0 | 0 | 0 | 7.48 | 0.10336 | 0 | 27.12 | 27.12 | 0 | 0 | 0 | 0 | 0 | 0.54238 | 0 | 0 | 0 | 0
|  |  |  | 16.32 | 32.64 | 0 | 0 | 0 | 0 | 0 | 7.48 | 0.10336 | 0 | 32.64 | 32.64 | 0 | 0 | 0 | 0 | 0 | 0.54238 | 0 | 0 | 0 | 0
|  |  |  | 16.72 | 33.44 | 0 | 0 | 0 | 0 | 0 | 7.48 | 0.10336 | 0 | 33.44 | 33.44 | 0 | 0 | 0 | 0 | 0 | 0.54238 | 0 | 0 | 0 | 0
|  |  |  | 17.64 | 35.28 | 0 | 0 | 0 | 0 | 0 | 7.48 | 0.10336 | 0 | 35.28 | 35.28 | 0 | 0 | 0 | 0 | 0 | 0.54238 | 0 | 0 | 0 | 0
|  |  |  | 23.44 | 46.88 | 0 | 0 | 0 | 0 | 0 | 7.48 | 0.10336 | 0 | 46.88 | 36.753 | 0 | 10.127 | 0 | 0 | 10.127 | 0.54238 | 0 | 0 | 0 | 0
|  |  |  | 24.52 | 49.04 | 0 | 0 | 0 | 0 | 0 | 7.48 | 0.10336 | 0 | 49.04 | 11.806 | 0 | 37.234 | 0 | 0 | 37.234 | 0.54238 | 0 | 0 | 0 | 0
|  |  |  | 26.96 | 53.92 | 0 | 0 | 0 | 0 | 0 | 7.48 | 0.10336 | 0 | 53.92 | 0 | 0 | 56.594 | 2.674 | 0 | 53.92 | 0.62749 | 0 | 0 | 0 | 0
|  |  |  | 37.04 | 74.08 | 0 | 0 | 0 | 0 | 0 | 7.48 | 0.10336 | 0 | 74.08 | 1.237 | 0 | 72.843 | 0 | 0 | 72.843 | 0.62749 | 0 | 0 | 0 | 0
|  |  |  | 39.04 | 78.08 | 0 | 0 | 0 | 0 | 0 | 11.23 | 0.12409 | 0 | 78.08 | 0 | 0 | 84.582 | 6.502 | 0 | 78.08 | 0.83444 | 0 | 0 | 0 | 0
|  |  |  | 42.6 | 85.2 | 0 | 0 | 0 | 0 | 0 | 11.23 | 0.12409 | 0 | 85.2 | 0 | 0 | 90.402 | 5.202 | 0 | 85.2 | 1 | 0 | 0 | 0 | 0
|  |  |  | 47.52 | 95.04 | 0 | 0 | 0 | 0 | 0 | 11.23 | 0.12409 | 0 | 95.04 | 5.23 | 0 | 89.81 | 0 | 0 | 89.81 | 1 | 0 | 0 | 0 | 0
|  |  |  | 51.32 | 102.64 | 0 | 0 | 0 | 0 | 0 | 17.48 | 0.13136 | 0 | 102.64 | 18.562 | 0 | 84.078 | 0 | 0 | 84.078 | 1 | 0 | 0 | 0 | 0
|  |  |  | 48.28 | 96.56 | 0 | 0 | 0 | 0 | 0 | 17.48 | 0.13136 | 0 | 96.56 | 23.465 | 0 | 73.095 | 0 | 0 | 73.095 | 1 | 0 | 0 | 0 | 0
|  |  |  | 43.64 | 87.28 | 0 | 0 | 0 | 0 | 0 | 17.48 | 0.13136 | 0 | 87.28 | 21.209 | 0 | 56.04 | 0 | 0 | 56.04 | 0.64467 | 0 | 10.032 | 0 | 0
|  |  |  | 44.6 | 89.2 | 0 | 0 | 0 | 0 | 0 | 17.48 | 0.13136 | 0 | 89.2 | 43.027 | 0 | 33.619 | 0 | 0 | 33.619 | 0.2 | 0 | 12.554 | 0 | 0
|  |  |  | 43.12 | 86.24 | 0 | 0 | 0 | 0 | 0 | 11.23 | 0.12409 | 0 | 86.24 | 77.12 | 0 | 9.12 | 0 | 0 | 9.12 | 0.2 | 0 | 0 | 0 | 0
|  |  |  | 42.68 | 85.36 | 0 | 0 | 0 | 0 | 0 | 11.23 | 0.12409 | 0 | 85.36 | 85.36 | 0 | 0 | 0 | 0 | 0 | 0.2 | 0 | 0 | 0 | 0
|  |  |  | 41.36 | 82.72 | 0 | 0 | 0 | 0 | 0 | 11.23 | 0.12409 | 0 | 82.72 | 82.72 | 0 | 0 | 0 | 0 | 0 | 0.2 | 0 | 0 | 0 | 0
|  |  |  | 38.36 | 76.72 | 0 | 0 | 0 | 0 | 0 | 7.48 | 0.10336 | 12.554 | 76.72 | 76.72 | 0 | 0 | 0 | 0 | 0 | 0.59956 | 0 | 0 | 0 | 0
|  |  |  | 34.28 | 68.56 | 0 | 0 | 0 | 0 | 0 | 7.48 | 0.10336 | 3.863 | 68.56 | 68.56 | 0 | 0 | 0 | 0 | 0 | 0.7225 | 0 | 0 | 0 | 0
|  |  |  | 22.32 | 44.64 | 0 | 0 | 0 | 0 | 0 | 7.48 | 0.10336 | 0 | 44.64 | 44.64 | 0 | 0 | 0 | 0 | 0 | 0.7225 | 0 | 0 | 0 | 0
|  |  |  | 10.96 | 21.92 | 0 | 0 | 0 | 0 | 0 | 7.48 | 0.10336 | 0 | 21.92 | 21.92 | 0 | 0 | 0 | 0 | 0 | 0.7225 | 0 | 0 | 0 | 0
|  |  |  | 9.44 | 18.88 | 0 | 0 | 0 | 0 | 0 | 7.48 | 0.10336 | 0 | 18.88 | 18.88 | 0 | 0 | 0 | 0 | 0 | 0.7225 | 0 | 0 | 0 | 0
|  |  |  | 10.08 | 20.16 | 0 | 0 | 0 | 0 | 0 | 7.48 | 0.10336 | 0 | 20.16 | 20.16 | 0 | 0 | 0 | 0 | 0 | 0.7225 | 0 | 0 | 0 | 0
|  |  |  | 10.8 | 21.6 | 0 | 0 | 0 | 0 | 0 | 7.48 | 0.10336 | 0 | 21.6 | 21.6 | 0 | 0 | 0 | 0 | 0 | 0.7225 | 0 | 0 | 0 | 0
|  |  |  | 12.04 | 24.08 | 0 | 0 | 0 | 0 | 0 | 7.48 | 0.10336 | 0 | 24.08 | 24.08 | 0 | 0 | 0 | 0 | 0 | 0.7225 | 0 | 0 | 0 | 0
|  |  |  | 14.28 | 28.56 | 0 | 0 | 0 | 0 | 0 | 7.48 | 0.10336 | 0 | 28.56 | 28.56 | 0 | 0 | 0 | 0 | 0 | 0.7225 | 0 | 0 | 0 | 0
|  |  |  | 17.48 | 34.96 | 0 | 0 | 0 | 0 | 0 | 7.48 | 0.10336 | 0 | 34.96 | 34.96 | 0 | 0 | 0 | 0 | 0 | 0.7225 | 0 | 0 | 0 | 0
|  |  |  | 22.68 | 45.36 | 0 | 0 | 0 | 0 | 0 | 7.48 | 0.10336 | 0 | 45.36 | 36.971 | 0 | 8.389 | 0 | 0 | 8.389 | 0.7225 | 0 | 0 | 0 | 0
|  |  |  | 24.12 | 48.24 | 0 | 0 | 0 | 0 | 0 | 7.48 | 0.10336 | 0 | 48.24 | 24.207 | 0 | 24.033 | 0 | 0 | 24.033 | 0.7225 | 0 | 0 | 0 | 0
|  |  |  | 25.08 | 50.16 | 0 | 0 | 0 | 0 | 0 | 7.48 | 0.10336 | 0 | 50.16 | 2.925 | 0 | 47.235 | 0 | 0 | 47.235 | 0.7225 | 0 | 0 | 0 | 0
|  |  |  | 30.16 | 60.32 | 0 | 0 | 0 | 0 | 0 | 7.48 | 0.10336 | 0 | 60.32 | 0 | 0 | 69.039 | 8.719 | 0 | 60.32 | 1 | 0 | 0 | 0 | 0
|  |  |  | 47.6 | 95.2 | 0 | 0 | 0 | 0 | 0 | 11.23 | 0.12409 | 0 | 95.2 | 19.939 | 0 | 75.261 | 0 | 0 | 75.261 | 1 | 0 | 0 | 0 | 0
|  |  |  | 55.28 | 110.56 | 0 | 0 | 0 | 0 | 0 | 11.23 | 0.12409 | 0 | 110.56 | 19.05 | 0 | 91.51 | 0 | 0 | 91.51 | 1 | 0 | 0 | 0 | 0
|  |  |  | 46.2 | 92.4 | 0 | 0 | 0 | 0 | 0 | 11.23 | 0.12409 | 0 | 92.4 | 9.506 | 0 | 82.894 | 0 | 0 | 82.894 | 1 | 0 | 0 | 0 | 0
|  |  |  | 47.88 | 95.76 | 0 | 0 | 0 | 0 | 0 | 17.48 | 0.13136 | 0 | 95.76 | 27.49 | 0 | 68.27 | 0 | 0 | 68.27 | 1 | 0 | 0 | 0 | 0
|  |  |  | 51.52 | 103.04 | 0 | 0 | 0 | 0 | 0 | 17.48 | 0.13136 | 0 | 103.04 | 53.903 | 0 | 49.137 | 0 | 0 | 49.137 | 1 | 0 | 0 | 0 | 0
|  |  |  | 51.68 | 103.36 | 0 | 0 | 0 | 0 | 0 | 17.48 | 0.13136 | 0 | 103.36 | 37.994 | 0 | 55.334 | 0 | 0 | 55.334 | 0.64467 | 0 | 10.032 | 0 | 0
|  |  |  | 48.88 | 97.76 | 0 | 0 | 0 | 0 | 0 | 17.48 | 0.13136 | 0 | 97.76 | 52.671 | 0 | 32.536 | 0 | 0 | 32.536 | 0.2 | 0 | 12.554 | 0 | 0
|  |  |  | 49.92 | 99.84 | 0 | 0 | 0 | 0 | 0 | 11.23 | 0.12409 | 0 | 99.84 | 90.04 | 0 | 9.8 | 0 | 0 | 9.8 | 0.2 | 0 | 0 | 0 | 0
|  |  |  | 47.12 | 94.24 | 0 | 0 | 0 | 0 | 0 | 11.23 | 0.12409 | 0 | 94.24 | 94.24 | 0 | 0 | 0 | 0 | 0 | 0.2 | 0 | 0 | 0 | 0
|  |  |  | 44.64 | 89.28 | 0 | 0 | 0 | 0 | 0 | 11.23 | 0.12409 | 0 | 89.28 | 89.28 | 0 | 0 | 0 | 0 | 0 | 0.2 | 0 | 0 | 0 | 0
|  |  |  | 42.08 | 84.16 | 0 | 0 | 0 | 0 | 0 | 7.48 | 0.10336 | 4.811 | 84.16 | 84.16 | 0 | 0 | 0 | 0 | 0 | 0.35312 | 0 | 0 | 0 | 0
|  |  |  | 40.12 | 80.24 | 0 | 0 | 0 | 0 | 0 | 7.48 | 0.10336 | 0 | 80.24 | 80.24 | 0 | 0 | 0 | 0 | 0 | 0.35312 | 0 | 0 | 0 | 0
|  |  |  | 36.04 | 72.08 | 0 | 0 | 0 | 0 | 0 | 7.48 | 0.10336 | 0 | 72.08 | 72.08 | 0 | 0 | 0 | 0 | 0 | 0.35312 | 0 | 0 | 0 | 0
|  |  |  | 19.16 | 38.32 | 0 | 0 | 0 | 0 | 0 | 7.48 | 0.10336 | 0 | 38.32 | 38.32 | 0 | 0 | 0 | 0 | 0 | 0.35312 | 0 | 0 | 0 | 0
|  |  |  | 14.04 | 28.08 | 0 | 0 | 0 | 0 | 0 | 7.48 | 0.10336 | 0 | 28.08 | 28.08 | 0 | 0 | 0 | 0 | 0 | 0.35312 | 0 | 0 | 0 | 0
|  |  |  | 15.48 | 30.96 | 0 | 0 | 0 | 0 | 0 | 7.48 | 0.10336 | 0 | 30.96 | 30.96 | 0 | 0 | 0 | 0 | 0 | 0.35312 | 0 | 0 | 0 | 0
|  |  |  | 15.4 | 30.8 | 0 | 0 | 0 | 0 | 0 | 7.48 | 0.10336 | 0 | 30.8 | 30.8 | 0 | 0 | 0 | 0 | 0 | 0.35312 | 0 | 0 | 0 | 0
|  |  |  | 16.92 | 33.84 | 0 | 0 | 0 | 0 | 0 | 7.48 | 0.10336 | 0 | 33.84 | 33.84 | 0 | 0 | 0 | 0 | 0 | 0.35312 | 0 | 0 | 0 | 0
|  |  |  | 19.4 | 38.8 | 0 | 0 | 0 | 0 | 0 | 7.48 | 0.10336 | 0 | 38.8 | 38.8 | 0 | 0 | 0 | 0 | 0 | 0.35312 | 0 | 0 | 0 | 0
|  |  |  | 18.8 | 37.6 | 0 | 0 | 0 | 0 | 0 | 7.48 | 0.10336 | 0 | 37.6 | 37.6 | 0 | 0 | 0 | 0 | 0 | 0.35312 | 0 | 0 | 0 | 0
|  |  |  | 17.28 | 34.56 | 0 | 0 | 0 | 0 | 0 | 7.48 | 0.10336 | 0 | 34.56 | 21.095 | 0 | 13.465 | 0 | 0 | 13.465 | 0.35312 | 0 | 0 | 0 | 0
|  |  |  | 21.56 | 43.12 | 0 | 0 | 0 | 0 | 0 | 7.48 | 0.10336 | 0 | 43.12 | 6.68 | 0 | 36.44 | 0 | 0 | 36.44 | 0.35312 | 0 | 0 | 0 | 0
|  |  |  | 22.56 | 45.12 | 0 | 0 | 0 | 0 | 0 | 7.48 | 0.10336 | 0 | 45.12 | 0 | 0 | 56.745 | 11.625 | 0 | 45.12 | 0.72313 | 0 | 0 | 0 | 0
|  |  |  | 32.16 | 64.32 | 0 | 0 | 0 | 0 | 0 | 7.48 | 0.10336 | 0 | 64.32 | 0 | 0 | 73.019 | 8.699 | 0 | 64.32 | 1 | 0 | 0 | 0 | 0
|  |  |  | 46.48 | 92.96 | 0 | 0 | 0 | 0 | 0 | 11.23 | 0.12409 | 0 | 92.96 | 9.794 | 0 | 83.096 | 0 | 0 | 83.096 | 0.99753 | 0 | 0.07 | 0 | 0
|  |  |  | 44.4 | 88.8 | 0 | 0 | 0 | 0 | 0 | 11.23 | 0.12409 | 0 | 88.8 | 0 | 0 | 88.878 | 0.078 | 0 | 88.8 | 1 | 0 | 0 | 0 | 0
|  |  |  | 47.08 | 94.16 | 0 | 0 | 0 | 0 | 0 | 11.23 | 0.12409 | 0 | 94.16 | 5.786 | 0 | 88.374 | 0 | 0 | 88.374 | 1 | 0 | 0 | 0 | 0
|  |  |  | 43.36 | 86.72 | 0 | 0 | 0 | 0 | 0 | 17.48 | 0.13136 | 0 | 86.72 | 3.876 | 0 | 82.844 | 0 | 0 | 82.844 | 1 | 0 | 0 | 0 | 0
|  |  |  | 42.64 | 85.28 | 0 | 0 | 0 | 0 | 0 | 17.48 | 0.13136 | 0 | 85.28 | 13.999 | 0 | 71.281 | 0 | 0 | 71.281 | 1 | 0 | 0 | 0 | 0
|  |  |  | 46.52 | 93.04 | 0 | 0 | 0 | 0 | 0 | 17.48 | 0.13136 | 0 | 93.04 | 29.211 | 0 | 53.798 | 0 | 0 | 53.798 | 0.64467 | 0 | 10.032 | 0 | 0
|  |  |  | 49.2 | 98.4 | 0 | 0 | 0 | 0 | 0 | 17.48 | 0.13136 | 0 | 98.4 | 53.575 | 0 | 32.271 | 0 | 0 | 32.271 | 0.2 | 0 | 12.554 | 0 | 0
|  |  |  | 52.68 | 105.36 | 0 | 0 | 0 | 0 | 0 | 11.23 | 0.12409 | 0 | 105.36 | 95.837 | 0 | 9.523 | 0 | 0 | 9.523 | 0.2 | 0 | 0 | 0 | 0
|  |  |  | 40.72 | 81.44 | 0 | 0 | 0 | 0 | 0 | 11.23 | 0.12409 | 0 | 81.44 | 81.44 | 0 | 0 | 0 | 0 | 0 | 0.2 | 0 | 0 | 0 | 0
|  |  |  | 38.6 | 77.2 | 0 | 0 | 0 | 0 | 0 | 11.23 | 0.12409 | 0 | 77.2 | 77.2 | 0 | 0 | 0 | 0 | 0 | 0.2 | 0 | 0 | 0 | 0
|  |  |  | 35 | 70 | 0 | 0 | 0 | 0 | 0 | 7.48 | 0.10336 | 12.554 | 70 | 70 | 0 | 0 | 0 | 0 | 0 | 0.59956 | 0 | 0 | 0 | 0
|  |  |  | 34.96 | 69.92 | 0 | 0 | 0 | 0 | 0 | 7.48 | 0.10336 | 1.57 | 69.92 | 69.92 | 0 | 0 | 0 | 0 | 0 | 0.64953 | 0 | 0 | 0 | 0
|  |  |  | 36.96 | 73.92 | 0 | 0 | 0 | 0 | 0 | 7.48 | 0.10336 | 0 | 73.92 | 73.92 | 0 | 0 | 0 | 0 | 0 | 0.64953 | 0 | 0 | 0 | 0
|  |  |  | 19 | 38 | 0 | 0 | 0 | 0 | 0 | 7.48 | 0.10336 | 0 | 38 | 38 | 0 | 0 | 0 | 0 | 0 | 0.64953 | 0 | 0 | 0 | 0
|  |  |  | 12.8 | 25.6 | 0 | 0 | 0 | 0 | 0 | 7.48 | 0.10336 | 0 | 25.6 | 25.6 | 0 | 0 | 0 | 0 | 0 | 0.64953 | 0 | 0 | 0 | 0
|  |  |  | 10.92 | 21.84 | 0 | 0 | 0 | 0 | 0 | 7.48 | 0.10336 | 0 | 21.84 | 21.84 | 0 | 0 | 0 | 0 | 0 | 0.64953 | 0 | 0 | 0 | 0
|  |  |  | 11.28 | 22.56 | 0 | 0 | 0 | 0 | 0 | 7.48 | 0.10336 | 0 | 22.56 | 22.56 | 0 | 0 | 0 | 0 | 0 | 0.64953 | 0 | 0 | 0 | 0
|  |  |  | 12.64 | 25.28 | 0 | 0 | 0 | 0 | 0 | 7.48 | 0.10336 | 0 | 25.28 | 25.28 | 0 | 0 | 0 | 0 | 0 | 0.64953 | 0 | 0 | 0 | 0
|  |  |  | 14.96 | 29.92 | 0 | 0 | 0 | 0 | 0 | 7.48 | 0.10336 | 0 | 29.92 | 29.92 | 0 | 0 | 0 | 0 | 0 | 0.64953 | 0 | 0 | 0 | 0
|  |  |  | 16 | 32 | 0 | 0 | 0 | 0 | 0 | 7.48 | 0.10336 | 0 | 32 | 32 | 0 | 0 | 0 | 0 | 0 | 0.64953 | 0 | 0 | 0 | 0
|  |  |  | 16.16 | 32.32 | 0 | 0 | 0 | 0 | 0 | 7.48 | 0.10336 | 0 | 32.32 | 18.981 | 0 | 13.339 | 0 | 0 | 13.339 | 0.64953 | 0 | 0 | 0 | 0
|  |  |  | 16.92 | 33.84 | 0 | 0 | 0 | 0 | 0 | 7.48 | 0.10336 | 0 | 33.84 | 0 | 0 | 35.722 | 1.882 | 0 | 33.84 | 0.70944 | 0 | 0 | 0 | 0
|  |  |  | 26.2 | 52.4 | 0 | 0 | 0 | 0 | 0 | 7.48 | 0.10336 | 0 | 52.4 | 0 | 0 | 54.793 | 2.393 | 0 | 52.4 | 0.7856 | 0 | 0 | 0 | 0
|  |  |  | 33.8 | 67.6 | 0 | 0 | 0 | 0 | 0 | 7.48 | 0.10336 | 0 | 67.6 | 0 | 0 | 70.626 | 3.026 | 0 | 67.6 | 0.88191 | 0 | 0 | 0 | 0
|  |  |  | 39 | 78 | 0 | 0 | 0 | 0 | 0 | 11.23 | 0.12409 | 0 | 78 | 0 | 0 | 81.71 | 3.71 | 0 | 78 | 1 | 0 | 0 | 0 | 0
|  |  |  | 51.36 | 102.72 | 0 | 0 | 0 | 0 | 0 | 11.23 | 0.12409 | 0 | 102.72 | 16.5 | 0 | 86.22 | 0 | 0 | 86.22 | 1 | 0 | 0 | 0 | 0
|  |  |  | 47.12 | 94.24 | 0 | 0 | 0 | 0 | 0 | 11.23 | 0.12409 | 0 | 94.24 | 7.63 | 0 | 86.61 | 0 | 0 | 86.61 | 1 | 0 | 0 | 0 | 0
|  |  |  | 43.48 | 86.96 | 0 | 0 | 0 | 0 | 0 | 17.48 | 0.13136 | 0 | 86.96 | 4.872 | 0 | 82.088 | 0 | 0 | 82.088 | 1 | 0 | 0 | 0 | 0
|  |  |  | 47.16 | 94.32 | 0 | 0 | 0 | 0 | 0 | 17.48 | 0.13136 | 0 | 94.32 | 23.682 | 0 | 70.638 | 0 | 0 | 70.638 | 1 | 0 | 0 | 0 | 0
|  |  |  | 50 | 100 | 0 | 0 | 0 | 0 | 0 | 17.48 | 0.13136 | 0 | 100 | 36.826 | 0 | 53.143 | 0 | 0 | 53.143 | 0.64467 | 0 | 10.032 | 0 | 0
|  |  |  | 50.56 | 101.12 | 0 | 0 | 0 | 0 | 0 | 17.48 | 0.13136 | 0 | 101.12 | 57.139 | 0 | 31.427 | 0 | 0 | 31.427 | 0.2 | 0 | 12.554 | 0 | 0
|  |  |  | 48.44 | 96.88 | 0 | 0 | 0 | 0 | 0 | 11.23 | 0.12409 | 0 | 96.88 | 87.748 | 0 | 9.132 | 0 | 0 | 9.132 | 0.2 | 0 | 0 | 0 | 0
|  |  |  | 42.08 | 84.16 | 0 | 0 | 0 | 0 | 0 | 11.23 | 0.12409 | 0 | 84.16 | 84.16 | 0 | 0 | 0 | 0 | 0 | 0.2 | 0 | 0 | 0 | 0
|  |  |  | 35.32 | 70.64 | 0 | 0 | 0 | 0 | 0 | 11.23 | 0.12409 | 0 | 70.64 | 70.64 | 0 | 0 | 0 | 0 | 0 | 0.2 | 0 | 0 | 0 | 0
|  |  |  | 33.12 | 66.24 | 0 | 0 | 0 | 0 | 0 | 7.48 | 0.10336 | 12.554 | 66.24 | 66.24 | 0 | 0 | 0 | 0 | 0 | 0.59956 | 0 | 0 | 0 | 0
|  |  |  | 34.2 | 68.4 | 0 | 0 | 0 | 0 | 0 | 7.48 | 0.10336 | 12.554 | 68.4 | 68.4 | 0 | 0 | 0 | 0 | 0 | 0.99913 | 0 | 0 | 0 | 0
|  |  |  | 32 | 64 | 0 | 0 | 0 | 0 | 0 | 7.48 | 0.10336 | 0.027 | 64 | 64 | 0 | 0 | 0 | 0 | 0 | 1 | 0 | 0 | 0 | 0
|  |  |  | 14.56 | 29.12 | 0 | 0 | 0 | 0 | 0 | 7.48 | 0.10336 | 0 | 29.12 | 29.12 | 0 | 0 | 0 | 0 | 0 | 1 | 0 | 0 | 0 | 0
|  |  |  | 9.48 | 18.96 | 0 | 0 | 0 | 0 | 0 | 7.48 | 0.10336 | 0 | 18.96 | 18.96 | 0 | 0 | 0 | 0 | 0 | 1 | 0 | 0 | 0 | 0
|  |  |  | 11.2 | 22.4 | 0 | 0 | 0 | 0 | 0 | 7.48 | 0.10336 | 0 | 22.4 | 22.4 | 0 | 0 | 0 | 0 | 0 | 1 | 0 | 0 | 0 | 0
|  |  |  | 11.6 | 23.2 | 0 | 0 | 0 | 0 | 0 | 7.48 | 0.10336 | 0 | 23.2 | 23.2 | 0 | 0 | 0 | 0 | 0 | 1 | 0 | 0 | 0 | 0
|  |  |  | 15.48 | 30.96 | 0 | 0 | 0 | 0 | 0 | 7.48 | 0.10336 | 0 | 30.96 | 30.96 | 0 | 0 | 0 | 0 | 0 | 1 | 0 | 0 | 0 | 0
|  |  |  | 15.68 | 31.36 | 0 | 0 | 0 | 0 | 0 | 7.48 | 0.10336 | 0 | 31.36 | 31.36 | 0 | 0 | 0 | 0 | 0 | 1 | 0 | 0 | 0 | 0
|  |  |  | 19.28 | 38.56 | 0 | 0 | 0 | 0 | 0 | 7.48 | 0.10336 | 0 | 38.56 | 38.56 | 0 | 0 | 0 | 0 | 0 | 1 | 0 | 0 | 0 | 0
|  |  |  | 22.76 | 45.52 | 0 | 0 | 0 | 0 | 0 | 7.48 | 0.10336 | 0 | 45.52 | 32.319 | 0 | 13.201 | 0 | 0 | 13.201 | 1 | 0 | 0 | 0 | 0
|  |  |  | 21.64 | 43.28 | 0 | 0 | 0 | 0 | 0 | 7.48 | 0.10336 | 0 | 43.28 | 7.797 | 0 | 35.483 | 0 | 0 | 35.483 | 1 | 0 | 0 | 0 | 0
|  |  |  | 30.4 | 60.8 | 0 | 0 | 0 | 0 | 0 | 7.48 | 0.10336 | 0 | 60.8 | 4.836 | 0 | 55.964 | 0 | 0 | 55.964 | 1 | 0 | 0 | 0 | 0
|  |  |  | 46.28 | 92.56 | 0 | 0 | 0 | 0 | 0 | 7.48 | 0.10336 | 0 | 92.56 | 20.41 | 0 | 72.15 | 0 | 0 | 72.15 | 1 | 0 | 0 | 0 | 0
|  |  |  | 55.84 | 111.68 | 0 | 0 | 0 | 0 | 0 | 11.23 | 0.12409 | 0 | 111.68 | 29.919 | 0 | 81.761 | 0 | 0 | 81.761 | 1 | 0 | 0 | 0 | 0
|  |  |  | 63.72 | 127.44 | 0 | 0 | 0 | 0 | 0 | 11.23 | 0.12409 | 0 | 127.44 | 39.998 | 0 | 87.442 | 0 | 0 | 87.442 | 1 | 0 | 0 | 0 | 0
|  |  |  | 58.28 | 116.56 | 0 | 0 | 0 | 0 | 0 | 11.23 | 0.12409 | 0 | 116.56 | 29.862 | 0 | 86.698 | 0 | 0 | 86.698 | 1 | 0 | 0 | 0 | 0
|  |  |  | 58.16 | 116.32 | 0 | 0 | 0 | 0 | 0 | 17.48 | 0.13136 | 0 | 116.32 | 34.584 | 0 | 81.736 | 0 | 0 | 81.736 | 1 | 0 | 0 | 0 | 0
|  |  |  | 58.32 | 116.64 | 0 | 0 | 0 | 0 | 0 | 17.48 | 0.13136 | 0 | 116.64 | 46.216 | 0 | 70.424 | 0 | 0 | 70.424 | 1 | 0 | 0 | 0 | 0
|  |  |  | 58.56 | 117.12 | 0 | 0 | 0 | 0 | 0 | 17.48 | 0.13136 | 0 | 117.12 | 53.656 | 0 | 53.432 | 0 | 0 | 53.432 | 0.64467 | 0 | 10.032 | 0 | 0
|  |  |  | 51.5333 | 103.0667 | 0 | 0 | 0 | 0 | 0 | 17.48 | 0.13136 | 0 | 103.067 | 59.073 | 0 | 31.44 | 0 | 0 | 31.44 | 0.2 | 0 | 12.554 | 0 | 0
|  |  |  | 48.6933 | 97.3867 | 0 | 0 | 0 | 0 | 0 | 11.23 | 0.12409 | 0 | 97.387 | 88.418 | 0 | 8.968 | 0 | 0 | 8.968 | 0.2 | 0 | 0 | 0 | 0
|  |  |  | 51.9067 | 103.8133 | 0 | 0 | 0 | 0 | 0 | 11.23 | 0.12409 | 0 | 103.813 | 103.813 | 0 | 0 | 0 | 0 | 0 | 0.2 | 0 | 0 | 0 | 0
|  |  |  | 47.96 | 95.92 | 0 | 0 | 0 | 0 | 0 | 11.23 | 0.12409 | 0 | 95.92 | 95.92 | 0 | 0 | 0 | 0 | 0 | 0.2 | 0 | 0 | 0 | 0
|  |  |  | 49.3333 | 98.6667 | 0 | 0 | 0 | 0 | 0 | 7.48 | 0.10336 | 11.253 | 98.667 | 98.667 | 0 | 0 | 0 | 0 | 0 | 0.55817 | 0 | 0 | 0 | 0
|  |  |  | 47.16 | 94.32 | 0 | 0 | 0 | 0 | 0 | 7.48 | 0.10336 | 7.704 | 94.32 | 94.32 | 0 | 0 | 0 | 0 | 0 | 0.80336 | 0 | 0 | 0 | 0
|  |  |  | 35.6 | 71.2 | 0 | 0 | 0 | 0 | 0 | 7.48 | 0.10336 | 0 | 71.2 | 71.2 | 0 | 0 | 0 | 0 | 0 | 0.80336 | 0 | 0 | 0 | 0
|  |  |  | 14.6 | 29.2 | 0 | 0 | 0 | 0 | 0 | 7.48 | 0.10336 | 0 | 29.2 | 29.2 | 0 | 0 | 0 | 0 | 0 | 0.80336 | 0 | 0 | 0 | 0
|  |  |  | 11.2 | 22.4 | 0 | 0 | 0 | 0 | 0 | 7.48 | 0.10336 | 0 | 22.4 | 22.4 | 0 | 0 | 0 | 0 | 0 | 0.80336 | 0 | 0 | 0 | 0
|  |  |  | 17.64 | 35.28 | 0 | 0 | 0 | 0 | 0 | 7.48 | 0.10336 | 0 | 35.28 | 35.28 | 0 | 0 | 0 | 0 | 0 | 0.80336 | 0 | 0 | 0 | 0
|  |  |  | 18.16 | 36.32 | 0 | 0 | 0 | 0 | 0 | 7.48 | 0.10336 | 0 | 36.32 | 36.32 | 0 | 0 | 0 | 0 | 0 | 0.80336 | 0 | 0 | 0 | 0
|  |  |  | 19.6 | 39.2 | 0 | 0 | 0 | 0 | 0 | 7.48 | 0.10336 | 0 | 39.2 | 39.2 | 0 | 0 | 0 | 0 | 0 | 0.80336 | 0 | 0 | 0 | 0
|  |  |  | 20.84 | 41.68 | 0 | 0 | 0 | 0 | 0 | 7.48 | 0.10336 | 0 | 41.68 | 41.68 | 0 | 0 | 0 | 0 | 0 | 0.80336 | 0 | 0 | 0 | 0
|  |  |  | 23.2 | 46.4 | 0 | 0 | 0 | 0 | 0 | 7.48 | 0.10336 | 0 | 46.4 | 46.4 | 0 | 0 | 0 | 0 | 0 | 0.80336 | 0 | 0 | 0 | 0
|  |  |  | 25.72 | 51.44 | 0 | 0 | 0 | 0 | 0 | 7.48 | 0.10336 | 0 | 51.44 | 37.887 | 0 | 13.553 | 0 | 0 | 13.553 | 0.80336 | 0 | 0 | 0 | 0
|  |  |  | 25.76 | 51.52 | 0 | 0 | 0 | 0 | 0 | 7.48 | 0.10336 | 0 | 51.52 | 14.135 | 0 | 37.385 | 0 | 0 | 37.385 | 0.80336 | 0 | 0 | 0 | 0
|  |  |  | 39.36 | 78.72 | 0 | 0 | 0 | 0 | 0 | 7.48 | 0.10336 | 0 | 78.72 | 20.992 | 0 | 57.728 | 0 | 0 | 57.728 | 0.80336 | 0 | 0 | 0 | 0
|  |  |  | 44.96 | 89.92 | 0 | 0 | 0 | 0 | 0 | 7.48 | 0.10336 | 0 | 89.92 | 17.921 | 0 | 71.999 | 0 | 0 | 71.999 | 0.80336 | 0 | 0 | 0 | 0
|  |  |  | 48.28 | 96.56 | 0 | 0 | 0 | 0 | 0 | 7.48 | 0.10336 | 0 | 96.56 | 15.303 | 0 | 81.257 | 0 | 0 | 81.257 | 0.80336 | 0 | 0 | 0 | 0
|  |  |  | 54.6 | 109.2 | 0 | 0 | 0 | 0 | 0 | 7.48 | 0.10336 | 0 | 109.2 | 21.758 | 0 | 87.442 | 0 | 0 | 87.442 | 0.80336 | 0 | 0 | 0 | 0
|  |  |  | 51.36 | 102.72 | 0 | 0 | 0 | 0 | 0 | 7.48 | 0.10336 | 0 | 102.72 | 16.034 | 0 | 86.686 | 0 | 0 | 86.686 | 0.80336 | 0 | 0 | 0 | 0
|  |  |  | 56.72 | 113.44 | 0 | 0 | 0 | 0 | 0 | 7.48 | 0.10336 | 0 | 113.44 | 30.923 | 0 | 82.517 | 0 | 0 | 82.517 | 0.80336 | 0 | 0 | 0 | 0
|  |  |  | 53.76 | 107.52 | 0 | 0 | 0 | 0 | 0 | 7.48 | 0.10336 | 0 | 107.52 | 36.415 | 0 | 71.105 | 0 | 0 | 71.105 | 0.80336 | 0 | 0 | 0 | 0
|  |  |  | 49.44 | 98.88 | 0 | 0 | 0 | 0 | 0 | 7.48 | 0.10336 | 0 | 98.88 | 44.931 | 0 | 53.949 | 0 | 0 | 53.949 | 0.80336 | 0 | 0 | 0 | 0
|  |  |  | 47.92 | 95.84 | 0 | 0 | 0 | 0 | 0 | 7.48 | 0.10336 | 0 | 95.84 | 64.539 | 0 | 31.301 | 0 | 0 | 31.301 | 0.80336 | 0 | 0 | 0 | 0
|  |  |  | 51.24 | 102.48 | 0 | 0 | 0 | 0 | 0 | 7.48 | 0.10336 | 0 | 102.48 | 93.738 | 0 | 8.742 | 0 | 0 | 8.742 | 0.80336 | 0 | 0 | 0 | 0
|  |  |  | 50.56 | 101.12 | 0 | 0 | 0 | 0 | 0 | 7.48 | 0.10336 | 0 | 101.12 | 101.12 | 0 | 0 | 0 | 0 | 0 | 0.80336 | 0 | 0 | 0 | 0
|  |  |  | 47.4 | 94.8 | 0 | 0 | 0 | 0 | 0 | 7.48 | 0.10336 | 0 | 94.8 | 94.8 | 0 | 0 | 0 | 0 | 0 | 0.80336 | 0 | 0 | 0 | 0
|  |  |  | 45.56 | 91.12 | 0 | 0 | 0 | 0 | 0 | 7.48 | 0.10336 | 0 | 91.12 | 91.12 | 0 | 0 | 0 | 0 | 0 | 0.80336 | 0 | 0 | 0 | 0
|  |  |  | 41.4 | 82.8 | 0 | 0 | 0 | 0 | 0 | 7.48 | 0.10336 | 0 | 82.8 | 82.8 | 0 | 0 | 0 | 0 | 0 | 0.80336 | 0 | 0 | 0 | 0
|  |  |  | 31.52 | 63.04 | 0 | 0 | 0 | 0 | 0 | 7.48 | 0.10336 | 0 | 63.04 | 63.04 | 0 | 0 | 0 | 0 | 0 | 0.80336 | 0 | 0 | 0 | 0
|  |  |  | 13.44 | 26.88 | 0 | 0 | 0 | 0 | 0 | 7.48 | 0.10336 | 0 | 26.88 | 26.88 | 0 | 0 | 0 | 0 | 0 | 0.80336 | 0 | 0 | 0 | 0
|  |  |  | 9.36 | 18.72 | 0 | 0 | 0 | 0 | 0 | 7.48 | 0.10336 | 0 | 18.72 | 18.72 | 0 | 0 | 0 | 0 | 0 | 0.80336 | 0 | 0 | 0 | 0
|  |  |  | 10.68 | 21.36 | 0 | 0 | 0 | 0 | 0 | 7.48 | 0.10336 | 0 | 21.36 | 21.36 | 0 | 0 | 0 | 0 | 0 | 0.80336 | 0 | 0 | 0 | 0
|  |  |  | 10.84 | 21.68 | 0 | 0 | 0 | 0 | 0 | 7.48 | 0.10336 | 0 | 21.68 | 21.68 | 0 | 0 | 0 | 0 | 0 | 0.80336 | 0 | 0 | 0 | 0
|  |  |  | 12.16 | 24.32 | 0 | 0 | 0 | 0 | 0 | 7.48 | 0.10336 | 0 | 24.32 | 24.32 | 0 | 0 | 0 | 0 | 0 | 0.80336 | 0 | 0 | 0 | 0
|  |  |  | 14.36 | 28.72 | 0 | 0 | 0 | 0 | 0 | 7.48 | 0.10336 | 0 | 28.72 | 28.72 | 0 | 0 | 0 | 0 | 0 | 0.80336 | 0 | 0 | 0 | 0
|  |  |  | 16.72 | 33.44 | 0 | 0 | 0 | 0 | 0 | 7.48 | 0.10336 | 0 | 33.44 | 33.44 | 0 | 0 | 0 | 0 | 0 | 0.80336 | 0 | 0 | 0 | 0
|  |  |  | 22.36 | 44.72 | 0 | 0 | 0 | 0 | 0 | 7.48 | 0.10336 | 0 | 44.72 | 31.494 | 0 | 13.226 | 0 | 0 | 13.226 | 0.80336 | 0 | 0 | 0 | 0
|  |  |  | 28.2 | 56.4 | 0 | 0 | 0 | 0 | 0 | 7.48 | 0.10336 | 0 | 56.4 | 20.552 | 0 | 35.848 | 0 | 0 | 35.848 | 0.80336 | 0 | 0 | 0 | 0
|  |  |  | 31.2 | 62.4 | 0 | 0 | 0 | 0 | 0 | 7.48 | 0.10336 | 0 | 62.4 | 7.444 | 0 | 54.956 | 0 | 0 | 54.956 | 0.80336 | 0 | 0 | 0 | 0
|  |  |  | 33.64 | 67.28 | 0 | 0 | 0 | 0 | 0 | 7.48 | 0.10336 | 0 | 67.28 | 0 | 0 | 70.475 | 3.195 | 0 | 67.28 | 0.90504 | 0 | 0 | 0 | 0
|  |  |  | 39.08 | 78.16 | 0 | 0 | 0 | 0 | 0 | 7.48 | 0.10336 | 0 | 78.16 | 0 | 0 | 81.144 | 2.984 | 0 | 78.16 | 1 | 0 | 0 | 0 | 0
|  |  |  | 45.08 | 90.16 | 0 | 0 | 0 | 0 | 0 | 7.48 | 0.10336 | 0 | 90.16 | 3.688 | 0 | 86.472 | 0 | 0 | 86.472 | 1 | 0 | 0 | 0 | 0
|  |  |  | 47.4 | 94.8 | 0 | 0 | 0 | 0 | 0 | 7.48 | 0.10336 | 0 | 94.8 | 9.109 | 0 | 85.691 | 0 | 0 | 85.691 | 1 | 0 | 0 | 0 | 0
|  |  |  | 50.92 | 101.84 | 0 | 0 | 0 | 0 | 0 | 7.48 | 0.10336 | 0 | 101.84 | 21.314 | 0 | 80.526 | 0 | 0 | 80.526 | 1 | 0 | 0 | 0 | 0
|  |  |  | 48.88 | 97.76 | 0 | 0 | 0 | 0 | 0 | 7.48 | 0.10336 | 0 | 97.76 | 28.532 | 0 | 69.228 | 0 | 0 | 69.228 | 1 | 0 | 0 | 0 | 0
|  |  |  | 48.72 | 97.44 | 0 | 0 | 0 | 0 | 0 | 7.48 | 0.10336 | 0 | 97.44 | 45.607 | 0 | 51.833 | 0 | 0 | 51.833 | 1 | 0 | 0 | 0 | 0
|  |  |  | 45.12 | 90.24 | 0 | 0 | 0 | 0 | 0 | 7.48 | 0.10336 | 0 | 90.24 | 60.224 | 0 | 30.016 | 0 | 0 | 30.016 | 1 | 0 | 0 | 0 | 0
|  |  |  | 46.64 | 93.28 | 0 | 0 | 0 | 0 | 0 | 7.48 | 0.10336 | 0 | 93.28 | 85.105 | 0 | 8.175 | 0 | 0 | 8.175 | 1 | 0 | 0 | 0 | 0
|  |  |  | 47.04 | 94.08 | 0 | 0 | 0 | 0 | 0 | 7.48 | 0.10336 | 0 | 94.08 | 94.08 | 0 | 0 | 0 | 0 | 0 | 1 | 0 | 0 | 0 | 0
|  |  |  | 42 | 84 | 0 | 0 | 0 | 0 | 0 | 7.48 | 0.10336 | 0 | 84 | 84 | 0 | 0 | 0 | 0 | 0 | 1 | 0 | 0 | 0 | 0
|  |  |  | 41.56 | 83.12 | 0 | 0 | 0 | 0 | 0 | 7.48 | 0.10336 | 0 | 83.12 | 83.12 | 0 | 0 | 0 | 0 | 0 | 1 | 0 | 0 | 0 | 0
|  |  |  | 35.12 | 70.24 | 0 | 0 | 0 | 0 | 0 | 7.48 | 0.10336 | 0 | 70.24 | 70.24 | 0 | 0 | 0 | 0 | 0 | 1 | 0 | 0 | 0 | 0
|  |  |  | 31.12 | 62.24 | 0 | 0 | 0 | 0 | 0 | 7.48 | 0.10336 | 0 | 62.24 | 62.24 | 0 | 0 | 0 | 0 | 0 | 1 | 0 | 0 | 0 | 0
|  |  |  | 13.16 | 26.32 | 0 | 0 | 0 | 0 | 0 | 7.48 | 0.10336 | 0 | 26.32 | 26.32 | 0 | 0 | 0 | 0 | 0 | 1 | 0 | 0 | 0 | 0
|  |  |  | 9.24 | 18.48 | 0 | 0 | 0 | 0 | 0 | 7.48 | 0.10336 | 0 | 18.48 | 18.48 | 0 | 0 | 0 | 0 | 0 | 1 | 0 | 0 | 0 | 0
|  |  |  | 11.24 | 22.48 | 0 | 0 | 0 | 0 | 0 | 7.48 | 0.10336 | 0 | 22.48 | 22.48 | 0 | 0 | 0 | 0 | 0 | 1 | 0 | 0 | 0 | 0
|  |  |  | 12.52 | 25.04 | 0 | 0 | 0 | 0 | 0 | 7.48 | 0.10336 | 0 | 25.04 | 25.04 | 0 | 0 | 0 | 0 | 0 | 1 | 0 | 0 | 0 | 0
|  |  |  | 16.28 | 32.56 | 0 | 0 | 0 | 0 | 0 | 7.48 | 0.10336 | 0 | 32.56 | 32.56 | 0 | 0 | 0 | 0 | 0 | 1 | 0 | 0 | 0 | 0
|  |  |  | 17.32 | 34.64 | 0 | 0 | 0 | 0 | 0 | 7.48 | 0.10336 | 0 | 34.64 | 34.64 | 0 | 0 | 0 | 0 | 0 | 1 | 0 | 0 | 0 | 0
|  |  |  | 18.96 | 37.92 | 0 | 0 | 0 | 0 | 0 | 7.48 | 0.10336 | 0 | 37.92 | 37.92 | 0 | 0 | 0 | 0 | 0 | 1 | 0 | 0 | 0 | 0
|  |  |  | 27.6 | 55.2 | 0 | 0 | 0 | 0 | 0 | 7.48 | 0.10336 | 0 | 55.2 | 41.936 | 0 | 13.264 | 0 | 0 | 13.264 | 1 | 0 | 0 | 0 | 0
|  |  |  | 32.76 | 65.52 | 0 | 0 | 0 | 0 | 0 | 7.48 | 0.10336 | 0 | 65.52 | 29.092 | 0 | 36.428 | 0 | 0 | 36.428 | 1 | 0 | 0 | 0 | 0
|  |  |  | 38.44 | 76.88 | 0 | 0 | 0 | 0 | 0 | 7.48 | 0.10336 | 0 | 76.88 | 20.979 | 0 | 55.901 | 0 | 0 | 55.901 | 1 | 0 | 0 | 0 | 0
|  |  |  | 43.32 | 86.64 | 0 | 0 | 0 | 0 | 0 | 7.48 | 0.10336 | 0 | 86.64 | 14.666 | 0 | 71.974 | 0 | 0 | 71.974 | 1 | 0 | 0 | 0 | 0
|  |  |  | 44.6 | 89.2 | 0 | 0 | 0 | 0 | 0 | 11.23 | 0.12409 | 0 | 89.2 | 8.661 | 0 | 80.539 | 0 | 0 | 80.539 | 1 | 0 | 0 | 0 | 0
|  |  |  | 57.92 | 115.84 | 0 | 0 | 0 | 0 | 0 | 11.23 | 0.12409 | 0 | 115.84 | 29.255 | 0 | 86.585 | 0 | 0 | 86.585 | 1 | 0 | 0 | 0 | 0
|  |  |  | 49.64 | 99.28 | 0 | 0 | 0 | 0 | 0 | 11.23 | 0.12409 | 0 | 99.28 | 12.38 | 0 | 86.9 | 0 | 0 | 86.9 | 1 | 0 | 0 | 0 | 0
|  |  |  | 46.64 | 93.28 | 0 | 0 | 0 | 0 | 0 | 17.48 | 0.13136 | 0 | 93.28 | 12.313 | 0 | 80.967 | 0 | 0 | 80.967 | 1 | 0 | 0 | 0 | 0
|  |  |  | 51.92 | 103.84 | 0 | 0 | 0 | 0 | 0 | 17.48 | 0.13136 | 0 | 103.84 | 33.554 | 0 | 70.286 | 0 | 0 | 70.286 | 1 | 0 | 0 | 0 | 0
|  |  |  | 50.28 | 100.56 | 0 | 0 | 0 | 0 | 0 | 17.48 | 0.13136 | 0 | 100.56 | 37.99 | 0 | 52.538 | 0 | 0 | 52.538 | 0.64467 | 0 | 10.032 | 0 | 0
|  |  |  | 49.76 | 99.52 | 0 | 0 | 0 | 0 | 0 | 17.48 | 0.13136 | 0 | 99.52 | 56.736 | 0 | 30.23 | 0 | 0 | 30.23 | 0.2 | 0 | 12.554 | 0 | 0
|  |  |  | 46.84 | 93.68 | 0 | 0 | 0 | 0 | 0 | 11.23 | 0.12409 | 0 | 93.68 | 85.606 | 0 | 8.074 | 0 | 0 | 8.074 | 0.2 | 0 | 0 | 0 | 0
|  |  |  | 45.56 | 91.12 | 0 | 0 | 0 | 0 | 0 | 11.23 | 0.12409 | 0 | 91.12 | 91.12 | 0 | 0 | 0 | 0 | 0 | 0.2 | 0 | 0 | 0 | 0
|  |  |  | 41.8 | 83.6 | 0 | 0 | 0 | 0 | 0 | 11.23 | 0.12409 | 0 | 83.6 | 83.6 | 0 | 0 | 0 | 0 | 0 | 0.2 | 0 | 0 | 0 | 0
|  |  |  | 41.64 | 83.28 | 0 | 0 | 0 | 0 | 0 | 7.48 | 0.10336 | 12.554 | 83.28 | 83.28 | 0 | 0 | 0 | 0 | 0 | 0.59956 | 0 | 0 | 0 | 0
|  |  |  | 41.56 | 83.12 | 0 | 0 | 0 | 0 | 0 | 7.48 | 0.10336 | 6.998 | 83.12 | 83.12 | 0 | 0 | 0 | 0 | 0 | 0.82229 | 0 | 0 | 0 | 0
|  |  |  | 33.24 | 66.48 | 0 | 0 | 0 | 0 | 0 | 7.48 | 0.10336 | 0 | 66.48 | 66.48 | 0 | 0 | 0 | 0 | 0 | 0.82229 | 0 | 0 | 0 | 0
|  |  |  | 14.2 | 28.4 | 0 | 0 | 0 | 0 | 0 | 7.48 | 0.10336 | 0 | 28.4 | 28.4 | 0 | 0 | 0 | 0 | 0 | 0.82229 | 0 | 0 | 0 | 0
|  |  |  | 9.36 | 18.72 | 0 | 0 | 0 | 0 | 0 | 7.48 | 0.10336 | 0 | 18.72 | 18.72 | 0 | 0 | 0 | 0 | 0 | 0.82229 | 0 | 0 | 0 | 0
|  |  |  | 10.64 | 21.28 | 0 | 0 | 0 | 0 | 0 | 7.48 | 0.10336 | 0 | 21.28 | 21.28 | 0 | 0 | 0 | 0 | 0 | 0.82229 | 0 | 0 | 0 | 0
|  |  |  | 11.04 | 22.08 | 0 | 0 | 0 | 0 | 0 | 7.48 | 0.10336 | 0 | 22.08 | 22.08 | 0 | 0 | 0 | 0 | 0 | 0.82229 | 0 | 0 | 0 | 0
|  |  |  | 12.56 | 25.12 | 0 | 0 | 0 | 0 | 0 | 7.48 | 0.10336 | 0 | 25.12 | 25.12 | 0 | 0 | 0 | 0 | 0 | 0.82229 | 0 | 0 | 0 | 0
|  |  |  | 14.64 | 29.28 | 0 | 0 | 0 | 0 | 0 | 7.48 | 0.10336 | 0 | 29.28 | 29.28 | 0 | 0 | 0 | 0 | 0 | 0.82229 | 0 | 0 | 0 | 0
|  |  |  | 16.16 | 32.32 | 0 | 0 | 0 | 0 | 0 | 7.48 | 0.10336 | 0 | 32.32 | 32.32 | 0 | 0 | 0 | 0 | 0 | 0.82229 | 0 | 0 | 0 | 0
|  |  |  | 22.52 | 45.04 | 0 | 0 | 0 | 0 | 0 | 7.48 | 0.10336 | 0 | 45.04 | 32.054 | 0 | 12.986 | 0 | 0 | 12.986 | 0.82229 | 0 | 0 | 0 | 0
|  |  |  | 24.08 | 48.16 | 0 | 0 | 0 | 0 | 0 | 7.48 | 0.10336 | 0 | 48.16 | 11.946 | 0 | 36.214 | 0 | 0 | 36.214 | 0.82229 | 0 | 0 | 0 | 0
|  |  |  | 25.48 | 50.96 | 0 | 0 | 0 | 0 | 0 | 7.48 | 0.10336 | 0 | 50.96 | 0 | 0 | 56.544 | 5.584 | 0 | 50.96 | 1 | 0 | 0 | 0 | 0
|  |  |  | 38.72 | 77.44 | 0 | 0 | 0 | 0 | 0 | 7.48 | 0.10336 | 0 | 77.44 | 4.484 | 0 | 72.956 | 0 | 0 | 72.956 | 1 | 0 | 0 | 0 | 0
|  |  |  | 51.76 | 103.52 | 0 | 0 | 0 | 0 | 0 | 11.23 | 0.12409 | 0 | 103.52 | 20.525 | 0 | 82.995 | 0 | 0 | 82.995 | 1 | 0 | 0 | 0 | 0
|  |  |  | 50.56 | 101.12 | 0 | 0 | 0 | 0 | 0 | 11.23 | 0.12409 | 0 | 101.12 | 12.003 | 0 | 89.117 | 0 | 0 | 89.117 | 1 | 0 | 0 | 0 | 0
|  |  |  | 53.04 | 106.08 | 0 | 0 | 0 | 0 | 0 | 11.23 | 0.12409 | 0 | 106.08 | 17.732 | 0 | 88.348 | 0 | 0 | 88.348 | 1 | 0 | 0 | 0 | 0
|  |  |  | 53.68 | 107.36 | 0 | 0 | 0 | 0 | 0 | 17.48 | 0.13136 | 0 | 107.36 | 24.793 | 0 | 82.567 | 0 | 0 | 82.567 | 1 | 0 | 0 | 0 | 0
|  |  |  | 55.24 | 110.48 | 0 | 0 | 0 | 0 | 0 | 17.48 | 0.13136 | 0 | 110.48 | 39.464 | 0 | 71.016 | 0 | 0 | 71.016 | 1 | 0 | 0 | 0 | 0
|  |  |  | 53.28 | 106.56 | 0 | 0 | 0 | 0 | 0 | 17.48 | 0.13136 | 0 | 106.56 | 52.939 | 0 | 53.621 | 0 | 0 | 53.621 | 1 | 0 | 0 | 0 | 0
|  |  |  | 56.6 | 113.2 | 0 | 0 | 0 | 0 | 0 | 17.48 | 0.13136 | 0 | 113.2 | 82.617 | 0 | 30.583 | 0 | 0 | 30.583 | 1 | 0 | 0 | 0 | 0
|  |  |  | 57.44 | 114.88 | 0 | 0 | 0 | 0 | 0 | 11.23 | 0.12409 | 0 | 114.88 | 102.605 | 0 | 7.998 | 0 | 0 | 7.998 | 0.84853 | 0 | 4.276 | 0 | 0
|  |  |  | 55.84 | 111.68 | 0 | 0 | 0 | 0 | 0 | 11.23 | 0.12409 | 0 | 111.68 | 102.605 | 0 | 0 | 0 | 0 | 0 | 0.5271 | 0 | 9.075 | 0 | 0
|  |  |  | 55.92 | 111.84 | 0 | 0 | 0 | 0 | 0 | 11.23 | 0.12409 | 0 | 111.84 | 102.605 | 0 | 0 | 0 | 0 | 0 | 0.2 | 0 | 9.235 | 0 | 0
|  |  |  | 46.8 | 93.6 | 0 | 0 | 0 | 0 | 0 | 7.48 | 0.10336 | 7.124 | 93.6 | 93.6 | 0 | 0 | 0 | 0 | 0 | 0.42675 | 0 | 0 | 0 | 0
|  |  |  | 39.72 | 79.44 | 0 | 0 | 0 | 0 | 0 | 7.48 | 0.10336 | 0 | 79.44 | 79.44 | 0 | 0 | 0 | 0 | 0 | 0.42675 | 0 | 0 | 0 | 0
|  |  |  | 32.96 | 65.92 | 0 | 0 | 0 | 0 | 0 | 7.48 | 0.10336 | 0 | 65.92 | 65.92 | 0 | 0 | 0 | 0 | 0 | 0.42675 | 0 | 0 | 0 | 0
|  |  |  | 16.28 | 32.56 | 0 | 0 | 0 | 0 | 0 | 7.48 | 0.10336 | 0 | 32.56 | 32.56 | 0 | 0 | 0 | 0 | 0 | 0.42675 | 0 | 0 | 0 | 0
|  |  |  | 12.56 | 25.12 | 0 | 0 | 0 | 0 | 0 | 7.48 | 0.10336 | 0 | 25.12 | 25.12 | 0 | 0 | 0 | 0 | 0 | 0.42675 | 0 | 0 | 0 | 0
|  |  |  | 12.56 | 25.12 | 0 | 0 | 0 | 0 | 0 | 7.48 | 0.10336 | 0 | 25.12 | 25.12 | 0 | 0 | 0 | 0 | 0 | 0.42675 | 0 | 0 | 0 | 0
|  |  |  | 10 | 20 | 0 | 0 | 0 | 0 | 0 | 7.48 | 0.10336 | 0 | 20 | 20 | 0 | 0 | 0 | 0 | 0 | 0.42675 | 0 | 0 | 0 | 0
|  |  |  | 12.36 | 24.72 | 0 | 0 | 0 | 0 | 0 | 7.48 | 0.10336 | 0 | 24.72 | 24.72 | 0 | 0 | 0 | 0 | 0 | 0.42675 | 0 | 0 | 0 | 0
|  |  |  | 14.56 | 29.12 | 0 | 0 | 0 | 0 | 0 | 7.48 | 0.10336 | 0 | 29.12 | 29.12 | 0 | 0 | 0 | 0 | 0 | 0.42675 | 0 | 0 | 0 | 0
|  |  |  | 15.76 | 31.52 | 0 | 0 | 0 | 0 | 0 | 7.48 | 0.10336 | 0 | 31.52 | 31.52 | 0 | 0 | 0 | 0 | 0 | 0.42675 | 0 | 0 | 0 | 0
|  |  |  | 16.2 | 32.4 | 0 | 0 | 0 | 0 | 0 | 7.48 | 0.10336 | 0 | 32.4 | 19.225 | 0 | 13.175 | 0 | 0 | 13.175 | 0.42675 | 0 | 0 | 0 | 0
|  |  |  | 20.64 | 41.28 | 0 | 0 | 0 | 0 | 0 | 7.48 | 0.10336 | 0 | 41.28 | 21.97 | 0 | 19.31 | 0 | 0 | 19.31 | 0.42675 | 0 | 0 | 0 | 0
|  |  |  | 27.4 | 54.8 | 0 | 0 | 0 | 0 | 0 | 7.48 | 0.10336 | 0 | 54.8 | 0 | 0 | 58.597 | 3.797 | 0 | 54.8 | 0.54759 | 0 | 0 | 0 | 0
|  |  |  | 32.96 | 65.92 | 0 | 0 | 0 | 0 | 0 | 7.48 | 0.10336 | 0 | 65.92 | 0 | 0 | 75.412 | 9.492 | 0 | 65.92 | 0.84971 | 0 | 0 | 0 | 0
|  |  |  | 40.56 | 81.12 | 0 | 0 | 0 | 0 | 0 | 11.23 | 0.12409 | 0 | 81.12 | 0 | 0 | 85.842 | 4.722 | 0 | 81.12 | 1 | 0 | 0 | 0 | 0
|  |  |  | 47.68 | 95.36 | 0 | 0 | 0 | 0 | 0 | 11.23 | 0.12409 | 0 | 95.36 | 3.472 | 0 | 91.888 | 0 | 0 | 91.888 | 1 | 0 | 0 | 0 | 0
|  |  |  | 48.68 | 97.36 | 0 | 0 | 0 | 0 | 0 | 11.23 | 0.12409 | 0 | 97.36 | 5.837 | 0 | 91.523 | 0 | 0 | 91.523 | 1 | 0 | 0 | 0 | 0
|  |  |  | 49.52 | 99.04 | 0 | 0 | 0 | 0 | 0 | 17.48 | 0.13136 | 0 | 99.04 | 13.979 | 0 | 85.061 | 0 | 0 | 85.061 | 1 | 0 | 0 | 0 | 0
|  |  |  | 55.08 | 110.16 | 0 | 0 | 0 | 0 | 0 | 17.48 | 0.13136 | 0 | 110.16 | 36.99 | 0 | 73.17 | 0 | 0 | 73.17 | 1 | 0 | 0 | 0 | 0
|  |  |  | 60.04 | 120.08 | 0 | 0 | 0 | 0 | 0 | 17.48 | 0.13136 | 0 | 120.08 | 55.384 | 0 | 54.427 | 0 | 0 | 54.427 | 0.63629 | 0 | 10.268 | 0 | 0
|  |  |  | 57.32 | 114.64 | 0 | 0 | 0 | 0 | 0 | 17.48 | 0.13136 | 0 | 114.64 | 79.373 | 0 | 31.037 | 0 | 0 | 31.037 | 0.48646 | 0 | 4.23 | 0 | 0
|  |  |  | 59.16 | 118.32 | 0 | 0 | 0 | 0 | 0 | 11.23 | 0.12409 | 0 | 118.32 | 102.605 | 0 | 7.822 | 0 | 0 | 7.822 | 0.20689 | 0 | 7.893 | 0 | 0
|  |  |  | 51.4 | 102.8 | 0 | 0 | 0 | 0 | 0 | 11.23 | 0.12409 | 0 | 102.8 | 102.605 | 0 | 0 | 0 | 0 | 0 | 0.2 | 0 | 0.195 | 0 | 0
|  |  |  | 49.92 | 99.84 | 0 | 0 | 0 | 0 | 0 | 11.23 | 0.12409 | 0 | 99.84 | 99.84 | 0 | 0 | 0 | 0 | 0 | 0.2 | 0 | 0 | 0 | 0
|  |  |  | 46.68 | 93.36 | 0 | 0 | 0 | 0 | 0 | 7.48 | 0.10336 | 9.245 | 93.36 | 93.36 | 0 | 0 | 0 | 0 | 0 | 0.49426 | 0 | 0 | 0 | 0
|  |  |  | 45.36 | 90.72 | 0 | 0 | 0 | 0 | 0 | 7.48 | 0.10336 | 11.885 | 90.72 | 90.72 | 0 | 0 | 0 | 0 | 0 | 0.87255 | 0 | 0 | 0 | 0
|  |  |  | 40.56 | 81.12 | 0 | 0 | 0 | 0 | 0 | 7.48 | 0.10336 | 2.847 | 81.12 | 81.12 | 0 | 0 | 0 | 0 | 0 | 0.96315 | 0 | 0 | 0 | 0
|  |  |  | 20.56 | 41.12 | 0 | 0 | 0 | 0 | 0 | 7.48 | 0.10336 | 0 | 41.12 | 41.12 | 0 | 0 | 0 | 0 | 0 | 0.96315 | 0 | 0 | 0 | 0
|  |  |  | 13.28 | 26.56 | 0 | 0 | 0 | 0 | 0 | 7.48 | 0.10336 | 0 | 26.56 | 26.56 | 0 | 0 | 0 | 0 | 0 | 0.96315 | 0 | 0 | 0 | 0
|  |  |  | 16.48 | 32.96 | 0 | 0 | 0 | 0 | 0 | 7.48 | 0.10336 | 0 | 32.96 | 32.96 | 0 | 0 | 0 | 0 | 0 | 0.96315 | 0 | 0 | 0 | 0
|  |  |  | 18.28 | 36.56 | 0 | 0 | 0 | 0 | 0 | 7.48 | 0.10336 | 0 | 36.56 | 36.56 | 0 | 0 | 0 | 0 | 0 | 0.96315 | 0 | 0 | 0 | 0
|  |  |  | 20.68 | 41.36 | 0 | 0 | 0 | 0 | 0 | 7.48 | 0.10336 | 0 | 41.36 | 41.36 | 0 | 0 | 0 | 0 | 0 | 0.96315 | 0 | 0 | 0 | 0
|  |  |  | 21.44 | 42.88 | 0 | 0 | 0 | 0 | 0 | 7.48 | 0.10336 | 0 | 42.88 | 42.88 | 0 | 0 | 0 | 0 | 0 | 0.96315 | 0 | 0 | 0 | 0
|  |  |  | 23.24 | 46.48 | 0 | 0 | 0 | 0 | 0 | 7.48 | 0.10336 | 0 | 46.48 | 46.48 | 0 | 0 | 0 | 0 | 0 | 0.96315 | 0 | 0 | 0 | 0
|  |  |  | 26 | 52 | 0 | 0 | 0 | 0 | 0 | 7.48 | 0.10336 | 0 | 52 | 38.61 | 0 | 13.39 | 0 | 0 | 13.39 | 0.96315 | 0 | 0 | 0 | 0
|  |  |  | 23.64 | 47.28 | 0 | 0 | 0 | 0 | 0 | 7.48 | 0.10336 | 0 | 47.28 | 36.196 | 0 | 11.084 | 0 | 0 | 11.084 | 0.96315 | 0 | 0 | 0 | 0
|  |  |  | 32.32 | 64.64 | 0 | 0 | 0 | 0 | 0 | 7.48 | 0.10336 | 0 | 64.64 | 38.025 | 0 | 26.615 | 0 | 0 | 26.615 | 0.96315 | 0 | 0 | 0 | 0
|  |  |  | 38.04 | 76.08 | 0 | 0 | 0 | 0 | 0 | 7.48 | 0.10336 | 0 | 76.08 | 25.633 | 0 | 50.447 | 0 | 0 | 50.447 | 0.96315 | 0 | 0 | 0 | 0
|  |  |  | 42.72 | 85.44 | 0 | 0 | 0 | 0 | 0 | 11.23 | 0.12409 | 0 | 85.44 | 0 | 0 | 86.598 | 1.158 | 0 | 85.44 | 1 | 0 | 0 | 0 | 0
|  |  |  | 47.12 | 94.24 | 0 | 0 | 0 | 0 | 0 | 11.23 | 0.12409 | 0 | 94.24 | 2.629 | 0 | 91.611 | 0 | 0 | 91.611 | 1 | 0 | 0 | 0 | 0
|  |  |  | 48.28 | 96.56 | 0 | 0 | 0 | 0 | 0 | 11.23 | 0.12409 | 0 | 96.56 | 6.297 | 0 | 90.263 | 0 | 0 | 90.263 | 1 | 0 | 0 | 0 | 0
|  |  |  | 47.88 | 95.76 | 0 | 0 | 0 | 0 | 0 | 17.48 | 0.13136 | 0 | 95.76 | 11.052 | 0 | 84.708 | 0 | 0 | 84.708 | 1 | 0 | 0 | 0 | 0
|  |  |  | 51.64 | 103.28 | 0 | 0 | 0 | 0 | 0 | 17.48 | 0.13136 | 0 | 103.28 | 32.062 | 0 | 71.218 | 0 | 0 | 71.218 | 1 | 0 | 0 | 0 | 0
|  |  |  | 60.32 | 120.64 | 0 | 0 | 0 | 0 | 0 | 17.48 | 0.13136 | 0 | 120.64 | 55.384 | 0 | 52.702 | 0 | 0 | 52.702 | 0.55533 | 0 | 12.554 | 0 | 0
|  |  |  | 59.68 | 119.36 | 0 | 0 | 0 | 0 | 0 | 17.48 | 0.13136 | 0 | 119.36 | 79.917 | 0 | 29.412 | 0 | 0 | 29.412 | 0.2 | 0 | 10.032 | 0 | 0
|  |  |  | 53.2 | 106.4 | 0 | 0 | 0 | 0 | 0 | 11.23 | 0.12409 | 0 | 106.4 | 99.082 | 0 | 7.318 | 0 | 0 | 7.318 | 0.2 | 0 | 0 | 0 | 0
|  |  |  | 49.72 | 99.44 | 0 | 0 | 0 | 0 | 0 | 11.23 | 0.12409 | 0 | 99.44 | 99.44 | 0 | 0 | 0 | 0 | 0 | 0.2 | 0 | 0 | 0 | 0
|  |  |  | 45 | 90 | 0 | 0 | 0 | 0 | 0 | 11.23 | 0.12409 | 0 | 90 | 90 | 0 | 0 | 0 | 0 | 0 | 0.2 | 0 | 0 | 0 | 0
|  |  |  | 36.12 | 72.24 | 0 | 0 | 0 | 0 | 0 | 7.48 | 0.10336 | 12.554 | 72.24 | 72.24 | 0 | 0 | 0 | 0 | 0 | 0.59956 | 0 | 0 | 0 | 0
|  |  |  | 34.4 | 68.8 | 0 | 0 | 0 | 0 | 0 | 7.48 | 0.10336 | 12.554 | 68.8 | 68.8 | 0 | 0 | 0 | 0 | 0 | 0.99913 | 0 | 0 | 0 | 0
|  |  |  | 30.28 | 60.56 | 0 | 0 | 0 | 0 | 0 | 7.48 | 0.10336 | 0.027 | 60.56 | 60.56 | 0 | 0 | 0 | 0 | 0 | 1 | 0 | 0 | 0 | 0
|  |  |  | 14.28 | 28.56 | 0 | 0 | 0 | 0 | 0 | 7.48 | 0.10336 | 0 | 28.56 | 28.56 | 0 | 0 | 0 | 0 | 0 | 1 | 0 | 0 | 0 | 0
|  |  |  | 8.92 | 17.84 | 0 | 0 | 0 | 0 | 0 | 7.48 | 0.10336 | 0 | 17.84 | 17.84 | 0 | 0 | 0 | 0 | 0 | 1 | 0 | 0 | 0 | 0
|  |  |  | 11.36 | 22.72 | 0 | 0 | 0 | 0 | 0 | 7.48 | 0.10336 | 0 | 22.72 | 22.72 | 0 | 0 | 0 | 0 | 0 | 1 | 0 | 0 | 0 | 0
|  |  |  | 13.96 | 27.92 | 0 | 0 | 0 | 0 | 0 | 7.48 | 0.10336 | 0 | 27.92 | 27.92 | 0 | 0 | 0 | 0 | 0 | 1 | 0 | 0 | 0 | 0
|  |  |  | 16.24 | 32.48 | 0 | 0 | 0 | 0 | 0 | 7.48 | 0.10336 | 0 | 32.48 | 32.48 | 0 | 0 | 0 | 0 | 0 | 1 | 0 | 0 | 0 | 0
|  |  |  | 17.4 | 34.8 | 0 | 0 | 0 | 0 | 0 | 7.48 | 0.10336 | 0 | 34.8 | 34.8 | 0 | 0 | 0 | 0 | 0 | 1 | 0 | 0 | 0 | 0
|  |  |  | 22.12 | 44.24 | 0 | 0 | 0 | 0 | 0 | 7.48 | 0.10336 | 0 | 44.24 | 44.24 | 0 | 0 | 0 | 0 | 0 | 1 | 0 | 0 | 0 | 0
|  |  |  | 22.56 | 45.12 | 0 | 0 | 0 | 0 | 0 | 7.48 | 0.10336 | 0 | 45.12 | 32.322 | 0 | 12.798 | 0 | 0 | 12.798 | 1 | 0 | 0 | 0 | 0
|  |  |  | 16.72 | 33.44 | 0 | 0 | 0 | 0 | 0 | 7.48 | 0.10336 | 0 | 33.44 | 17.607 | 0 | 15.833 | 0 | 0 | 15.833 | 1 | 0 | 0 | 0 | 0
|  |  |  | 20 | 40 | 0 | 0 | 0 | 0 | 0 | 7.48 | 0.10336 | 0 | 40 | 20.01 | 0 | 19.99 | 0 | 0 | 19.99 | 1 | 0 | 0 | 0 | 0
|  |  |  | 23.48 | 46.96 | 0 | 0 | 0 | 0 | 0 | 7.48 | 0.10336 | 0 | 46.96 | 7.333 | 0 | 39.627 | 0 | 0 | 39.627 | 1 | 0 | 0 | 0 | 0
|  |  |  | 36 | 72 | 0 | 0 | 0 | 0 | 0 | 11.23 | 0.12409 | 0 | 72 | 5.908 | 0 | 60.121 | 0 | 0 | 60.121 | 0.7885 | 0 | 5.971 | 0 | 0
|  |  |  | 44.8 | 89.6 | 0 | 0 | 0 | 0 | 0 | 11.23 | 0.12409 | 0 | 89.6 | 0 | 0 | 93.236 | 3.636 | 0 | 89.6 | 0.90422 | 0 | 0 | 0 | 0
|  |  |  | 44.2 | 88.4 | 0 | 0 | 0 | 0 | 0 | 11.23 | 0.12409 | 0 | 88.4 | 0 | 0 | 91.409 | 3.009 | 0 | 88.4 | 1 | 0 | 0 | 0 | 0
|  |  |  | 44.68 | 89.36 | 0 | 0 | 0 | 0 | 0 | 17.48 | 0.13136 | 0 | 89.36 | 3.795 | 0 | 85.565 | 0 | 0 | 85.565 | 1 | 0 | 0 | 0 | 0
|  |  |  | 46.96 | 93.92 | 0 | 0 | 0 | 0 | 0 | 17.48 | 0.13136 | 0 | 93.92 | 21.317 | 0 | 72.603 | 0 | 0 | 72.603 | 1 | 0 | 0 | 0 | 0
|  |  |  | 48.64 | 97.28 | 0 | 0 | 0 | 0 | 0 | 17.48 | 0.13136 | 0 | 97.28 | 33.526 | 0 | 53.722 | 0 | 0 | 53.722 | 0.64467 | 0 | 10.032 | 0 | 0
|  |  |  | 56.04 | 112.08 | 0 | 0 | 0 | 0 | 0 | 17.48 | 0.13136 | 0 | 112.08 | 69.535 | 0 | 29.991 | 0 | 0 | 29.991 | 0.2 | 0 | 12.554 | 0 | 0
|  |  |  | 53.24 | 106.48 | 0 | 0 | 0 | 0 | 0 | 11.23 | 0.12409 | 0 | 106.48 | 99.262 | 0 | 7.218 | 0 | 0 | 7.218 | 0.2 | 0 | 0 | 0 | 0
|  |  |  | 48.88 | 97.76 | 0 | 0 | 0 | 0 | 0 | 11.23 | 0.12409 | 0 | 97.76 | 97.76 | 0 | 0 | 0 | 0 | 0 | 0.2 | 0 | 0 | 0 | 0
|  |  |  | 41.84 | 83.68 | 0 | 0 | 0 | 0 | 0 | 11.23 | 0.12409 | 0 | 83.68 | 83.68 | 0 | 0 | 0 | 0 | 0 | 0.2 | 0 | 0 | 0 | 0
|  |  |  | 39 | 78 | 0 | 0 | 0 | 0 | 0 | 7.48 | 0.10336 | 12.554 | 78 | 78 | 0 | 0 | 0 | 0 | 0 | 0.59956 | 0 | 0 | 0 | 0
|  |  |  | 38.56 | 77.12 | 0 | 0 | 0 | 0 | 0 | 7.48 | 0.10336 | 12.554 | 77.12 | 77.12 | 0 | 0 | 0 | 0 | 0 | 0.99913 | 0 | 0 | 0 | 0
|  |  |  | 35 | 70 | 0 | 0 | 0 | 0 | 0 | 7.48 | 0.10336 | 0.027 | 70 | 70 | 0 | 0 | 0 | 0 | 0 | 1 | 0 | 0 | 0 | 0
|  |  |  | 17.68 | 35.36 | 0 | 0 | 0 | 0 | 0 | 7.48 | 0.10336 | 0 | 35.36 | 35.36 | 0 | 0 | 0 | 0 | 0 | 1 | 0 | 0 | 0 | 0
|  |  |  | 13.8 | 27.6 | 0 | 0 | 0 | 0 | 0 | 7.48 | 0.10336 | 0 | 27.6 | 27.6 | 0 | 0 | 0 | 0 | 0 | 1 | 0 | 0 | 0 | 0
|  |  |  | 21.16 | 42.32 | 0 | 0 | 0 | 0 | 0 | 7.48 | 0.10336 | 0 | 42.32 | 42.32 | 0 | 0 | 0 | 0 | 0 | 1 | 0 | 0 | 0 | 0
|  |  |  | 29.92 | 59.84 | 0 | 0 | 0 | 0 | 0 | 7.48 | 0.10336 | 0 | 59.84 | 59.84 | 0 | 0 | 0 | 0 | 0 | 1 | 0 | 0 | 0 | 0
|  |  |  | 26.36 | 52.72 | 0 | 0 | 0 | 0 | 0 | 7.48 | 0.10336 | 0 | 52.72 | 52.72 | 0 | 0 | 0 | 0 | 0 | 1 | 0 | 0 | 0 | 0
|  |  |  | 20.68 | 41.36 | 0 | 0 | 0 | 0 | 0 | 7.48 | 0.10336 | 0 | 41.36 | 41.36 | 0 | 0 | 0 | 0 | 0 | 1 | 0 | 0 | 0 | 0
|  |  |  | 26 | 52 | 0 | 0 | 0 | 0 | 0 | 7.48 | 0.10336 | 0 | 52 | 52 | 0 | 0 | 0 | 0 | 0 | 1 | 0 | 0 | 0 | 0
|  |  |  | 31.48 | 62.96 | 0 | 0 | 0 | 0 | 0 | 7.48 | 0.10336 | 0 | 62.96 | 50.427 | 0 | 12.533 | 0 | 0 | 12.533 | 1 | 0 | 0 | 0 | 0
|  |  |  | 34.24 | 68.48 | 0 | 0 | 0 | 0 | 0 | 7.48 | 0.10336 | 0 | 68.48 | 58.139 | 0 | 10.341 | 0 | 0 | 10.341 | 1 | 0 | 0 | 0 | 0
|  |  |  | 33.32 | 66.64 | 0 | 0 | 0 | 0 | 0 | 7.48 | 0.10336 | 0 | 66.64 | 42.405 | 0 | 24.235 | 0 | 0 | 24.235 | 1 | 0 | 0 | 0 | 0
|  |  |  | 45.48 | 90.96 | 0 | 0 | 0 | 0 | 0 | 7.48 | 0.10336 | 0 | 90.96 | 19.352 | 0 | 71.608 | 0 | 0 | 71.608 | 1 | 0 | 0 | 0 | 0
|  |  |  | 51.76 | 103.52 | 0 | 0 | 0 | 0 | 0 | 7.48 | 0.10336 | 0 | 103.52 | 50 | 0 | 53.52 | 0 | 0 | 53.52 | 1 | 0 | 0 | 0 | 0
|  |  |  | 54.72 | 109.44 | 0 | 0 | 0 | 0 | 0 | 7.48 | 0.10336 | 0 | 109.44 | 19.895 | 0 | 89.545 | 0 | 0 | 89.545 | 1 | 0 | 0 | 0 | 0
|  |  |  | 60.16 | 120.32 | 0 | 0 | 0 | 0 | 0 | 7.48 | 0.10336 | 0 | 120.32 | 31.354 | 0 | 88.966 | 0 | 0 | 88.966 | 1 | 0 | 0 | 0 | 0
|  |  |  | 68.04 | 136.08 | 0 | 0 | 0 | 0 | 0 | 7.48 | 0.10336 | 0 | 136.08 | 52.833 | 0 | 83.247 | 0 | 0 | 83.247 | 1 | 0 | 0 | 0 | 0
|  |  |  | 61.8 | 123.6 | 0 | 0 | 0 | 0 | 0 | 7.48 | 0.10336 | 0 | 123.6 | 52.962 | 0 | 70.638 | 0 | 0 | 70.638 | 1 | 0 | 0 | 0 | 0
|  |  |  | 57 | 114 | 0 | 0 | 0 | 0 | 0 | 7.48 | 0.10336 | 0 | 114 | 61.991 | 0 | 52.009 | 0 | 0 | 52.009 | 1 | 0 | 0 | 0 | 0
|  |  |  | 58.04 | 116.08 | 0 | 0 | 0 | 0 | 0 | 7.48 | 0.10336 | 0 | 116.08 | 87.462 | 0 | 28.618 | 0 | 0 | 28.618 | 1 | 0 | 0 | 0 | 0
|  |  |  | 58 | 116 | 0 | 0 | 0 | 0 | 0 | 7.48 | 0.10336 | 0 | 116 | 102.605 | 0 | 6.852 | 0 | 0 | 6.852 | 0.76826 | 0 | 6.542 | 0 | 0
|  |  |  | 56.24 | 112.48 | 0 | 0 | 0 | 0 | 0 | 7.48 | 0.10336 | 0 | 112.48 | 102.605 | 0 | 0 | 0 | 0 | 0 | 0.41849 | 0 | 9.875 | 0 | 0
|  |  |  | 51.36 | 102.72 | 0 | 0 | 0 | 0 | 0 | 7.48 | 0.10336 | 0 | 102.72 | 102.605 | 0 | 0 | 0 | 0 | 0 | 0.41443 | 0 | 0.115 | 0 | 0
|  |  |  | 43.12 | 86.24 | 0 | 0 | 0 | 0 | 0 | 7.48 | 0.10336 | 12.554 | 86.24 | 86.24 | 0 | 0 | 0 | 0 | 0 | 0.81399 | 0 | 0 | 0 | 0
|  |  |  | 38.52 | 77.04 | 0 | 0 | 0 | 0 | 0 | 7.48 | 0.10336 | 3.902 | 77.04 | 77.04 | 0 | 0 | 0 | 0 | 0 | 0.93819 | 0 | 0 | 0 | 0
|  |  |  | 29.28 | 58.56 | 0 | 0 | 0 | 0 | 0 | 7.48 | 0.10336 | 0 | 58.56 | 58.56 | 0 | 0 | 0 | 0 | 0 | 0.93819 | 0 | 0 | 0 | 0
|  |  |  | 14.44 | 28.88 | 0 | 0 | 0 | 0 | 0 | 7.48 | 0.10336 | 0 | 28.88 | 28.88 | 0 | 0 | 0 | 0 | 0 | 0.93819 | 0 | 0 | 0 | 0
|  |  |  | 11.48 | 22.96 | 0 | 0 | 0 | 0 | 0 | 7.48 | 0.10336 | 0 | 22.96 | 22.96 | 0 | 0 | 0 | 0 | 0 | 0.93819 | 0 | 0 | 0 | 0
|  |  |  | 20.16 | 40.32 | 0 | 0 | 0 | 0 | 0 | 7.48 | 0.10336 | 0 | 40.32 | 40.32 | 0 | 0 | 0 | 0 | 0 | 0.93819 | 0 | 0 | 0 | 0
|  |  |  | 23.24 | 46.48 | 0 | 0 | 0 | 0 | 0 | 7.48 | 0.10336 | 0 | 46.48 | 46.48 | 0 | 0 | 0 | 0 | 0 | 0.93819 | 0 | 0 | 0 | 0
|  |  |  | 20.56 | 41.12 | 0 | 0 | 0 | 0 | 0 | 7.48 | 0.10336 | 0 | 41.12 | 41.12 | 0 | 0 | 0 | 0 | 0 | 0.93819 | 0 | 0 | 0 | 0
|  |  |  | 18.76 | 37.52 | 0 | 0 | 0 | 0 | 0 | 7.48 | 0.10336 | 0 | 37.52 | 37.52 | 0 | 0 | 0 | 0 | 0 | 0.93819 | 0 | 0 | 0 | 0
|  |  |  | 25.56 | 51.12 | 0 | 0 | 0 | 0 | 0 | 7.48 | 0.10336 | 0 | 51.12 | 51.12 | 0 | 0 | 0 | 0 | 0 | 0.93819 | 0 | 0 | 0 | 0
|  |  |  | 29.2 | 58.4 | 0 | 0 | 0 | 0 | 0 | 7.48 | 0.10336 | 0 | 58.4 | 45.766 | 0 | 12.634 | 0 | 0 | 12.634 | 0.93819 | 0 | 0 | 0 | 0
|  |  |  | 29.36 | 58.72 | 0 | 0 | 0 | 0 | 0 | 7.48 | 0.10336 | 0 | 58.72 | 22.267 | 0 | 36.453 | 0 | 0 | 36.453 | 0.93819 | 0 | 0 | 0 | 0
|  |  |  | 32.12 | 64.24 | 0 | 0 | 0 | 0 | 0 | 7.48 | 0.10336 | 0 | 64.24 | 7.936 | 0 | 56.304 | 0 | 0 | 56.304 | 0.93819 | 0 | 0 | 0 | 0
|  |  |  | 38.68 | 77.36 | 0 | 0 | 0 | 0 | 0 | 7.48 | 0.10336 | 0 | 77.36 | 7.036 | 0 | 70.324 | 0 | 0 | 70.324 | 0.93819 | 0 | 0 | 0 | 0
|  |  |  | 41.68 | 83.36 | 0 | 0 | 0 | 0 | 0 | 7.48 | 0.10336 | 0 | 83.36 | 1.927 | 0 | 81.433 | 0 | 0 | 81.433 | 0.93819 | 0 | 0 | 0 | 0
|  |  |  | 45.6 | 91.2 | 0 | 0 | 0 | 0 | 0 | 7.48 | 0.10336 | 0 | 91.2 | 3.695 | 0 | 87.505 | 0 | 0 | 87.505 | 0.93819 | 0 | 0 | 0 | 0
|  |  |  | 45.2 | 90.4 | 0 | 0 | 0 | 0 | 0 | 7.48 | 0.10336 | 0 | 90.4 | 2.455 | 0 | 87.945 | 0 | 0 | 87.945 | 0.93819 | 0 | 0 | 0 | 0
|  |  |  | 43.2 | 86.4 | 0 | 0 | 0 | 0 | 0 | 7.48 | 0.10336 | 0 | 86.4 | 4.891 | 0 | 81.509 | 0 | 0 | 81.509 | 0.93819 | 0 | 0 | 0 | 0
|  |  |  | 49.28 | 98.56 | 0 | 0 | 0 | 0 | 0 | 7.48 | 0.10336 | 0 | 98.56 | 29.08 | 0 | 69.48 | 0 | 0 | 69.48 | 0.93819 | 0 | 0 | 0 | 0
|  |  |  | 49.8 | 99.6 | 0 | 0 | 0 | 0 | 0 | 7.48 | 0.10336 | 0 | 99.6 | 48.359 | 0 | 51.241 | 0 | 0 | 51.241 | 0.93819 | 0 | 0 | 0 | 0
|  |  |  | 51.68 | 103.36 | 0 | 0 | 0 | 0 | 0 | 7.48 | 0.10336 | 0 | 103.36 | 74.931 | 0 | 28.429 | 0 | 0 | 28.429 | 0.93819 | 0 | 0 | 0 | 0
|  |  |  | 49.76 | 99.52 | 0 | 0 | 0 | 0 | 0 | 7.48 | 0.10336 | 0 | 99.52 | 93.033 | 0 | 6.487 | 0 | 0 | 6.487 | 0.93819 | 0 | 0 | 0 | 0
|  |  |  | 45.16 | 90.32 | 0 | 0 | 0 | 0 | 0 | 7.48 | 0.10336 | 0 | 90.32 | 90.32 | 0 | 0 | 0 | 0 | 0 | 0.93819 | 0 | 0 | 0 | 0
|  |  |  | 39.32 | 78.64 | 0 | 0 | 0 | 0 | 0 | 7.48 | 0.10336 | 0 | 78.64 | 78.64 | 0 | 0 | 0 | 0 | 0 | 0.93819 | 0 | 0 | 0 | 0
|  |  |  | 40.12 | 80.24 | 0 | 0 | 0 | 0 | 0 | 7.48 | 0.10336 | 0 | 80.24 | 80.24 | 0 | 0 | 0 | 0 | 0 | 0.93819 | 0 | 0 | 0 | 0
|  |  |  | 36.32 | 72.64 | 0 | 0 | 0 | 0 | 0 | 7.48 | 0.10336 | 0 | 72.64 | 72.64 | 0 | 0 | 0 | 0 | 0 | 0.93819 | 0 | 0 | 0 | 0
|  |  |  | 27.08 | 54.16 | 0 | 0 | 0 | 0 | 0 | 7.48 | 0.10336 | 0 | 54.16 | 54.16 | 0 | 0 | 0 | 0 | 0 | 0.93819 | 0 | 0 | 0 | 0
|  |  |  | 13.08 | 26.16 | 0 | 0 | 0 | 0 | 0 | 7.48 | 0.10336 | 0 | 26.16 | 26.16 | 0 | 0 | 0 | 0 | 0 | 0.93819 | 0 | 0 | 0 | 0
|  |  |  | 9.44 | 18.88 | 0 | 0 | 0 | 0 | 0 | 7.48 | 0.10336 | 0 | 18.88 | 18.88 | 0 | 0 | 0 | 0 | 0 | 0.93819 | 0 | 0 | 0 | 0
|  |  |  | 12.4 | 24.8 | 0 | 0 | 0 | 0 | 0 | 7.48 | 0.10336 | 0 | 24.8 | 24.8 | 0 | 0 | 0 | 0 | 0 | 0.93819 | 0 | 0 | 0 | 0
|  |  |  | 15.2 | 30.4 | 0 | 0 | 0 | 0 | 0 | 7.48 | 0.10336 | 0 | 30.4 | 30.4 | 0 | 0 | 0 | 0 | 0 | 0.93819 | 0 | 0 | 0 | 0
|  |  |  | 17.6 | 35.2 | 0 | 0 | 0 | 0 | 0 | 7.48 | 0.10336 | 0 | 35.2 | 35.2 | 0 | 0 | 0 | 0 | 0 | 0.93819 | 0 | 0 | 0 | 0
|  |  |  | 21.2 | 42.4 | 0 | 0 | 0 | 0 | 0 | 7.48 | 0.10336 | 0 | 42.4 | 42.4 | 0 | 0 | 0 | 0 | 0 | 0.93819 | 0 | 0 | 0 | 0
|  |  |  | 23.92 | 47.84 | 0 | 0 | 0 | 0 | 0 | 7.48 | 0.10336 | 0 | 47.84 | 47.84 | 0 | 0 | 0 | 0 | 0 | 0.93819 | 0 | 0 | 0 | 0
|  |  |  | 31.12 | 62.24 | 0 | 0 | 0 | 0 | 0 | 7.48 | 0.10336 | 0 | 62.24 | 50.11 | 0 | 12.13 | 0 | 0 | 12.13 | 0.93819 | 0 | 0 | 0 | 0
|  |  |  | 31.84 | 63.68 | 0 | 0 | 0 | 0 | 0 | 7.48 | 0.10336 | 0 | 63.68 | 28.399 | 0 | 35.281 | 0 | 0 | 35.281 | 0.93819 | 0 | 0 | 0 | 0
|  |  |  | 32.8 | 65.6 | 0 | 0 | 0 | 0 | 0 | 7.48 | 0.10336 | 0 | 65.6 | 8.653 | 0 | 56.947 | 0 | 0 | 56.947 | 0.93819 | 0 | 0 | 0 | 0
|  |  |  | 35.4 | 70.8 | 0 | 0 | 0 | 0 | 0 | 7.48 | 0.10336 | 0 | 70.8 | 0 | 0 | 72.742 | 1.942 | 0 | 70.8 | 1 | 0 | 0 | 0 | 0
|  |  |  | 43 | 86 | 0 | 0 | 0 | 0 | 0 | 11.23 | 0.12409 | 0 | 86 | 1.518 | 0 | 84.482 | 0 | 0 | 84.482 | 1 | 0 | 0 | 0 | 0
|  |  |  | 45.48 | 90.96 | 0 | 0 | 0 | 0 | 0 | 11.23 | 0.12409 | 0 | 90.96 | 2.234 | 0 | 88.726 | 0 | 0 | 88.726 | 1 | 0 | 0 | 0 | 0
|  |  |  | 52 | 104 | 0 | 0 | 0 | 0 | 0 | 11.23 | 0.12409 | 0 | 104 | 15.765 | 0 | 88.235 | 0 | 0 | 88.235 | 1 | 0 | 0 | 0 | 0
|  |  |  | 46.36 | 92.72 | 0 | 0 | 0 | 0 | 0 | 17.48 | 0.13136 | 0 | 92.72 | 11.249 | 0 | 81.471 | 0 | 0 | 81.471 | 1 | 0 | 0 | 0 | 0
|  |  |  | 51.48 | 102.96 | 0 | 0 | 0 | 0 | 0 | 17.48 | 0.13136 | 0 | 102.96 | 33.594 | 0 | 69.366 | 0 | 0 | 69.366 | 1 | 0 | 0 | 0 | 0
|  |  |  | 46.16 | 92.32 | 0 | 0 | 0 | 0 | 0 | 17.48 | 0.13136 | 0 | 92.32 | 31.526 | 0 | 50.762 | 0 | 0 | 50.762 | 0.64467 | 0 | 10.032 | 0 | 0
|  |  |  | 52.24 | 104.48 | 0 | 0 | 0 | 0 | 0 | 17.48 | 0.13136 | 0 | 104.48 | 63.9 | 0 | 28.026 | 0 | 0 | 28.026 | 0.2 | 0 | 12.554 | 0 | 0
|  |  |  | 52.48 | 104.96 | 0 | 0 | 0 | 0 | 0 | 11.23 | 0.12409 | 0 | 104.96 | 98.914 | 0 | 6.046 | 0 | 0 | 6.046 | 0.2 | 0 | 0 | 0 | 0
|  |  |  | 47.36 | 94.72 | 0 | 0 | 0 | 0 | 0 | 11.23 | 0.12409 | 0 | 94.72 | 94.72 | 0 | 0 | 0 | 0 | 0 | 0.2 | 0 | 0 | 0 | 0
|  |  |  | 43.68 | 87.36 | 0 | 0 | 0 | 0 | 0 | 11.23 | 0.12409 | 0 | 87.36 | 87.36 | 0 | 0 | 0 | 0 | 0 | 0.2 | 0 | 0 | 0 | 0
|  |  |  | 40.68 | 81.36 | 0 | 0 | 0 | 0 | 0 | 7.48 | 0.10336 | 12.554 | 81.36 | 81.36 | 0 | 0 | 0 | 0 | 0 | 0.59956 | 0 | 0 | 0 | 0
|  |  |  | 39.56 | 79.12 | 0 | 0 | 0 | 0 | 0 | 7.48 | 0.10336 | 10.387 | 79.12 | 79.12 | 0 | 0 | 0 | 0 | 0 | 0.93017 | 0 | 0 | 0 | 0
|  |  |  | 27.72 | 55.44 | 0 | 0 | 0 | 0 | 0 | 7.48 | 0.10336 | 0 | 55.44 | 55.44 | 0 | 0 | 0 | 0 | 0 | 0.93017 | 0 | 0 | 0 | 0
|  |  |  | 12.56 | 25.12 | 0 | 0 | 0 | 0 | 0 | 7.48 | 0.10336 | 0 | 25.12 | 25.12 | 0 | 0 | 0 | 0 | 0 | 0.93017 | 0 | 0 | 0 | 0
|  |  |  | 9.04 | 18.08 | 0 | 0 | 0 | 0 | 0 | 7.48 | 0.10336 | 0 | 18.08 | 18.08 | 0 | 0 | 0 | 0 | 0 | 0.93017 | 0 | 0 | 0 | 0
|  |  |  | 10.6 | 21.2 | 0 | 0 | 0 | 0 | 0 | 7.48 | 0.10336 | 0 | 21.2 | 21.2 | 0 | 0 | 0 | 0 | 0 | 0.93017 | 0 | 0 | 0 | 0
|  |  |  | 12.64 | 25.28 | 0 | 0 | 0 | 0 | 0 | 7.48 | 0.10336 | 0 | 25.28 | 25.28 | 0 | 0 | 0 | 0 | 0 | 0.93017 | 0 | 0 | 0 | 0
|  |  |  | 14.36 | 28.72 | 0 | 0 | 0 | 0 | 0 | 7.48 | 0.10336 | 0 | 28.72 | 28.72 | 0 | 0 | 0 | 0 | 0 | 0.93017 | 0 | 0 | 0 | 0
|  |  |  | 16.96 | 33.92 | 0 | 0 | 0 | 0 | 0 | 7.48 | 0.10336 | 0 | 33.92 | 33.92 | 0 | 0 | 0 | 0 | 0 | 0.93017 | 0 | 0 | 0 | 0
|  |  |  | 21.08 | 42.16 | 0 | 0 | 0 | 0 | 0 | 7.48 | 0.10336 | 0 | 42.16 | 42.16 | 0 | 0 | 0 | 0 | 0 | 0.93017 | 0 | 0 | 0 | 0
|  |  |  | 29.8 | 59.6 | 0 | 0 | 0 | 0 | 0 | 7.48 | 0.10336 | 0 | 59.6 | 47.722 | 0 | 11.878 | 0 | 0 | 11.878 | 0.93017 | 0 | 0 | 0 | 0
|  |  |  | 30.68 | 61.36 | 0 | 0 | 0 | 0 | 0 | 7.48 | 0.10336 | 0 | 61.36 | 26.897 | 0 | 34.463 | 0 | 0 | 34.463 | 0.93017 | 0 | 0 | 0 | 0
|  |  |  | 33.08 | 66.16 | 0 | 0 | 0 | 0 | 0 | 7.48 | 0.10336 | 0 | 66.16 | 11.896 | 0 | 54.264 | 0 | 0 | 54.264 | 0.93017 | 0 | 0 | 0 | 0
|  |  |  | 36.48 | 72.96 | 0 | 0 | 0 | 0 | 0 | 7.48 | 0.10336 | 0 | 72.96 | 2.624 | 0 | 70.336 | 0 | 0 | 70.336 | 0.93017 | 0 | 0 | 0 | 0
|  |  |  | 39.84 | 79.68 | 0 | 0 | 0 | 0 | 0 | 11.23 | 0.12409 | 0 | 79.68 | 0 | 0 | 81.874 | 2.194 | 0 | 79.68 | 1 | 0 | 0 | 0 | 0
|  |  |  | 51.36 | 102.72 | 0 | 0 | 0 | 0 | 0 | 11.23 | 0.12409 | 0 | 102.72 | 16.84 | 0 | 85.88 | 0 | 0 | 85.88 | 1 | 0 | 0 | 0 | 0
|  |  |  | 46.08 | 92.16 | 0 | 0 | 0 | 0 | 0 | 11.23 | 0.12409 | 0 | 92.16 | 6.23 | 0 | 85.93 | 0 | 0 | 85.93 | 1 | 0 | 0 | 0 | 0
|  |  |  | 43.32 | 86.64 | 0 | 0 | 0 | 0 | 0 | 17.48 | 0.13136 | 0 | 86.64 | 6.504 | 0 | 80.136 | 0 | 0 | 80.136 | 1 | 0 | 0 | 0 | 0
|  |  |  | 42.56 | 85.12 | 0 | 0 | 0 | 0 | 0 | 17.48 | 0.13136 | 0 | 85.12 | 17.051 | 0 | 68.069 | 0 | 0 | 68.069 | 1 | 0 | 0 | 0 | 0
|  |  |  | 42.76 | 85.52 | 0 | 0 | 0 | 0 | 0 | 17.48 | 0.13136 | 0 | 85.52 | 25.356 | 0 | 50.132 | 0 | 0 | 50.132 | 0.64467 | 0 | 10.032 | 0 | 0
|  |  |  | 43.4 | 86.8 | 0 | 0 | 0 | 0 | 0 | 17.48 | 0.13136 | 0 | 86.8 | 47.202 | 0 | 27.044 | 0 | 0 | 27.044 | 0.2 | 0 | 12.554 | 0 | 0
|  |  |  | 42.36 | 84.72 | 0 | 0 | 0 | 0 | 0 | 11.23 | 0.12409 | 0 | 84.72 | 78.976 | 0 | 5.744 | 0 | 0 | 5.744 | 0.2 | 0 | 0 | 0 | 0
|  |  |  | 40.52 | 81.04 | 0 | 0 | 0 | 0 | 0 | 11.23 | 0.12409 | 0 | 81.04 | 81.04 | 0 | 0 | 0 | 0 | 0 | 0.2 | 0 | 0 | 0 | 0
|  |  |  | 39.72 | 79.44 | 0 | 0 | 0 | 0 | 0 | 11.23 | 0.12409 | 0 | 79.44 | 79.44 | 0 | 0 | 0 | 0 | 0 | 0.2 | 0 | 0 | 0 | 0
|  |  |  | 34.04 | 68.08 | 0 | 0 | 0 | 0 | 0 | 7.48 | 0.10336 | 0 | 68.08 | 68.08 | 0 | 0 | 0 | 0 | 0 | 0.2 | 0 | 0 | 0 | 0
|  |  |  | 34.64 | 69.28 | 0 | 0 | 0 | 0 | 0 | 7.48 | 0.10336 | 0 | 69.28 | 69.28 | 0 | 0 | 0 | 0 | 0 | 0.2 | 0 | 0 | 0 | 0
|  |  |  | 24.76 | 49.52 | 0 | 0 | 0 | 0 | 0 | 7.48 | 0.10336 | 0 | 49.52 | 49.52 | 0 | 0 | 0 | 0 | 0 | 0.2 | 0 | 0 | 0 | 0
|  |  |  | 12.32 | 24.64 | 0 | 0 | 0 | 0 | 0 | 7.48 | 0.10336 | 0 | 24.64 | 24.64 | 0 | 0 | 0 | 0 | 0 | 0.2 | 0 | 0 | 0 | 0
|  |  |  | 13.6 | 27.2 | 0 | 0 | 0 | 0 | 0 | 7.48 | 0.10336 | 0 | 27.2 | 27.2 | 0 | 0 | 0 | 0 | 0 | 0.2 | 0 | 0 | 0 | 0
|  |  |  | 15.64 | 31.28 | 0 | 0 | 0 | 0 | 0 | 7.48 | 0.10336 | 0 | 31.28 | 31.28 | 0 | 0 | 0 | 0 | 0 | 0.2 | 0 | 0 | 0 | 0
|  |  |  | 18.44 | 36.88 | 0 | 0 | 0 | 0 | 0 | 7.48 | 0.10336 | 0 | 36.88 | 36.88 | 0 | 0 | 0 | 0 | 0 | 0.2 | 0 | 0 | 0 | 0
|  |  |  | 18.92 | 37.84 | 0 | 0 | 0 | 0 | 0 | 7.48 | 0.10336 | 0 | 37.84 | 37.84 | 0 | 0 | 0 | 0 | 0 | 0.2 | 0 | 0 | 0 | 0
|  |  |  | 20.72 | 41.44 | 0 | 0 | 0 | 0 | 0 | 7.48 | 0.10336 | 0 | 41.44 | 41.44 | 0 | 0 | 0 | 0 | 0 | 0.2 | 0 | 0 | 0 | 0
|  |  |  | 21.48 | 42.96 | 0 | 0 | 0 | 0 | 0 | 7.48 | 0.10336 | 0 | 42.96 | 42.96 | 0 | 0 | 0 | 0 | 0 | 0.2 | 0 | 0 | 0 | 0
|  |  |  | 21.68 | 43.36 | 0 | 0 | 0 | 0 | 0 | 7.48 | 0.10336 | 0 | 43.36 | 31.507 | 0 | 11.853 | 0 | 0 | 11.853 | 0.2 | 0 | 0 | 0 | 0
|  |  |  | 21.8 | 43.6 | 0 | 0 | 0 | 0 | 0 | 7.48 | 0.10336 | 0 | 43.6 | 20.197 | 0 | 23.403 | 0 | 0 | 23.403 | 0.2 | 0 | 0 | 0 | 0
|  |  |  | 24.28 | 48.56 | 0 | 0 | 0 | 0 | 0 | 7.48 | 0.10336 | 0 | 48.56 | 0 | 0 | 55.07 | 6.51 | 0 | 48.56 | 0.40719 | 0 | 0 | 0 | 0
|  |  |  | 27.68 | 55.36 | 0 | 0 | 0 | 0 | 0 | 7.48 | 0.10336 | 0 | 55.36 | 0 | 2.8 | 67.914 | 12.554 | 0 | 55.36 | 0.80676 | 0 | 0 | 0 | 0
|  |  |  | 34 | 68 | 0 | 0 | 0 | 0 | 0 | 11.23 | 0.12409 | 0 | 68 | 0 | 6.203 | 74.072 | 6.072 | 0 | 68 | 1 | 0 | 0 | 0 | 0
|  |  |  | 46.32 | 92.64 | 0 | 0 | 0 | 0 | 0 | 11.23 | 0.12409 | 0 | 92.64 | 0 | 0 | 86.22 | 0 | 0 | 86.22 | 0.77259 | 0 | 6.42 | 0 | 0
|  |  |  | 39.72 | 79.44 | 0 | 0 | 0 | 0 | 0 | 11.23 | 0.12409 | 0 | 79.44 | 0 | 0 | 86.585 | 7.145 | 0 | 79.44 | 1 | 0 | 0 | 0 | 0
|  |  |  | 44.52 | 89.04 | 0 | 0 | 0 | 0 | 0 | 17.48 | 0.13136 | 0 | 89.04 | 9.421 | 0 | 79.619 | 0 | 0 | 79.619 | 1 | 0 | 0 | 0 | 0
|  |  |  | 44.32 | 88.64 | 0 | 0 | 0 | 0 | 0 | 17.48 | 0.13136 | 0 | 88.64 | 21.1 | 0 | 67.54 | 0 | 0 | 67.54 | 1 | 0 | 0 | 0 | 0
|  |  |  | 45.52 | 91.04 | 0 | 0 | 0 | 0 | 0 | 17.48 | 0.13136 | 0 | 91.04 | 31.418 | 0 | 49.591 | 0 | 0 | 49.591 | 0.64467 | 0 | 10.032 | 0 | 0
|  |  |  | 43.12 | 86.24 | 0 | 0 | 0 | 0 | 0 | 17.48 | 0.13136 | 0 | 86.24 | 46.92 | 0 | 26.767 | 0 | 0 | 26.767 | 0.2 | 0 | 12.554 | 0 | 0
|  |  |  | 45.88 | 91.76 | 0 | 0 | 0 | 0 | 0 | 11.23 | 0.12409 | 0 | 91.76 | 86.344 | 0 | 5.416 | 0 | 0 | 5.416 | 0.2 | 0 | 0 | 0 | 0
|  |  |  | 34.08 | 68.16 | 0 | 0 | 0 | 0 | 0 | 11.23 | 0.12409 | 0 | 68.16 | 68.16 | 0 | 0 | 0 | 0 | 0 | 0.2 | 0 | 0 | 0 | 0
|  |  |  | 30.2 | 60.4 | 0 | 0 | 0 | 0 | 0 | 11.23 | 0.12409 | 0 | 60.4 | 60.4 | 0 | 0 | 0 | 0 | 0 | 0.2 | 0 | 0 | 0 | 0
|  |  |  | 24.8 | 49.6 | 0 | 0 | 0 | 0 | 0 | 7.48 | 0.10336 | 0 | 49.6 | 49.6 | 0 | 0 | 0 | 0 | 0 | 0.2 | 0 | 0 | 0 | 0
|  |  |  | 24.56 | 49.12 | 0 | 0 | 0 | 0 | 0 | 7.48 | 0.10336 | 0 | 49.12 | 49.12 | 0 | 0 | 0 | 0 | 0 | 0.2 | 0 | 0 | 0 | 0
|  |  |  | 19.12 | 38.24 | 0 | 0 | 0 | 0 | 0 | 7.48 | 0.10336 | 0 | 38.24 | 38.24 | 0 | 0 | 0 | 0 | 0 | 0.2 | 0 | 0 | 0 | 0
|  |  |  | 10.64 | 21.28 | 0 | 0 | 0 | 0 | 0 | 7.48 | 0.10336 | 0 | 21.28 | 21.28 | 0 | 0 | 0 | 0 | 0 | 0.2 | 0 | 0 | 0 | 0
|  |  |  | 10.48 | 20.96 | 0 | 0 | 0 | 0 | 0 | 7.48 | 0.10336 | 0 | 20.96 | 20.96 | 0 | 0 | 0 | 0 | 0 | 0.2 | 0 | 0 | 0 | 0
|  |  |  | 13.84 | 27.68 | 0 | 0 | 0 | 0 | 0 | 7.48 | 0.10336 | 0 | 27.68 | 27.68 | 0 | 0 | 0 | 0 | 0 | 0.2 | 0 | 0 | 0 | 0
|  |  |  | 16.32 | 32.64 | 0 | 0 | 0 | 0 | 0 | 7.48 | 0.10336 | 0 | 32.64 | 32.64 | 0 | 0 | 0 | 0 | 0 | 0.2 | 0 | 0 | 0 | 0
|  |  |  | 18.16 | 36.32 | 0 | 0 | 0 | 0 | 0 | 7.48 | 0.10336 | 0 | 36.32 | 36.32 | 0 | 0 | 0 | 0 | 0 | 0.2 | 0 | 0 | 0 | 0
|  |  |  | 19.12 | 38.24 | 0 | 0 | 0 | 0 | 0 | 7.48 | 0.10336 | 0 | 38.24 | 38.24 | 0 | 0 | 0 | 0 | 0 | 0.2 | 0 | 0 | 0 | 0
|  |  |  | 20.52 | 41.04 | 0 | 0 | 0 | 0 | 0 | 7.48 | 0.10336 | 0 | 41.04 | 41.04 | 0 | 0 | 0 | 0 | 0 | 0.2 | 0 | 0 | 0 | 0
|  |  |  | 20.48 | 40.96 | 0 | 0 | 0 | 0 | 0 | 7.48 | 0.10336 | 0 | 40.96 | 29.208 | 0 | 11.752 | 0 | 0 | 11.752 | 0.2 | 0 | 0 | 0 | 0
|  |  |  | 18.64 | 37.28 | 0 | 0 | 0 | 0 | 0 | 7.48 | 0.10336 | 0 | 37.28 | 2.477 | 0 | 34.803 | 0 | 0 | 34.803 | 0.2 | 0 | 0 | 0 | 0
|  |  |  | 20.36 | 40.72 | 0 | 0 | 0 | 0 | 0 | 7.48 | 0.10336 | 0 | 40.72 | 0 | 1.468 | 53.274 | 12.554 | 0 | 40.72 | 0.59956 | 0 | 0 | 0 | 0
|  |  |  | 23.24 | 46.48 | 0 | 0 | 0 | 0 | 0 | 7.48 | 0.10336 | 0 | 46.48 | 0 | 12.033 | 59.034 | 12.554 | 0 | 46.48 | 0.99913 | 0 | 0 | 0 | 0
|  |  |  | 29.6 | 59.2 | 0 | 0 | 0 | 0 | 0 | 11.23 | 0.12409 | 0 | 59.2 | 0 | 23.239 | 59.227 | 0.027 | 0 | 59.2 | 1 | 0 | 0 | 0 | 0
|  |  |  | 40.88 | 81.76 | 0 | 0 | 0 | 0 | 0 | 11.23 | 0.12409 | 0 | 81.76 | 0 | 4.825 | 81.76 | 0 | 0 | 81.76 | 1 | 0 | 0 | 0 | 0
|  |  |  | 46.8 | 93.6 | 0 | 0 | 0 | 0 | 0 | 11.23 | 0.12409 | 0 | 93.6 | 6.486 | 0 | 87.114 | 0 | 0 | 87.114 | 1 | 0 | 0 | 0 | 0
|  |  |  | 50.28 | 100.56 | 0 | 0 | 0 | 0 | 0 | 17.48 | 0.13136 | 0 | 100.56 | 28.675 | 0 | 71.885 | 0 | 0 | 71.885 | 1 | 0 | 0 | 0 | 0
|  |  |  | 48.32 | 96.64 | 0 | 0 | 0 | 0 | 0 | 17.48 | 0.13136 | 0 | 96.64 | 27.941 | 0 | 68.699 | 0 | 0 | 68.699 | 1 | 0 | 0 | 0 | 0
|  |  |  | 47.48 | 94.96 | 0 | 0 | 0 | 0 | 0 | 17.48 | 0.13136 | 0 | 94.96 | 34.607 | 0 | 50.321 | 0 | 0 | 50.321 | 0.64467 | 0 | 10.032 | 0 | 0
|  |  |  | 43.84 | 87.68 | 0 | 0 | 0 | 0 | 0 | 17.48 | 0.13136 | 0 | 87.68 | 48.133 | 0 | 26.993 | 0 | 0 | 26.993 | 0.2 | 0 | 12.554 | 0 | 0
|  |  |  | 44.12 | 88.24 | 0 | 0 | 0 | 0 | 0 | 11.23 | 0.12409 | 0 | 88.24 | 83.101 | 0 | 5.139 | 0 | 0 | 5.139 | 0.2 | 0 | 0 | 0 | 0
|  |  |  | 40.48 | 80.96 | 0 | 0 | 0 | 0 | 0 | 11.23 | 0.12409 | 0 | 80.96 | 80.96 | 0 | 0 | 0 | 0 | 0 | 0.2 | 0 | 0 | 0 | 0
|  |  |  | 36.32 | 72.64 | 0 | 0 | 0 | 0 | 0 | 11.23 | 0.12409 | 0 | 72.64 | 72.64 | 0 | 0 | 0 | 0 | 0 | 0.2 | 0 | 0 | 0 | 0
|  |  |  | 28.68 | 57.36 | 0 | 0 | 0 | 0 | 0 | 7.48 | 0.10336 | 3.007 | 57.36 | 57.36 | 0 | 0 | 0 | 0 | 0 | 0.2957 | 0 | 0 | 0 | 0
|  |  |  | 27.4 | 54.8 | 0 | 0 | 0 | 0 | 0 | 7.48 | 0.10336 | 0 | 54.8 | 54.8 | 0 | 0 | 0 | 0 | 0 | 0.2957 | 0 | 0 | 0 | 0
|  |  |  | 24 | 48 | 0 | 0 | 0 | 0 | 0 | 7.48 | 0.10336 | 0 | 48 | 48 | 0 | 0 | 0 | 0 | 0 | 0.2957 | 0 | 0 | 0 | 0
|  |  |  | 15.12 | 30.24 | 0 | 0 | 0 | 0 | 0 | 7.48 | 0.10336 | 0 | 30.24 | 30.24 | 0 | 0 | 0 | 0 | 0 | 0.2957 | 0 | 0 | 0 | 0
|  |  |  | 13.36 | 26.72 | 0 | 0 | 0 | 0 | 0 | 7.48 | 0.10336 | 0 | 26.72 | 26.72 | 0 | 0 | 0 | 0 | 0 | 0.2957 | 0 | 0 | 0 | 0
|  |  |  | 13.6 | 27.2 | 0 | 0 | 0 | 0 | 0 | 7.48 | 0.10336 | 0 | 27.2 | 27.2 | 0 | 0 | 0 | 0 | 0 | 0.2957 | 0 | 0 | 0 | 0
|  |  |  | 12.96 | 25.92 | 0 | 0 | 0 | 0 | 0 | 7.48 | 0.10336 | 0 | 25.92 | 25.92 | 0 | 0 | 0 | 0 | 0 | 0.2957 | 0 | 0 | 0 | 0
|  |  |  | 12.24 | 24.48 | 0 | 0 | 0 | 0 | 0 | 7.48 | 0.10336 | 0 | 24.48 | 24.48 | 0 | 0 | 0 | 0 | 0 | 0.2957 | 0 | 0 | 0 | 0
|  |  |  | 14.44 | 28.88 | 0 | 0 | 0 | 0 | 0 | 7.48 | 0.10336 | 0 | 28.88 | 28.88 | 0 | 0 | 0 | 0 | 0 | 0.2957 | 0 | 0 | 0 | 0
|  |  |  | 16.16 | 32.32 | 0 | 0 | 0 | 0 | 0 | 7.48 | 0.10336 | 0 | 32.32 | 32.32 | 0 | 0 | 0 | 0 | 0 | 0.2957 | 0 | 0 | 0 | 0
|  |  |  | 22.44 | 44.88 | 0 | 0 | 0 | 0 | 0 | 7.48 | 0.10336 | 0 | 44.88 | 33.141 | 0 | 11.739 | 0 | 0 | 11.739 | 0.2957 | 0 | 0 | 0 | 0
|  |  |  | 23.8 | 47.6 | 0 | 0 | 0 | 0 | 0 | 7.48 | 0.10336 | 0 | 47.6 | 12.583 | 0 | 35.017 | 0 | 0 | 35.017 | 0.2957 | 0 | 0 | 0 | 0
|  |  |  | 25.08 | 50.16 | 0 | 0 | 0 | 0 | 0 | 7.48 | 0.10336 | 0 | 50.16 | 0 | 0 | 56.758 | 6.598 | 0 | 50.16 | 0.50569 | 0 | 0 | 0 | 0
|  |  |  | 30.2 | 60.4 | 0 | 0 | 0 | 0 | 0 | 7.48 | 0.10336 | 0 | 60.4 | 0 | 0.506 | 72.954 | 12.554 | 0 | 60.4 | 0.90525 | 0 | 0 | 0 | 0
|  |  |  | 40.28 | 80.56 | 0 | 0 | 0 | 0 | 0 | 11.23 | 0.12409 | 0 | 80.56 | 0 | 0 | 83.537 | 2.977 | 0 | 80.56 | 1 | 0 | 0 | 0 | 0
|  |  |  | 51.12 | 102.24 | 0 | 0 | 0 | 0 | 0 | 11.23 | 0.12409 | 0 | 102.24 | 13.022 | 0 | 89.218 | 0 | 0 | 89.218 | 1 | 0 | 0 | 0 | 0
|  |  |  | 52.16 | 104.32 | 0 | 0 | 0 | 0 | 0 | 11.23 | 0.12409 | 0 | 104.32 | 16.249 | 0 | 88.071 | 0 | 0 | 88.071 | 1 | 0 | 0 | 0 | 0
|  |  |  | 54.4 | 108.8 | 0 | 0 | 0 | 0 | 0 | 17.48 | 0.13136 | 0 | 108.8 | 27.392 | 0 | 81.408 | 0 | 0 | 81.408 | 1 | 0 | 0 | 0 | 0
|  |  |  | 54.6 | 109.2 | 0 | 0 | 0 | 0 | 0 | 17.48 | 0.13136 | 0 | 109.2 | 40.287 | 0 | 68.913 | 0 | 0 | 68.913 | 1 | 0 | 0 | 0 | 0
|  |  |  | 56.04 | 112.08 | 0 | 0 | 0 | 0 | 0 | 17.48 | 0.13136 | 0 | 112.08 | 55.034 | 0 | 50.409 | 0 | 0 | 50.409 | 0.76491 | 0 | 6.637 | 0 | 0
|  |  |  | 55.04 | 110.08 | 0 | 0 | 0 | 0 | 0 | 17.48 | 0.13136 | 0 | 110.08 | 70.961 | 0 | 26.565 | 0 | 0 | 26.565 | 0.32024 | 0 | 12.554 | 0 | 0
|  |  |  | 52.28 | 104.56 | 0 | 0 | 0 | 0 | 0 | 11.23 | 0.12409 | 0 | 104.56 | 99.648 | 0 | 4.912 | 0 | 0 | 4.912 | 0.32024 | 0 | 0 | 0 | 0
|  |  |  | 53 | 106 | 0 | 0 | 0 | 0 | 0 | 11.23 | 0.12409 | 0 | 106 | 102.605 | 0 | 0 | 0 | 0 | 0 | 0.2 | 0 | 3.395 | 0 | 0
|  |  |  | 47.56 | 95.12 | 0 | 0 | 0 | 0 | 0 | 11.23 | 0.12409 | 0 | 95.12 | 95.12 | 0 | 0 | 0 | 0 | 0 | 0.2 | 0 | 0 | 0 | 0
|  |  |  | 43.88 | 87.76 | 0 | 0 | 0 | 0 | 0 | 7.48 | 0.10336 | 2.593 | 87.76 | 87.76 | 0 | 0 | 0 | 0 | 0 | 0.28254 | 0 | 0 | 0 | 0
|  |  |  | 42.2 | 84.4 | 0 | 0 | 0 | 0 | 0 | 7.48 | 0.10336 | 0 | 84.4 | 84.4 | 0 | 0 | 0 | 0 | 0 | 0.28254 | 0 | 0 | 0 | 0
|  |  |  | 29.76 | 59.52 | 0 | 0 | 0 | 0 | 0 | 7.48 | 0.10336 | 0 | 59.52 | 59.52 | 0 | 0 | 0 | 0 | 0 | 0.28254 | 0 | 0 | 0 | 0
|  |  |  | 13.24 | 26.48 | 0 | 0 | 0 | 0 | 0 | 7.48 | 0.10336 | 0 | 26.48 | 26.48 | 0 | 0 | 0 | 0 | 0 | 0.28254 | 0 | 0 | 0 | 0
|  |  |  | 9.28 | 18.56 | 0 | 0 | 0 | 0 | 0 | 7.48 | 0.10336 | 0 | 18.56 | 18.56 | 0 | 0 | 0 | 0 | 0 | 0.28254 | 0 | 0 | 0 | 0
|  |  |  | 10.72 | 21.44 | 0 | 0 | 0 | 0 | 0 | 7.48 | 0.10336 | 0 | 21.44 | 21.44 | 0 | 0 | 0 | 0 | 0 | 0.28254 | 0 | 0 | 0 | 0
|  |  |  | 11.56 | 23.12 | 0 | 0 | 0 | 0 | 0 | 7.48 | 0.10336 | 0 | 23.12 | 23.12 | 0 | 0 | 0 | 0 | 0 | 0.28254 | 0 | 0 | 0 | 0
|  |  |  | 13.08 | 26.16 | 0 | 0 | 0 | 0 | 0 | 7.48 | 0.10336 | 0 | 26.16 | 26.16 | 0 | 0 | 0 | 0 | 0 | 0.28254 | 0 | 0 | 0 | 0
|  |  |  | 14.48 | 28.96 | 0 | 0 | 0 | 0 | 0 | 7.48 | 0.10336 | 0 | 28.96 | 28.96 | 0 | 0 | 0 | 0 | 0 | 0.28254 | 0 | 0 | 0 | 0
|  |  |  | 16.08 | 32.16 | 0 | 0 | 0 | 0 | 0 | 7.48 | 0.10336 | 0 | 32.16 | 32.16 | 0 | 0 | 0 | 0 | 0 | 0.28254 | 0 | 0 | 0 | 0
|  |  |  | 21.64 | 43.28 | 0 | 0 | 0 | 0 | 0 | 7.48 | 0.10336 | 0 | 43.28 | 31.83 | 0 | 11.45 | 0 | 0 | 11.45 | 0.28254 | 0 | 0 | 0 | 0
|  |  |  | 22.04 | 44.08 | 0 | 0 | 0 | 0 | 0 | 7.48 | 0.10336 | 0 | 44.08 | 33.713 | 0 | 10.367 | 0 | 0 | 10.367 | 0.28254 | 0 | 0 | 0 | 0
|  |  |  | 26.88 | 53.76 | 0 | 0 | 0 | 0 | 0 | 7.48 | 0.10336 | 0 | 53.76 | 34.035 | 0 | 19.725 | 0 | 0 | 19.725 | 0.28254 | 0 | 0 | 0 | 0
|  |  |  | 35.68 | 71.36 | 0 | 0 | 0 | 0 | 0 | 7.48 | 0.10336 | 0 | 71.36 | 40.651 | 0 | 30.709 | 0 | 0 | 30.709 | 0.28254 | 0 | 0 | 0 | 0
|  |  |  | 48.4 | 96.8 | 0 | 0 | 0 | 0 | 0 | 7.48 | 0.10336 | 0 | 96.8 | 48.658 | 0 | 48.142 | 0 | 0 | 48.142 | 0.28254 | 0 | 0 | 0 | 0
|  |  |  | 50.68 | 101.36 | 0 | 0 | 0 | 0 | 0 | 7.48 | 0.10336 | 0 | 101.36 | 50.195 | 0 | 51.165 | 0 | 0 | 51.165 | 0.28254 | 0 | 0 | 0 | 0
|  |  |  | 53.84 | 107.68 | 0 | 0 | 0 | 0 | 0 | 7.48 | 0.10336 | 0 | 107.68 | 57.321 | 0 | 50.359 | 0 | 0 | 50.359 | 0.28254 | 0 | 0 | 0 | 0
|  |  |  | 54.76 | 109.52 | 0 | 0 | 0 | 0 | 0 | 7.48 | 0.10336 | 0 | 109.52 | 26.537 | 0 | 82.983 | 0 | 0 | 82.983 | 0.28254 | 0 | 0 | 0 | 0
|  |  |  | 53.96 | 107.92 | 0 | 0 | 0 | 0 | 0 | 7.48 | 0.10336 | 0 | 107.92 | 39.309 | 0 | 68.611 | 0 | 0 | 68.611 | 0.28254 | 0 | 0 | 0 | 0
|  |  |  | 53 | 106 | 0 | 0 | 0 | 0 | 0 | 7.48 | 0.10336 | 0 | 106 | 56.309 | 0 | 49.691 | 0 | 0 | 49.691 | 0.28254 | 0 | 0 | 0 | 0
|  |  |  | 55.48 | 110.96 | 0 | 0 | 0 | 0 | 0 | 7.48 | 0.10336 | 0 | 110.96 | 85.201 | 0 | 25.759 | 0 | 0 | 25.759 | 0.28254 | 0 | 0 | 0 | 0
|  |  |  | 54.88 | 109.76 | 0 | 0 | 0 | 0 | 0 | 7.48 | 0.10336 | 0 | 109.76 | 102.605 | 0 | 4.824 | 0 | 0 | 4.824 | 0.2 | 0 | 2.33 | 0 | 0
|  |  |  | 49.56 | 99.12 | 0 | 0 | 0 | 0 | 0 | 7.48 | 0.10336 | 0 | 99.12 | 99.12 | 0 | 0 | 0 | 0 | 0 | 0.2 | 0 | 0 | 0 | 0
|  |  |  | 41.48 | 82.96 | 0 | 0 | 0 | 0 | 0 | 7.48 | 0.10336 | 0 | 82.96 | 82.96 | 0 | 0 | 0 | 0 | 0 | 0.2 | 0 | 0 | 0 | 0
|  |  |  | 36.76 | 73.52 | 0 | 0 | 0 | 0 | 0 | 7.48 | 0.10336 | 0 | 73.52 | 73.52 | 0 | 0 | 0 | 0 | 0 | 0.2 | 0 | 0 | 0 | 0
|  |  |  | 35.32 | 70.64 | 0 | 0 | 0 | 0 | 0 | 7.48 | 0.10336 | 0 | 70.64 | 70.64 | 0 | 0 | 0 | 0 | 0 | 0.2 | 0 | 0 | 0 | 0
|  |  |  | 25 | 50 | 0 | 0 | 0 | 0 | 0 | 7.48 | 0.10336 | 0 | 50 | 50 | 0 | 0 | 0 | 0 | 0 | 0.2 | 0 | 0 | 0 | 0
|  |  |  | 11.6 | 23.2 | 0 | 0 | 0 | 0 | 0 | 7.48 | 0.10336 | 0 | 23.2 | 23.2 | 0 | 0 | 0 | 0 | 0 | 0.2 | 0 | 0 | 0 | 0
|  |  |  | 9.12 | 18.24 | 0 | 0 | 0 | 0 | 0 | 7.48 | 0.10336 | 0 | 18.24 | 18.24 | 0 | 0 | 0 | 0 | 0 | 0.2 | 0 | 0 | 0 | 0
|  |  |  | 10.12 | 20.24 | 0 | 0 | 0 | 0 | 0 | 7.48 | 0.10336 | 0 | 20.24 | 20.24 | 0 | 0 | 0 | 0 | 0 | 0.2 | 0 | 0 | 0 | 0
|  |  |  | 10.72 | 21.44 | 0 | 0 | 0 | 0 | 0 | 7.48 | 0.10336 | 0 | 21.44 | 21.44 | 0 | 0 | 0 | 0 | 0 | 0.2 | 0 | 0 | 0 | 0
|  |  |  | 13.56 | 27.12 | 0 | 0 | 0 | 0 | 0 | 7.48 | 0.10336 | 0 | 27.12 | 27.12 | 0 | 0 | 0 | 0 | 0 | 0.2 | 0 | 0 | 0 | 0
|  |  |  | 15.32 | 30.64 | 0 | 0 | 0 | 0 | 0 | 7.48 | 0.10336 | 0 | 30.64 | 30.64 | 0 | 0 | 0 | 0 | 0 | 0.2 | 0 | 0 | 0 | 0
|  |  |  | 16.32 | 32.64 | 0 | 0 | 0 | 0 | 0 | 7.48 | 0.10336 | 0 | 32.64 | 32.64 | 0 | 0 | 0 | 0 | 0 | 0.2 | 0 | 0 | 0 | 0
|  |  |  | 21.92 | 43.84 | 0 | 0 | 0 | 0 | 0 | 7.48 | 0.10336 | 0 | 43.84 | 32.567 | 0 | 11.273 | 0 | 0 | 11.273 | 0.2 | 0 | 0 | 0 | 0
|  |  |  | 24.16 | 48.32 | 0 | 0 | 0 | 0 | 0 | 7.48 | 0.10336 | 0 | 48.32 | 38.684 | 0 | 9.636 | 0 | 0 | 9.636 | 0.2 | 0 | 0 | 0 | 0
|  |  |  | 25.44 | 50.88 | 0 | 0 | 0 | 0 | 0 | 7.48 | 0.10336 | 0 | 50.88 | 45.464 | 0 | 5.416 | 0 | 0 | 5.416 | 0.2 | 0 | 0 | 0 | 0
|  |  |  | 28.12 | 56.24 | 0 | 0 | 0 | 0 | 0 | 7.48 | 0.10336 | 0 | 56.24 | 9.698 | 0 | 46.542 | 0 | 0 | 46.542 | 0.2 | 0 | 0 | 0 | 0
|  |  |  | 32.96 | 65.92 | 0 | 0 | 0 | 0 | 0 | 7.48 | 0.10336 | 0 | 65.92 | 36.584 | 0 | 29.336 | 0 | 0 | 29.336 | 0.2 | 0 | 0 | 0 | 0
|  |  |  | 39.04 | 78.08 | 0 | 0 | 0 | 0 | 0 | 7.48 | 0.10336 | 0 | 78.08 | 74.566 | 0 | 3.514 | 0 | 0 | 3.514 | 0.2 | 0 | 0 | 0 | 0
|  |  |  | 37.72 | 75.44 | 0 | 0 | 0 | 0 | 0 | 7.48 | 0.10336 | 0 | 75.44 | 49.001 | 0 | 26.439 | 0 | 0 | 26.439 | 0.2 | 0 | 0 | 0 | 0
|  |  |  | 46.64 | 93.28 | 0 | 0 | 0 | 0 | 0 | 7.48 | 0.10336 | 0 | 93.28 | 74.739 | 0 | 18.541 | 0 | 0 | 18.541 | 0.2 | 0 | 0 | 0 | 0
|  |  |  | 48.96 | 97.92 | 0 | 0 | 0 | 0 | 0 | 7.48 | 0.10336 | 0 | 97.92 | 27.269 | 0 | 70.651 | 0 | 0 | 70.651 | 0.2 | 0 | 0 | 0 | 0
|  |  |  | 46.28 | 92.56 | 0 | 0 | 0 | 0 | 0 | 7.48 | 0.10336 | 0 | 92.56 | 41.584 | 0 | 50.976 | 0 | 0 | 50.976 | 0.2 | 0 | 0 | 0 | 0
|  |  |  | 44.4 | 88.8 | 0 | 0 | 0 | 0 | 0 | 7.48 | 0.10336 | 0 | 88.8 | 62.109 | 0 | 26.691 | 0 | 0 | 26.691 | 0.2 | 0 | 0 | 0 | 0
|  |  |  | 44.32 | 88.64 | 0 | 0 | 0 | 0 | 0 | 7.48 | 0.10336 | 0 | 88.64 | 83.954 | 0 | 4.686 | 0 | 0 | 4.686 | 0.2 | 0 | 0 | 0 | 0
|  |  |  | 37.56 | 75.12 | 0 | 0 | 0 | 0 | 0 | 7.48 | 0.10336 | 0 | 75.12 | 75.12 | 0 | 0 | 0 | 0 | 0 | 0.2 | 0 | 0 | 0 | 0
|  |  |  | 30.56 | 61.12 | 0 | 0 | 0 | 0 | 0 | 7.48 | 0.10336 | 0 | 61.12 | 61.12 | 0 | 0 | 0 | 0 | 0 | 0.2 | 0 | 0 | 0 | 0
|  |  |  | 30.16 | 60.32 | 0 | 0 | 0 | 0 | 0 | 7.48 | 0.10336 | 0 | 60.32 | 60.32 | 0 | 0 | 0 | 0 | 0 | 0.2 | 0 | 0 | 0 | 0
|  |  |  | 24.76 | 49.52 | 0 | 0 | 0 | 0 | 0 | 7.48 | 0.10336 | 0 | 49.52 | 49.52 | 0 | 0 | 0 | 0 | 0 | 0.2 | 0 | 0 | 0 | 0
|  |  |  | 18.72 | 37.44 | 0 | 0 | 0 | 0 | 0 | 7.48 | 0.10336 | 0 | 37.44 | 37.44 | 0 | 0 | 0 | 0 | 0 | 0.2 | 0 | 0 | 0 | 0
|  |  |  | 10.8 | 21.6 | 0 | 0 | 0 | 0 | 0 | 7.48 | 0.10336 | 0 | 21.6 | 21.6 | 0 | 0 | 0 | 0 | 0 | 0.2 | 0 | 0 | 0 | 0
|  |  |  | 11.12 | 22.24 | 0 | 0 | 0 | 0 | 0 | 7.48 | 0.10336 | 0 | 22.24 | 22.24 | 0 | 0 | 0 | 0 | 0 | 0.2 | 0 | 0 | 0 | 0
|  |  |  | 13.92 | 27.84 | 0 | 0 | 0 | 0 | 0 | 7.48 | 0.10336 | 0 | 27.84 | 27.84 | 0 | 0 | 0 | 0 | 0 | 0.2 | 0 | 0 | 0 | 0
|  |  |  | 11.56 | 23.12 | 0 | 0 | 0 | 0 | 0 | 7.48 | 0.10336 | 0 | 23.12 | 23.12 | 0 | 0 | 0 | 0 | 0 | 0.2 | 0 | 0 | 0 | 0
|  |  |  | 11.92 | 23.84 | 0 | 0 | 0 | 0 | 0 | 7.48 | 0.10336 | 0 | 23.84 | 23.84 | 0 | 0 | 0 | 0 | 0 | 0.2 | 0 | 0 | 0 | 0
|  |  |  | 13.4 | 26.8 | 0 | 0 | 0 | 0 | 0 | 7.48 | 0.10336 | 0 | 26.8 | 26.8 | 0 | 0 | 0 | 0 | 0 | 0.2 | 0 | 0 | 0 | 0
|  |  |  | 15.28 | 30.56 | 0 | 0 | 0 | 0 | 0 | 7.48 | 0.10336 | 0 | 30.56 | 30.56 | 0 | 0 | 0 | 0 | 0 | 0.2 | 0 | 0 | 0 | 0
|  |  |  | 21.32 | 42.64 | 0 | 0 | 0 | 0 | 0 | 7.48 | 0.10336 | 0 | 42.64 | 30.875 | 0 | 11.765 | 0 | 0 | 11.765 | 0.2 | 0 | 0 | 0 | 0
|  |  |  | 24.24 | 48.48 | 0 | 0 | 0 | 0 | 0 | 7.48 | 0.10336 | 0 | 48.48 | 12.808 | 0 | 35.672 | 0 | 0 | 35.672 | 0.2 | 0 | 0 | 0 | 0
|  |  |  | 26.2 | 52.4 | 0 | 0 | 0 | 0 | 0 | 7.48 | 0.10336 | 0 | 52.4 | 0 | 0 | 56.858 | 4.458 | 0 | 52.4 | 0.3419 | 0 | 0 | 0 | 0
|  |  |  | 27.08 | 54.16 | 0 | 0 | 0 | 0 | 0 | 7.48 | 0.10336 | 0 | 54.16 | 0 | 4.58 | 66.714 | 12.554 | 0 | 54.16 | 0.74147 | 0 | 0 | 0 | 0
|  |  |  | 31.96 | 63.92 | 0 | 0 | 0 | 0 | 0 | 11.23 | 0.12409 | 0 | 63.92 | 0 | 11.431 | 72.043 | 8.123 | 0 | 63.92 | 1 | 0 | 0 | 0 | 0
|  |  |  | 42.56 | 85.12 | 0 | 0 | 0 | 0 | 0 | 11.23 | 0.12409 | 0 | 85.12 | 0 | 4.526 | 85.12 | 0 | 0 | 85.12 | 1 | 0 | 0 | 0 | 0
|  |  |  | 45.88 | 91.76 | 0 | 0 | 0 | 0 | 0 | 11.23 | 0.12409 | 0 | 91.76 | 2.253 | 0 | 89.507 | 0 | 0 | 89.507 | 1 | 0 | 0 | 0 | 0
|  |  |  | 46.2 | 92.4 | 0 | 0 | 0 | 0 | 0 | 17.48 | 0.13136 | 0 | 92.4 | 9.342 | 0 | 83.058 | 0 | 0 | 83.058 | 1 | 0 | 0 | 0 | 0
|  |  |  | 45.76 | 91.52 | 0 | 0 | 0 | 0 | 0 | 17.48 | 0.13136 | 0 | 91.52 | 21.625 | 0 | 69.895 | 0 | 0 | 69.895 | 1 | 0 | 0 | 0 | 0
|  |  |  | 44.4 | 88.8 | 0 | 0 | 0 | 0 | 0 | 17.48 | 0.13136 | 0 | 88.8 | 28.296 | 0 | 50.472 | 0 | 0 | 50.472 | 0.64467 | 0 | 10.032 | 0 | 0
|  |  |  | 43.2 | 86.4 | 0 | 0 | 0 | 0 | 0 | 17.48 | 0.13136 | 0 | 86.4 | 47.873 | 0 | 25.973 | 0 | 0 | 25.973 | 0.2 | 0 | 12.554 | 0 | 0
|  |  |  | 41.68 | 83.36 | 0 | 0 | 0 | 0 | 0 | 11.23 | 0.12409 | 0 | 83.36 | 78.977 | 0 | 4.383 | 0 | 0 | 4.383 | 0.2 | 0 | 0 | 0 | 0
|  |  |  | 39.76 | 79.52 | 0 | 0 | 0 | 0 | 0 | 11.23 | 0.12409 | 0 | 79.52 | 79.52 | 0 | 0 | 0 | 0 | 0 | 0.2 | 0 | 0 | 0 | 0
|  |  |  | 38.04 | 76.08 | 0 | 0 | 0 | 0 | 0 | 11.23 | 0.12409 | 0 | 76.08 | 76.08 | 0 | 0 | 0 | 0 | 0 | 0.2 | 0 | 0 | 0 | 0
|  |  |  | 26.88 | 53.76 | 0 | 0 | 0 | 0 | 0 | 7.48 | 0.10336 | 0 | 53.76 | 53.76 | 0 | 0 | 0 | 0 | 0 | 0.2 | 0 | 0 | 0 | 0
|  |  |  | 24.8 | 49.6 | 0 | 0 | 0 | 0 | 0 | 7.48 | 0.10336 | 0 | 49.6 | 49.6 | 0 | 0 | 0 | 0 | 0 | 0.2 | 0 | 0 | 0 | 0
|  |  |  | 17.36 | 34.72 | 0 | 0 | 0 | 0 | 0 | 7.48 | 0.10336 | 0 | 34.72 | 34.72 | 0 | 0 | 0 | 0 | 0 | 0.2 | 0 | 0 | 0 | 0
|  |  |  | 10.84 | 21.68 | 0 | 0 | 0 | 0 | 0 | 7.48 | 0.10336 | 0 | 21.68 | 21.68 | 0 | 0 | 0 | 0 | 0 | 0.2 | 0 | 0 | 0 | 0
|  |  |  | 8.84 | 17.68 | 0 | 0 | 0 | 0 | 0 | 7.48 | 0.10336 | 0 | 17.68 | 17.68 | 0 | 0 | 0 | 0 | 0 | 0.2 | 0 | 0 | 0 | 0
|  |  |  | 8.96 | 17.92 | 0 | 0 | 0 | 0 | 0 | 7.48 | 0.10336 | 0 | 17.92 | 17.92 | 0 | 0 | 0 | 0 | 0 | 0.2 | 0 | 0 | 0 | 0
|  |  |  | 9.2 | 18.4 | 0 | 0 | 0 | 0 | 0 | 7.48 | 0.10336 | 0 | 18.4 | 18.4 | 0 | 0 | 0 | 0 | 0 | 0.2 | 0 | 0 | 0 | 0
|  |  |  | 12.12 | 24.24 | 0 | 0 | 0 | 0 | 0 | 7.48 | 0.10336 | 0 | 24.24 | 24.24 | 0 | 0 | 0 | 0 | 0 | 0.2 | 0 | 0 | 0 | 0
|  |  |  | 13.52 | 27.04 | 0 | 0 | 0 | 0 | 0 | 7.48 | 0.10336 | 0 | 27.04 | 27.04 | 0 | 0 | 0 | 0 | 0 | 0.2 | 0 | 0 | 0 | 0
|  |  |  | 15.52 | 31.04 | 0 | 0 | 0 | 0 | 0 | 7.48 | 0.10336 | 0 | 31.04 | 31.04 | 0 | 0 | 0 | 0 | 0 | 0.2 | 0 | 0 | 0 | 0
|  |  |  | 22.4 | 44.8 | 0 | 0 | 0 | 0 | 0 | 7.48 | 0.10336 | 0 | 44.8 | 33.186 | 0 | 11.614 | 0 | 0 | 11.614 | 0.2 | 0 | 0 | 0 | 0
|  |  |  | 24.68 | 49.36 | 0 | 0 | 0 | 0 | 0 | 7.48 | 0.10336 | 0 | 49.36 | 13.298 | 0 | 36.062 | 0 | 0 | 36.062 | 0.2 | 0 | 0 | 0 | 0
|  |  |  | 25.44 | 50.88 | 0 | 0 | 0 | 0 | 0 | 7.48 | 0.10336 | 0 | 50.88 | 0 | 0 | 57.728 | 6.848 | 0 | 50.88 | 0.41794 | 0 | 0 | 0 | 0
|  |  |  | 27.6 | 55.2 | 0 | 0 | 0 | 0 | 0 | 7.48 | 0.10336 | 0 | 55.2 | 0 | 4.837 | 67.754 | 12.554 | 0 | 55.2 | 0.81751 | 0 | 0 | 0 | 0
|  |  |  | 30.04 | 60.08 | 0 | 0 | 0 | 0 | 0 | 11.23 | 0.12409 | 0 | 60.08 | 0 | 16.136 | 65.814 | 5.734 | 0 | 60.08 | 1 | 0 | 0 | 0 | 0
|  |  |  | 37.6 | 75.2 | 0 | 0 | 0 | 0 | 0 | 11.23 | 0.12409 | 0 | 75.2 | 0 | 10.365 | 75.2 | 0 | 0 | 75.2 | 1 | 0 | 0 | 0 | 0
|  |  |  | 42.4 | 84.8 | 0 | 0 | 0 | 0 | 0 | 11.23 | 0.12409 | 0 | 84.8 | 0 | 1.861 | 84.8 | 0 | 0 | 84.8 | 1 | 0 | 0 | 0 | 0
|  |  |  | 45.84 | 91.68 | 0 | 0 | 0 | 0 | 0 | 17.48 | 0.13136 | 0 | 91.68 | 10.574 | 0 | 81.106 | 0 | 0 | 81.106 | 1 | 0 | 0 | 0 | 0
|  |  |  | 49.36 | 98.72 | 0 | 0 | 0 | 0 | 0 | 17.48 | 0.13136 | 0 | 98.72 | 30.626 | 0 | 68.094 | 0 | 0 | 68.094 | 1 | 0 | 0 | 0 | 0
|  |  |  | 52.24 | 104.48 | 0 | 0 | 0 | 0 | 0 | 17.48 | 0.13136 | 0 | 104.48 | 45.349 | 0 | 49.099 | 0 | 0 | 49.099 | 0.64467 | 0 | 10.032 | 0 | 0
|  |  |  | 50.04 | 100.08 | 0 | 0 | 0 | 0 | 0 | 17.48 | 0.13136 | 0 | 100.08 | 62.397 | 0 | 25.129 | 0 | 0 | 25.129 | 0.2 | 0 | 12.554 | 0 | 0
|  |  |  | 50.6 | 101.2 | 0 | 0 | 0 | 0 | 0 | 11.23 | 0.12409 | 0 | 101.2 | 97.018 | 0 | 4.182 | 0 | 0 | 4.182 | 0.2 | 0 | 0 | 0 | 0
|  |  |  | 43.04 | 86.08 | 0 | 0 | 0 | 0 | 0 | 11.23 | 0.12409 | 0 | 86.08 | 86.08 | 0 | 0 | 0 | 0 | 0 | 0.2 | 0 | 0 | 0 | 0
|  |  |  | 37.8 | 75.6 | 0 | 0 | 0 | 0 | 0 | 11.23 | 0.12409 | 0 | 75.6 | 75.6 | 0 | 0 | 0 | 0 | 0 | 0.2 | 0 | 0 | 0 | 0
|  |  |  | 30.44 | 60.88 | 0 | 0 | 0 | 0 | 0 | 7.48 | 0.10336 | 0 | 60.88 | 60.88 | 0 | 0 | 0 | 0 | 0 | 0.2 | 0 | 0 | 0 | 0
|  |  |  | 25 | 50 | 0 | 0 | 0 | 0 | 0 | 7.48 | 0.10336 | 0 | 50 | 50 | 0 | 0 | 0 | 0 | 0 | 0.2 | 0 | 0 | 0 | 0
|  |  |  | 18.2 | 36.4 | 0 | 0 | 0 | 0 | 0 | 7.48 | 0.10336 | 0 | 36.4 | 36.4 | 0 | 0 | 0 | 0 | 0 | 0.2 | 0 | 0 | 0 | 0
|  |  |  | 13.84 | 27.68 | 0 | 0 | 0 | 0 | 0 | 7.48 | 0.10336 | 0 | 27.68 | 27.68 | 0 | 0 | 0 | 0 | 0 | 0.2 | 0 | 0 | 0 | 0
|  |  |  | 14.48 | 28.96 | 0 | 0 | 0 | 0 | 0 | 7.48 | 0.10336 | 0 | 28.96 | 28.96 | 0 | 0 | 0 | 0 | 0 | 0.2 | 0 | 0 | 0 | 0
|  |  |  | 13.52 | 27.04 | 0 | 0 | 0 | 0 | 0 | 7.48 | 0.10336 | 0 | 27.04 | 27.04 | 0 | 0 | 0 | 0 | 0 | 0.2 | 0 | 0 | 0 | 0
|  |  |  | 13.84 | 27.68 | 0 | 0 | 0 | 0 | 0 | 7.48 | 0.10336 | 0 | 27.68 | 27.68 | 0 | 0 | 0 | 0 | 0 | 0.2 | 0 | 0 | 0 | 0
|  |  |  | 17.12 | 34.24 | 0 | 0 | 0 | 0 | 0 | 7.48 | 0.10336 | 0 | 34.24 | 34.24 | 0 | 0 | 0 | 0 | 0 | 0.2 | 0 | 0 | 0 | 0
|  |  |  | 18.72 | 37.44 | 0 | 0 | 0 | 0 | 0 | 7.48 | 0.10336 | 0 | 37.44 | 37.44 | 0 | 0 | 0 | 0 | 0 | 0.2 | 0 | 0 | 0 | 0
|  |  |  | 19.76 | 39.52 | 0 | 0 | 0 | 0 | 0 | 7.48 | 0.10336 | 0 | 39.52 | 39.52 | 0 | 0 | 0 | 0 | 0 | 0.2 | 0 | 0 | 0 | 0
|  |  |  | 21.04 | 42.08 | 0 | 0 | 0 | 0 | 0 | 7.48 | 0.10336 | 0 | 42.08 | 30.63 | 0 | 11.45 | 0 | 0 | 11.45 | 0.2 | 0 | 0 | 0 | 0
|  |  |  | 23 | 46 | 0 | 0 | 0 | 0 | 0 | 7.48 | 0.10336 | 0 | 46 | 10.29 | 0 | 35.71 | 0 | 0 | 35.71 | 0.2 | 0 | 0 | 0 | 0
|  |  |  | 22.76 | 45.52 | 0 | 0 | 0 | 0 | 0 | 7.48 | 0.10336 | 0 | 45.52 | 0 | 0 | 57.224 | 11.704 | 0 | 45.52 | 0.5725 | 0 | 0 | 0 | 0
|  |  |  | 22.96 | 45.92 | 0 | 0 | 0 | 0 | 0 | 7.48 | 0.10336 | 0 | 45.92 | 0 | 13.437 | 58.474 | 12.554 | 0 | 45.92 | 0.97207 | 0 | 0 | 0 | 0
|  |  |  | 25.28 | 50.56 | 0 | 0 | 0 | 0 | 0 | 11.23 | 0.12409 | 0 | 50.56 | 0 | 32.351 | 51.438 | 0.878 | 0 | 50.56 | 1 | 0 | 0 | 0 | 0
|  |  |  | 30.36 | 60.72 | 0 | 0 | 0 | 0 | 0 | 11.23 | 0.12409 | 0 | 60.72 | 0 | 26.873 | 60.72 | 0 | 0 | 60.72 | 1 | 0 | 0 | 0 | 0
|  |  |  | 31.16 | 62.32 | 0 | 0 | 0 | 0 | 0 | 11.23 | 0.12409 | 0 | 62.32 | 0 | 25.248 | 62.32 | 0 | 0 | 62.32 | 1 | 0 | 0 | 0 | 0
|  |  |  | 42.6 | 85.2 | 0 | 0 | 0 | 0 | 0 | 17.48 | 0.13136 | 0 | 85.2 | 4.812 | 0 | 80.388 | 0 | 0 | 80.388 | 1 | 0 | 0 | 0 | 0
|  |  |  | 40.64 | 81.28 | 0 | 0 | 0 | 0 | 0 | 17.48 | 0.13136 | 0 | 81.28 | 14.836 | 0 | 66.444 | 0 | 0 | 66.444 | 1 | 0 | 0 | 0 | 0
|  |  |  | 41.4 | 82.8 | 0 | 0 | 0 | 0 | 0 | 17.48 | 0.13136 | 0 | 82.8 | 24.966 | 0 | 47.802 | 0 | 0 | 47.802 | 0.64467 | 0 | 10.032 | 0 | 0
|  |  |  | 47 | 94 | 0 | 0 | 0 | 0 | 0 | 17.48 | 0.13136 | 0 | 94 | 57.098 | 0 | 24.348 | 0 | 0 | 24.348 | 0.2 | 0 | 12.554 | 0 | 0
|  |  |  | 44.52 | 89.04 | 0 | 0 | 0 | 0 | 0 | 11.23 | 0.12409 | 0 | 89.04 | 85.173 | 0 | 3.867 | 0 | 0 | 3.867 | 0.2 | 0 | 0 | 0 | 0
|  |  |  | 32.6 | 65.2 | 0 | 0 | 0 | 0 | 0 | 11.23 | 0.12409 | 0 | 65.2 | 65.2 | 0 | 0 | 0 | 0 | 0 | 0.2 | 0 | 0 | 0 | 0
|  |  |  | 28.88 | 57.76 | 0 | 0 | 0 | 0 | 0 | 11.23 | 0.12409 | 0 | 57.76 | 57.76 | 0 | 0 | 0 | 0 | 0 | 0.2 | 0 | 0 | 0 | 0
|  |  |  | 23.4 | 46.8 | 0 | 0 | 0 | 0 | 0 | 7.48 | 0.10336 | 0 | 46.8 | 46.8 | 0 | 0 | 0 | 0 | 0 | 0.2 | 0 | 0 | 0 | 0
|  |  |  | 22.64 | 45.28 | 0 | 0 | 0 | 0 | 0 | 7.48 | 0.10336 | 0 | 45.28 | 45.28 | 0 | 0 | 0 | 0 | 0 | 0.2 | 0 | 0 | 0 | 0
|  |  |  | 18.52 | 37.04 | 0 | 0 | 0 | 0 | 0 | 7.48 | 0.10336 | 0 | 37.04 | 37.04 | 0 | 0 | 0 | 0 | 0 | 0.2 | 0 | 0 | 0 | 0
|  |  |  | 11.36 | 22.72 | 0 | 0 | 0 | 0 | 0 | 7.48 | 0.10336 | 0 | 22.72 | 22.72 | 0 | 0 | 0 | 0 | 0 | 0.2 | 0 | 0 | 0 | 0
|  |  |  | 9.8 | 19.6 | 0 | 0 | 0 | 0 | 0 | 7.48 | 0.10336 | 0 | 19.6 | 19.6 | 0 | 0 | 0 | 0 | 0 | 0.2 | 0 | 0 | 0 | 0
|  |  |  | 9.56 | 19.12 | 0 | 0 | 0 | 0 | 0 | 7.48 | 0.10336 | 0 | 19.12 | 19.12 | 0 | 0 | 0 | 0 | 0 | 0.2 | 0 | 0 | 0 | 0
|  |  |  | 9.44 | 18.88 | 0 | 0 | 0 | 0 | 0 | 7.48 | 0.10336 | 0 | 18.88 | 18.88 | 0 | 0 | 0 | 0 | 0 | 0.2 | 0 | 0 | 0 | 0
|  |  |  | 12.92 | 25.84 | 0 | 0 | 0 | 0 | 0 | 7.48 | 0.10336 | 0 | 25.84 | 25.84 | 0 | 0 | 0 | 0 | 0 | 0.2 | 0 | 0 | 0 | 0
|  |  |  | 14.08 | 28.16 | 0 | 0 | 0 | 0 | 0 | 7.48 | 0.10336 | 0 | 28.16 | 28.16 | 0 | 0 | 0 | 0 | 0 | 0.2 | 0 | 0 | 0 | 0
|  |  |  | 15.12 | 30.24 | 0 | 0 | 0 | 0 | 0 | 7.48 | 0.10336 | 0 | 30.24 | 30.24 | 0 | 0 | 0 | 0 | 0 | 0.2 | 0 | 0 | 0 | 0
|  |  |  | 16.84 | 33.68 | 0 | 0 | 0 | 0 | 0 | 7.48 | 0.10336 | 0 | 33.68 | 22.936 | 0 | 10.744 | 0 | 0 | 10.744 | 0.2 | 0 | 0 | 0 | 0
|  |  |  | 17.72 | 35.44 | 0 | 0 | 0 | 0 | 0 | 7.48 | 0.10336 | 0 | 35.44 | 1.771 | 0 | 33.669 | 0 | 0 | 33.669 | 0.2 | 0 | 0 | 0 | 0
|  |  |  | 21.64 | 43.28 | 0 | 0 | 0 | 0 | 0 | 7.48 | 0.10336 | 0 | 43.28 | 0 | 0 | 53.546 | 10.266 | 0 | 43.28 | 0.52673 | 0 | 0 | 0 | 0
|  |  |  | 22.2 | 44.4 | 0 | 0 | 0 | 0 | 0 | 7.48 | 0.10336 | 0 | 44.4 | 0 | 10.536 | 56.954 | 12.554 | 0 | 44.4 | 0.9263 | 0 | 0 | 0 | 0
|  |  |  | 25 | 50 | 0 | 0 | 0 | 0 | 0 | 11.23 | 0.12409 | 0 | 50 | 0 | 24.659 | 52.316 | 2.316 | 0 | 50 | 1 | 0 | 0 | 0 | 0
|  |  |  | 28.12 | 56.24 | 0 | 0 | 0 | 0 | 0 | 11.23 | 0.12409 | 0 | 56.24 | 0 | 19.941 | 56.24 | 0 | 0 | 56.24 | 1 | 0 | 0 | 0 | 0
|  |  |  | 27.4 | 54.8 | 0 | 0 | 0 | 0 | 0 | 11.23 | 0.12409 | 0 | 54.8 | 0 | 19.882 | 54.8 | 0 | 0 | 54.8 | 1 | 0 | 0 | 0 | 0
|  |  |  | 31.2 | 62.4 | 0 | 0 | 0 | 0 | 0 | 17.48 | 0.13136 | 0 | 62.4 | 0 | 14.826 | 62.4 | 0 | 0 | 62.4 | 1 | 0 | 0 | 0 | 0
|  |  |  | 32.56 | 65.12 | 0 | 0 | 0 | 0 | 0 | 17.48 | 0.13136 | 0 | 65.12 | 0 | 0 | 64.668 | 0 | 0 | 64.668 | 0.98399 | 0 | 0.452 | 0 | 0
|  |  |  | 26.72 | 53.44 | 0 | 0 | 0 | 0 | 0 | 17.48 | 0.13136 | 0 | 53.44 | 0 | 0 | 46.479 | 0 | 0 | 46.479 | 0.73743 | 0 | 6.961 | 0 | 0
|  |  |  | 23.48 | 46.96 | 0 | 0 | 0 | 0 | 0 | 17.48 | 0.13136 | 0 | 46.96 | 11.242 | 0 | 23.164 | 0 | 0 | 23.164 | 0.29276 | 0 | 12.554 | 0 | 0
|  |  |  | 21.44 | 42.88 | 0 | 0 | 0 | 0 | 0 | 11.23 | 0.12409 | 0 | 42.88 | 39.366 | 0 | 3.514 | 0 | 0 | 3.514 | 0.29276 | 0 | 0 | 0 | 0
|  |  |  | 18.64 | 37.28 | 0 | 0 | 0 | 0 | 0 | 11.23 | 0.12409 | 0 | 37.28 | 37.28 | 0 | 0 | 0 | 0 | 0 | 0.29276 | 0 | 0 | 0 | 0
|  |  |  | 16 | 32 | 0 | 0 | 0 | 0 | 0 | 11.23 | 0.12409 | 0 | 32 | 29.381 | 0 | 0 | 0 | 0 | 0 | 0.2 | 0 | 2.619 | 0 | 0
|  |  |  | 16.64 | 33.28 | 0 | 0 | 0 | 0 | 0 | 7.48 | 0.10336 | 0 | 33.28 | 33.28 | 0 | 0 | 0 | 0 | 0 | 0.2 | 0 | 0 | 0 | 0
|  |  |  | 18.72 | 37.44 | 0 | 0 | 0 | 0 | 0 | 7.48 | 0.10336 | 0 | 37.44 | 37.44 | 0 | 0 | 0 | 0 | 0 | 0.2 | 0 | 0 | 0 | 0
|  |  |  | 18.64 | 37.28 | 0 | 0 | 0 | 0 | 0 | 7.48 | 0.10336 | 0 | 37.28 | 37.28 | 0 | 0 | 0 | 0 | 0 | 0.2 | 0 | 0 | 0 | 0
|  |  |  | 12.6 | 25.2 | 0 | 0 | 0 | 0 | 0 | 7.48 | 0.10336 | 0 | 25.2 | 25.2 | 0 | 0 | 0 | 0 | 0 | 0.2 | 0 | 0 | 0 | 0
|  |  |  | 11.12 | 22.24 | 0 | 0 | 0 | 0 | 0 | 7.48 | 0.10336 | 0 | 22.24 | 22.24 | 0 | 0 | 0 | 0 | 0 | 0.2 | 0 | 0 | 0 | 0
|  |  |  | 9.92 | 19.84 | 0 | 0 | 0 | 0 | 0 | 7.48 | 0.10336 | 0 | 19.84 | 19.84 | 0 | 0 | 0 | 0 | 0 | 0.2 | 0 | 0 | 0 | 0
|  |  |  | 10.12 | 20.24 | 0 | 0 | 0 | 0 | 0 | 7.48 | 0.10336 | 0 | 20.24 | 20.24 | 0 | 0 | 0 | 0 | 0 | 0.2 | 0 | 0 | 0 | 0
|  |  |  | 13.44 | 26.88 | 0 | 0 | 0 | 0 | 0 | 7.48 | 0.10336 | 0 | 26.88 | 26.88 | 0 | 0 | 0 | 0 | 0 | 0.2 | 0 | 0 | 0 | 0
|  |  |  | 14.08 | 28.16 | 0 | 0 | 0 | 0 | 0 | 7.48 | 0.10336 | 0 | 28.16 | 28.16 | 0 | 0 | 0 | 0 | 0 | 0.2 | 0 | 0 | 0 | 0
|  |  |  | 15.28 | 30.56 | 0 | 0 | 0 | 0 | 0 | 7.48 | 0.10336 | 0 | 30.56 | 30.56 | 0 | 0 | 0 | 0 | 0 | 0.2 | 0 | 0 | 0 | 0
|  |  |  | 23.56 | 47.12 | 0 | 0 | 0 | 0 | 0 | 7.48 | 0.10336 | 0 | 47.12 | 36.476 | 0 | 10.644 | 0 | 0 | 10.644 | 0.2 | 0 | 0 | 0 | 0
|  |  |  | 24.56 | 49.12 | 0 | 0 | 0 | 0 | 0 | 7.48 | 0.10336 | 0 | 49.12 | 14.834 | 0 | 34.286 | 0 | 0 | 34.286 | 0.2 | 0 | 0 | 0 | 0
|  |  |  | 27.84 | 55.68 | 0 | 0 | 0 | 0 | 0 | 7.48 | 0.10336 | 0 | 55.68 | 0.409 | 0 | 55.271 | 0 | 0 | 55.271 | 0.2 | 0 | 0 | 0 | 0
|  |  |  | 28.08 | 56.16 | 0 | 0 | 0 | 0 | 0 | 7.48 | 0.10336 | 0 | 56.16 | 0 | 1.622 | 68.714 | 12.554 | 0 | 56.16 | 0.59956 | 0 | 0 | 0 | 0
|  |  |  | 28.12 | 56.24 | 0 | 0 | 0 | 0 | 0 | 11.23 | 0.12409 | 0 | 56.24 | 0 | 10.851 | 68.794 | 12.554 | 0 | 56.24 | 0.99913 | 0 | 0 | 0 | 0
|  |  |  | 34 | 68 | 0 | 0 | 0 | 0 | 0 | 11.23 | 0.12409 | 0 | 68 | 0 | 15.056 | 68.027 | 0.027 | 0 | 68 | 1 | 0 | 0 | 0 | 0
|  |  |  | 28.76 | 57.52 | 0 | 0 | 0 | 0 | 0 | 11.23 | 0.12409 | 0 | 57.52 | 0 | 23.548 | 57.52 | 0 | 0 | 57.52 | 1 | 0 | 0 | 0 | 0
|  |  |  | 27.32 | 54.64 | 0 | 0 | 0 | 0 | 0 | 17.48 | 0.13136 | 0 | 54.64 | 0 | 19.727 | 54.64 | 0 | 0 | 54.64 | 1 | 0 | 0 | 0 | 0
|  |  |  | 28.28 | 56.56 | 0 | 0 | 0 | 0 | 0 | 17.48 | 0.13136 | 0 | 56.56 | 0 | 6.458 | 56.56 | 0 | 0 | 56.56 | 1 | 0 | 0 | 0 | 0
|  |  |  | 30.64 | 61.28 | 0 | 0 | 0 | 0 | 0 | 17.48 | 0.13136 | 0 | 61.28 | 6.558 | 0 | 44.691 | 0 | 0 | 44.691 | 0.64467 | 0 | 10.032 | 0 | 0
|  |  |  | 27.72 | 55.44 | 0 | 0 | 0 | 0 | 0 | 17.48 | 0.13136 | 0 | 55.44 | 20.919 | 0 | 21.967 | 0 | 0 | 21.967 | 0.2 | 0 | 12.554 | 0 | 0
|  |  |  | 29 | 58 | 0 | 0 | 0 | 0 | 0 | 11.23 | 0.12409 | 0 | 58 | 54.889 | 0 | 3.111 | 0 | 0 | 3.111 | 0.2 | 0 | 0 | 0 | 0
|  |  |  | 25.08 | 50.16 | 0 | 0 | 0 | 0 | 0 | 11.23 | 0.12409 | 0 | 50.16 | 50.16 | 0 | 0 | 0 | 0 | 0 | 0.2 | 0 | 0 | 0 | 0
|  |  |  | 23.28 | 46.56 | 0 | 0 | 0 | 0 | 0 | 11.23 | 0.12409 | 0 | 46.56 | 46.56 | 0 | 0 | 0 | 0 | 0 | 0.2 | 0 | 0 | 0 | 0
|  |  |  | 25.92 | 51.84 | 0 | 0 | 0 | 0 | 0 | 7.48 | 0.10336 | 0 | 51.84 | 51.84 | 0 | 0 | 0 | 0 | 0 | 0.2 | 0 | 0 | 0 | 0
|  |  |  | 25.28 | 50.56 | 0 | 0 | 0 | 0 | 0 | 7.48 | 0.10336 | 0 | 50.56 | 50.56 | 0 | 0 | 0 | 0 | 0 | 0.2 | 0 | 0 | 0 | 0
|  |  |  | 20.6 | 41.2 | 0 | 0 | 0 | 0 | 0 | 7.48 | 0.10336 | 0 | 41.2 | 41.2 | 0 | 0 | 0 | 0 | 0 | 0.2 | 0 | 0 | 0 | 0
|  |  |  | 13.44 | 26.88 | 0 | 0 | 0 | 0 | 0 | 7.48 | 0.10336 | 0 | 26.88 | 26.88 | 0 | 0 | 0 | 0 | 0 | 0.2 | 0 | 0 | 0 | 0
|  |  |  | 11.48 | 22.96 | 0 | 0 | 0 | 0 | 0 | 7.48 | 0.10336 | 0 | 22.96 | 22.96 | 0 | 0 | 0 | 0 | 0 | 0.2 | 0 | 0 | 0 | 0
|  |  |  | 11.52 | 23.04 | 0 | 0 | 0 | 0 | 0 | 7.48 | 0.10336 | 0 | 23.04 | 23.04 | 0 | 0 | 0 | 0 | 0 | 0.2 | 0 | 0 | 0 | 0
|  |  |  | 12.36 | 24.72 | 0 | 0 | 0 | 0 | 0 | 7.48 | 0.10336 | 0 | 24.72 | 24.72 | 0 | 0 | 0 | 0 | 0 | 0.2 | 0 | 0 | 0 | 0
|  |  |  | 15.04 | 30.08 | 0 | 0 | 0 | 0 | 0 | 7.48 | 0.10336 | 0 | 30.08 | 30.08 | 0 | 0 | 0 | 0 | 0 | 0.2 | 0 | 0 | 0 | 0
|  |  |  | 16.04 | 32.08 | 0 | 0 | 0 | 0 | 0 | 7.48 | 0.10336 | 0 | 32.08 | 32.08 | 0 | 0 | 0 | 0 | 0 | 0.2 | 0 | 0 | 0 | 0
|  |  |  | 15.44 | 30.88 | 0 | 0 | 0 | 0 | 0 | 7.48 | 0.10336 | 0 | 30.88 | 30.88 | 0 | 0 | 0 | 0 | 0 | 0.2 | 0 | 0 | 0 | 0
|  |  |  | 17.2 | 34.4 | 0 | 0 | 0 | 0 | 0 | 7.48 | 0.10336 | 0 | 34.4 | 27.107 | 0 | 7.293 | 0 | 0 | 7.293 | 0.2 | 0 | 0 | 0 | 0
|  |  |  | 17.16 | 34.32 | 0 | 0 | 0 | 0 | 0 | 7.48 | 0.10336 | 0 | 34.32 | 12.894 | 0 | 21.426 | 0 | 0 | 21.426 | 0.2 | 0 | 0 | 0 | 0
|  |  |  | 20.04 | 40.08 | 0 | 0 | 0 | 0 | 0 | 7.48 | 0.10336 | 0 | 40.08 | 7.053 | 0 | 33.027 | 0 | 0 | 33.027 | 0.2 | 0 | 0 | 0 | 0
|  |  |  | 20.28 | 40.56 | 0 | 0 | 0 | 0 | 0 | 7.48 | 0.10336 | 0 | 40.56 | 0 | 10.824 | 53.114 | 12.554 | 0 | 40.56 | 0.59956 | 0 | 0 | 0 | 0
|  |  |  | 23.28 | 46.56 | 0 | 0 | 0 | 0 | 0 | 7.48 | 0.10336 | 0 | 46.56 | 0 | 18.415 | 59.114 | 12.554 | 0 | 46.56 | 0.99913 | 0 | 0 | 0 | 0
|  |  |  | 20.6 | 41.2 | 0 | 0 | 0 | 0 | 0 | 7.48 | 0.10336 | 0 | 41.2 | 0 | 41.213 | 41.227 | 0.027 | 0 | 41.2 | 1 | 0 | 0 | 0 | 0
|  |  |  | 18.52 | 37.04 | 0 | 0 | 0 | 0 | 0 | 7.48 | 0.10336 | 0 | 37.04 | 0 | 8.784 | 37.04 | 0 | 0 | 37.04 | 1 | 0 | 0 | 0 | 0
|  |  |  | 18.4 | 36.8 | 0 | 0 | 0 | 0 | 0 | 7.48 | 0.10336 | 0 | 36.8 | 33.387 | 0 | 2.859 | 0 | 0 | 2.859 | 0.9804 | 0 | 0.553 | 0 | 0
|  |  |  | 18.12 | 36.24 | 0 | 0 | 0 | 0 | 0 | 7.48 | 0.10336 | 0 | 36.24 | 0 | 0 | 36.856 | 0.616 | 0 | 36.24 | 1 | 0 | 0 | 0 | 0
|  |  |  | 18.44 | 36.88 | 0 | 0 | 0 | 0 | 0 | 7.48 | 0.10336 | 0 | 36.88 | 19.082 | 0 | 17.798 | 0 | 0 | 17.798 | 1 | 0 | 0 | 0 | 0
|  |  |  | 16.72 | 33.44 | 0 | 0 | 0 | 0 | 0 | 7.48 | 0.10336 | 0 | 33.44 | 33.251 | 0 | 0.189 | 0 | 0 | 0.189 | 1 | 0 | 0 | 0 | 0
|  |  |  | 20.8 | 41.6 | 0 | 0 | 0 | 0 | 0 | 7.48 | 0.10336 | 0 | 41.6 | 41.6 | 0 | 0 | 0 | 0 | 0 | 1 | 0 | 0 | 0 | 0
|  |  |  | 15.88 | 31.76 | 0 | 0 | 0 | 0 | 0 | 7.48 | 0.10336 | 0 | 31.76 | 31.76 | 0 | 0 | 0 | 0 | 0 | 1 | 0 | 0 | 0 | 0
|  |  |  | 16.12 | 32.24 | 0 | 0 | 0 | 0 | 0 | 7.48 | 0.10336 | 0 | 32.24 | 32.24 | 0 | 0 | 0 | 0 | 0 | 1 | 0 | 0 | 0 | 0
|  |  |  | 17.84 | 35.68 | 0 | 0 | 0 | 0 | 0 | 7.48 | 0.10336 | 0 | 35.68 | 35.68 | 0 | 0 | 0 | 0 | 0 | 1 | 0 | 0 | 0 | 0
|  |  |  | 18.4 | 36.8 | 0 | 0 | 0 | 0 | 0 | 7.48 | 0.10336 | 0 | 36.8 | 36.8 | 0 | 0 | 0 | 0 | 0 | 1 | 0 | 0 | 0 | 0
|  |  |  | 17.56 | 35.12 | 0 | 0 | 0 | 0 | 0 | 7.48 | 0.10336 | 0 | 35.12 | 35.12 | 0 | 0 | 0 | 0 | 0 | 1 | 0 | 0 | 0 | 0
|  |  |  | 12.16 | 24.32 | 0 | 0 | 0 | 0 | 0 | 7.48 | 0.10336 | 0 | 24.32 | 24.32 | 0 | 0 | 0 | 0 | 0 | 1 | 0 | 0 | 0 | 0
|  |  |  | 12 | 24 | 0 | 0 | 0 | 0 | 0 | 7.48 | 0.10336 | 0 | 24 | 24 | 0 | 0 | 0 | 0 | 0 | 1 | 0 | 0 | 0 | 0
|  |  |  | 8.76 | 17.52 | 0 | 0 | 0 | 0 | 0 | 7.48 | 0.10336 | 0 | 17.52 | 17.52 | 0 | 0 | 0 | 0 | 0 | 1 | 0 | 0 | 0 | 0
|  |  |  | 10.56 | 21.12 | 0 | 0 | 0 | 0 | 0 | 7.48 | 0.10336 | 0 | 21.12 | 21.12 | 0 | 0 | 0 | 0 | 0 | 1 | 0 | 0 | 0 | 0
|  |  |  | 12.8 | 25.6 | 0 | 0 | 0 | 0 | 0 | 7.48 | 0.10336 | 0 | 25.6 | 25.6 | 0 | 0 | 0 | 0 | 0 | 1 | 0 | 0 | 0 | 0
|  |  |  | 13.8 | 27.6 | 0 | 0 | 0 | 0 | 0 | 7.48 | 0.10336 | 0 | 27.6 | 27.6 | 0 | 0 | 0 | 0 | 0 | 1 | 0 | 0 | 0 | 0
|  |  |  | 16.64 | 33.28 | 0 | 0 | 0 | 0 | 0 | 7.48 | 0.10336 | 0 | 33.28 | 33.28 | 0 | 0 | 0 | 0 | 0 | 1 | 0 | 0 | 0 | 0
|  |  |  | 19.68 | 39.36 | 0 | 0 | 0 | 0 | 0 | 7.48 | 0.10336 | 0 | 39.36 | 21.557 | 0 | 7.772 | 0 | 0 | 7.772 | 0.64467 | 0 | 10.032 | 0 | 0
|  |  |  | 21.36 | 42.72 | 0 | 0 | 0 | 0 | 0 | 7.48 | 0.10336 | 0 | 42.72 | 4.533 | 0 | 25.633 | 0 | 0 | 25.633 | 0.2 | 0 | 12.554 | 0 | 0
|  |  |  | 24 | 48 | 0 | 0 | 0 | 0 | 0 | 7.48 | 0.10336 | 0 | 48 | 0 | 0 | 51.618 | 3.618 | 0 | 48 | 0.31517 | 0 | 0 | 0 | 0
|  |  |  | 24.76 | 49.52 | 0 | 0 | 0 | 0 | 0 | 7.48 | 0.10336 | 0 | 49.52 | 0 | 4.496 | 62.074 | 12.554 | 0 | 49.52 | 0.71473 | 0 | 0 | 0 | 0
|  |  |  | 26.28 | 52.56 | 0 | 0 | 0 | 0 | 0 | 7.48 | 0.10336 | 0 | 52.56 | 0 | 12.239 | 61.523 | 8.963 | 0 | 52.56 | 1 | 0 | 0 | 0 | 0
|  |  |  | 28.36 | 56.72 | 0 | 0 | 0 | 0 | 0 | 7.48 | 0.10336 | 0 | 56.72 | 0 | 0 | 56.43 | 0 | 0 | 56.43 | 0.98973 | 0 | 0.29 | 0 | 0
|  |  |  | 28.56 | 57.12 | 0 | 0 | 0 | 0 | 0 | 7.48 | 0.10336 | 0 | 57.12 | 0 | 3.762 | 57.443 | 0.323 | 0 | 57.12 | 1 | 0 | 0 | 0 | 0
|  |  |  | 27.4 | 54.8 | 0 | 0 | 0 | 0 | 0 | 7.48 | 0.10336 | 0 | 54.8 | 0 | 5.283 | 54.8 | 0 | 0 | 54.8 | 1 | 0 | 0 | 0 | 0
|  |  |  | 25.16 | 50.32 | 0 | 0 | 0 | 0 | 0 | 7.48 | 0.10336 | 0 | 50.32 | 0 | 2.558 | 50.32 | 0 | 0 | 50.32 | 1 | 0 | 0 | 0 | 0
|  |  |  | 22.92 | 45.84 | 0 | 0 | 0 | 0 | 0 | 7.48 | 0.10336 | 0 | 45.84 | 22.386 | 0 | 23.454 | 0 | 0 | 23.454 | 1 | 0 | 0 | 0 | 0
|  |  |  | 23.68 | 47.36 | 0 | 0 | 0 | 0 | 0 | 7.48 | 0.10336 | 0 | 47.36 | 41.49 | 0 | 5.87 | 0 | 0 | 5.87 | 1 | 0 | 0 | 0 | 0
|  |  |  | 22.64 | 45.28 | 0 | 0 | 0 | 0 | 0 | 7.48 | 0.10336 | 0 | 45.28 | 44.978 | 0 | 0.302 | 0 | 0 | 0.302 | 1 | 0 | 0 | 0 | 0
|  |  |  | 20.12 | 40.24 | 0 | 0 | 0 | 0 | 0 | 7.48 | 0.10336 | 0 | 40.24 | 40.24 | 0 | 0 | 0 | 0 | 0 | 1 | 0 | 0 | 0 | 0
|  |  |  | 20.44 | 40.88 | 0 | 0 | 0 | 0 | 0 | 7.48 | 0.10336 | 0 | 40.88 | 40.88 | 0 | 0 | 0 | 0 | 0 | 1 | 0 | 0 | 0 | 0
|  |  |  | 21.16 | 42.32 | 0 | 0 | 0 | 0 | 0 | 7.48 | 0.10336 | 0 | 42.32 | 42.32 | 0 | 0 | 0 | 0 | 0 | 1 | 0 | 0 | 0 | 0
|  |  |  | 20.96 | 41.92 | 0 | 0 | 0 | 0 | 0 | 7.48 | 0.10336 | 0 | 41.92 | 41.92 | 0 | 0 | 0 | 0 | 0 | 1 | 0 | 0 | 0 | 0
|  |  |  | 16.64 | 33.28 | 0 | 0 | 0 | 0 | 0 | 7.48 | 0.10336 | 0 | 33.28 | 33.28 | 0 | 0 | 0 | 0 | 0 | 1 | 0 | 0 | 0 | 0
|  |  |  | 10.2 | 20.4 | 0 | 0 | 0 | 0 | 0 | 7.48 | 0.10336 | 0 | 20.4 | 20.4 | 0 | 0 | 0 | 0 | 0 | 1 | 0 | 0 | 0 | 0
|  |  |  | 9.44 | 18.88 | 0 | 0 | 0 | 0 | 0 | 7.48 | 0.10336 | 0 | 18.88 | 18.88 | 0 | 0 | 0 | 0 | 0 | 1 | 0 | 0 | 0 | 0
|  |  |  | 9.28 | 18.56 | 0 | 0 | 0 | 0 | 0 | 7.48 | 0.10336 | 0 | 18.56 | 18.56 | 0 | 0 | 0 | 0 | 0 | 1 | 0 | 0 | 0 | 0
|  |  |  | 9.24 | 18.48 | 0 | 0 | 0 | 0 | 0 | 7.48 | 0.10336 | 0 | 18.48 | 18.48 | 0 | 0 | 0 | 0 | 0 | 1 | 0 | 0 | 0 | 0
|  |  |  | 11.36 | 22.72 | 0 | 0 | 0 | 0 | 0 | 7.48 | 0.10336 | 0 | 22.72 | 22.72 | 0 | 0 | 0 | 0 | 0 | 1 | 0 | 0 | 0 | 0
|  |  |  | 12.2 | 24.4 | 0 | 0 | 0 | 0 | 0 | 7.48 | 0.10336 | 0 | 24.4 | 24.4 | 0 | 0 | 0 | 0 | 0 | 1 | 0 | 0 | 0 | 0
|  |  |  | 13.12 | 26.24 | 0 | 0 | 0 | 0 | 0 | 7.48 | 0.10336 | 0 | 26.24 | 26.24 | 0 | 0 | 0 | 0 | 0 | 1 | 0 | 0 | 0 | 0
|  |  |  | 19.36 | 38.72 | 0 | 0 | 0 | 0 | 0 | 7.48 | 0.10336 | 0 | 38.72 | 19.355 | 0 | 9.334 | 0 | 0 | 9.334 | 0.64467 | 0 | 10.032 | 0 | 0
|  |  |  | 21.76 | 43.52 | 0 | 0 | 0 | 0 | 0 | 7.48 | 0.10336 | 0 | 43.52 | 0.043 | 0 | 30.923 | 0 | 0 | 30.923 | 0.2 | 0 | 12.554 | 0 | 0
|  |  |  | 23.64 | 47.28 | 0 | 0 | 0 | 0 | 0 | 7.48 | 0.10336 | 0 | 47.28 | 0 | 0 | 51.316 | 4.036 | 0 | 47.28 | 0.32846 | 0 | 0 | 0 | 0
|  |  |  | 22.8 | 45.6 | 0 | 0 | 0 | 0 | 0 | 7.48 | 0.10336 | 0 | 45.6 | 0 | 8.152 | 58.154 | 12.554 | 0 | 45.6 | 0.72803 | 0 | 0 | 0 | 0
|  |  |  | 27.04 | 54.08 | 0 | 0 | 0 | 0 | 0 | 11.23 | 0.12409 | 0 | 54.08 | 0 | 15.281 | 62.625 | 8.545 | 0 | 54.08 | 1 | 0 | 0 | 0 | 0
|  |  |  | 30.12 | 60.24 | 0 | 0 | 0 | 0 | 0 | 11.23 | 0.12409 | 0 | 60.24 | 0 | 22.831 | 60.24 | 0 | 0 | 60.24 | 1 | 0 | 0 | 0 | 0
|  |  |  | 31 | 62 | 0 | 0 | 0 | 0 | 0 | 11.23 | 0.12409 | 0 | 62 | 0 | 19.509 | 62 | 0 | 0 | 62 | 1 | 0 | 0 | 0 | 0
|  |  |  | 25.56 | 51.12 | 0 | 0 | 0 | 0 | 0 | 17.48 | 0.13136 | 0 | 51.12 | 0 | 23.726 | 51.12 | 0 | 0 | 51.12 | 1 | 0 | 0 | 0 | 0
|  |  |  | 26.16 | 52.32 | 0 | 0 | 0 | 0 | 0 | 17.48 | 0.13136 | 0 | 52.32 | 0 | 9.375 | 52.32 | 0 | 0 | 52.32 | 1 | 0 | 0 | 0 | 0
|  |  |  | 26.56 | 53.12 | 0 | 0 | 0 | 0 | 0 | 17.48 | 0.13136 | 0 | 53.12 | 0.602 | 0 | 42.486 | 0 | 0 | 42.486 | 0.64467 | 0 | 10.032 | 0 | 0
|  |  |  | 28.08 | 56.16 | 0 | 0 | 0 | 0 | 0 | 17.48 | 0.13136 | 0 | 56.16 | 23.73 | 0 | 19.877 | 0 | 0 | 19.877 | 0.2 | 0 | 12.554 | 0 | 0
|  |  |  | 26.72 | 53.44 | 0 | 0 | 0 | 0 | 0 | 11.23 | 0.12409 | 0 | 53.44 | 51.16 | 0 | 2.28 | 0 | 0 | 2.28 | 0.2 | 0 | 0 | 0 | 0
|  |  |  | 22.68 | 45.36 | 0 | 0 | 0 | 0 | 0 | 11.23 | 0.12409 | 0 | 45.36 | 45.36 | 0 | 0 | 0 | 0 | 0 | 0.2 | 0 | 0 | 0 | 0
|  |  |  | 21.6 | 43.2 | 0 | 0 | 0 | 0 | 0 | 11.23 | 0.12409 | 0 | 43.2 | 43.2 | 0 | 0 | 0 | 0 | 0 | 0.2 | 0 | 0 | 0 | 0
|  |  |  | 24.12 | 48.24 | 0 | 0 | 0 | 0 | 0 | 7.48 | 0.10336 | 0 | 48.24 | 48.24 | 0 | 0 | 0 | 0 | 0 | 0.2 | 0 | 0 | 0 | 0
|  |  |  | 22.52 | 45.04 | 0 | 0 | 0 | 0 | 0 | 7.48 | 0.10336 | 0 | 45.04 | 45.04 | 0 | 0 | 0 | 0 | 0 | 0.2 | 0 | 0 | 0 | 0
|  |  |  | 16.24 | 32.48 | 0 | 0 | 0 | 0 | 0 | 7.48 | 0.10336 | 0 | 32.48 | 32.48 | 0 | 0 | 0 | 0 | 0 | 0.2 | 0 | 0 | 0 | 0
|  |  |  | 10.52 | 21.04 | 0 | 0 | 0 | 0 | 0 | 7.48 | 0.10336 | 0 | 21.04 | 21.04 | 0 | 0 | 0 | 0 | 0 | 0.2 | 0 | 0 | 0 | 0
|  |  |  | 9.92 | 19.84 | 0 | 0 | 0 | 0 | 0 | 7.48 | 0.10336 | 0 | 19.84 | 19.84 | 0 | 0 | 0 | 0 | 0 | 0.2 | 0 | 0 | 0 | 0
|  |  |  | 9.28 | 18.56 | 0 | 0 | 0 | 0 | 0 | 7.48 | 0.10336 | 0 | 18.56 | 18.56 | 0 | 0 | 0 | 0 | 0 | 0.2 | 0 | 0 | 0 | 0
|  |  |  | 9.4 | 18.8 | 0 | 0 | 0 | 0 | 0 | 7.48 | 0.10336 | 0 | 18.8 | 18.8 | 0 | 0 | 0 | 0 | 0 | 0.2 | 0 | 0 | 0 | 0
|  |  |  | 11.36 | 22.72 | 0 | 0 | 0 | 0 | 0 | 7.48 | 0.10336 | 0 | 22.72 | 22.72 | 0 | 0 | 0 | 0 | 0 | 0.2 | 0 | 0 | 0 | 0
|  |  |  | 12.2 | 24.4 | 0 | 0 | 0 | 0 | 0 | 7.48 | 0.10336 | 0 | 24.4 | 24.4 | 0 | 0 | 0 | 0 | 0 | 0.2 | 0 | 0 | 0 | 0
|  |  |  | 12.96 | 25.92 | 0 | 0 | 0 | 0 | 0 | 7.48 | 0.10336 | 0 | 25.92 | 25.92 | 0 | 0 | 0 | 0 | 0 | 0.2 | 0 | 0 | 0 | 0
|  |  |  | 20.08 | 40.16 | 0 | 0 | 0 | 0 | 0 | 7.48 | 0.10336 | 0 | 40.16 | 30.36 | 0 | 9.8 | 0 | 0 | 9.8 | 0.2 | 0 | 0 | 0 | 0
|  |  |  | 22.4 | 44.8 | 0 | 0 | 0 | 0 | 0 | 7.48 | 0.10336 | 0 | 44.8 | 34.572 | 0 | 10.228 | 0 | 0 | 10.228 | 0.2 | 0 | 0 | 0 | 0
|  |  |  | 23.52 | 47.04 | 0 | 0 | 0 | 0 | 0 | 7.48 | 0.10336 | 0 | 47.04 | 33.638 | 0 | 13.402 | 0 | 0 | 13.402 | 0.2 | 0 | 0 | 0 | 0
|  |  |  | 24.96 | 49.92 | 0 | 0 | 0 | 0 | 0 | 7.48 | 0.10336 | 0 | 49.92 | 0 | 0 | 61.632 | 11.712 | 0 | 49.92 | 0.57278 | 0 | 0 | 0 | 0
|  |  |  | 24.44 | 48.88 | 0 | 0 | 0 | 0 | 0 | 11.23 | 0.12409 | 0 | 48.88 | 0 | 4.292 | 61.434 | 12.554 | 0 | 48.88 | 0.97234 | 0 | 0 | 0 | 0
|  |  |  | 27.32 | 54.64 | 0 | 0 | 0 | 0 | 0 | 11.23 | 0.12409 | 0 | 54.64 | 0 | 26.945 | 55.509 | 0.869 | 0 | 54.64 | 1 | 0 | 0 | 0 | 0
|  |  |  | 26.6 | 53.2 | 0 | 0 | 0 | 0 | 0 | 11.23 | 0.12409 | 0 | 53.2 | 0 | 36.509 | 53.2 | 0 | 0 | 53.2 | 1 | 0 | 0 | 0 | 0
|  |  |  | 27.04 | 54.08 | 0 | 0 | 0 | 0 | 0 | 17.48 | 0.13136 | 0 | 54.08 | 0 | 28.714 | 54.08 | 0 | 0 | 54.08 | 1 | 0 | 0 | 0 | 0
|  |  |  | 27.6 | 55.2 | 0 | 0 | 0 | 0 | 0 | 17.48 | 0.13136 | 0 | 55.2 | 0 | 13.637 | 55.2 | 0 | 0 | 55.2 | 1 | 0 | 0 | 0 | 0
|  |  |  | 27.4 | 54.8 | 0 | 0 | 0 | 0 | 0 | 17.48 | 0.13136 | 0 | 54.8 | 0 | 0 | 48.457 | 0 | 0 | 48.457 | 0.77532 | 0 | 6.343 | 0 | 0
|  |  |  | 26.32 | 52.64 | 0 | 0 | 0 | 0 | 0 | 17.48 | 0.13136 | 0 | 52.64 | 17.262 | 0 | 22.824 | 0 | 0 | 22.824 | 0.33065 | 0 | 12.554 | 0 | 0
|  |  |  | 25.68 | 51.36 | 0 | 0 | 0 | 0 | 0 | 11.23 | 0.12409 | 0 | 51.36 | 48.69 | 0 | 2.67 | 0 | 0 | 2.67 | 0.33065 | 0 | 0 | 0 | 0
|  |  |  | 25.52 | 51.04 | 0 | 0 | 0 | 0 | 0 | 11.23 | 0.12409 | 0 | 51.04 | 51.04 | 0 | 0 | 0 | 0 | 0 | 0.33065 | 0 | 0 | 0 | 0
|  |  |  | 23.68 | 47.36 | 0 | 0 | 0 | 0 | 0 | 11.23 | 0.12409 | 0 | 47.36 | 43.671 | 0 | 0 | 0 | 0 | 0 | 0.2 | 0 | 3.689 | 0 | 0
|  |  |  | 23.36 | 46.72 | 0 | 0 | 0 | 0 | 0 | 7.48 | 0.10336 | 0 | 46.72 | 46.72 | 0 | 0 | 0 | 0 | 0 | 0.2 | 0 | 0 | 0 | 0
|  |  |  | 20.36 | 40.72 | 0 | 0 | 0 | 0 | 0 | 7.48 | 0.10336 | 0 | 40.72 | 40.72 | 0 | 0 | 0 | 0 | 0 | 0.2 | 0 | 0 | 0 | 0
|  |  |  | 14.88 | 29.76 | 0 | 0 | 0 | 0 | 0 | 7.48 | 0.10336 | 0 | 29.76 | 29.76 | 0 | 0 | 0 | 0 | 0 | 0.2 | 0 | 0 | 0 | 0
|  |  |  | 12.28 | 24.56 | 0 | 0 | 0 | 0 | 0 | 7.48 | 0.10336 | 0 | 24.56 | 24.56 | 0 | 0 | 0 | 0 | 0 | 0.2 | 0 | 0 | 0 | 0
|  |  |  | 13.92 | 27.84 | 0 | 0 | 0 | 0 | 0 | 7.48 | 0.10336 | 0 | 27.84 | 27.84 | 0 | 0 | 0 | 0 | 0 | 0.2 | 0 | 0 | 0 | 0
|  |  |  | 13.16 | 26.32 | 0 | 0 | 0 | 0 | 0 | 7.48 | 0.10336 | 0 | 26.32 | 26.32 | 0 | 0 | 0 | 0 | 0 | 0.2 | 0 | 0 | 0 | 0
|  |  |  | 13.32 | 26.64 | 0 | 0 | 0 | 0 | 0 | 7.48 | 0.10336 | 0 | 26.64 | 26.64 | 0 | 0 | 0 | 0 | 0 | 0.2 | 0 | 0 | 0 | 0
|  |  |  | 15.56 | 31.12 | 0 | 0 | 0 | 0 | 0 | 7.48 | 0.10336 | 0 | 31.12 | 31.12 | 0 | 0 | 0 | 0 | 0 | 0.2 | 0 | 0 | 0 | 0
|  |  |  | 15.68 | 31.36 | 0 | 0 | 0 | 0 | 0 | 7.48 | 0.10336 | 0 | 31.36 | 31.36 | 0 | 0 | 0 | 0 | 0 | 0.2 | 0 | 0 | 0 | 0
|  |  |  | 12.56 | 25.12 | 0 | 0 | 0 | 0 | 0 | 7.48 | 0.10336 | 0 | 25.12 | 25.12 | 0 | 0 | 0 | 0 | 0 | 0.2 | 0 | 0 | 0 | 0
|  |  |  | 14 | 28 | 0 | 0 | 0 | 0 | 0 | 7.48 | 0.10336 | 0 | 28 | 17.81 | 0 | 10.19 | 0 | 0 | 10.19 | 0.2 | 0 | 0 | 0 | 0
|  |  |  | 20.12 | 40.24 | 0 | 0 | 0 | 0 | 0 | 7.48 | 0.10336 | 0 | 40.24 | 5.273 | 0 | 34.967 | 0 | 0 | 34.967 | 0.2 | 0 | 0 | 0 | 0
|  |  |  | 19.72 | 39.44 | 0 | 0 | 0 | 0 | 0 | 7.48 | 0.10336 | 0 | 39.44 | 0 | 4.953 | 51.994 | 12.554 | 0 | 39.44 | 0.59956 | 0 | 0 | 0 | 0
|  |  |  | 20.16 | 40.32 | 0 | 0 | 0 | 0 | 0 | 7.48 | 0.10336 | 0 | 40.32 | 0 | 18.646 | 52.874 | 12.554 | 0 | 40.32 | 0.99913 | 0 | 0 | 0 | 0
|  |  |  | 21.72 | 43.44 | 0 | 0 | 0 | 0 | 0 | 11.23 | 0.12409 | 0 | 43.44 | 0 | 37.789 | 43.467 | 0.027 | 0 | 43.44 | 1 | 0 | 0 | 0 | 0
|  |  |  | 24.6 | 49.2 | 0 | 0 | 0 | 0 | 0 | 11.23 | 0.12409 | 0 | 49.2 | 0 | 32.573 | 49.2 | 0 | 0 | 49.2 | 1 | 0 | 0 | 0 | 0
|  |  |  | 25.4 | 50.8 | 0 | 0 | 0 | 0 | 0 | 11.23 | 0.12409 | 0 | 50.8 | 0 | 29.084 | 50.8 | 0 | 0 | 50.8 | 1 | 0 | 0 | 0 | 0
|  |  |  | 28.28 | 56.56 | 0 | 0 | 0 | 0 | 0 | 17.48 | 0.13136 | 0 | 56.56 | 0 | 18.752 | 56.56 | 0 | 0 | 56.56 | 1 | 0 | 0 | 0 | 0
|  |  |  | 26.96 | 53.92 | 0 | 0 | 0 | 0 | 0 | 17.48 | 0.13136 | 0 | 53.92 | 0 | 8.796 | 53.92 | 0 | 0 | 53.92 | 1 | 0 | 0 | 0 | 0
|  |  |  | 26.84 | 53.68 | 0 | 0 | 0 | 0 | 0 | 17.48 | 0.13136 | 0 | 53.68 | 0 | 0 | 44.275 | 0 | 0 | 44.275 | 0.66687 | 0 | 9.405 | 0 | 0
|  |  |  | 32.2 | 64.4 | 0 | 0 | 0 | 0 | 0 | 17.48 | 0.13136 | 0 | 64.4 | 30.975 | 0 | 20.872 | 0 | 0 | 20.872 | 0.2222 | 0 | 12.554 | 0 | 0
|  |  |  | 30.64 | 61.28 | 0 | 0 | 0 | 0 | 0 | 11.23 | 0.12409 | 0 | 61.28 | 59.051 | 0 | 2.229 | 0 | 0 | 2.229 | 0.2222 | 0 | 0 | 0 | 0
|  |  |  | 23.48 | 46.96 | 0 | 0 | 0 | 0 | 0 | 11.23 | 0.12409 | 0 | 46.96 | 46.96 | 0 | 0 | 0 | 0 | 0 | 0.2222 | 0 | 0 | 0 | 0
|  |  |  | 21.4 | 42.8 | 0 | 0 | 0 | 0 | 0 | 11.23 | 0.12409 | 0 | 42.8 | 42.173 | 0 | 0 | 0 | 0 | 0 | 0.2 | 0 | 0.627 | 0 | 0
|  |  |  | 19.6 | 39.2 | 0 | 0 | 0 | 0 | 0 | 7.48 | 0.10336 | 0 | 39.2 | 39.2 | 0 | 0 | 0 | 0 | 0 | 0.2 | 0 | 0 | 0 | 0
|  |  |  | 19.8 | 39.6 | 0 | 0 | 0 | 0 | 0 | 7.48 | 0.10336 | 0 | 39.6 | 39.6 | 0 | 0 | 0 | 0 | 0 | 0.2 | 0 | 0 | 0 | 0
|  |  |  | 18.84 | 37.68 | 0 | 0 | 0 | 0 | 0 | 7.48 | 0.10336 | 0 | 37.68 | 37.68 | 0 | 0 | 0 | 0 | 0 | 0.2 | 0 | 0 | 0 | 0
|  |  |  | 10.56 | 21.12 | 0 | 0 | 0 | 0 | 0 | 7.48 | 0.10336 | 0 | 21.12 | 21.12 | 0 | 0 | 0 | 0 | 0 | 0.2 | 0 | 0 | 0 | 0
|  |  |  | 10.16 | 20.32 | 0 | 0 | 0 | 0 | 0 | 7.48 | 0.10336 | 0 | 20.32 | 20.32 | 0 | 0 | 0 | 0 | 0 | 0.2 | 0 | 0 | 0 | 0
|  |  |  | 9.32 | 18.64 | 0 | 0 | 0 | 0 | 0 | 7.48 | 0.10336 | 0 | 18.64 | 18.64 | 0 | 0 | 0 | 0 | 0 | 0.2 | 0 | 0 | 0 | 0
|  |  |  | 9.16 | 18.32 | 0 | 0 | 0 | 0 | 0 | 7.48 | 0.10336 | 0 | 18.32 | 18.32 | 0 | 0 | 0 | 0 | 0 | 0.2 | 0 | 0 | 0 | 0
|  |  |  | 11.52 | 23.04 | 0 | 0 | 0 | 0 | 0 | 7.48 | 0.10336 | 0 | 23.04 | 23.04 | 0 | 0 | 0 | 0 | 0 | 0.2 | 0 | 0 | 0 | 0
|  |  |  | 12.12 | 24.24 | 0 | 0 | 0 | 0 | 0 | 7.48 | 0.10336 | 0 | 24.24 | 24.24 | 0 | 0 | 0 | 0 | 0 | 0.2 | 0 | 0 | 0 | 0
|  |  |  | 13 | 26 | 0 | 0 | 0 | 0 | 0 | 7.48 | 0.10336 | 0 | 26 | 26 | 0 | 0 | 0 | 0 | 0 | 0.2 | 0 | 0 | 0 | 0
|  |  |  | 14.08 | 28.16 | 0 | 0 | 0 | 0 | 0 | 7.48 | 0.10336 | 0 | 28.16 | 18.524 | 0 | 9.636 | 0 | 0 | 9.636 | 0.2 | 0 | 0 | 0 | 0
|  |  |  | 15.36 | 30.72 | 0 | 0 | 0 | 0 | 0 | 7.48 | 0.10336 | 0 | 30.72 | 0 | 0 | 33.291 | 2.571 | 0 | 30.72 | 0.28184 | 0 | 0 | 0 | 0
|  |  |  | 18.8 | 37.6 | 0 | 0 | 0 | 0 | 0 | 7.48 | 0.10336 | 0 | 37.6 | 0 | 3.959 | 50.154 | 12.554 | 0 | 37.6 | 0.6814 | 0 | 0 | 0 | 0
|  |  |  | 18.4 | 36.8 | 0 | 0 | 0 | 0 | 0 | 7.48 | 0.10336 | 0 | 36.8 | 0 | 21.8 | 46.81 | 10.01 | 0 | 36.8 | 1 | 0 | 0 | 0 | 0
|  |  |  | 19.76 | 39.52 | 0 | 0 | 0 | 0 | 0 | 11.23 | 0.12409 | 0 | 39.52 | 0 | 35.892 | 39.52 | 0 | 0 | 39.52 | 1 | 0 | 0 | 0 | 0
|  |  |  | 23.56 | 47.12 | 0 | 0 | 0 | 0 | 0 | 11.23 | 0.12409 | 0 | 47.12 | 0 | 31.278 | 47.12 | 0 | 0 | 47.12 | 1 | 0 | 0 | 0 | 0
|  |  |  | 24.2 | 48.4 | 0 | 0 | 0 | 0 | 0 | 11.23 | 0.12409 | 0 | 48.4 | 0 | 28.411 | 48.4 | 0 | 0 | 48.4 | 1 | 0 | 0 | 0 | 0
|  |  |  | 25.48 | 50.96 | 0 | 0 | 0 | 0 | 0 | 17.48 | 0.13136 | 0 | 50.96 | 0 | 22.084 | 50.96 | 0 | 0 | 50.96 | 1 | 0 | 0 | 0 | 0
|  |  |  | 25.32 | 50.64 | 0 | 0 | 0 | 0 | 0 | 17.48 | 0.13136 | 0 | 50.64 | 0 | 11.471 | 50.64 | 0 | 0 | 50.64 | 1 | 0 | 0 | 0 | 0
|  |  |  | 26.16 | 52.32 | 0 | 0 | 0 | 0 | 0 | 17.48 | 0.13136 | 0 | 52.32 | 0 | 0 | 43.519 | 0 | 0 | 43.519 | 0.68827 | 0 | 8.801 | 0 | 0
|  |  |  | 26.64 | 53.28 | 0 | 0 | 0 | 0 | 0 | 17.48 | 0.13136 | 0 | 53.28 | 20.585 | 0 | 20.141 | 0 | 0 | 20.141 | 0.2436 | 0 | 12.554 | 0 | 0
|  |  |  | 32.04 | 64.08 | 0 | 0 | 0 | 0 | 0 | 11.23 | 0.12409 | 0 | 64.08 | 62.077 | 0 | 2.003 | 0 | 0 | 2.003 | 0.2436 | 0 | 0 | 0 | 0
|  |  |  | 24.92 | 49.84 | 0 | 0 | 0 | 0 | 0 | 11.23 | 0.12409 | 0 | 49.84 | 49.84 | 0 | 0 | 0 | 0 | 0 | 0.2436 | 0 | 0 | 0 | 0
|  |  |  | 20.32 | 40.64 | 0 | 0 | 0 | 0 | 0 | 11.23 | 0.12409 | 0 | 40.64 | 39.409 | 0 | 0 | 0 | 0 | 0 | 0.2 | 0 | 1.231 | 0 | 0
|  |  |  | 19.64 | 39.28 | 0 | 0 | 0 | 0 | 0 | 7.48 | 0.10336 | 0 | 39.28 | 39.28 | 0 | 0 | 0 | 0 | 0 | 0.2 | 0 | 0 | 0 | 0
|  |  |  | 17.24 | 34.48 | 0 | 0 | 0 | 0 | 0 | 7.48 | 0.10336 | 0 | 34.48 | 34.48 | 0 | 0 | 0 | 0 | 0 | 0.2 | 0 | 0 | 0 | 0
|  |  |  | 16.2 | 32.4 | 0 | 0 | 0 | 0 | 0 | 7.48 | 0.10336 | 0 | 32.4 | 32.4 | 0 | 0 | 0 | 0 | 0 | 0.2 | 0 | 0 | 0 | 0
|  |  |  | 10.52 | 21.04 | 0 | 0 | 0 | 0 | 0 | 7.48 | 0.10336 | 0 | 21.04 | 21.04 | 0 | 0 | 0 | 0 | 0 | 0.2 | 0 | 0 | 0 | 0
|  |  |  | 9.72 | 19.44 | 0 | 0 | 0 | 0 | 0 | 7.48 | 0.10336 | 0 | 19.44 | 19.44 | 0 | 0 | 0 | 0 | 0 | 0.2 | 0 | 0 | 0 | 0
|  |  |  | 9 | 18 | 0 | 0 | 0 | 0 | 0 | 7.48 | 0.10336 | 0 | 18 | 18 | 0 | 0 | 0 | 0 | 0 | 0.2 | 0 | 0 | 0 | 0
|  |  |  | 8.64 | 17.28 | 0 | 0 | 0 | 0 | 0 | 7.48 | 0.10336 | 0 | 17.28 | 17.28 | 0 | 0 | 0 | 0 | 0 | 0.2 | 0 | 0 | 0 | 0
|  |  |  | 11.28 | 22.56 | 0 | 0 | 0 | 0 | 0 | 7.48 | 0.10336 | 0 | 22.56 | 22.56 | 0 | 0 | 0 | 0 | 0 | 0.2 | 0 | 0 | 0 | 0
|  |  |  | 12.12 | 24.24 | 0 | 0 | 0 | 0 | 0 | 7.48 | 0.10336 | 0 | 24.24 | 24.24 | 0 | 0 | 0 | 0 | 0 | 0.2 | 0 | 0 | 0 | 0
|  |  |  | 13.12 | 26.24 | 0 | 0 | 0 | 0 | 0 | 7.48 | 0.10336 | 0 | 26.24 | 26.24 | 0 | 0 | 0 | 0 | 0 | 0.2 | 0 | 0 | 0 | 0
|  |  |  | 20.56 | 41.12 | 0 | 0 | 0 | 0 | 0 | 7.48 | 0.10336 | 0 | 41.12 | 31.723 | 0 | 9.397 | 0 | 0 | 9.397 | 0.2 | 0 | 0 | 0 | 0
|  |  |  | 23 | 46 | 0 | 0 | 0 | 0 | 0 | 7.48 | 0.10336 | 0 | 46 | 12.935 | 0 | 33.065 | 0 | 0 | 33.065 | 0.2 | 0 | 0 | 0 | 0
|  |  |  | 24.88 | 49.76 | 0 | 0 | 0 | 0 | 0 | 7.48 | 0.10336 | 0 | 49.76 | 0 | 0 | 55.246 | 5.486 | 0 | 49.76 | 0.37461 | 0 | 0 | 0 | 0
|  |  |  | 25.68 | 51.36 | 0 | 0 | 0 | 0 | 0 | 7.48 | 0.10336 | 0 | 51.36 | 0 | 7.052 | 63.914 | 12.554 | 0 | 51.36 | 0.77417 | 0 | 0 | 0 | 0
|  |  |  | 28.84 | 57.68 | 0 | 0 | 0 | 0 | 0 | 11.23 | 0.12409 | 0 | 57.68 | 0 | 15.89 | 64.775 | 7.095 | 0 | 57.68 | 1 | 0 | 0 | 0 | 0
|  |  |  | 34.72 | 69.44 | 0 | 0 | 0 | 0 | 0 | 11.23 | 0.12409 | 0 | 69.44 | 0 | 13.48 | 69.44 | 0 | 0 | 69.44 | 1 | 0 | 0 | 0 | 0
|  |  |  | 29.48 | 58.96 | 0 | 0 | 0 | 0 | 0 | 11.23 | 0.12409 | 0 | 58.96 | 0 | 22.196 | 58.96 | 0 | 0 | 58.96 | 1 | 0 | 0 | 0 | 0
|  |  |  | 28.52 | 57.04 | 0 | 0 | 0 | 0 | 0 | 17.48 | 0.13136 | 0 | 57.04 | 0 | 16.974 | 57.04 | 0 | 0 | 57.04 | 1 | 0 | 0 | 0 | 0
|  |  |  | 27.96 | 55.92 | 0 | 0 | 0 | 0 | 0 | 17.48 | 0.13136 | 0 | 55.92 | 0 | 4.868 | 55.92 | 0 | 0 | 55.92 | 1 | 0 | 0 | 0 | 0
|  |  |  | 26.4 | 52.8 | 0 | 0 | 0 | 0 | 0 | 17.48 | 0.13136 | 0 | 52.8 | 0.672 | 0 | 42.096 | 0 | 0 | 42.096 | 0.64467 | 0 | 10.032 | 0 | 0
|  |  |  | 26.96 | 53.92 | 0 | 0 | 0 | 0 | 0 | 17.48 | 0.13136 | 0 | 53.92 | 22.346 | 0 | 19.02 | 0 | 0 | 19.02 | 0.2 | 0 | 12.554 | 0 | 0
|  |  |  | 27.88 | 55.76 | 0 | 0 | 0 | 0 | 0 | 11.23 | 0.12409 | 0 | 55.76 | 54.261 | 0 | 1.499 | 0 | 0 | 1.499 | 0.2 | 0 | 0 | 0 | 0
|  |  |  | 28.08 | 56.16 | 0 | 0 | 0 | 0 | 0 | 11.23 | 0.12409 | 0 | 56.16 | 56.16 | 0 | 0 | 0 | 0 | 0 | 0.2 | 0 | 0 | 0 | 0
|  |  |  | 26.4 | 52.8 | 0 | 0 | 0 | 0 | 0 | 11.23 | 0.12409 | 0 | 52.8 | 52.8 | 0 | 0 | 0 | 0 | 0 | 0.2 | 0 | 0 | 0 | 0
|  |  |  | 27.8 | 55.6 | 0 | 0 | 0 | 0 | 0 | 7.48 | 0.10336 | 0 | 55.6 | 55.6 | 0 | 0 | 0 | 0 | 0 | 0.2 | 0 | 0 | 0 | 0
|  |  |  | 24.92 | 49.84 | 0 | 0 | 0 | 0 | 0 | 7.48 | 0.10336 | 0 | 49.84 | 49.84 | 0 | 0 | 0 | 0 | 0 | 0.2 | 0 | 0 | 0 | 0
|  |  |  | 15.96 | 31.92 | 0 | 0 | 0 | 0 | 0 | 7.48 | 0.10336 | 0 | 31.92 | 31.92 | 0 | 0 | 0 | 0 | 0 | 0.2 | 0 | 0 | 0 | 0
|  |  |  | 10.4 | 20.8 | 0 | 0 | 0 | 0 | 0 | 7.48 | 0.10336 | 0 | 20.8 | 20.8 | 0 | 0 | 0 | 0 | 0 | 0.2 | 0 | 0 | 0 | 0
|  |  |  | 9.2 | 18.4 | 0 | 0 | 0 | 0 | 0 | 7.48 | 0.10336 | 0 | 18.4 | 18.4 | 0 | 0 | 0 | 0 | 0 | 0.2 | 0 | 0 | 0 | 0
|  |  |  | 8.52 | 17.04 | 0 | 0 | 0 | 0 | 0 | 7.48 | 0.10336 | 0 | 17.04 | 17.04 | 0 | 0 | 0 | 0 | 0 | 0.2 | 0 | 0 | 0 | 0
|  |  |  | 7.76 | 15.52 | 0 | 0 | 0 | 0 | 0 | 7.48 | 0.10336 | 0 | 15.52 | 15.52 | 0 | 0 | 0 | 0 | 0 | 0.2 | 0 | 0 | 0 | 0
|  |  |  | 11.24 | 22.48 | 0 | 0 | 0 | 0 | 0 | 7.48 | 0.10336 | 0 | 22.48 | 22.48 | 0 | 0 | 0 | 0 | 0 | 0.2 | 0 | 0 | 0 | 0
|  |  |  | 11.6 | 23.2 | 0 | 0 | 0 | 0 | 0 | 7.48 | 0.10336 | 0 | 23.2 | 23.2 | 0 | 0 | 0 | 0 | 0 | 0.2 | 0 | 0 | 0 | 0
|  |  |  | 12.52 | 25.04 | 0 | 0 | 0 | 0 | 0 | 7.48 | 0.10336 | 0 | 25.04 | 25.04 | 0 | 0 | 0 | 0 | 0 | 0.2 | 0 | 0 | 0 | 0
|  |  |  | 19.6 | 39.2 | 0 | 0 | 0 | 0 | 0 | 7.48 | 0.10336 | 0 | 39.2 | 29.803 | 0 | 9.397 | 0 | 0 | 9.397 | 0.2 | 0 | 0 | 0 | 0
|  |  |  | 21.24 | 42.48 | 0 | 0 | 0 | 0 | 0 | 7.48 | 0.10336 | 0 | 42.48 | 9.34 | 0 | 33.14 | 0 | 0 | 33.14 | 0.2 | 0 | 0 | 0 | 0
|  |  |  | 23.56 | 47.12 | 0 | 0 | 0 | 0 | 0 | 7.48 | 0.10336 | 0 | 47.12 | 0 | 0 | 54.705 | 7.585 | 0 | 47.12 | 0.4414 | 0 | 0 | 0 | 0
|  |  |  | 23.88 | 47.76 | 0 | 0 | 0 | 0 | 0 | 7.48 | 0.10336 | 0 | 47.76 | 0 | 9.002 | 60.314 | 12.554 | 0 | 47.76 | 0.84096 | 0 | 0 | 0 | 0
|  |  |  | 35.28 | 70.56 | 0 | 0 | 0 | 0 | 0 | 7.48 | 0.10336 | 0 | 70.56 | 0 | 0.095 | 75.557 | 4.997 | 0 | 70.56 | 1 | 0 | 0 | 0 | 0
|  |  |  | 36.96 | 73.92 | 0 | 0 | 0 | 0 | 0 | 7.48 | 0.10336 | 0 | 73.92 | 0 | 4.868 | 73.92 | 0 | 0 | 73.92 | 1 | 0 | 0 | 0 | 0
|  |  |  | 37.04 | 74.08 | 0 | 0 | 0 | 0 | 0 | 7.48 | 0.10336 | 0 | 74.08 | 0 | 3.02 | 74.08 | 0 | 0 | 74.08 | 1 | 0 | 0 | 0 | 0
|  |  |  | 33.88 | 67.76 | 0 | 0 | 0 | 0 | 0 | 7.48 | 0.10336 | 0 | 67.76 | 0 | 2.916 | 67.76 | 0 | 0 | 67.76 | 1 | 0 | 0 | 0 | 0
|  |  |  | 35.64 | 71.28 | 0 | 0 | 0 | 0 | 0 | 7.48 | 0.10336 | 0 | 71.28 | 21.412 | 0 | 49.868 | 0 | 0 | 49.868 | 1 | 0 | 0 | 0 | 0
|  |  |  | 36.72 | 73.44 | 0 | 0 | 0 | 0 | 0 | 7.48 | 0.10336 | 0 | 73.44 | 39.103 | 0 | 34.337 | 0 | 0 | 34.337 | 1 | 0 | 0 | 0 | 0
|  |  |  | 39.96 | 79.92 | 0 | 0 | 0 | 0 | 0 | 7.48 | 0.10336 | 0 | 79.92 | 64.137 | 0 | 15.783 | 0 | 0 | 15.783 | 1 | 0 | 0 | 0 | 0
|  |  |  | 39.64 | 79.28 | 0 | 0 | 0 | 0 | 0 | 7.48 | 0.10336 | 0 | 79.28 | 77.97 | 0 | 1.31 | 0 | 0 | 1.31 | 1 | 0 | 0 | 0 | 0
|  |  |  | 34.72 | 69.44 | 0 | 0 | 0 | 0 | 0 | 7.48 | 0.10336 | 0 | 69.44 | 69.44 | 0 | 0 | 0 | 0 | 0 | 1 | 0 | 0 | 0 | 0
|  |  |  | 30.6 | 61.2 | 0 | 0 | 0 | 0 | 0 | 7.48 | 0.10336 | 0 | 61.2 | 61.2 | 0 | 0 | 0 | 0 | 0 | 1 | 0 | 0 | 0 | 0
|  |  |  | 30.52 | 61.04 | 0 | 0 | 0 | 0 | 0 | 7.48 | 0.10336 | 0 | 61.04 | 61.04 | 0 | 0 | 0 | 0 | 0 | 1 | 0 | 0 | 0 | 0
|  |  |  | 25.44 | 50.88 | 0 | 0 | 0 | 0 | 0 | 7.48 | 0.10336 | 0 | 50.88 | 50.88 | 0 | 0 | 0 | 0 | 0 | 1 | 0 | 0 | 0 | 0
|  |  |  | 15.64 | 31.28 | 0 | 0 | 0 | 0 | 0 | 7.48 | 0.10336 | 0 | 31.28 | 31.28 | 0 | 0 | 0 | 0 | 0 | 1 | 0 | 0 | 0 | 0
|  |  |  | 11.08 | 22.16 | 0 | 0 | 0 | 0 | 0 | 7.48 | 0.10336 | 0 | 22.16 | 22.16 | 0 | 0 | 0 | 0 | 0 | 1 | 0 | 0 | 0 | 0
|  |  |  | 9.48 | 18.96 | 0 | 0 | 0 | 0 | 0 | 7.48 | 0.10336 | 0 | 18.96 | 18.96 | 0 | 0 | 0 | 0 | 0 | 1 | 0 | 0 | 0 | 0
|  |  |  | 8.96 | 17.92 | 0 | 0 | 0 | 0 | 0 | 7.48 | 0.10336 | 0 | 17.92 | 17.92 | 0 | 0 | 0 | 0 | 0 | 1 | 0 | 0 | 0 | 0
|  |  |  | 8.4 | 16.8 | 0 | 0 | 0 | 0 | 0 | 7.48 | 0.10336 | 0 | 16.8 | 16.8 | 0 | 0 | 0 | 0 | 0 | 1 | 0 | 0 | 0 | 0
|  |  |  | 11.44 | 22.88 | 0 | 0 | 0 | 0 | 0 | 7.48 | 0.10336 | 0 | 22.88 | 22.88 | 0 | 0 | 0 | 0 | 0 | 1 | 0 | 0 | 0 | 0
|  |  |  | 12.6 | 25.2 | 0 | 0 | 0 | 0 | 0 | 7.48 | 0.10336 | 0 | 25.2 | 25.2 | 0 | 0 | 0 | 0 | 0 | 1 | 0 | 0 | 0 | 0
|  |  |  | 13.52 | 27.04 | 0 | 0 | 0 | 0 | 0 | 7.48 | 0.10336 | 0 | 27.04 | 27.04 | 0 | 0 | 0 | 0 | 0 | 1 | 0 | 0 | 0 | 0
|  |  |  | 20.6 | 41.2 | 0 | 0 | 0 | 0 | 0 | 7.48 | 0.10336 | 0 | 41.2 | 32.622 | 0 | 8.578 | 0 | 0 | 8.578 | 1 | 0 | 0 | 0 | 0
|  |  |  | 22.76 | 45.52 | 0 | 0 | 0 | 0 | 0 | 7.48 | 0.10336 | 0 | 45.52 | 5.17 | 0 | 30.571 | 0 | 0 | 30.571 | 0.65359 | 0 | 9.78 | 0 | 0
|  |  |  | 23.4 | 46.8 | 0 | 0 | 0 | 0 | 0 | 7.48 | 0.10336 | 0 | 46.8 | 0 | 0 | 51.341 | 4.541 | 0 | 46.8 | 0.79813 | 0 | 0 | 0 | 0
|  |  |  | 31.2 | 62.4 | 0 | 0 | 0 | 0 | 0 | 7.48 | 0.10336 | 0 | 62.4 | 0 | 0 | 65.134 | 2.734 | 0 | 62.4 | 0.88515 | 0 | 0 | 0 | 0
|  |  |  | 35.48 | 70.96 | 0 | 0 | 0 | 0 | 0 | 7.48 | 0.10336 | 0 | 70.96 | 0 | 0 | 74.568 | 3.608 | 0 | 70.96 | 1 | 0 | 0 | 0 | 0
|  |  |  | 41.08 | 82.16 | 0 | 0 | 0 | 0 | 0 | 7.48 | 0.10336 | 0 | 82.16 | 4.443 | 0 | 77.717 | 0 | 0 | 77.717 | 1 | 0 | 0 | 0 | 0
|  |  |  | 43.36 | 86.72 | 0 | 0 | 0 | 0 | 0 | 7.48 | 0.10336 | 0 | 86.72 | 11.169 | 0 | 75.551 | 0 | 0 | 75.551 | 1 | 0 | 0 | 0 | 0
|  |  |  | 43.52 | 87.04 | 0 | 0 | 0 | 0 | 0 | 7.48 | 0.10336 | 0 | 87.04 | 16.679 | 0 | 70.361 | 0 | 0 | 70.361 | 1 | 0 | 0 | 0 | 0
|  |  |  | 42 | 84 | 0 | 0 | 0 | 0 | 0 | 7.48 | 0.10336 | 0 | 84 | 26.537 | 0 | 57.463 | 0 | 0 | 57.463 | 1 | 0 | 0 | 0 | 0
|  |  |  | 41.12 | 82.24 | 0 | 0 | 0 | 0 | 0 | 7.48 | 0.10336 | 0 | 82.24 | 43.469 | 0 | 38.771 | 0 | 0 | 38.771 | 1 | 0 | 0 | 0 | 0
|  |  |  | 42.6 | 85.2 | 0 | 0 | 0 | 0 | 0 | 7.48 | 0.10336 | 0 | 85.2 | 67.931 | 0 | 17.269 | 0 | 0 | 17.269 | 1 | 0 | 0 | 0 | 0
|  |  |  | 40.52 | 81.04 | 0 | 0 | 0 | 0 | 0 | 7.48 | 0.10336 | 0 | 81.04 | 80.284 | 0 | 0.756 | 0 | 0 | 0.756 | 1 | 0 | 0 | 0 | 0
|  |  |  | 37.88 | 75.76 | 0 | 0 | 0 | 0 | 0 | 7.48 | 0.10336 | 0 | 75.76 | 75.76 | 0 | 0 | 0 | 0 | 0 | 1 | 0 | 0 | 0 | 0
|  |  |  | 32.72 | 65.44 | 0 | 0 | 0 | 0 | 0 | 7.48 | 0.10336 | 0 | 65.44 | 65.44 | 0 | 0 | 0 | 0 | 0 | 1 | 0 | 0 | 0 | 0
|  |  |  | 33.2 | 66.4 | 0 | 0 | 0 | 0 | 0 | 7.48 | 0.10336 | 0 | 66.4 | 66.4 | 0 | 0 | 0 | 0 | 0 | 1 | 0 | 0 | 0 | 0
|  |  |  | 30.64 | 61.28 | 0 | 0 | 0 | 0 | 0 | 7.48 | 0.10336 | 0 | 61.28 | 61.28 | 0 | 0 | 0 | 0 | 0 | 1 | 0 | 0 | 0 | 0
|  |  |  | 23.56 | 47.12 | 0 | 0 | 0 | 0 | 0 | 7.48 | 0.10336 | 0 | 47.12 | 47.12 | 0 | 0 | 0 | 0 | 0 | 1 | 0 | 0 | 0 | 0
|  |  |  | 12.44 | 24.88 | 0 | 0 | 0 | 0 | 0 | 7.48 | 0.10336 | 0 | 24.88 | 24.88 | 0 | 0 | 0 | 0 | 0 | 1 | 0 | 0 | 0 | 0
|  |  |  | 9.68 | 19.36 | 0 | 0 | 0 | 0 | 0 | 7.48 | 0.10336 | 0 | 19.36 | 19.36 | 0 | 0 | 0 | 0 | 0 | 1 | 0 | 0 | 0 | 0
|  |  |  | 9.56 | 19.12 | 0 | 0 | 0 | 0 | 0 | 7.48 | 0.10336 | 0 | 19.12 | 19.12 | 0 | 0 | 0 | 0 | 0 | 1 | 0 | 0 | 0 | 0
|  |  |  | 15.56 | 31.12 | 0 | 0 | 0 | 0 | 0 | 7.48 | 0.10336 | 0 | 31.12 | 31.12 | 0 | 0 | 0 | 0 | 0 | 1 | 0 | 0 | 0 | 0
|  |  |  | 17.84 | 35.68 | 0 | 0 | 0 | 0 | 0 | 7.48 | 0.10336 | 0 | 35.68 | 35.68 | 0 | 0 | 0 | 0 | 0 | 1 | 0 | 0 | 0 | 0
|  |  |  | 15.32 | 30.64 | 0 | 0 | 0 | 0 | 0 | 7.48 | 0.10336 | 0 | 30.64 | 30.64 | 0 | 0 | 0 | 0 | 0 | 1 | 0 | 0 | 0 | 0
|  |  |  | 16.72 | 33.44 | 0 | 0 | 0 | 0 | 0 | 7.48 | 0.10336 | 0 | 33.44 | 33.44 | 0 | 0 | 0 | 0 | 0 | 1 | 0 | 0 | 0 | 0
|  |  |  | 22.76 | 45.52 | 0 | 0 | 0 | 0 | 0 | 7.48 | 0.10336 | 0 | 45.52 | 37.282 | 0 | 8.238 | 0 | 0 | 8.238 | 1 | 0 | 0 | 0 | 0
|  |  |  | 25.08 | 50.16 | 0 | 0 | 0 | 0 | 0 | 7.48 | 0.10336 | 0 | 50.16 | 20.345 | 0 | 29.815 | 0 | 0 | 29.815 | 1 | 0 | 0 | 0 | 0
|  |  |  | 30.28 | 60.56 | 0 | 0 | 0 | 0 | 0 | 7.48 | 0.10336 | 0 | 60.56 | 10.377 | 0 | 50.183 | 0 | 0 | 50.183 | 1 | 0 | 0 | 0 | 0
|  |  |  | 33.6 | 67.2 | 0 | 0 | 0 | 0 | 0 | 7.48 | 0.10336 | 0 | 67.2 | 2.582 | 0 | 64.618 | 0 | 0 | 64.618 | 1 | 0 | 0 | 0 | 0
|  |  |  | 41.12 | 82.24 | 0 | 0 | 0 | 0 | 0 | 11.23 | 0.12409 | 0 | 82.24 | 7.47 | 0 | 74.77 | 0 | 0 | 74.77 | 1 | 0 | 0 | 0 | 0
|  |  |  | 49.76 | 99.52 | 0 | 0 | 0 | 0 | 0 | 11.23 | 0.12409 | 0 | 99.52 | 21.815 | 0 | 77.705 | 0 | 0 | 77.705 | 1 | 0 | 0 | 0 | 0
|  |  |  | 47.84 | 95.68 | 0 | 0 | 0 | 0 | 0 | 11.23 | 0.12409 | 0 | 95.68 | 18.139 | 0 | 77.541 | 0 | 0 | 77.541 | 1 | 0 | 0 | 0 | 0
|  |  |  | 41.76 | 83.52 | 0 | 0 | 0 | 0 | 0 | 17.48 | 0.13136 | 0 | 83.52 | 14.066 | 0 | 69.454 | 0 | 0 | 69.454 | 1 | 0 | 0 | 0 | 0
|  |  |  | 39.76 | 79.52 | 0 | 0 | 0 | 0 | 0 | 17.48 | 0.13136 | 0 | 79.52 | 23.417 | 0 | 56.103 | 0 | 0 | 56.103 | 1 | 0 | 0 | 0 | 0
|  |  |  | 38.8 | 77.6 | 0 | 0 | 0 | 0 | 0 | 17.48 | 0.13136 | 0 | 77.6 | 37.111 | 0 | 30.457 | 0 | 0 | 30.457 | 0.64467 | 0 | 10.032 | 0 | 0
|  |  |  | 39.72 | 79.44 | 0 | 0 | 0 | 0 | 0 | 17.48 | 0.13136 | 0 | 79.44 | 53.623 | 0 | 13.264 | 0 | 0 | 13.264 | 0.2 | 0 | 12.554 | 0 | 0
|  |  |  | 39.48 | 78.96 | 0 | 0 | 0 | 0 | 0 | 11.23 | 0.12409 | 0 | 78.96 | 78.557 | 0 | 0.403 | 0 | 0 | 0.403 | 0.2 | 0 | 0 | 0 | 0
|  |  |  | 37.8 | 75.6 | 0 | 0 | 0 | 0 | 0 | 11.23 | 0.12409 | 0 | 75.6 | 75.6 | 0 | 0 | 0 | 0 | 0 | 0.2 | 0 | 0 | 0 | 0
|  |  |  | 37.12 | 74.24 | 0 | 0 | 0 | 0 | 0 | 11.23 | 0.12409 | 0 | 74.24 | 74.24 | 0 | 0 | 0 | 0 | 0 | 0.2 | 0 | 0 | 0 | 0
|  |  |  | 36.84 | 73.68 | 0 | 0 | 0 | 0 | 0 | 7.48 | 0.10336 | 0 | 73.68 | 73.68 | 0 | 0 | 0 | 0 | 0 | 0.2 | 0 | 0 | 0 | 0
|  |  |  | 32.76 | 65.52 | 0 | 0 | 0 | 0 | 0 | 7.48 | 0.10336 | 0 | 65.52 | 65.52 | 0 | 0 | 0 | 0 | 0 | 0.2 | 0 | 0 | 0 | 0
|  |  |  | 18.48 | 36.96 | 0 | 0 | 0 | 0 | 0 | 7.48 | 0.10336 | 0 | 36.96 | 36.96 | 0 | 0 | 0 | 0 | 0 | 0.2 | 0 | 0 | 0 | 0
|  |  |  | 11.72 | 23.44 | 0 | 0 | 0 | 0 | 0 | 7.48 | 0.10336 | 0 | 23.44 | 23.44 | 0 | 0 | 0 | 0 | 0 | 0.2 | 0 | 0 | 0 | 0
|  |  |  | 9.76 | 19.52 | 0 | 0 | 0 | 0 | 0 | 7.48 | 0.10336 | 0 | 19.52 | 19.52 | 0 | 0 | 0 | 0 | 0 | 0.2 | 0 | 0 | 0 | 0
|  |  |  | 9.76 | 19.52 | 0 | 0 | 0 | 0 | 0 | 7.48 | 0.10336 | 0 | 19.52 | 19.52 | 0 | 0 | 0 | 0 | 0 | 0.2 | 0 | 0 | 0 | 0
|  |  |  | 9.96 | 19.92 | 0 | 0 | 0 | 0 | 0 | 7.48 | 0.10336 | 0 | 19.92 | 19.92 | 0 | 0 | 0 | 0 | 0 | 0.2 | 0 | 0 | 0 | 0
|  |  |  | 12.88 | 25.76 | 0 | 0 | 0 | 0 | 0 | 7.48 | 0.10336 | 0 | 25.76 | 25.76 | 0 | 0 | 0 | 0 | 0 | 0.2 | 0 | 0 | 0 | 0
|  |  |  | 13.96 | 27.92 | 0 | 0 | 0 | 0 | 0 | 7.48 | 0.10336 | 0 | 27.92 | 27.92 | 0 | 0 | 0 | 0 | 0 | 0.2 | 0 | 0 | 0 | 0
|  |  |  | 13.92 | 27.84 | 0 | 0 | 0 | 0 | 0 | 7.48 | 0.10336 | 0 | 27.84 | 27.84 | 0 | 0 | 0 | 0 | 0 | 0.2 | 0 | 0 | 0 | 0
|  |  |  | 20.4 | 40.8 | 0 | 0 | 0 | 0 | 0 | 7.48 | 0.10336 | 0 | 40.8 | 32.877 | 0 | 7.923 | 0 | 0 | 7.923 | 0.2 | 0 | 0 | 0 | 0
|  |  |  | 21.96 | 43.92 | 0 | 0 | 0 | 0 | 0 | 7.48 | 0.10336 | 0 | 43.92 | 15.176 | 0 | 28.744 | 0 | 0 | 28.744 | 0.2 | 0 | 0 | 0 | 0
|  |  |  | 23.12 | 46.24 | 0 | 0 | 0 | 0 | 0 | 7.48 | 0.10336 | 0 | 46.24 | 0 | 0 | 47.94 | 1.7 | 0 | 46.24 | 0.25412 | 0 | 0 | 0 | 0
|  |  |  | 26.2 | 52.4 | 0 | 0 | 0 | 0 | 0 | 7.48 | 0.10336 | 0 | 52.4 | 0 | 0 | 61.821 | 9.421 | 0 | 52.4 | 0.55398 | 0 | 0 | 0 | 0
|  |  |  | 25.56 | 51.12 | 0 | 0 | 0 | 0 | 0 | 11.23 | 0.12409 | 0 | 51.12 | 0 | 10.227 | 63.674 | 12.554 | 0 | 51.12 | 0.95354 | 0 | 0 | 0 | 0
|  |  |  | 32.68 | 65.36 | 0 | 0 | 0 | 0 | 0 | 11.23 | 0.12409 | 0 | 65.36 | 0 | 12.611 | 66.82 | 1.46 | 0 | 65.36 | 1 | 0 | 0 | 0 | 0
|  |  |  | 28.88 | 57.76 | 0 | 0 | 0 | 0 | 0 | 11.23 | 0.12409 | 0 | 57.76 | 0 | 19.769 | 57.76 | 0 | 0 | 57.76 | 1 | 0 | 0 | 0 | 0
|  |  |  | 27.76 | 55.52 | 0 | 0 | 0 | 0 | 0 | 17.48 | 0.13136 | 0 | 55.52 | 0 | 15.962 | 55.52 | 0 | 0 | 55.52 | 1 | 0 | 0 | 0 | 0
|  |  |  | 28.88 | 57.76 | 0 | 0 | 0 | 0 | 0 | 17.48 | 0.13136 | 0 | 57.76 | 0.108 | 0 | 57.652 | 0 | 0 | 57.652 | 1 | 0 | 0 | 0 | 0
|  |  |  | 33.32 | 66.64 | 0 | 0 | 0 | 0 | 0 | 17.48 | 0.13136 | 0 | 66.64 | 17.661 | 0 | 38.947 | 0 | 0 | 38.947 | 0.64467 | 0 | 10.032 | 0 | 0
|  |  |  | 27.2 | 54.4 | 0 | 0 | 0 | 0 | 0 | 17.48 | 0.13136 | 0 | 54.4 | 25.194 | 0 | 16.652 | 0 | 0 | 16.652 | 0.2 | 0 | 12.554 | 0 | 0
|  |  |  | 26.92 | 53.84 | 0 | 0 | 0 | 0 | 0 | 11.23 | 0.12409 | 0 | 53.84 | 53.361 | 0 | 0.479 | 0 | 0 | 0.479 | 0.2 | 0 | 0 | 0 | 0
|  |  |  | 26.92 | 53.84 | 0 | 0 | 0 | 0 | 0 | 11.23 | 0.12409 | 0 | 53.84 | 53.84 | 0 | 0 | 0 | 0 | 0 | 0.2 | 0 | 0 | 0 | 0
|  |  |  | 24.92 | 49.84 | 0 | 0 | 0 | 0 | 0 | 11.23 | 0.12409 | 0 | 49.84 | 49.84 | 0 | 0 | 0 | 0 | 0 | 0.2 | 0 | 0 | 0 | 0
|  |  |  | 22.8 | 45.6 | 0 | 0 | 0 | 0 | 0 | 7.48 | 0.10336 | 0 | 45.6 | 45.6 | 0 | 0 | 0 | 0 | 0 | 0.2 | 0 | 0 | 0 | 0
|  |  |  | 20.6 | 41.2 | 0 | 0 | 0 | 0 | 0 | 7.48 | 0.10336 | 0 | 41.2 | 41.2 | 0 | 0 | 0 | 0 | 0 | 0.2 | 0 | 0 | 0 | 0
|  |  |  | 16.8 | 33.6 | 0 | 0 | 0 | 0 | 0 | 7.48 | 0.10336 | 0 | 33.6 | 33.6 | 0 | 0 | 0 | 0 | 0 | 0.2 | 0 | 0 | 0 | 0
|  |  |  | 14.96 | 29.92 | 0 | 0 | 0 | 0 | 0 | 7.48 | 0.10336 | 0 | 29.92 | 29.92 | 0 | 0 | 0 | 0 | 0 | 0.2 | 0 | 0 | 0 | 0
|  |  |  | 13.88 | 27.76 | 0 | 0 | 0 | 0 | 0 | 7.48 | 0.10336 | 0 | 27.76 | 27.76 | 0 | 0 | 0 | 0 | 0 | 0.2 | 0 | 0 | 0 | 0
|  |  |  | 13.76 | 27.52 | 0 | 0 | 0 | 0 | 0 | 7.48 | 0.10336 | 0 | 27.52 | 27.52 | 0 | 0 | 0 | 0 | 0 | 0.2 | 0 | 0 | 0 | 0
|  |  |  | 14.36 | 28.72 | 0 | 0 | 0 | 0 | 0 | 7.48 | 0.10336 | 0 | 28.72 | 28.72 | 0 | 0 | 0 | 0 | 0 | 0.2 | 0 | 0 | 0 | 0
|  |  |  | 17.32 | 34.64 | 0 | 0 | 0 | 0 | 0 | 7.48 | 0.10336 | 0 | 34.64 | 34.64 | 0 | 0 | 0 | 0 | 0 | 0.2 | 0 | 0 | 0 | 0
|  |  |  | 17.48 | 34.96 | 0 | 0 | 0 | 0 | 0 | 7.48 | 0.10336 | 0 | 34.96 | 34.96 | 0 | 0 | 0 | 0 | 0 | 0.2 | 0 | 0 | 0 | 0
|  |  |  | 14.32 | 28.64 | 0 | 0 | 0 | 0 | 0 | 7.48 | 0.10336 | 0 | 28.64 | 28.64 | 0 | 0 | 0 | 0 | 0 | 0.2 | 0 | 0 | 0 | 0
|  |  |  | 14.88 | 29.76 | 0 | 0 | 0 | 0 | 0 | 7.48 | 0.10336 | 0 | 29.76 | 21.434 | 0 | 8.326 | 0 | 0 | 8.326 | 0.2 | 0 | 0 | 0 | 0
|  |  |  | 19 | 38 | 0 | 0 | 0 | 0 | 0 | 7.48 | 0.10336 | 0 | 38 | 7.795 | 0 | 30.205 | 0 | 0 | 30.205 | 0.2 | 0 | 0 | 0 | 0
|  |  |  | 19.6 | 39.2 | 0 | 0 | 0 | 0 | 0 | 7.48 | 0.10336 | 0 | 39.2 | 0 | 0 | 49.868 | 10.668 | 0 | 39.2 | 0.53953 | 0 | 0 | 0 | 0
|  |  |  | 20.56 | 41.12 | 0 | 0 | 0 | 0 | 0 | 7.48 | 0.10336 | 0 | 41.12 | 0 | 12.266 | 53.674 | 12.554 | 0 | 41.12 | 0.93909 | 0 | 0 | 0 | 0
|  |  |  | 20.52 | 41.04 | 0 | 0 | 0 | 0 | 0 | 11.23 | 0.12409 | 0 | 41.04 | 0 | 34.046 | 42.954 | 1.914 | 0 | 41.04 | 1 | 0 | 0 | 0 | 0
|  |  |  | 26.4 | 52.8 | 0 | 0 | 0 | 0 | 0 | 11.23 | 0.12409 | 0 | 52.8 | 0 | 27.588 | 52.8 | 0 | 0 | 52.8 | 1 | 0 | 0 | 0 | 0
|  |  |  | 27.72 | 55.44 | 0 | 0 | 0 | 0 | 0 | 11.23 | 0.12409 | 0 | 55.44 | 0 | 24.469 | 55.44 | 0 | 0 | 55.44 | 1 | 0 | 0 | 0 | 0
|  |  |  | 26.72 | 53.44 | 0 | 0 | 0 | 0 | 0 | 17.48 | 0.13136 | 0 | 53.44 | 0 | 19.302 | 53.44 | 0 | 0 | 53.44 | 1 | 0 | 0 | 0 | 0
|  |  |  | 28.6 | 57.2 | 0 | 0 | 0 | 0 | 0 | 17.48 | 0.13136 | 0 | 57.2 | 0 | 2.845 | 57.2 | 0 | 0 | 57.2 | 1 | 0 | 0 | 0 | 0
|  |  |  | 23.28 | 46.56 | 0 | 0 | 0 | 0 | 0 | 17.48 | 0.13136 | 0 | 46.56 | 0 | 0 | 40.219 | 0 | 0 | 40.219 | 0.7754 | 0 | 6.341 | 0 | 0
|  |  |  | 26.04 | 52.08 | 0 | 0 | 0 | 0 | 0 | 17.48 | 0.13136 | 0 | 52.08 | 20.884 | 0 | 18.642 | 0 | 0 | 18.642 | 0.33073 | 0 | 12.554 | 0 | 0
|  |  |  | 24.72 | 49.44 | 0 | 0 | 0 | 0 | 0 | 11.23 | 0.12409 | 0 | 49.44 | 49.44 | 0 | 0 | 0 | 0 | 0 | 0.33073 | 0 | 0 | 0 | 0
|  |  |  | 19.96 | 39.92 | 0 | 0 | 0 | 0 | 0 | 11.23 | 0.12409 | 0 | 39.92 | 39.92 | 0 | 0 | 0 | 0 | 0 | 0.33073 | 0 | 0 | 0 | 0
|  |  |  | 20 | 40 | 0 | 0 | 0 | 0 | 0 | 11.23 | 0.12409 | 0 | 40 | 36.309 | 0 | 0 | 0 | 0 | 0 | 0.2 | 0 | 3.691 | 0 | 0
|  |  |  | 20.28 | 40.56 | 0 | 0 | 0 | 0 | 0 | 7.48 | 0.10336 | 0 | 40.56 | 40.56 | 0 | 0 | 0 | 0 | 0 | 0.2 | 0 | 0 | 0 | 0
|  |  |  | 20.2 | 40.4 | 0 | 0 | 0 | 0 | 0 | 7.48 | 0.10336 | 0 | 40.4 | 40.4 | 0 | 0 | 0 | 0 | 0 | 0.2 | 0 | 0 | 0 | 0
|  |  |  | 14.92 | 29.84 | 0 | 0 | 0 | 0 | 0 | 7.48 | 0.10336 | 0 | 29.84 | 29.84 | 0 | 0 | 0 | 0 | 0 | 0.2 | 0 | 0 | 0 | 0
|  |  |  | 10.68 | 21.36 | 0 | 0 | 0 | 0 | 0 | 7.48 | 0.10336 | 0 | 21.36 | 21.36 | 0 | 0 | 0 | 0 | 0 | 0.2 | 0 | 0 | 0 | 0
|  |  |  | 11.44 | 22.88 | 0 | 0 | 0 | 0 | 0 | 7.48 | 0.10709 | 0 | 22.88 | 22.88 | 0 | 0 | 0 | 0 | 0 | 0.2 | 0 | 0 | 0 | 0
|  |  |  | 12.96 | 25.92 | 0 | 0 | 0 | 0 | 0 | 7.48 | 0.10709 | 0 | 25.92 | 25.92 | 0 | 0 | 0 | 0 | 0 | 0.2 | 0 | 0 | 0 | 0
|  |  |  | 13.72 | 27.44 | 0 | 0 | 0 | 0 | 0 | 7.48 | 0.10709 | 0 | 27.44 | 27.44 | 0 | 0 | 0 | 0 | 0 | 0.2 | 0 | 0 | 0 | 0
|  |  |  | 16.36 | 32.72 | 0 | 0 | 0 | 0 | 0 | 7.48 | 0.10709 | 0 | 32.72 | 32.72 | 0 | 0 | 0 | 0 | 0 | 0.2 | 0 | 0 | 0 | 0
|  |  |  | 16.2 | 32.4 | 0 | 0 | 0 | 0 | 0 | 7.48 | 0.10709 | 0 | 32.4 | 32.4 | 0 | 0 | 0 | 0 | 0 | 0.2 | 0 | 0 | 0 | 0
|  |  |  | 13.4 | 26.8 | 0 | 0 | 0 | 0 | 0 | 7.48 | 0.10709 | 0 | 26.8 | 26.8 | 0 | 0 | 0 | 0 | 0 | 0.2 | 0 | 0 | 0 | 0
|  |  |  | 13.64 | 27.28 | 0 | 0 | 0 | 0 | 0 | 7.48 | 0.10709 | 0 | 27.28 | 17.846 | 0 | 9.434 | 0 | 0 | 9.434 | 0.2 | 0 | 0 | 0 | 0
|  |  |  | 13.76 | 27.52 | 0 | 0 | 0 | 0 | 0 | 7.48 | 0.10709 | 0 | 27.52 | 0 | 0 | 35.042 | 7.522 | 0 | 27.52 | 0.43941 | 0 | 0 | 0 | 0
|  |  |  | 18.24 | 36.48 | 0 | 0 | 0 | 0 | 0 | 7.48 | 0.10709 | 0 | 36.48 | 0 | 9.21 | 49.034 | 12.554 | 0 | 36.48 | 0.83898 | 0 | 0 | 0 | 0
|  |  |  | 19.76 | 39.52 | 0 | 0 | 0 | 0 | 0 | 7.48 | 0.10709 | 0 | 39.52 | 0 | 29.977 | 44.579 | 5.059 | 0 | 39.52 | 1 | 0 | 0 | 0 | 0
|  |  |  | 20.76 | 41.52 | 0 | 0 | 0 | 0 | 0 | 7.48 | 0.12502 | 0 | 41.52 | 0 | 42.08 | 41.52 | 0 | 0 | 41.52 | 1 | 0 | 0 | 0 | 0
|  |  |  | 22.92 | 45.84 | 0 | 0 | 0 | 0 | 0 | 7.48 | 0.12502 | 0 | 45.84 | 0 | 39.838 | 45.84 | 0 | 0 | 45.84 | 1 | 0 | 0 | 0 | 0
|  |  |  | 22.08 | 44.16 | 0 | 0 | 0 | 0 | 0 | 7.48 | 0.12502 | 0 | 44.16 | 0 | 36.908 | 44.16 | 0 | 0 | 44.16 | 1 | 0 | 0 | 0 | 0
|  |  |  | 26.12 | 52.24 | 0 | 0 | 0 | 0 | 0 | 12.23 | 0.12502 | 0 | 52.24 | 0 | 18.713 | 52.24 | 0 | 0 | 52.24 | 1 | 0 | 0 | 0 | 0
|  |  |  | 25.48 | 50.96 | 0 | 0 | 0 | 0 | 0 | 12.23 | 0.12502 | 0 | 50.96 | 0 | 7.687 | 50.96 | 0 | 0 | 50.96 | 1 | 0 | 0 | 0 | 0
|  |  |  | 25.8 | 51.6 | 0 | 0 | 0 | 0 | 0 | 12.23 | 0.12502 | 0 | 51.6 | 11.23 | 0 | 40.37 | 0 | 0 | 40.37 | 1 | 0 | 0 | 0 | 0
|  |  |  | 24.44 | 48.88 | 0 | 0 | 0 | 0 | 0 | 12.23 | 0.12502 | 0 | 48.88 | 31.019 | 0 | 17.861 | 0 | 0 | 17.861 | 1 | 0 | 0 | 0 | 0
|  |  |  | 20.8 | 41.6 | 0 | 0 | 0 | 0 | 0 | 7.48 | 0.12502 | 0 | 41.6 | 41.6 | 0 | 0 | 0 | 0 | 0 | 1 | 0 | 0 | 0 | 0
|  |  |  | 19 | 38 | 0 | 0 | 0 | 0 | 0 | 7.48 | 0.12502 | 0 | 38 | 27.968 | 0 | 0 | 0 | 0 | 0 | 0.64467 | 0 | 10.032 | 0 | 0
|  |  |  | 17.56 | 35.12 | 0 | 0 | 0 | 0 | 0 | 7.48 | 0.12502 | 0 | 35.12 | 22.566 | 0 | 0 | 0 | 0 | 0 | 0.2 | 0 | 12.554 | 0 | 0
|  |  |  | 19.12 | 38.24 | 0 | 0 | 0 | 0 | 0 | 7.48 | 0.10709 | 0 | 38.24 | 38.24 | 0 | 0 | 0 | 0 | 0 | 0.2 | 0 | 0 | 0 | 0
|  |  |  | 20.6 | 41.2 | 0 | 0 | 0 | 0 | 0 | 7.48 | 0.10709 | 0 | 41.2 | 41.2 | 0 | 0 | 0 | 0 | 0 | 0.2 | 0 | 0 | 0 | 0
|  |  |  | 19.04 | 38.08 | 0 | 0 | 0 | 0 | 0 | 7.48 | 0.10709 | 0 | 38.08 | 38.08 | 0 | 0 | 0 | 0 | 0 | 0.2 | 0 | 0 | 0 | 0
|  |  |  | 15.32 | 30.64 | 0 | 0 | 0 | 0 | 0 | 7.48 | 0.10709 | 0 | 30.64 | 30.64 | 0 | 0 | 0 | 0 | 0 | 0.2 | 0 | 0 | 0 | 0
|  |  |  | 14.16 | 28.32 | 0 | 0 | 0 | 0 | 0 | 7.48 | 0.10709 | 0 | 28.32 | 28.32 | 0 | 0 | 0 | 0 | 0 | 0.2 | 0 | 0 | 0 | 0
|  |  |  | 13.32 | 26.64 | 0 | 0 | 0 | 0 | 0 | 7.48 | 0.10709 | 0 | 26.64 | 26.64 | 0 | 0 | 0 | 0 | 0 | 0.2 | 0 | 0 | 0 | 0
|  |  |  | 13.24 | 26.48 | 0 | 0 | 0 | 0 | 0 | 7.48 | 0.10709 | 0 | 26.48 | 26.48 | 0 | 0 | 0 | 0 | 0 | 0.2 | 0 | 0 | 0 | 0
|  |  |  | 15.64 | 31.28 | 0 | 0 | 0 | 0 | 0 | 7.48 | 0.10709 | 0 | 31.28 | 31.28 | 0 | 0 | 0 | 0 | 0 | 0.2 | 0 | 0 | 0 | 0
|  |  |  | 15.76 | 31.52 | 0 | 0 | 0 | 0 | 0 | 7.48 | 0.10709 | 0 | 31.52 | 31.52 | 0 | 0 | 0 | 0 | 0 | 0.2 | 0 | 0 | 0 | 0
|  |  |  | 16.4 | 32.8 | 0 | 0 | 0 | 0 | 0 | 7.48 | 0.10709 | 0 | 32.8 | 32.8 | 0 | 0 | 0 | 0 | 0 | 0.2 | 0 | 0 | 0 | 0
|  |  |  | 17.76 | 35.52 | 0 | 0 | 0 | 0 | 0 | 7.48 | 0.10709 | 0 | 35.52 | 27.118 | 0 | 8.402 | 0 | 0 | 8.402 | 0.2 | 0 | 0 | 0 | 0
|  |  |  | 18.84 | 37.68 | 0 | 0 | 0 | 0 | 0 | 7.48 | 0.10709 | 0 | 37.68 | 6.177 | 0 | 31.503 | 0 | 0 | 31.503 | 0.2 | 0 | 0 | 0 | 0
|  |  |  | 20.88 | 41.76 | 0 | 0 | 0 | 0 | 0 | 7.48 | 0.10709 | 0 | 41.76 | 0 | 0 | 42.449 | 0.689 | 0 | 41.76 | 0.22192 | 0 | 0 | 0 | 0
|  |  |  | 20.68 | 41.36 | 0 | 0 | 0 | 0 | 0 | 7.48 | 0.10709 | 0 | 41.36 | 0 | 6.144 | 53.914 | 12.554 | 0 | 41.36 | 0.62148 | 0 | 0 | 0 | 0
|  |  |  | 22.64 | 45.28 | 0 | 0 | 0 | 0 | 0 | 7.48 | 0.12502 | 0 | 45.28 | 0 | 16.375 | 57.173 | 11.893 | 0 | 45.28 | 1 | 0 | 0 | 0 | 0
|  |  |  | 23.04 | 46.08 | 0 | 0 | 0 | 0 | 0 | 7.48 | 0.12502 | 0 | 46.08 | 0 | 28.816 | 46.08 | 0 | 0 | 46.08 | 1 | 0 | 0 | 0 | 0
|  |  |  | 24.36 | 48.72 | 0 | 0 | 0 | 0 | 0 | 7.48 | 0.12502 | 0 | 48.72 | 0 | 31.643 | 48.72 | 0 | 0 | 48.72 | 1 | 0 | 0 | 0 | 0
|  |  |  | 24.64 | 49.28 | 0 | 0 | 0 | 0 | 0 | 12.23 | 0.12502 | 0 | 49.28 | 0 | 24.747 | 49.28 | 0 | 0 | 49.28 | 1 | 0 | 0 | 0 | 0
|  |  |  | 26.32 | 52.64 | 0 | 0 | 0 | 0 | 0 | 12.23 | 0.12502 | 0 | 52.64 | 0 | 7.72 | 52.64 | 0 | 0 | 52.64 | 1 | 0 | 0 | 0 | 0
|  |  |  | 29.6 | 59.2 | 0 | 0 | 0 | 0 | 0 | 12.23 | 0.12502 | 0 | 59.2 | 18.742 | 0 | 40.458 | 0 | 0 | 40.458 | 1 | 0 | 0 | 0 | 0
|  |  |  | 29.68 | 59.36 | 0 | 0 | 0 | 0 | 0 | 12.23 | 0.12502 | 0 | 59.36 | 42.67 | 0 | 16.69 | 0 | 0 | 16.69 | 1 | 0 | 0 | 0 | 0
|  |  |  | 20.68 | 41.36 | 0 | 0 | 0 | 0 | 0 | 7.48 | 0.12502 | 0 | 41.36 | 41.36 | 0 | 0 | 0 | 0 | 0 | 1 | 0 | 0 | 0 | 0
|  |  |  | 19.32 | 38.64 | 0 | 0 | 0 | 0 | 0 | 7.48 | 0.12502 | 0 | 38.64 | 28.608 | 0 | 0 | 0 | 0 | 0 | 0.64467 | 0 | 10.032 | 0 | 0
|  |  |  | 18.52 | 37.04 | 0 | 0 | 0 | 0 | 0 | 7.48 | 0.12502 | 0 | 37.04 | 24.486 | 0 | 0 | 0 | 0 | 0 | 0.2 | 0 | 12.554 | 0 | 0
|  |  |  | 19.48 | 38.96 | 0 | 0 | 0 | 0 | 0 | 7.48 | 0.10709 | 0 | 38.96 | 38.96 | 0 | 0 | 0 | 0 | 0 | 0.2 | 0 | 0 | 0 | 0
|  |  |  | 19.52 | 39.04 | 0 | 0 | 0 | 0 | 0 | 7.48 | 0.10709 | 0 | 39.04 | 39.04 | 0 | 0 | 0 | 0 | 0 | 0.2 | 0 | 0 | 0 | 0
|  |  |  | 18.96 | 37.92 | 0 | 0 | 0 | 0 | 0 | 7.48 | 0.10709 | 0 | 37.92 | 37.92 | 0 | 0 | 0 | 0 | 0 | 0.2 | 0 | 0 | 0 | 0
|  |  |  | 15.88 | 31.76 | 0 | 0 | 0 | 0 | 0 | 7.48 | 0.10709 | 0 | 31.76 | 31.76 | 0 | 0 | 0 | 0 | 0 | 0.2 | 0 | 0 | 0 | 0
|  |  |  | 14.88 | 29.76 | 0 | 0 | 0 | 0 | 0 | 7.48 | 0.10709 | 0 | 29.76 | 29.76 | 0 | 0 | 0 | 0 | 0 | 0.2 | 0 | 0 | 0 | 0
|  |  |  | 14.68 | 29.36 | 0 | 0 | 0 | 0 | 0 | 7.48 | 0.10709 | 0 | 29.36 | 29.36 | 0 | 0 | 0 | 0 | 0 | 0.2 | 0 | 0 | 0 | 0
|  |  |  | 14.4 | 28.8 | 0 | 0 | 0 | 0 | 0 | 7.48 | 0.10709 | 0 | 28.8 | 28.8 | 0 | 0 | 0 | 0 | 0 | 0.2 | 0 | 0 | 0 | 0
|  |  |  | 17.44 | 34.88 | 0 | 0 | 0 | 0 | 0 | 7.48 | 0.10709 | 0 | 34.88 | 34.88 | 0 | 0 | 0 | 0 | 0 | 0.2 | 0 | 0 | 0 | 0
|  |  |  | 17.56 | 35.12 | 0 | 0 | 0 | 0 | 0 | 7.48 | 0.10709 | 0 | 35.12 | 35.12 | 0 | 0 | 0 | 0 | 0 | 0.2 | 0 | 0 | 0 | 0
|  |  |  | 18.72 | 37.44 | 0 | 0 | 0 | 0 | 0 | 7.48 | 0.10709 | 0 | 37.44 | 37.44 | 0 | 0 | 0 | 0 | 0 | 0.2 | 0 | 0 | 0 | 0
|  |  |  | 19.44 | 38.88 | 0 | 0 | 0 | 0 | 0 | 7.48 | 0.10709 | 0 | 38.88 | 30.655 | 0 | 8.225 | 0 | 0 | 8.225 | 0.2 | 0 | 0 | 0 | 0
|  |  |  | 20.8 | 41.6 | 0 | 0 | 0 | 0 | 0 | 7.48 | 0.10709 | 0 | 41.6 | 10.286 | 0 | 31.314 | 0 | 0 | 31.314 | 0.2 | 0 | 0 | 0 | 0
|  |  |  | 22.92 | 45.84 | 0 | 0 | 0 | 0 | 0 | 7.48 | 0.10709 | 0 | 45.84 | 0 | 0 | 52.878 | 7.038 | 0 | 45.84 | 0.42401 | 0 | 0 | 0 | 0
|  |  |  | 22.44 | 44.88 | 0 | 0 | 0 | 0 | 0 | 7.48 | 0.10709 | 0 | 44.88 | 0 | 10.698 | 57.434 | 12.554 | 0 | 44.88 | 0.82357 | 0 | 0 | 0 | 0
|  |  |  | 22.6 | 45.2 | 0 | 0 | 0 | 0 | 0 | 7.48 | 0.10709 | 0 | 45.2 | 0 | 28.448 | 50.743 | 5.543 | 0 | 45.2 | 1 | 0 | 0 | 0 | 0
|  |  |  | 24 | 48 | 0 | 0 | 0 | 0 | 0 | 7.48 | 0.10709 | 0 | 48 | 0 | 35.663 | 48 | 0 | 0 | 48 | 1 | 0 | 0 | 0 | 0
|  |  |  | 30.04 | 60.08 | 0 | 0 | 0 | 0 | 0 | 7.48 | 0.10709 | 0 | 60.08 | 0 | 21.492 | 60.08 | 0 | 0 | 60.08 | 1 | 0 | 0 | 0 | 0
|  |  |  | 31 | 62 | 0 | 0 | 0 | 0 | 0 | 7.48 | 0.10709 | 0 | 62 | 0 | 13.4 | 62 | 0 | 0 | 62 | 1 | 0 | 0 | 0 | 0
|  |  |  | 32 | 64 | 0 | 0 | 0 | 0 | 0 | 7.48 | 0.10709 | 0 | 64 | 3.111 | 0 | 60.889 | 0 | 0 | 60.889 | 1 | 0 | 0 | 0 | 0
|  |  |  | 29.52 | 59.04 | 0 | 0 | 0 | 0 | 0 | 7.48 | 0.10709 | 0 | 59.04 | 18.745 | 0 | 40.295 | 0 | 0 | 40.295 | 1 | 0 | 0 | 0 | 0
|  |  |  | 30.48 | 60.96 | 0 | 0 | 0 | 0 | 0 | 7.48 | 0.10709 | 0 | 60.96 | 44.686 | 0 | 16.274 | 0 | 0 | 16.274 | 1 | 0 | 0 | 0 | 0
|  |  |  | 26.4 | 52.8 | 0 | 0 | 0 | 0 | 0 | 7.48 | 0.10709 | 0 | 52.8 | 52.8 | 0 | 0 | 0 | 0 | 0 | 1 | 0 | 0 | 0 | 0
|  |  |  | 23.28 | 46.56 | 0 | 0 | 0 | 0 | 0 | 7.48 | 0.10709 | 0 | 46.56 | 46.56 | 0 | 0 | 0 | 0 | 0 | 1 | 0 | 0 | 0 | 0
|  |  |  | 20.88 | 41.76 | 0 | 0 | 0 | 0 | 0 | 7.48 | 0.10709 | 0 | 41.76 | 41.76 | 0 | 0 | 0 | 0 | 0 | 1 | 0 | 0 | 0 | 0
|  |  |  | 21.48 | 42.96 | 0 | 0 | 0 | 0 | 0 | 7.48 | 0.10709 | 0 | 42.96 | 42.96 | 0 | 0 | 0 | 0 | 0 | 1 | 0 | 0 | 0 | 0
|  |  |  | 21.64 | 43.28 | 0 | 0 | 0 | 0 | 0 | 7.48 | 0.10709 | 0 | 43.28 | 43.28 | 0 | 0 | 0 | 0 | 0 | 1 | 0 | 0 | 0 | 0
|  |  |  | 21.12 | 42.24 | 0 | 0 | 0 | 0 | 0 | 7.48 | 0.10709 | 0 | 42.24 | 42.24 | 0 | 0 | 0 | 0 | 0 | 1 | 0 | 0 | 0 | 0
|  |  |  | 18.08 | 36.16 | 0 | 0 | 0 | 0 | 0 | 7.48 | 0.10709 | 0 | 36.16 | 36.16 | 0 | 0 | 0 | 0 | 0 | 1 | 0 | 0 | 0 | 0
|  |  |  | 16.8 | 33.6 | 0 | 0 | 0 | 0 | 0 | 7.48 | 0.10709 | 0 | 33.6 | 33.6 | 0 | 0 | 0 | 0 | 0 | 1 | 0 | 0 | 0 | 0
|  |  |  | 16.72 | 33.44 | 0 | 0 | 0 | 0 | 0 | 7.48 | 0.10709 | 0 | 33.44 | 33.44 | 0 | 0 | 0 | 0 | 0 | 1 | 0 | 0 | 0 | 0
|  |  |  | 16.56 | 33.12 | 0 | 0 | 0 | 0 | 0 | 7.48 | 0.10709 | 0 | 33.12 | 33.12 | 0 | 0 | 0 | 0 | 0 | 1 | 0 | 0 | 0 | 0
|  |  |  | 18.84 | 37.68 | 0 | 0 | 0 | 0 | 0 | 7.48 | 0.10709 | 0 | 37.68 | 37.68 | 0 | 0 | 0 | 0 | 0 | 1 | 0 | 0 | 0 | 0
|  |  |  | 19.04 | 38.08 | 0 | 0 | 0 | 0 | 0 | 7.48 | 0.10709 | 0 | 38.08 | 38.08 | 0 | 0 | 0 | 0 | 0 | 1 | 0 | 0 | 0 | 0
|  |  |  | 20.04 | 40.08 | 0 | 0 | 0 | 0 | 0 | 7.48 | 0.10709 | 0 | 40.08 | 40.08 | 0 | 0 | 0 | 0 | 0 | 1 | 0 | 0 | 0 | 0
|  |  |  | 20.84 | 41.68 | 0 | 0 | 0 | 0 | 0 | 7.48 | 0.10709 | 0 | 41.68 | 33.178 | 0 | 8.502 | 0 | 0 | 8.502 | 1 | 0 | 0 | 0 | 0
|  |  |  | 21.56 | 43.12 | 0 | 0 | 0 | 0 | 0 | 7.48 | 0.10709 | 0 | 43.12 | 7.493 | 0 | 25.595 | 0 | 0 | 25.595 | 0.64467 | 0 | 10.032 | 0 | 0
|  |  |  | 22.32 | 44.64 | 0 | 0 | 0 | 0 | 0 | 7.48 | 0.10709 | 0 | 44.64 | 9.527 | 0 | 22.559 | 0 | 0 | 22.559 | 0.2 | 0 | 12.554 | 0 | 0
|  |  |  | 22.4 | 44.8 | 0 | 0 | 0 | 0 | 0 | 7.48 | 0.10709 | 0 | 44.8 | 0 | 16.723 | 57.354 | 12.554 | 0 | 44.8 | 0.59956 | 0 | 0 | 0 | 0
|  |  |  | 23.68 | 47.36 | 0 | 0 | 0 | 0 | 0 | 7.48 | 0.10709 | 0 | 47.36 | 0 | 24.971 | 59.914 | 12.554 | 0 | 47.36 | 0.99913 | 0 | 0 | 0 | 0
|  |  |  | 24.56 | 49.12 | 0 | 0 | 0 | 0 | 0 | 7.48 | 0.10709 | 0 | 49.12 | 0 | 38.496 | 49.147 | 0.027 | 0 | 49.12 | 1 | 0 | 0 | 0 | 0
|  |  |  | 26.16 | 52.32 | 0 | 0 | 0 | 0 | 0 | 7.48 | 0.10709 | 0 | 52.32 | 0 | 33.257 | 52.32 | 0 | 0 | 52.32 | 1 | 0 | 0 | 0 | 0
|  |  |  | 32.44 | 64.88 | 0 | 0 | 0 | 0 | 0 | 7.48 | 0.10709 | 0 | 64.88 | 0 | 11.401 | 64.88 | 0 | 0 | 64.88 | 1 | 0 | 0 | 0 | 0
|  |  |  | 31.56 | 63.12 | 0 | 0 | 0 | 0 | 0 | 7.48 | 0.10709 | 0 | 63.12 | 2.256 | 0 | 60.864 | 0 | 0 | 60.864 | 1 | 0 | 0 | 0 | 0
|  |  |  | 31.16 | 62.32 | 0 | 0 | 0 | 0 | 0 | 7.48 | 0.10709 | 0 | 62.32 | 22.176 | 0 | 40.144 | 0 | 0 | 40.144 | 1 | 0 | 0 | 0 | 0
|  |  |  | 30.56 | 61.12 | 0 | 0 | 0 | 0 | 0 | 7.48 | 0.10709 | 0 | 61.12 | 44.846 | 0 | 16.274 | 0 | 0 | 16.274 | 1 | 0 | 0 | 0 | 0
|  |  |  | 22.84 | 45.68 | 0 | 0 | 0 | 0 | 0 | 7.48 | 0.10709 | 0 | 45.68 | 45.68 | 0 | 0 | 0 | 0 | 0 | 1 | 0 | 0 | 0 | 0
|  |  |  | 20.36 | 40.72 | 0 | 0 | 0 | 0 | 0 | 7.48 | 0.10709 | 0 | 40.72 | 40.72 | 0 | 0 | 0 | 0 | 0 | 1 | 0 | 0 | 0 | 0
|  |  |  | 19.08 | 38.16 | 0 | 0 | 0 | 0 | 0 | 7.48 | 0.10709 | 0 | 38.16 | 38.16 | 0 | 0 | 0 | 0 | 0 | 1 | 0 | 0 | 0 | 0
|  |  |  | 20.08 | 40.16 | 0 | 0 | 0 | 0 | 0 | 7.48 | 0.10709 | 0 | 40.16 | 40.16 | 0 | 0 | 0 | 0 | 0 | 1 | 0 | 0 | 0 | 0
|  |  |  | 20 | 40 | 0 | 0 | 0 | 0 | 0 | 7.48 | 0.10709 | 0 | 40 | 40 | 0 | 0 | 0 | 0 | 0 | 1 | 0 | 0 | 0 | 0
|  |  |  | 19.76 | 39.52 | 0 | 0 | 0 | 0 | 0 | 7.48 | 0.10709 | 0 | 39.52 | 39.52 | 0 | 0 | 0 | 0 | 0 | 1 | 0 | 0 | 0 | 0
|  |  |  | 16.72 | 33.44 | 0 | 0 | 0 | 0 | 0 | 7.48 | 0.10709 | 0 | 33.44 | 33.44 | 0 | 0 | 0 | 0 | 0 | 1 | 0 | 0 | 0 | 0
|  |  |  | 15.52 | 31.04 | 0 | 0 | 0 | 0 | 0 | 7.48 | 0.10709 | 0 | 31.04 | 31.04 | 0 | 0 | 0 | 0 | 0 | 1 | 0 | 0 | 0 | 0
|  |  |  | 15.44 | 30.88 | 0 | 0 | 0 | 0 | 0 | 7.48 | 0.10709 | 0 | 30.88 | 30.88 | 0 | 0 | 0 | 0 | 0 | 1 | 0 | 0 | 0 | 0
|  |  |  | 15.6 | 31.2 | 0 | 0 | 0 | 0 | 0 | 7.48 | 0.10709 | 0 | 31.2 | 31.2 | 0 | 0 | 0 | 0 | 0 | 1 | 0 | 0 | 0 | 0
|  |  |  | 17.44 | 34.88 | 0 | 0 | 0 | 0 | 0 | 7.48 | 0.10709 | 0 | 34.88 | 34.88 | 0 | 0 | 0 | 0 | 0 | 1 | 0 | 0 | 0 | 0
|  |  |  | 17.2 | 34.4 | 0 | 0 | 0 | 0 | 0 | 7.48 | 0.10709 | 0 | 34.4 | 34.4 | 0 | 0 | 0 | 0 | 0 | 1 | 0 | 0 | 0 | 0
|  |  |  | 17.92 | 35.84 | 0 | 0 | 0 | 0 | 0 | 7.48 | 0.10709 | 0 | 35.84 | 35.17 | 0 | 0 | 0 | 0 | 0 | 0.97627 | 0 | 0.67 | 0 | 0
|  |  |  | 19.12 | 38.24 | 0 | 0 | 0 | 0 | 0 | 7.48 | 0.10709 | 0 | 38.24 | 17.6 | 0 | 8.087 | 0 | 0 | 8.087 | 0.5316 | 0 | 12.554 | 0 | 0
|  |  |  | 20.64 | 41.28 | 0 | 0 | 0 | 0 | 0 | 7.48 | 0.10709 | 0 | 41.28 | 0 | 0 | 31.918 | 0 | 0 | 31.918 | 0.2 | 0 | 9.362 | 0 | 0
|  |  |  | 21.88 | 43.76 | 0 | 0 | 0 | 0 | 0 | 7.48 | 0.10709 | 0 | 43.76 | 0 | 0 | 53.243 | 9.483 | 0 | 43.76 | 0.50184 | 0 | 0 | 0 | 0
|  |  |  | 21.92 | 43.84 | 0 | 0 | 0 | 0 | 0 | 7.48 | 0.10709 | 0 | 43.84 | 0 | 12.28 | 56.394 | 12.554 | 0 | 43.84 | 0.9014 | 0 | 0 | 0 | 0
|  |  |  | 23.4 | 46.8 | 0 | 0 | 0 | 0 | 0 | 7.48 | 0.12502 | 0 | 46.8 | 0 | 27.819 | 49.898 | 3.098 | 0 | 46.8 | 1 | 0 | 0 | 0 | 0
|  |  |  | 24.08 | 48.16 | 0 | 0 | 0 | 0 | 0 | 7.48 | 0.12502 | 0 | 48.16 | 0 | 35.667 | 48.16 | 0 | 0 | 48.16 | 1 | 0 | 0 | 0 | 0
|  |  |  | 28.88 | 57.76 | 0 | 0 | 0 | 0 | 0 | 7.48 | 0.12502 | 0 | 57.76 | 0 | 25.789 | 57.76 | 0 | 0 | 57.76 | 1 | 0 | 0 | 0 | 0
|  |  |  | 38.68 | 77.36 | 0 | 0 | 0 | 0 | 0 | 12.23 | 0.12502 | 0 | 77.36 | 2.162 | 0 | 75.198 | 0 | 0 | 75.198 | 1 | 0 | 0 | 0 | 0
|  |  |  | 42.6 | 85.2 | 0 | 0 | 0 | 0 | 0 | 12.23 | 0.12502 | 0 | 85.2 | 23.442 | 0 | 61.758 | 0 | 0 | 61.758 | 1 | 0 | 0 | 0 | 0
|  |  |  | 45.76 | 91.52 | 0 | 0 | 0 | 0 | 0 | 12.23 | 0.12502 | 0 | 91.52 | 50.847 | 0 | 40.673 | 0 | 0 | 40.673 | 1 | 0 | 0 | 0 | 0
|  |  |  | 39.6 | 79.2 | 0 | 0 | 0 | 0 | 0 | 12.23 | 0.12502 | 0 | 79.2 | 69.564 | 0 | 9.636 | 0 | 0 | 9.636 | 1 | 0 | 0 | 0 | 0
|  |  |  | 35.84 | 71.68 | 0 | 0 | 0 | 0 | 0 | 7.48 | 0.12502 | 0 | 71.68 | 70.853 | 0 | 0 | 0 | 0 | 0 | 0.97072 | 0 | 0.827 | 0 | 0
|  |  |  | 27.52 | 55.04 | 0 | 0 | 0 | 0 | 0 | 7.48 | 0.12502 | 0 | 55.04 | 45.835 | 0 | 0 | 0 | 0 | 0 | 0.64467 | 0 | 9.205 | 0 | 0
|  |  |  | 25.36 | 50.72 | 0 | 0 | 0 | 0 | 0 | 7.48 | 0.12502 | 0 | 50.72 | 38.166 | 0 | 0 | 0 | 0 | 0 | 0.2 | 0 | 12.554 | 0 | 0
|  |  |  | 26.12 | 52.24 | 0 | 0 | 0 | 0 | 0 | 7.48 | 0.10709 | 0 | 52.24 | 52.24 | 0 | 0 | 0 | 0 | 0 | 0.2 | 0 | 0 | 0 | 0
|  |  |  | 25.84 | 51.68 | 0 | 0 | 0 | 0 | 0 | 7.48 | 0.10709 | 0 | 51.68 | 51.68 | 0 | 0 | 0 | 0 | 0 | 0.2 | 0 | 0 | 0 | 0
|  |  |  | 25.44 | 50.88 | 0 | 0 | 0 | 0 | 0 | 7.48 | 0.10709 | 0 | 50.88 | 50.88 | 0 | 0 | 0 | 0 | 0 | 0.2 | 0 | 0 | 0 | 0
|  |  |  | 19.92 | 39.84 | 0 | 0 | 0 | 0 | 0 | 7.48 | 0.10709 | 0 | 39.84 | 39.84 | 0 | 0 | 0 | 0 | 0 | 0.2 | 0 | 0 | 0 | 0
|  |  |  | 18.2 | 36.4 | 0 | 0 | 0 | 0 | 0 | 7.48 | 0.10709 | 0 | 36.4 | 36.4 | 0 | 0 | 0 | 0 | 0 | 0.2 | 0 | 0 | 0 | 0
|  |  |  | 17.64 | 35.28 | 0 | 0 | 0 | 0 | 0 | 7.48 | 0.10709 | 0 | 35.28 | 35.28 | 0 | 0 | 0 | 0 | 0 | 0.2 | 0 | 0 | 0 | 0
|  |  |  | 18.28 | 36.56 | 0 | 0 | 0 | 0 | 0 | 7.48 | 0.10709 | 0 | 36.56 | 36.56 | 0 | 0 | 0 | 0 | 0 | 0.2 | 0 | 0 | 0 | 0
|  |  |  | 21.32 | 42.64 | 0 | 0 | 0 | 0 | 0 | 7.48 | 0.10709 | 0 | 42.64 | 42.64 | 0 | 0 | 0 | 0 | 0 | 0.2 | 0 | 0 | 0 | 0
|  |  |  | 23.72 | 47.44 | 0 | 0 | 0 | 0 | 0 | 7.48 | 0.10709 | 0 | 47.44 | 47.44 | 0 | 0 | 0 | 0 | 0 | 0.2 | 0 | 0 | 0 | 0
|  |  |  | 25.08 | 50.16 | 0 | 0 | 0 | 0 | 0 | 7.48 | 0.10709 | 0 | 50.16 | 50.16 | 0 | 0 | 0 | 0 | 0 | 0.2 | 0 | 0 | 0 | 0
|  |  |  | 26.2 | 52.4 | 0 | 0 | 0 | 0 | 0 | 7.48 | 0.10709 | 0 | 52.4 | 44.288 | 0 | 8.112 | 0 | 0 | 8.112 | 0.2 | 0 | 0 | 0 | 0
|  |  |  | 27.12 | 54.24 | 0 | 0 | 0 | 0 | 0 | 7.48 | 0.10709 | 0 | 54.24 | 22.171 | 0 | 32.069 | 0 | 0 | 32.069 | 0.2 | 0 | 0 | 0 | 0
|  |  |  | 27.56 | 55.12 | 0 | 0 | 0 | 0 | 0 | 7.48 | 0.10709 | 0 | 55.12 | 0.806 | 0 | 54.314 | 0 | 0 | 54.314 | 0.2 | 0 | 0 | 0 | 0
|  |  |  | 26.56 | 53.12 | 0 | 0 | 0 | 0 | 0 | 7.48 | 0.10709 | 0 | 53.12 | 0 | 4.688 | 65.674 | 12.554 | 0 | 53.12 | 0.59956 | 0 | 0 | 0 | 0
|  |  |  | 26.32 | 52.64 | 0 | 0 | 0 | 0 | 0 | 7.48 | 0.12502 | 0 | 52.64 | 0 | 14.4 | 65.194 | 12.554 | 0 | 52.64 | 0.99913 | 0 | 0 | 0 | 0
|  |  |  | 26.92 | 53.84 | 0 | 0 | 0 | 0 | 0 | 7.48 | 0.12502 | 0 | 53.84 | 0 | 28.939 | 53.867 | 0.027 | 0 | 53.84 | 1 | 0 | 0 | 0 | 0
|  |  |  | 31.04 | 62.08 | 0 | 0 | 0 | 0 | 0 | 7.48 | 0.12502 | 0 | 62.08 | 0 | 20.55 | 62.08 | 0 | 0 | 62.08 | 1 | 0 | 0 | 0 | 0
|  |  |  | 36.52 | 73.04 | 0 | 0 | 0 | 0 | 0 | 12.23 | 0.12502 | 0 | 73.04 | 0 | 1.062 | 73.04 | 0 | 0 | 73.04 | 1 | 0 | 0 | 0 | 0
|  |  |  | 44.36 | 88.72 | 0 | 0 | 0 | 0 | 0 | 12.23 | 0.12502 | 0 | 88.72 | 28.637 | 0 | 60.083 | 0 | 0 | 60.083 | 1 | 0 | 0 | 0 | 0
|  |  |  | 37.2 | 74.4 | 0 | 0 | 0 | 0 | 0 | 12.23 | 0.12502 | 0 | 74.4 | 35.403 | 0 | 38.997 | 0 | 0 | 38.997 | 1 | 0 | 0 | 0 | 0
|  |  |  | 36.16 | 72.32 | 0 | 0 | 0 | 0 | 0 | 12.23 | 0.12502 | 0 | 72.32 | 57.331 | 0 | 14.989 | 0 | 0 | 14.989 | 1 | 0 | 0 | 0 | 0
|  |  |  | 32.2 | 64.4 | 0 | 0 | 0 | 0 | 0 | 7.48 | 0.12502 | 0 | 64.4 | 64.4 | 0 | 0 | 0 | 0 | 0 | 1 | 0 | 0 | 0 | 0
|  |  |  | 25.36 | 50.72 | 0 | 0 | 0 | 0 | 0 | 7.48 | 0.12502 | 0 | 50.72 | 40.688 | 0 | 0 | 0 | 0 | 0 | 0.64467 | 0 | 10.032 | 0 | 0
|  |  |  | 25.68 | 51.36 | 0 | 0 | 0 | 0 | 0 | 7.48 | 0.12502 | 0 | 51.36 | 38.806 | 0 | 0 | 0 | 0 | 0 | 0.2 | 0 | 12.554 | 0 | 0
|  |  |  | 24.36 | 48.72 | 0 | 0 | 0 | 0 | 0 | 7.48 | 0.10709 | 0 | 48.72 | 48.72 | 0 | 0 | 0 | 0 | 0 | 0.2 | 0 | 0 | 0 | 0
|  |  |  | 23.96 | 47.92 | 0 | 0 | 0 | 0 | 0 | 7.48 | 0.10709 | 0 | 47.92 | 47.92 | 0 | 0 | 0 | 0 | 0 | 0.2 | 0 | 0 | 0 | 0
|  |  |  | 23.4 | 46.8 | 0 | 0 | 0 | 0 | 0 | 7.48 | 0.10709 | 0 | 46.8 | 46.8 | 0 | 0 | 0 | 0 | 0 | 0.2 | 0 | 0 | 0 | 0
|  |  |  | 17.96 | 35.92 | 0 | 0 | 0 | 0 | 0 | 7.48 | 0.10709 | 0 | 35.92 | 35.92 | 0 | 0 | 0 | 0 | 0 | 0.2 | 0 | 0 | 0 | 0
|  |  |  | 15.8 | 31.6 | 0 | 0 | 0 | 0 | 0 | 7.48 | 0.10709 | 0 | 31.6 | 31.6 | 0 | 0 | 0 | 0 | 0 | 0.2 | 0 | 0 | 0 | 0
|  |  |  | 16.68 | 33.36 | 0 | 0 | 0 | 0 | 0 | 7.48 | 0.10709 | 0 | 33.36 | 33.36 | 0 | 0 | 0 | 0 | 0 | 0.2 | 0 | 0 | 0 | 0
|  |  |  | 15.6 | 31.2 | 0 | 0 | 0 | 0 | 0 | 7.48 | 0.10709 | 0 | 31.2 | 31.2 | 0 | 0 | 0 | 0 | 0 | 0.2 | 0 | 0 | 0 | 0
|  |  |  | 19 | 38 | 0 | 0 | 0 | 0 | 0 | 7.48 | 0.10709 | 0 | 38 | 38 | 0 | 0 | 0 | 0 | 0 | 0.2 | 0 | 0 | 0 | 0
|  |  |  | 20.2 | 40.4 | 0 | 0 | 0 | 0 | 0 | 7.48 | 0.10709 | 0 | 40.4 | 40.4 | 0 | 0 | 0 | 0 | 0 | 0.2 | 0 | 0 | 0 | 0
|  |  |  | 20.8 | 41.6 | 0 | 0 | 0 | 0 | 0 | 7.48 | 0.10709 | 0 | 41.6 | 41.6 | 0 | 0 | 0 | 0 | 0 | 0.2 | 0 | 0 | 0 | 0
|  |  |  | 22.6 | 45.2 | 0 | 0 | 0 | 0 | 0 | 7.48 | 0.10709 | 0 | 45.2 | 38.02 | 0 | 7.18 | 0 | 0 | 7.18 | 0.2 | 0 | 0 | 0 | 0
|  |  |  | 23.8 | 47.6 | 0 | 0 | 0 | 0 | 0 | 7.48 | 0.10709 | 0 | 47.6 | 18.264 | 0 | 29.336 | 0 | 0 | 29.336 | 0.2 | 0 | 0 | 0 | 0
|  |  |  | 23.52 | 47.04 | 0 | 0 | 0 | 0 | 0 | 7.48 | 0.10709 | 0 | 47.04 | 0 | 0 | 51.467 | 4.427 | 0 | 47.04 | 0.34091 | 0 | 0 | 0 | 0
|  |  |  | 22.08 | 44.16 | 0 | 0 | 0 | 0 | 0 | 7.48 | 0.10709 | 0 | 44.16 | 0 | 10.889 | 56.714 | 12.554 | 0 | 44.16 | 0.74048 | 0 | 0 | 0 | 0
|  |  |  | 22.76 | 45.52 | 0 | 0 | 0 | 0 | 0 | 7.48 | 0.12502 | 0 | 45.52 | 0 | 25.769 | 53.674 | 8.154 | 0 | 45.52 | 1 | 0 | 0 | 0 | 0
|  |  |  | 25.16 | 50.32 | 0 | 0 | 0 | 0 | 0 | 7.48 | 0.12502 | 0 | 50.32 | 0 | 34.237 | 50.32 | 0 | 0 | 50.32 | 1 | 0 | 0 | 0 | 0
|  |  |  | 23.32 | 46.64 | 0 | 0 | 0 | 0 | 0 | 7.48 | 0.12502 | 0 | 46.64 | 0 | 35.322 | 46.64 | 0 | 0 | 46.64 | 1 | 0 | 0 | 0 | 0
|  |  |  | 22.72 | 45.44 | 0 | 0 | 0 | 0 | 0 | 12.23 | 0.12502 | 0 | 45.44 | 0 | 29.166 | 45.44 | 0 | 0 | 45.44 | 1 | 0 | 0 | 0 | 0
|  |  |  | 22.76 | 45.52 | 0 | 0 | 0 | 0 | 0 | 12.23 | 0.12502 | 0 | 45.52 | 0 | 14.021 | 45.52 | 0 | 0 | 45.52 | 1 | 0 | 0 | 0 | 0
|  |  |  | 23.32 | 46.64 | 0 | 0 | 0 | 0 | 0 | 12.23 | 0.12502 | 0 | 46.64 | 8.071 | 0 | 38.569 | 0 | 0 | 38.569 | 1 | 0 | 0 | 0 | 0
|  |  |  | 23.52 | 47.04 | 0 | 0 | 0 | 0 | 0 | 12.23 | 0.12502 | 0 | 47.04 | 32.567 | 0 | 14.473 | 0 | 0 | 14.473 | 1 | 0 | 0 | 0 | 0
|  |  |  | 23.4 | 46.8 | 0 | 0 | 0 | 0 | 0 | 7.48 | 0.12502 | 0 | 46.8 | 46.8 | 0 | 0 | 0 | 0 | 0 | 1 | 0 | 0 | 0 | 0
|  |  |  | 18.48 | 36.96 | 0 | 0 | 0 | 0 | 0 | 7.48 | 0.12502 | 0 | 36.96 | 26.928 | 0 | 0 | 0 | 0 | 0 | 0.64467 | 0 | 10.032 | 0 | 0
|  |  |  | 15.68 | 31.36 | 0 | 0 | 0 | 0 | 0 | 7.48 | 0.12502 | 0 | 31.36 | 18.806 | 0 | 0 | 0 | 0 | 0 | 0.2 | 0 | 12.554 | 0 | 0
|  |  |  | 16.68 | 33.36 | 0 | 0 | 0 | 0 | 0 | 7.48 | 0.10709 | 0 | 33.36 | 33.36 | 0 | 0 | 0 | 0 | 0 | 0.2 | 0 | 0 | 0 | 0
|  |  |  | 17 | 34 | 0 | 0 | 0 | 0 | 0 | 7.48 | 0.10709 | 0 | 34 | 34 | 0 | 0 | 0 | 0 | 0 | 0.2 | 0 | 0 | 0 | 0
|  |  |  | 17.2 | 34.4 | 0 | 0 | 0 | 0 | 0 | 7.48 | 0.10709 | 0 | 34.4 | 34.4 | 0 | 0 | 0 | 0 | 0 | 0.2 | 0 | 0 | 0 | 0
|  |  |  | 11.36 | 22.72 | 0 | 0 | 0 | 0 | 0 | 7.48 | 0.10709 | 0 | 22.72 | 22.72 | 0 | 0 | 0 | 0 | 0 | 0.2 | 0 | 0 | 0 | 0
|  |  |  | 9.6 | 19.2 | 0 | 0 | 0 | 0 | 0 | 7.48 | 0.10709 | 0 | 19.2 | 19.2 | 0 | 0 | 0 | 0 | 0 | 0.2 | 0 | 0 | 0 | 0
|  |  |  | 8.92 | 17.84 | 0 | 0 | 0 | 0 | 0 | 7.48 | 0.10709 | 0 | 17.84 | 17.84 | 0 | 0 | 0 | 0 | 0 | 0.2 | 0 | 0 | 0 | 0
|  |  |  | 10.04 | 20.08 | 0 | 0 | 0 | 0 | 0 | 7.48 | 0.10709 | 0 | 20.08 | 20.08 | 0 | 0 | 0 | 0 | 0 | 0.2 | 0 | 0 | 0 | 0
|  |  |  | 13.04 | 26.08 | 0 | 0 | 0 | 0 | 0 | 7.48 | 0.10709 | 0 | 26.08 | 26.08 | 0 | 0 | 0 | 0 | 0 | 0.2 | 0 | 0 | 0 | 0
|  |  |  | 14.68 | 29.36 | 0 | 0 | 0 | 0 | 0 | 7.48 | 0.10709 | 0 | 29.36 | 29.36 | 0 | 0 | 0 | 0 | 0 | 0.2 | 0 | 0 | 0 | 0
|  |  |  | 15.92 | 31.84 | 0 | 0 | 0 | 0 | 0 | 7.48 | 0.10709 | 0 | 31.84 | 31.84 | 0 | 0 | 0 | 0 | 0 | 0.2 | 0 | 0 | 0 | 0
|  |  |  | 17.16 | 34.32 | 0 | 0 | 0 | 0 | 0 | 7.48 | 0.10709 | 0 | 34.32 | 27.014 | 0 | 7.306 | 0 | 0 | 7.306 | 0.2 | 0 | 0 | 0 | 0
|  |  |  | 18.96 | 37.92 | 0 | 0 | 0 | 0 | 0 | 7.48 | 0.10709 | 0 | 37.92 | 7.853 | 0 | 30.067 | 0 | 0 | 30.067 | 0.2 | 0 | 0 | 0 | 0
|  |  |  | 23.56 | 47.12 | 0 | 0 | 0 | 0 | 0 | 7.48 | 0.10709 | 0 | 47.12 | 0 | 0 | 51.43 | 4.31 | 0 | 47.12 | 0.33716 | 0 | 0 | 0 | 0
|  |  |  | 23.04 | 46.08 | 0 | 0 | 0 | 0 | 0 | 7.48 | 0.10709 | 0 | 46.08 | 0 | 9.926 | 58.634 | 12.554 | 0 | 46.08 | 0.73673 | 0 | 0 | 0 | 0
|  |  |  | 24.32 | 48.64 | 0 | 0 | 0 | 0 | 0 | 7.48 | 0.12502 | 0 | 48.64 | 0 | 23.4 | 56.912 | 8.272 | 0 | 48.64 | 1 | 0 | 0 | 0 | 0
|  |  |  | 25.24 | 50.48 | 0 | 0 | 0 | 0 | 0 | 7.48 | 0.12502 | 0 | 50.48 | 0 | 34.719 | 50.48 | 0 | 0 | 50.48 | 1 | 0 | 0 | 0 | 0
|  |  |  | 25.04 | 50.08 | 0 | 0 | 0 | 0 | 0 | 7.48 | 0.12502 | 0 | 50.08 | 0 | 32.298 | 50.08 | 0 | 0 | 50.08 | 1 | 0 | 0 | 0 | 0
|  |  |  | 27.68 | 55.36 | 0 | 0 | 0 | 0 | 0 | 12.23 | 0.12502 | 0 | 55.36 | 0 | 18.377 | 55.36 | 0 | 0 | 55.36 | 1 | 0 | 0 | 0 | 0
|  |  |  | 27.68 | 55.36 | 0 | 0 | 0 | 0 | 0 | 12.23 | 0.12502 | 0 | 55.36 | 0 | 3.917 | 55.36 | 0 | 0 | 55.36 | 1 | 0 | 0 | 0 | 0
|  |  |  | 30.96 | 61.92 | 0 | 0 | 0 | 0 | 0 | 12.23 | 0.12502 | 0 | 61.92 | 23.452 | 0 | 38.468 | 0 | 0 | 38.468 | 1 | 0 | 0 | 0 | 0
|  |  |  | 33.68 | 67.36 | 0 | 0 | 0 | 0 | 0 | 12.23 | 0.12502 | 0 | 67.36 | 52.912 | 0 | 14.448 | 0 | 0 | 14.448 | 1 | 0 | 0 | 0 | 0
|  |  |  | 25.52 | 51.04 | 0 | 0 | 0 | 0 | 0 | 7.48 | 0.12502 | 0 | 51.04 | 51.04 | 0 | 0 | 0 | 0 | 0 | 1 | 0 | 0 | 0 | 0
|  |  |  | 21.12 | 42.24 | 0 | 0 | 0 | 0 | 0 | 7.48 | 0.12502 | 0 | 42.24 | 32.208 | 0 | 0 | 0 | 0 | 0 | 0.64467 | 0 | 10.032 | 0 | 0
|  |  |  | 20.64 | 41.28 | 0 | 0 | 0 | 0 | 0 | 7.48 | 0.12502 | 0 | 41.28 | 28.726 | 0 | 0 | 0 | 0 | 0 | 0.2 | 0 | 12.554 | 0 | 0
|  |  |  | 23.04 | 46.08 | 0 | 0 | 0 | 0 | 0 | 7.48 | 0.10709 | 0 | 46.08 | 46.08 | 0 | 0 | 0 | 0 | 0 | 0.2 | 0 | 0 | 0 | 0
|  |  |  | 25.44 | 50.88 | 0 | 0 | 0 | 0 | 0 | 7.48 | 0.10709 | 0 | 50.88 | 50.88 | 0 | 0 | 0 | 0 | 0 | 0.2 | 0 | 0 | 0 | 0
|  |  |  | 24.88 | 49.76 | 0 | 0 | 0 | 0 | 0 | 7.48 | 0.10709 | 0 | 49.76 | 49.76 | 0 | 0 | 0 | 0 | 0 | 0.2 | 0 | 0 | 0 | 0
|  |  |  | 17.32 | 34.64 | 0 | 0 | 0 | 0 | 0 | 7.48 | 0.10709 | 0 | 34.64 | 34.64 | 0 | 0 | 0 | 0 | 0 | 0.2 | 0 | 0 | 0 | 0
|  |  |  | 13.4 | 26.8 | 0 | 0 | 0 | 0 | 0 | 7.48 | 0.10709 | 0 | 26.8 | 26.8 | 0 | 0 | 0 | 0 | 0 | 0.2 | 0 | 0 | 0 | 0
|  |  |  | 11.28 | 22.56 | 0 | 0 | 0 | 0 | 0 | 7.48 | 0.10709 | 0 | 22.56 | 22.56 | 0 | 0 | 0 | 0 | 0 | 0.2 | 0 | 0 | 0 | 0
|  |  |  | 11.8 | 23.6 | 0 | 0 | 0 | 0 | 0 | 7.48 | 0.10709 | 0 | 23.6 | 23.6 | 0 | 0 | 0 | 0 | 0 | 0.2 | 0 | 0 | 0 | 0
|  |  |  | 13.72 | 27.44 | 0 | 0 | 0 | 0 | 0 | 7.48 | 0.10709 | 0 | 27.44 | 27.44 | 0 | 0 | 0 | 0 | 0 | 0.2 | 0 | 0 | 0 | 0
|  |  |  | 15.8 | 31.6 | 0 | 0 | 0 | 0 | 0 | 7.48 | 0.10709 | 0 | 31.6 | 31.6 | 0 | 0 | 0 | 0 | 0 | 0.2 | 0 | 0 | 0 | 0
|  |  |  | 17.68 | 35.36 | 0 | 0 | 0 | 0 | 0 | 7.48 | 0.10709 | 0 | 35.36 | 35.36 | 0 | 0 | 0 | 0 | 0 | 0.2 | 0 | 0 | 0 | 0
|  |  |  | 25 | 50 | 0 | 0 | 0 | 0 | 0 | 7.48 | 0.10709 | 0 | 50 | 48.967 | 0 | 1.033 | 0 | 0 | 1.033 | 0.2 | 0 | 0 | 0 | 0
|  |  |  | 28.48 | 56.96 | 0 | 0 | 0 | 0 | 0 | 7.48 | 0.10709 | 0 | 56.96 | 49.705 | 0 | 7.255 | 0 | 0 | 7.255 | 0.2 | 0 | 0 | 0 | 0
|  |  |  | 29.32 | 58.64 | 0 | 0 | 0 | 0 | 0 | 7.48 | 0.10709 | 0 | 58.64 | 33.587 | 0 | 25.053 | 0 | 0 | 25.053 | 0.2 | 0 | 0 | 0 | 0
|  |  |  | 28.24 | 56.48 | 0 | 0 | 0 | 0 | 0 | 7.48 | 0.10709 | 0 | 56.48 | 4.005 | 0 | 52.475 | 0 | 0 | 52.475 | 0.2 | 0 | 0 | 0 | 0
|  |  |  | 29.04 | 58.08 | 0 | 0 | 0 | 0 | 0 | 7.48 | 0.12502 | 0 | 58.08 | 0 | 7.461 | 70.634 | 12.554 | 0 | 58.08 | 0.59956 | 0 | 0 | 0 | 0
|  |  |  | 32.72 | 65.44 | 0 | 0 | 0 | 0 | 0 | 7.48 | 0.12502 | 0 | 65.44 | 0 | 5.089 | 77.994 | 12.554 | 0 | 65.44 | 0.99913 | 0 | 0 | 0 | 0
|  |  |  | 28.12 | 56.24 | 0 | 0 | 0 | 0 | 0 | 7.48 | 0.12502 | 0 | 56.24 | 0 | 24.196 | 56.267 | 0.027 | 0 | 56.24 | 1 | 0 | 0 | 0 | 0
|  |  |  | 32.92 | 65.84 | 0 | 0 | 0 | 0 | 0 | 12.23 | 0.12502 | 0 | 65.84 | 0 | 7.456 | 65.84 | 0 | 0 | 65.84 | 1 | 0 | 0 | 0 | 0
|  |  |  | 35.84 | 71.68 | 0 | 0 | 0 | 0 | 0 | 12.23 | 0.12502 | 0 | 71.68 | 13.121 | 0 | 58.559 | 0 | 0 | 58.559 | 1 | 0 | 0 | 0 | 0
|  |  |  | 41.72 | 83.44 | 0 | 0 | 0 | 0 | 0 | 12.23 | 0.12502 | 0 | 83.44 | 45.828 | 0 | 37.612 | 0 | 0 | 37.612 | 1 | 0 | 0 | 0 | 0
|  |  |  | 39.92 | 79.84 | 0 | 0 | 0 | 0 | 0 | 12.23 | 0.12502 | 0 | 79.84 | 65.896 | 0 | 13.944 | 0 | 0 | 13.944 | 1 | 0 | 0 | 0 | 0
|  |  |  | 31.52 | 63.04 | 0 | 0 | 0 | 0 | 0 | 7.48 | 0.12502 | 0 | 63.04 | 63.04 | 0 | 0 | 0 | 0 | 0 | 1 | 0 | 0 | 0 | 0
|  |  |  | 31.76 | 63.52 | 0 | 0 | 0 | 0 | 0 | 7.48 | 0.12502 | 0 | 63.52 | 53.488 | 0 | 0 | 0 | 0 | 0 | 0.64467 | 0 | 10.032 | 0 | 0
|  |  |  | 27.04 | 54.08 | 0 | 0 | 0 | 0 | 0 | 7.48 | 0.12502 | 0 | 54.08 | 41.526 | 0 | 0 | 0 | 0 | 0 | 0.2 | 0 | 12.554 | 0 | 0
|  |  |  | 26.64 | 53.28 | 0 | 0 | 0 | 0 | 0 | 7.48 | 0.10709 | 0 | 53.28 | 53.28 | 0 | 0 | 0 | 0 | 0 | 0.2 | 0 | 0 | 0 | 0
|  |  |  | 26.4 | 52.8 | 0 | 0 | 0 | 0 | 0 | 7.48 | 0.10709 | 0 | 52.8 | 52.8 | 0 | 0 | 0 | 0 | 0 | 0.2 | 0 | 0 | 0 | 0
|  |  |  | 22.44 | 44.88 | 0 | 0 | 0 | 0 | 0 | 7.48 | 0.10709 | 0 | 44.88 | 44.88 | 0 | 0 | 0 | 0 | 0 | 0.2 | 0 | 0 | 0 | 0
|  |  |  | 14.36 | 28.72 | 0 | 0 | 0 | 0 | 0 | 7.48 | 0.10709 | 0 | 28.72 | 28.72 | 0 | 0 | 0 | 0 | 0 | 0.2 | 0 | 0 | 0 | 0
|  |  |  | 11.92 | 23.84 | 0 | 0 | 0 | 0 | 0 | 7.48 | 0.10709 | 0 | 23.84 | 23.84 | 0 | 0 | 0 | 0 | 0 | 0.2 | 0 | 0 | 0 | 0
|  |  |  | 11.2 | 22.4 | 0 | 0 | 0 | 0 | 0 | 7.48 | 0.10709 | 0 | 22.4 | 22.4 | 0 | 0 | 0 | 0 | 0 | 0.2 | 0 | 0 | 0 | 0
|  |  |  | 14.72 | 29.44 | 0 | 0 | 0 | 0 | 0 | 7.48 | 0.10709 | 0 | 29.44 | 29.44 | 0 | 0 | 0 | 0 | 0 | 0.2 | 0 | 0 | 0 | 0
|  |  |  | 14.16 | 28.32 | 0 | 0 | 0 | 0 | 0 | 7.48 | 0.10709 | 0 | 28.32 | 28.32 | 0 | 0 | 0 | 0 | 0 | 0.2 | 0 | 0 | 0 | 0
|  |  |  | 15.24 | 30.48 | 0 | 0 | 0 | 0 | 0 | 7.48 | 0.10709 | 0 | 30.48 | 30.48 | 0 | 0 | 0 | 0 | 0 | 0.2 | 0 | 0 | 0 | 0
|  |  |  | 17.36 | 34.72 | 0 | 0 | 0 | 0 | 0 | 7.48 | 0.10709 | 0 | 34.72 | 34.72 | 0 | 0 | 0 | 0 | 0 | 0.2 | 0 | 0 | 0 | 0
|  |  |  | 24.52 | 49.04 | 0 | 0 | 0 | 0 | 0 | 7.48 | 0.10709 | 0 | 49.04 | 47.78 | 0 | 1.26 | 0 | 0 | 1.26 | 0.2 | 0 | 0 | 0 | 0
|  |  |  | 26.96 | 53.92 | 0 | 0 | 0 | 0 | 0 | 7.48 | 0.10709 | 0 | 53.92 | 44.246 | 0 | 9.674 | 0 | 0 | 9.674 | 0.2 | 0 | 0 | 0 | 0
|  |  |  | 33.28 | 66.56 | 0 | 0 | 0 | 0 | 0 | 7.48 | 0.10709 | 0 | 66.56 | 46.948 | 0 | 19.612 | 0 | 0 | 19.612 | 0.2 | 0 | 0 | 0 | 0
|  |  |  | 35.44 | 70.88 | 0 | 0 | 0 | 0 | 0 | 7.48 | 0.10709 | 0 | 70.88 | 4.083 | 0 | 66.797 | 0 | 0 | 66.797 | 0.2 | 0 | 0 | 0 | 0
|  |  |  | 34.68 | 69.36 | 0 | 0 | 0 | 0 | 0 | 7.48 | 0.10709 | 0 | 69.36 | 0 | 0 | 77.755 | 8.395 | 0 | 69.36 | 0.4672 | 0 | 0 | 0 | 0
|  |  |  | 32.32 | 64.64 | 0 | 0 | 0 | 0 | 0 | 7.48 | 0.10709 | 0 | 64.64 | 0 | 5.852 | 77.194 | 12.554 | 0 | 64.64 | 0.86676 | 0 | 0 | 0 | 0
|  |  |  | 30.4 | 60.8 | 0 | 0 | 0 | 0 | 0 | 7.48 | 0.10709 | 0 | 60.8 | 0 | 16.964 | 64.986 | 4.186 | 0 | 60.8 | 1 | 0 | 0 | 0 | 0
|  |  |  | 27.76 | 55.52 | 0 | 0 | 0 | 0 | 0 | 7.48 | 0.10709 | 0 | 55.52 | 0 | 18.28 | 55.52 | 0 | 0 | 55.52 | 1 | 0 | 0 | 0 | 0
|  |  |  | 27.4 | 54.8 | 0 | 0 | 0 | 0 | 0 | 7.48 | 0.10709 | 0 | 54.8 | 0 | 4.175 | 54.8 | 0 | 0 | 54.8 | 1 | 0 | 0 | 0 | 0
|  |  |  | 26.8 | 53.6 | 0 | 0 | 0 | 0 | 0 | 7.48 | 0.10709 | 0 | 53.6 | 15.673 | 0 | 37.927 | 0 | 0 | 37.927 | 1 | 0 | 0 | 0 | 0
|  |  |  | 26.28 | 52.56 | 0 | 0 | 0 | 0 | 0 | 7.48 | 0.10709 | 0 | 52.56 | 38.73 | 0 | 13.83 | 0 | 0 | 13.83 | 1 | 0 | 0 | 0 | 0
|  |  |  | 26.12 | 52.24 | 0 | 0 | 0 | 0 | 0 | 7.48 | 0.10709 | 0 | 52.24 | 52.24 | 0 | 0 | 0 | 0 | 0 | 1 | 0 | 0 | 0 | 0
|  |  |  | 27.44 | 54.88 | 0 | 0 | 0 | 0 | 0 | 7.48 | 0.10709 | 0 | 54.88 | 54.88 | 0 | 0 | 0 | 0 | 0 | 1 | 0 | 0 | 0 | 0
|  |  |  | 27.28 | 54.56 | 0 | 0 | 0 | 0 | 0 | 7.48 | 0.10709 | 0 | 54.56 | 54.56 | 0 | 0 | 0 | 0 | 0 | 1 | 0 | 0 | 0 | 0
|  |  |  | 26.96 | 53.92 | 0 | 0 | 0 | 0 | 0 | 7.48 | 0.10709 | 0 | 53.92 | 53.92 | 0 | 0 | 0 | 0 | 0 | 1 | 0 | 0 | 0 | 0
|  |  |  | 26.56 | 53.12 | 0 | 0 | 0 | 0 | 0 | 7.48 | 0.10709 | 0 | 53.12 | 53.12 | 0 | 0 | 0 | 0 | 0 | 1 | 0 | 0 | 0 | 0
|  |  |  | 27.28 | 54.56 | 0 | 0 | 0 | 0 | 0 | 7.48 | 0.10709 | 0 | 54.56 | 54.56 | 0 | 0 | 0 | 0 | 0 | 1 | 0 | 0 | 0 | 0
|  |  |  | 21.56 | 43.12 | 0 | 0 | 0 | 0 | 0 | 7.48 | 0.10709 | 0 | 43.12 | 43.12 | 0 | 0 | 0 | 0 | 0 | 1 | 0 | 0 | 0 | 0
|  |  |  | 19.24 | 38.48 | 0 | 0 | 0 | 0 | 0 | 7.48 | 0.10709 | 0 | 38.48 | 38.48 | 0 | 0 | 0 | 0 | 0 | 1 | 0 | 0 | 0 | 0
|  |  |  | 18.48 | 36.96 | 0 | 0 | 0 | 0 | 0 | 7.48 | 0.10709 | 0 | 36.96 | 36.96 | 0 | 0 | 0 | 0 | 0 | 1 | 0 | 0 | 0 | 0
|  |  |  | 18.8 | 37.6 | 0 | 0 | 0 | 0 | 0 | 7.48 | 0.10709 | 0 | 37.6 | 37.6 | 0 | 0 | 0 | 0 | 0 | 1 | 0 | 0 | 0 | 0
|  |  |  | 16.96 | 33.92 | 0 | 0 | 0 | 0 | 0 | 7.48 | 0.10709 | 0 | 33.92 | 33.92 | 0 | 0 | 0 | 0 | 0 | 1 | 0 | 0 | 0 | 0
|  |  |  | 15 | 30 | 0 | 0 | 0 | 0 | 0 | 7.48 | 0.10709 | 0 | 30 | 30 | 0 | 0 | 0 | 0 | 0 | 1 | 0 | 0 | 0 | 0
|  |  |  | 16.12 | 32.24 | 0 | 0 | 0 | 0 | 0 | 7.48 | 0.10709 | 0 | 32.24 | 32.24 | 0 | 0 | 0 | 0 | 0 | 1 | 0 | 0 | 0 | 0
|  |  |  | 23.68 | 47.36 | 0 | 0 | 0 | 0 | 0 | 7.48 | 0.10709 | 0 | 47.36 | 47.36 | 0 | 0 | 0 | 0 | 0 | 1 | 0 | 0 | 0 | 0
|  |  |  | 26.36 | 52.72 | 0 | 0 | 0 | 0 | 0 | 7.48 | 0.10709 | 0 | 52.72 | 50.251 | 0 | 2.469 | 0 | 0 | 2.469 | 1 | 0 | 0 | 0 | 0
|  |  |  | 27.2 | 54.4 | 0 | 0 | 0 | 0 | 0 | 7.48 | 0.10709 | 0 | 54.4 | 49.676 | 0 | 4.724 | 0 | 0 | 4.724 | 1 | 0 | 0 | 0 | 0
|  |  |  | 28.8 | 57.6 | 0 | 0 | 0 | 0 | 0 | 7.48 | 0.10709 | 0 | 57.6 | 48.871 | 0 | 8.729 | 0 | 0 | 8.729 | 1 | 0 | 0 | 0 | 0
|  |  |  | 31.48 | 62.96 | 0 | 0 | 0 | 0 | 0 | 7.48 | 0.10709 | 0 | 62.96 | 37.662 | 0 | 15.266 | 0 | 0 | 15.266 | 0.64467 | 0 | 10.032 | 0 | 0
|  |  |  | 32.88 | 65.76 | 0 | 0 | 0 | 0 | 0 | 7.48 | 0.10709 | 0 | 65.76 | 21.729 | 0 | 31.477 | 0 | 0 | 31.477 | 0.2 | 0 | 12.554 | 0 | 0
|  |  |  | 29.64 | 59.28 | 0 | 0 | 0 | 0 | 0 | 7.48 | 0.10709 | 0 | 59.28 | 0 | 9.196 | 71.834 | 12.554 | 0 | 59.28 | 0.59956 | 0 | 0 | 0 | 0
|  |  |  | 27.96 | 55.92 | 0 | 0 | 0 | 0 | 0 | 7.48 | 0.10709 | 0 | 55.92 | 0 | 4.57 | 68.474 | 12.554 | 0 | 55.92 | 0.99913 | 0 | 0 | 0 | 0
|  |  |  | 28.52 | 57.04 | 0 | 0 | 0 | 0 | 0 | 7.48 | 0.10709 | 0 | 57.04 | 0 | 1.025 | 57.067 | 0.027 | 0 | 57.04 | 1 | 0 | 0 | 0 | 0
|  |  |  | 25.28 | 50.56 | 0 | 0 | 0 | 0 | 0 | 7.48 | 0.10709 | 0 | 50.56 | 13.402 | 0 | 37.158 | 0 | 0 | 37.158 | 1 | 0 | 0 | 0 | 0
|  |  |  | 25.28 | 50.56 | 0 | 0 | 0 | 0 | 0 | 7.48 | 0.10709 | 0 | 50.56 | 37.397 | 0 | 13.163 | 0 | 0 | 13.163 | 1 | 0 | 0 | 0 | 0
|  |  |  | 25.88 | 51.76 | 0 | 0 | 0 | 0 | 0 | 7.48 | 0.10709 | 0 | 51.76 | 51.76 | 0 | 0 | 0 | 0 | 0 | 1 | 0 | 0 | 0 | 0
|  |  |  | 26.52 | 53.04 | 0 | 0 | 0 | 0 | 0 | 7.48 | 0.10709 | 0 | 53.04 | 53.04 | 0 | 0 | 0 | 0 | 0 | 1 | 0 | 0 | 0 | 0
|  |  |  | 26.32 | 52.64 | 0 | 0 | 0 | 0 | 0 | 7.48 | 0.10709 | 0 | 52.64 | 52.64 | 0 | 0 | 0 | 0 | 0 | 1 | 0 | 0 | 0 | 0
|  |  |  | 27.4 | 54.8 | 0 | 0 | 0 | 0 | 0 | 7.48 | 0.10709 | 0 | 54.8 | 54.8 | 0 | 0 | 0 | 0 | 0 | 1 | 0 | 0 | 0 | 0
|  |  |  | 27.16 | 54.32 | 0 | 0 | 0 | 0 | 0 | 7.48 | 0.10709 | 0 | 54.32 | 54.32 | 0 | 0 | 0 | 0 | 0 | 1 | 0 | 0 | 0 | 0
|  |  |  | 23.48 | 46.96 | 0 | 0 | 0 | 0 | 0 | 7.48 | 0.10709 | 0 | 46.96 | 46.96 | 0 | 0 | 0 | 0 | 0 | 1 | 0 | 0 | 0 | 0
|  |  |  | 15.88 | 31.76 | 0 | 0 | 0 | 0 | 0 | 7.48 | 0.10709 | 0 | 31.76 | 31.76 | 0 | 0 | 0 | 0 | 0 | 1 | 0 | 0 | 0 | 0
|  |  |  | 13.28 | 26.56 | 0 | 0 | 0 | 0 | 0 | 7.48 | 0.10709 | 0 | 26.56 | 26.56 | 0 | 0 | 0 | 0 | 0 | 1 | 0 | 0 | 0 | 0
|  |  |  | 12.8 | 25.6 | 0 | 0 | 0 | 0 | 0 | 7.48 | 0.10709 | 0 | 25.6 | 25.6 | 0 | 0 | 0 | 0 | 0 | 1 | 0 | 0 | 0 | 0
|  |  |  | 12.96 | 25.92 | 0 | 0 | 0 | 0 | 0 | 7.48 | 0.10709 | 0 | 25.92 | 25.92 | 0 | 0 | 0 | 0 | 0 | 1 | 0 | 0 | 0 | 0
|  |  |  | 14.6 | 29.2 | 0 | 0 | 0 | 0 | 0 | 7.48 | 0.10709 | 0 | 29.2 | 29.2 | 0 | 0 | 0 | 0 | 0 | 1 | 0 | 0 | 0 | 0
|  |  |  | 15.6 | 31.2 | 0 | 0 | 0 | 0 | 0 | 7.48 | 0.10709 | 0 | 31.2 | 31.2 | 0 | 0 | 0 | 0 | 0 | 1 | 0 | 0 | 0 | 0
|  |  |  | 17.24 | 34.48 | 0 | 0 | 0 | 0 | 0 | 7.48 | 0.10709 | 0 | 34.48 | 34.48 | 0 | 0 | 0 | 0 | 0 | 1 | 0 | 0 | 0 | 0
|  |  |  | 24.32 | 48.64 | 0 | 0 | 0 | 0 | 0 | 7.48 | 0.10709 | 0 | 48.64 | 48.64 | 0 | 0 | 0 | 0 | 0 | 1 | 0 | 0 | 0 | 0
|  |  |  | 26.64 | 53.28 | 0 | 0 | 0 | 0 | 0 | 7.48 | 0.10709 | 0 | 53.28 | 45.067 | 0 | 8.213 | 0 | 0 | 8.213 | 1 | 0 | 0 | 0 | 0
|  |  |  | 30.2 | 60.4 | 0 | 0 | 0 | 0 | 0 | 7.48 | 0.10709 | 0 | 60.4 | 47.401 | 0 | 12.999 | 0 | 0 | 12.999 | 1 | 0 | 0 | 0 | 0
|  |  |  | 29.56 | 59.12 | 0 | 0 | 0 | 0 | 0 | 7.48 | 0.10709 | 0 | 59.12 | 47.015 | 0 | 12.105 | 0 | 0 | 12.105 | 1 | 0 | 0 | 0 | 0
|  |  |  | 29.88 | 59.76 | 0 | 0 | 0 | 0 | 0 | 7.48 | 0.12502 | 0 | 59.76 | 43.108 | 0 | 16.652 | 0 | 0 | 16.652 | 1 | 0 | 0 | 0 | 0
|  |  |  | 31.16 | 62.32 | 0 | 0 | 0 | 0 | 0 | 7.48 | 0.12502 | 0 | 62.32 | 26.648 | 0 | 35.672 | 0 | 0 | 35.672 | 1 | 0 | 0 | 0 | 0
|  |  |  | 30.2 | 60.4 | 0 | 0 | 0 | 0 | 0 | 7.48 | 0.12502 | 0 | 60.4 | 31.996 | 0 | 28.404 | 0 | 0 | 28.404 | 1 | 0 | 0 | 0 | 0
|  |  |  | 27.16 | 54.32 | 0 | 0 | 0 | 0 | 0 | 12.23 | 0.12502 | 0 | 54.32 | 33.121 | 0 | 21.199 | 0 | 0 | 21.199 | 1 | 0 | 0 | 0 | 0
|  |  |  | 26.2 | 52.4 | 0 | 0 | 0 | 0 | 0 | 12.23 | 0.12502 | 0 | 52.4 | 42.021 | 0 | 10.379 | 0 | 0 | 10.379 | 1 | 0 | 0 | 0 | 0
|  |  |  | 26.12 | 52.24 | 0 | 0 | 0 | 0 | 0 | 12.23 | 0.12502 | 0 | 52.24 | 46.987 | 0 | 5.253 | 0 | 0 | 5.253 | 1 | 0 | 0 | 0 | 0
|  |  |  | 25.48 | 50.96 | 0 | 0 | 0 | 0 | 0 | 12.23 | 0.12502 | 0 | 50.96 | 48.189 | 0 | 2.771 | 0 | 0 | 2.771 | 1 | 0 | 0 | 0 | 0
|  |  |  | 25.56 | 51.12 | 0 | 0 | 0 | 0 | 0 | 7.48 | 0.12502 | 0 | 51.12 | 51.12 | 0 | 0 | 0 | 0 | 0 | 1 | 0 | 0 | 0 | 0
|  |  |  | 27.16 | 54.32 | 0 | 0 | 0 | 0 | 0 | 7.48 | 0.12502 | 0 | 54.32 | 44.288 | 0 | 0 | 0 | 0 | 0 | 0.64467 | 0 | 10.032 | 0 | 0
|  |  |  | 28.8 | 57.6 | 0 | 0 | 0 | 0 | 0 | 7.48 | 0.12502 | 0 | 57.6 | 45.046 | 0 | 0 | 0 | 0 | 0 | 0.2 | 0 | 12.554 | 0 | 0
|  |  |  | 27.96 | 55.92 | 0 | 0 | 0 | 0 | 0 | 7.48 | 0.10709 | 12.554 | 55.92 | 55.92 | 0 | 0 | 0 | 0 | 0 | 0.59956 | 0 | 0 | 0 | 0
|  |  |  | 26.76 | 53.52 | 0 | 0 | 0 | 0 | 0 | 7.48 | 0.10709 | 12.554 | 53.52 | 53.52 | 0 | 0 | 0 | 0 | 0 | 0.99913 | 0 | 0 | 0 | 0
|  |  |  | 26.48 | 52.96 | 0 | 0 | 0 | 0 | 0 | 7.48 | 0.10709 | 0.027 | 52.96 | 52.96 | 0 | 0 | 0 | 0 | 0 | 1 | 0 | 0 | 0 | 0
|  |  |  | 19.36 | 38.72 | 0 | 0 | 0 | 0 | 0 | 7.48 | 0.10709 | 0 | 38.72 | 38.72 | 0 | 0 | 0 | 0 | 0 | 1 | 0 | 0 | 0 | 0
|  |  |  | 17.16 | 34.32 | 0 | 0 | 0 | 0 | 0 | 7.48 | 0.10709 | 0 | 34.32 | 34.32 | 0 | 0 | 0 | 0 | 0 | 1 | 0 | 0 | 0 | 0
|  |  |  | 17.4 | 34.8 | 0 | 0 | 0 | 0 | 0 | 7.48 | 0.10709 | 0 | 34.8 | 34.8 | 0 | 0 | 0 | 0 | 0 | 1 | 0 | 0 | 0 | 0
|  |  |  | 18.52 | 37.04 | 0 | 0 | 0 | 0 | 0 | 7.48 | 0.10709 | 0 | 37.04 | 37.04 | 0 | 0 | 0 | 0 | 0 | 1 | 0 | 0 | 0 | 0
|  |  |  | 15.64 | 31.28 | 0 | 0 | 0 | 0 | 0 | 7.48 | 0.10709 | 0 | 31.28 | 31.28 | 0 | 0 | 0 | 0 | 0 | 1 | 0 | 0 | 0 | 0
|  |  |  | 17.2 | 34.4 | 0 | 0 | 0 | 0 | 0 | 7.48 | 0.10709 | 0 | 34.4 | 34.4 | 0 | 0 | 0 | 0 | 0 | 1 | 0 | 0 | 0 | 0
|  |  |  | 18.76 | 37.52 | 0 | 0 | 0 | 0 | 0 | 7.48 | 0.10709 | 0 | 37.52 | 37.52 | 0 | 0 | 0 | 0 | 0 | 1 | 0 | 0 | 0 | 0
|  |  |  | 25.32 | 50.64 | 0 | 0 | 0 | 0 | 0 | 7.48 | 0.10709 | 0 | 50.64 | 49.733 | 0 | 0.907 | 0 | 0 | 0.907 | 1 | 0 | 0 | 0 | 0
|  |  |  | 27.8 | 55.6 | 0 | 0 | 0 | 0 | 0 | 7.48 | 0.10709 | 0 | 55.6 | 50.965 | 0 | 4.635 | 0 | 0 | 4.635 | 1 | 0 | 0 | 0 | 0
|  |  |  | 29.56 | 59.12 | 0 | 0 | 0 | 0 | 0 | 7.48 | 0.10709 | 0 | 59.12 | 50.278 | 0 | 8.842 | 0 | 0 | 8.842 | 1 | 0 | 0 | 0 | 0
|  |  |  | 30 | 60 | 0 | 0 | 0 | 0 | 0 | 7.48 | 0.10709 | 0 | 60 | 47.643 | 0 | 12.357 | 0 | 0 | 12.357 | 1 | 0 | 0 | 0 | 0
|  |  |  | 33.48 | 66.96 | 0 | 0 | 0 | 0 | 0 | 7.48 | 0.12502 | 0 | 66.96 | 52.072 | 0 | 14.888 | 0 | 0 | 14.888 | 1 | 0 | 0 | 0 | 0
|  |  |  | 33.72 | 67.44 | 0 | 0 | 0 | 0 | 0 | 7.48 | 0.12502 | 0 | 67.44 | 51.909 | 0 | 15.531 | 0 | 0 | 15.531 | 1 | 0 | 0 | 0 | 0
|  |  |  | 31.2 | 62.4 | 0 | 0 | 0 | 0 | 0 | 7.48 | 0.12502 | 0 | 62.4 | 51.076 | 0 | 11.324 | 0 | 0 | 11.324 | 1 | 0 | 0 | 0 | 0
|  |  |  | 30.36 | 60.72 | 0 | 0 | 0 | 0 | 0 | 12.23 | 0.12502 | 0 | 60.72 | 42.645 | 0 | 18.075 | 0 | 0 | 18.075 | 1 | 0 | 0 | 0 | 0
|  |  |  | 29.56 | 59.12 | 0 | 0 | 0 | 0 | 0 | 12.23 | 0.12502 | 0 | 59.12 | 50.492 | 0 | 8.628 | 0 | 0 | 8.628 | 1 | 0 | 0 | 0 | 0
|  |  |  | 29.6 | 59.2 | 0 | 0 | 0 | 0 | 0 | 12.23 | 0.12502 | 0 | 59.2 | 53.695 | 0 | 4.144 | 0 | 0 | 4.144 | 0.95181 | 0 | 1.361 | 0 | 0
|  |  |  | 29 | 58 | 0 | 0 | 0 | 0 | 0 | 12.23 | 0.12502 | 0 | 58 | 57.547 | 0 | 0.453 | 0 | 0 | 0.453 | 0.95181 | 0 | 0 | 0 | 0
|  |  |  | 28.68 | 57.36 | 0 | 0 | 0 | 0 | 0 | 7.48 | 0.12502 | 0 | 57.36 | 57.36 | 0 | 0 | 0 | 0 | 0 | 0.95181 | 0 | 0 | 0 | 0
|  |  |  | 27.8 | 55.6 | 0 | 0 | 0 | 0 | 0 | 7.48 | 0.12502 | 0 | 55.6 | 46.929 | 0 | 0 | 0 | 0 | 0 | 0.64467 | 0 | 8.671 | 0 | 0
|  |  |  | 28.84 | 57.68 | 0 | 0 | 0 | 0 | 0 | 7.48 | 0.12502 | 0 | 57.68 | 45.126 | 0 | 0 | 0 | 0 | 0 | 0.2 | 0 | 12.554 | 0 | 0
|  |  |  | 29.8 | 59.6 | 0 | 0 | 0 | 0 | 0 | 7.48 | 0.10709 | 11.253 | 59.6 | 59.6 | 0 | 0 | 0 | 0 | 0 | 0.55817 | 0 | 0 | 0 | 0
|  |  |  | 26.32 | 52.64 | 0 | 0 | 0 | 0 | 0 | 7.48 | 0.10709 | 12.554 | 52.64 | 52.64 | 0 | 0 | 0 | 0 | 0 | 0.95773 | 0 | 0 | 0 | 0
|  |  |  | 19.56 | 39.12 | 0 | 0 | 0 | 0 | 0 | 7.48 | 0.10709 | 1.328 | 39.12 | 39.12 | 0 | 0 | 0 | 0 | 0 | 1 | 0 | 0 | 0 | 0
|  |  |  | 13.52 | 27.04 | 0 | 0 | 0 | 0 | 0 | 7.48 | 0.10709 | 0 | 27.04 | 27.04 | 0 | 0 | 0 | 0 | 0 | 1 | 0 | 0 | 0 | 0
|  |  |  | 14.2 | 28.4 | 0 | 0 | 0 | 0 | 0 | 7.48 | 0.10709 | 0 | 28.4 | 28.4 | 0 | 0 | 0 | 0 | 0 | 1 | 0 | 0 | 0 | 0
|  |  |  | 17.28 | 34.56 | 0 | 0 | 0 | 0 | 0 | 7.48 | 0.10709 | 0 | 34.56 | 34.56 | 0 | 0 | 0 | 0 | 0 | 1 | 0 | 0 | 0 | 0
|  |  |  | 19.92 | 39.84 | 0 | 0 | 0 | 0 | 0 | 7.48 | 0.10709 | 0 | 39.84 | 39.84 | 0 | 0 | 0 | 0 | 0 | 1 | 0 | 0 | 0 | 0
|  |  |  | 20.52 | 41.04 | 0 | 0 | 0 | 0 | 0 | 7.48 | 0.10709 | 0 | 41.04 | 41.04 | 0 | 0 | 0 | 0 | 0 | 1 | 0 | 0 | 0 | 0
|  |  |  | 16.8 | 33.6 | 0 | 0 | 0 | 0 | 0 | 7.48 | 0.10709 | 0 | 33.6 | 33.6 | 0 | 0 | 0 | 0 | 0 | 1 | 0 | 0 | 0 | 0
|  |  |  | 18.2 | 36.4 | 0 | 0 | 0 | 0 | 0 | 7.48 | 0.10709 | 0 | 36.4 | 36.4 | 0 | 0 | 0 | 0 | 0 | 1 | 0 | 0 | 0 | 0
|  |  |  | 18.44 | 36.88 | 0 | 0 | 0 | 0 | 0 | 7.48 | 0.10709 | 0 | 36.88 | 36.88 | 0 | 0 | 0 | 0 | 0 | 1 | 0 | 0 | 0 | 0
|  |  |  | 23.68 | 47.36 | 0 | 0 | 0 | 0 | 0 | 7.48 | 0.10709 | 0 | 47.36 | 41.478 | 0 | 5.882 | 0 | 0 | 5.882 | 1 | 0 | 0 | 0 | 0
|  |  |  | 25.4 | 50.8 | 0 | 0 | 0 | 0 | 0 | 7.48 | 0.10709 | 0 | 50.8 | 43.557 | 0 | 7.243 | 0 | 0 | 7.243 | 1 | 0 | 0 | 0 | 0
|  |  |  | 26.84 | 53.68 | 0 | 0 | 0 | 0 | 0 | 7.48 | 0.10709 | 0 | 53.68 | 42.205 | 0 | 11.475 | 0 | 0 | 11.475 | 1 | 0 | 0 | 0 | 0
|  |  |  | 25.36 | 50.72 | 0 | 0 | 0 | 0 | 0 | 7.48 | 0.12502 | 0 | 50.72 | 10.229 | 0 | 29.21 | 0 | 0 | 29.21 | 0.60044 | 0 | 11.28 | 0 | 0
|  |  |  | 25.44 | 50.88 | 0 | 0 | 0 | 0 | 0 | 7.48 | 0.12502 | 0 | 50.88 | 0 | 17.004 | 63.434 | 12.554 | 0 | 50.88 | 1 | 0 | 0 | 0 | 0
|  |  |  | 24.04 | 48.08 | 0 | 0 | 0 | 0 | 0 | 7.48 | 0.12502 | 0 | 48.08 | 11.262 | 0 | 36.818 | 0 | 0 | 36.818 | 1 | 0 | 0 | 0 | 0
|  |  |  | 24.24 | 48.48 | 0 | 0 | 0 | 0 | 0 | 12.23 | 0.12502 | 0 | 48.48 | 35.279 | 0 | 13.201 | 0 | 0 | 13.201 | 1 | 0 | 0 | 0 | 0
|  |  |  | 24.92 | 49.84 | 0 | 0 | 0 | 0 | 0 | 12.23 | 0.12502 | 0 | 49.84 | 29.674 | 0 | 20.166 | 0 | 0 | 20.166 | 1 | 0 | 0 | 0 | 0
|  |  |  | 24.4 | 48.8 | 0 | 0 | 0 | 0 | 0 | 12.23 | 0.12502 | 0 | 48.8 | 41.217 | 0 | 7.583 | 0 | 0 | 7.583 | 1 | 0 | 0 | 0 | 0
|  |  |  | 25.2 | 50.4 | 0 | 0 | 0 | 0 | 0 | 12.23 | 0.12502 | 0 | 50.4 | 39.013 | 0 | 11.387 | 0 | 0 | 11.387 | 1 | 0 | 0 | 0 | 0
|  |  |  | 25.36 | 50.72 | 0 | 0 | 0 | 0 | 0 | 7.48 | 0.12502 | 0 | 50.72 | 50.72 | 0 | 0 | 0 | 0 | 0 | 1 | 0 | 0 | 0 | 0
|  |  |  | 22.8 | 45.6 | 0 | 0 | 0 | 0 | 0 | 7.48 | 0.12502 | 0 | 45.6 | 35.568 | 0 | 0 | 0 | 0 | 0 | 0.64467 | 0 | 10.032 | 0 | 0
|  |  |  | 22.72 | 45.44 | 0 | 0 | 0 | 0 | 0 | 7.48 | 0.12502 | 0 | 45.44 | 32.886 | 0 | 0 | 0 | 0 | 0 | 0.2 | 0 | 12.554 | 0 | 0
|  |  |  | 23.96 | 47.92 | 0 | 0 | 0 | 0 | 0 | 7.48 | 0.10709 | 0 | 47.92 | 47.92 | 0 | 0 | 0 | 0 | 0 | 0.2 | 0 | 0 | 0 | 0
|  |  |  | 24.16 | 48.32 | 0 | 0 | 0 | 0 | 0 | 7.48 | 0.10709 | 0 | 48.32 | 48.32 | 0 | 0 | 0 | 0 | 0 | 0.2 | 0 | 0 | 0 | 0
|  |  |  | 19.68 | 39.36 | 0 | 0 | 0 | 0 | 0 | 7.48 | 0.10709 | 0 | 39.36 | 39.36 | 0 | 0 | 0 | 0 | 0 | 0.2 | 0 | 0 | 0 | 0
|  |  |  | 12.68 | 25.36 | 0 | 0 | 0 | 0 | 0 | 7.48 | 0.10709 | 0 | 25.36 | 25.36 | 0 | 0 | 0 | 0 | 0 | 0.2 | 0 | 0 | 0 | 0
|  |  |  | 10.56 | 21.12 | 0 | 0 | 0 | 0 | 0 | 7.48 | 0.10709 | 0 | 21.12 | 21.12 | 0 | 0 | 0 | 0 | 0 | 0.2 | 0 | 0 | 0 | 0
|  |  |  | 11.28 | 22.56 | 0 | 0 | 0 | 0 | 0 | 7.48 | 0.10709 | 0 | 22.56 | 22.56 | 0 | 0 | 0 | 0 | 0 | 0.2 | 0 | 0 | 0 | 0
|  |  |  | 13.8 | 27.6 | 0 | 0 | 0 | 0 | 0 | 7.48 | 0.10709 | 0 | 27.6 | 27.6 | 0 | 0 | 0 | 0 | 0 | 0.2 | 0 | 0 | 0 | 0
|  |  |  | 15.92 | 31.84 | 0 | 0 | 0 | 0 | 0 | 7.48 | 0.10709 | 0 | 31.84 | 31.84 | 0 | 0 | 0 | 0 | 0 | 0.2 | 0 | 0 | 0 | 0
|  |  |  | 16.2 | 32.4 | 0 | 0 | 0 | 0 | 0 | 7.48 | 0.10709 | 0 | 32.4 | 32.4 | 0 | 0 | 0 | 0 | 0 | 0.2 | 0 | 0 | 0 | 0
|  |  |  | 17.28 | 34.56 | 0 | 0 | 0 | 0 | 0 | 7.48 | 0.10709 | 0 | 34.56 | 34.56 | 0 | 0 | 0 | 0 | 0 | 0.2 | 0 | 0 | 0 | 0
|  |  |  | 17.44 | 34.88 | 0 | 0 | 0 | 0 | 0 | 7.48 | 0.10709 | 0 | 34.88 | 28.607 | 0 | 6.273 | 0 | 0 | 6.273 | 0.2 | 0 | 0 | 0 | 0
|  |  |  | 17.84 | 35.68 | 0 | 0 | 0 | 0 | 0 | 7.48 | 0.10709 | 0 | 35.68 | 6.747 | 0 | 28.933 | 0 | 0 | 28.933 | 0.2 | 0 | 0 | 0 | 0
|  |  |  | 24.8 | 49.6 | 0 | 0 | 0 | 0 | 0 | 7.48 | 0.10709 | 0 | 49.6 | 0 | 0 | 51.127 | 1.527 | 0 | 49.6 | 0.24861 | 0 | 0 | 0 | 0
|  |  |  | 25.08 | 50.16 | 0 | 0 | 0 | 0 | 0 | 7.48 | 0.10709 | 0 | 50.16 | 0 | 3.541 | 62.714 | 12.554 | 0 | 50.16 | 0.64817 | 0 | 0 | 0 | 0
|  |  |  | 25 | 50 | 0 | 0 | 0 | 0 | 0 | 7.48 | 0.12502 | 0 | 50 | 0 | 12.582 | 61.054 | 11.054 | 0 | 50 | 1 | 0 | 0 | 0 | 0
|  |  |  | 24.72 | 49.44 | 0 | 0 | 0 | 0 | 0 | 7.48 | 0.12502 | 0 | 49.44 | 0 | 24.272 | 49.44 | 0 | 0 | 49.44 | 1 | 0 | 0 | 0 | 0
|  |  |  | 24.16 | 48.32 | 0 | 0 | 0 | 0 | 0 | 7.48 | 0.12502 | 0 | 48.32 | 0 | 22.961 | 48.32 | 0 | 0 | 48.32 | 1 | 0 | 0 | 0 | 0
|  |  |  | 27.24 | 54.48 | 0 | 0 | 0 | 0 | 0 | 12.23 | 0.12502 | 0 | 54.48 | 0 | 9.256 | 54.48 | 0 | 0 | 54.48 | 1 | 0 | 0 | 0 | 0
|  |  |  | 30.48 | 60.96 | 0 | 0 | 0 | 0 | 0 | 12.23 | 0.12502 | 0 | 60.96 | 9.745 | 0 | 51.215 | 0 | 0 | 51.215 | 1 | 0 | 0 | 0 | 0
|  |  |  | 31.76 | 63.52 | 0 | 0 | 0 | 0 | 0 | 12.23 | 0.12502 | 0 | 63.52 | 30.04 | 0 | 33.48 | 0 | 0 | 33.48 | 1 | 0 | 0 | 0 | 0
|  |  |  | 31.4 | 62.8 | 0 | 0 | 0 | 0 | 0 | 12.23 | 0.12502 | 0 | 62.8 | 51.527 | 0 | 11.273 | 0 | 0 | 11.273 | 1 | 0 | 0 | 0 | 0
|  |  |  | 26.48 | 52.96 | 0 | 0 | 0 | 0 | 0 | 7.48 | 0.12502 | 0 | 52.96 | 52.96 | 0 | 0 | 0 | 0 | 0 | 1 | 0 | 0 | 0 | 0
|  |  |  | 22.16 | 44.32 | 0 | 0 | 0 | 0 | 0 | 7.48 | 0.12502 | 0 | 44.32 | 34.288 | 0 | 0 | 0 | 0 | 0 | 0.64467 | 0 | 10.032 | 0 | 0
|  |  |  | 16.84 | 33.68 | 0 | 0 | 0 | 0 | 0 | 7.48 | 0.12502 | 0 | 33.68 | 21.126 | 0 | 0 | 0 | 0 | 0 | 0.2 | 0 | 12.554 | 0 | 0
|  |  |  | 17.24 | 34.48 | 0 | 0 | 0 | 0 | 0 | 7.48 | 0.10709 | 0 | 34.48 | 34.48 | 0 | 0 | 0 | 0 | 0 | 0.2 | 0 | 0 | 0 | 0
|  |  |  | 20.4 | 40.8 | 0 | 0 | 0 | 0 | 0 | 7.48 | 0.10709 | 0 | 40.8 | 40.8 | 0 | 0 | 0 | 0 | 0 | 0.2 | 0 | 0 | 0 | 0
|  |  |  | 22.4 | 44.8 | 0 | 0 | 0 | 0 | 0 | 7.48 | 0.10709 | 0 | 44.8 | 44.8 | 0 | 0 | 0 | 0 | 0 | 0.2 | 0 | 0 | 0 | 0
|  |  |  | 16 | 32 | 0 | 0 | 0 | 0 | 0 | 7.48 | 0.10709 | 0 | 32 | 32 | 0 | 0 | 0 | 0 | 0 | 0.2 | 0 | 0 | 0 | 0
|  |  |  | 13.12 | 26.24 | 0 | 0 | 0 | 0 | 0 | 7.48 | 0.10709 | 0 | 26.24 | 26.24 | 0 | 0 | 0 | 0 | 0 | 0.2 | 0 | 0 | 0 | 0
|  |  |  | 13.04 | 26.08 | 0 | 0 | 0 | 0 | 0 | 7.48 | 0.10709 | 0 | 26.08 | 26.08 | 0 | 0 | 0 | 0 | 0 | 0.2 | 0 | 0 | 0 | 0
|  |  |  | 15.68 | 31.36 | 0 | 0 | 0 | 0 | 0 | 7.48 | 0.10709 | 0 | 31.36 | 31.36 | 0 | 0 | 0 | 0 | 0 | 0.2 | 0 | 0 | 0 | 0
|  |  |  | 17.8 | 35.6 | 0 | 0 | 0 | 0 | 0 | 7.48 | 0.10709 | 0 | 35.6 | 35.6 | 0 | 0 | 0 | 0 | 0 | 0.2 | 0 | 0 | 0 | 0
|  |  |  | 17.96 | 35.92 | 0 | 0 | 0 | 0 | 0 | 7.48 | 0.10709 | 0 | 35.92 | 35.92 | 0 | 0 | 0 | 0 | 0 | 0.2 | 0 | 0 | 0 | 0
|  |  |  | 17.68 | 35.36 | 0 | 0 | 0 | 0 | 0 | 7.48 | 0.10709 | 0 | 35.36 | 35.36 | 0 | 0 | 0 | 0 | 0 | 0.2 | 0 | 0 | 0 | 0
|  |  |  | 24.88 | 49.76 | 0 | 0 | 0 | 0 | 0 | 7.48 | 0.10709 | 0 | 49.76 | 43.512 | 0 | 6.248 | 0 | 0 | 6.248 | 0.2 | 0 | 0 | 0 | 0
|  |  |  | 24.52 | 49.04 | 0 | 0 | 0 | 0 | 0 | 7.48 | 0.10709 | 0 | 49.04 | 20.145 | 0 | 28.895 | 0 | 0 | 28.895 | 0.2 | 0 | 0 | 0 | 0
|  |  |  | 29.08 | 58.16 | 0 | 0 | 0 | 0 | 0 | 7.48 | 0.10709 | 0 | 58.16 | 7.272 | 0 | 50.888 | 0 | 0 | 50.888 | 0.2 | 0 | 0 | 0 | 0
|  |  |  | 30.64 | 61.28 | 0 | 0 | 0 | 0 | 0 | 7.48 | 0.10709 | 0 | 61.28 | 0 | 0 | 66.179 | 4.899 | 0 | 61.28 | 0.35594 | 0 | 0 | 0 | 0
|  |  |  | 31.36 | 62.72 | 0 | 0 | 0 | 0 | 0 | 7.48 | 0.12502 | 0 | 62.72 | 0 | 0 | 74.279 | 11.559 | 0 | 62.72 | 0.72383 | 0 | 0 | 0 | 0
|  |  |  | 33.36 | 66.72 | 0 | 0 | 0 | 0 | 0 | 7.48 | 0.12502 | 0 | 66.72 | 0 | 0.116 | 75.397 | 8.677 | 0 | 66.72 | 1 | 0 | 0 | 0 | 0
|  |  |  | 30 | 60 | 0 | 0 | 0 | 0 | 0 | 7.48 | 0.12502 | 0 | 60 | 0 | 10.361 | 60 | 0 | 0 | 60 | 1 | 0 | 0 | 0 | 0
|  |  |  | 33.4 | 66.8 | 0 | 0 | 0 | 0 | 0 | 12.23 | 0.12502 | 0 | 66.8 | 3.354 | 0 | 63.446 | 0 | 0 | 63.446 | 1 | 0 | 0 | 0 | 0
|  |  |  | 36.24 | 72.48 | 0 | 0 | 0 | 0 | 0 | 12.23 | 0.12502 | 0 | 72.48 | 21.705 | 0 | 50.775 | 0 | 0 | 50.775 | 1 | 0 | 0 | 0 | 0
|  |  |  | 36.84 | 73.68 | 0 | 0 | 0 | 0 | 0 | 12.23 | 0.12502 | 0 | 73.68 | 41.17 | 0 | 32.51 | 0 | 0 | 32.51 | 1 | 0 | 0 | 0 | 0
|  |  |  | 37.08 | 74.16 | 0 | 0 | 0 | 0 | 0 | 12.23 | 0.12502 | 0 | 74.16 | 63.076 | 0 | 11.084 | 0 | 0 | 11.084 | 1 | 0 | 0 | 0 | 0
|  |  |  | 33.48 | 66.96 | 0 | 0 | 0 | 0 | 0 | 7.48 | 0.12502 | 0 | 66.96 | 66.96 | 0 | 0 | 0 | 0 | 0 | 1 | 0 | 0 | 0 | 0
|  |  |  | 28.88 | 57.76 | 0 | 0 | 0 | 0 | 0 | 7.48 | 0.12502 | 0 | 57.76 | 47.728 | 0 | 0 | 0 | 0 | 0 | 0.64467 | 0 | 10.032 | 0 | 0
|  |  |  | 29.2 | 58.4 | 0 | 0 | 0 | 0 | 0 | 7.48 | 0.12502 | 0 | 58.4 | 45.846 | 0 | 0 | 0 | 0 | 0 | 0.2 | 0 | 12.554 | 0 | 0
|  |  |  | 28.16 | 56.32 | 0 | 0 | 0 | 0 | 0 | 7.48 | 0.10709 | 0 | 56.32 | 56.32 | 0 | 0 | 0 | 0 | 0 | 0.2 | 0 | 0 | 0 | 0
|  |  |  | 26 | 52 | 0 | 0 | 0 | 0 | 0 | 7.48 | 0.10709 | 0 | 52 | 52 | 0 | 0 | 0 | 0 | 0 | 0.2 | 0 | 0 | 0 | 0
|  |  |  | 18.92 | 37.84 | 0 | 0 | 0 | 0 | 0 | 7.48 | 0.10709 | 0 | 37.84 | 37.84 | 0 | 0 | 0 | 0 | 0 | 0.2 | 0 | 0 | 0 | 0
|  |  |  | 12.56 | 25.12 | 0 | 0 | 0 | 0 | 0 | 7.48 | 0.10709 | 0 | 25.12 | 25.12 | 0 | 0 | 0 | 0 | 0 | 0.2 | 0 | 0 | 0 | 0
|  |  |  | 10.48 | 20.96 | 0 | 0 | 0 | 0 | 0 | 7.48 | 0.10709 | 0 | 20.96 | 20.96 | 0 | 0 | 0 | 0 | 0 | 0.2 | 0 | 0 | 0 | 0
|  |  |  | 10.44 | 20.88 | 0 | 0 | 0 | 0 | 0 | 7.48 | 0.10709 | 0 | 20.88 | 20.88 | 0 | 0 | 0 | 0 | 0 | 0.2 | 0 | 0 | 0 | 0
|  |  |  | 12.72 | 25.44 | 0 | 0 | 0 | 0 | 0 | 7.48 | 0.10709 | 0 | 25.44 | 25.44 | 0 | 0 | 0 | 0 | 0 | 0.2 | 0 | 0 | 0 | 0
|  |  |  | 15.36 | 30.72 | 0 | 0 | 0 | 0 | 0 | 7.48 | 0.10709 | 0 | 30.72 | 30.72 | 0 | 0 | 0 | 0 | 0 | 0.2 | 0 | 0 | 0 | 0
|  |  |  | 15.76 | 31.52 | 0 | 0 | 0 | 0 | 0 | 7.48 | 0.10709 | 0 | 31.52 | 31.52 | 0 | 0 | 0 | 0 | 0 | 0.2 | 0 | 0 | 0 | 0
|  |  |  | 18.08 | 36.16 | 0 | 0 | 0 | 0 | 0 | 7.48 | 0.10709 | 0 | 36.16 | 36.16 | 0 | 0 | 0 | 0 | 0 | 0.2 | 0 | 0 | 0 | 0
|  |  |  | 25.52 | 51.04 | 0 | 0 | 0 | 0 | 0 | 7.48 | 0.10709 | 0 | 51.04 | 44.906 | 0 | 6.134 | 0 | 0 | 6.134 | 0.2 | 0 | 0 | 0 | 0
|  |  |  | 24.76 | 49.52 | 0 | 0 | 0 | 0 | 0 | 7.48 | 0.10709 | 0 | 49.52 | 21.04 | 0 | 28.48 | 0 | 0 | 28.48 | 0.2 | 0 | 0 | 0 | 0
|  |  |  | 29.24 | 58.48 | 0 | 0 | 0 | 0 | 0 | 7.48 | 0.10709 | 0 | 58.48 | 8.512 | 0 | 49.968 | 0 | 0 | 49.968 | 0.2 | 0 | 0 | 0 | 0
|  |  |  | 33.84 | 67.68 | 0 | 0 | 0 | 0 | 0 | 7.48 | 0.10709 | 0 | 67.68 | 3.906 | 0 | 63.774 | 0 | 0 | 63.774 | 0.2 | 0 | 0 | 0 | 0
|  |  |  | 34.64 | 69.28 | 0 | 0 | 0 | 0 | 0 | 7.48 | 0.10709 | 0 | 69.28 | 0 | 0 | 69.895 | 0.615 | 0 | 69.28 | 0.21958 | 0 | 0 | 0 | 0
|  |  |  | 31.84 | 63.68 | 0 | 0 | 0 | 0 | 0 | 7.48 | 0.10709 | 0 | 63.68 | 0 | 0 | 72.553 | 8.873 | 0 | 63.68 | 0.502 | 0 | 0 | 0 | 0
|  |  |  | 29.88 | 59.76 | 0 | 0 | 0 | 0 | 0 | 7.48 | 0.10709 | 0 | 59.76 | 0 | 0 | 70.412 | 10.652 | 0 | 59.76 | 0.84102 | 0 | 0 | 0 | 0
|  |  |  | 28.36 | 56.72 | 0 | 0 | 0 | 0 | 0 | 7.48 | 0.10709 | 0 | 56.72 | 0 | 3.721 | 61.715 | 4.995 | 0 | 56.72 | 1 | 0 | 0 | 0 | 0
|  |  |  | 27.8 | 55.6 | 0 | 0 | 0 | 0 | 0 | 7.48 | 0.10709 | 0 | 55.6 | 2.47 | 0 | 53.13 | 0 | 0 | 53.13 | 1 | 0 | 0 | 0 | 0
|  |  |  | 27.6 | 55.2 | 0 | 0 | 0 | 0 | 0 | 7.48 | 0.10709 | 0 | 55.2 | 21.909 | 0 | 33.291 | 0 | 0 | 33.291 | 1 | 0 | 0 | 0 | 0
|  |  |  | 27.32 | 54.64 | 0 | 0 | 0 | 0 | 0 | 7.48 | 0.10709 | 0 | 54.64 | 44.11 | 0 | 10.53 | 0 | 0 | 10.53 | 1 | 0 | 0 | 0 | 0
|  |  |  | 27.04 | 54.08 | 0 | 0 | 0 | 0 | 0 | 7.48 | 0.10709 | 0 | 54.08 | 54.08 | 0 | 0 | 0 | 0 | 0 | 1 | 0 | 0 | 0 | 0
|  |  |  | 28.12 | 56.24 | 0 | 0 | 0 | 0 | 0 | 7.48 | 0.10709 | 0 | 56.24 | 56.24 | 0 | 0 | 0 | 0 | 0 | 1 | 0 | 0 | 0 | 0
|  |  |  | 27.48 | 54.96 | 0 | 0 | 0 | 0 | 0 | 7.48 | 0.10709 | 0 | 54.96 | 54.96 | 0 | 0 | 0 | 0 | 0 | 1 | 0 | 0 | 0 | 0
|  |  |  | 25.52 | 51.04 | 0 | 0 | 0 | 0 | 0 | 7.48 | 0.10709 | 0 | 51.04 | 51.04 | 0 | 0 | 0 | 0 | 0 | 1 | 0 | 0 | 0 | 0
|  |  |  | 24.96 | 49.92 | 0 | 0 | 0 | 0 | 0 | 7.48 | 0.10709 | 0 | 49.92 | 49.92 | 0 | 0 | 0 | 0 | 0 | 1 | 0 | 0 | 0 | 0
|  |  |  | 17.44 | 34.88 | 0 | 0 | 0 | 0 | 0 | 7.48 | 0.10709 | 0 | 34.88 | 34.88 | 0 | 0 | 0 | 0 | 0 | 1 | 0 | 0 | 0 | 0
|  |  |  | 12.24 | 24.48 | 0 | 0 | 0 | 0 | 0 | 7.48 | 0.10709 | 0 | 24.48 | 24.48 | 0 | 0 | 0 | 0 | 0 | 1 | 0 | 0 | 0 | 0
|  |  |  | 10.6 | 21.2 | 0 | 0 | 0 | 0 | 0 | 7.48 | 0.10709 | 0 | 21.2 | 21.2 | 0 | 0 | 0 | 0 | 0 | 1 | 0 | 0 | 0 | 0
|  |  |  | 9.84 | 19.68 | 0 | 0 | 0 | 0 | 0 | 7.48 | 0.10709 | 0 | 19.68 | 19.68 | 0 | 0 | 0 | 0 | 0 | 1 | 0 | 0 | 0 | 0
|  |  |  | 11.48 | 22.96 | 0 | 0 | 0 | 0 | 0 | 7.48 | 0.10709 | 0 | 22.96 | 22.96 | 0 | 0 | 0 | 0 | 0 | 1 | 0 | 0 | 0 | 0
|  |  |  | 14.4 | 28.8 | 0 | 0 | 0 | 0 | 0 | 7.48 | 0.10709 | 0 | 28.8 | 28.8 | 0 | 0 | 0 | 0 | 0 | 1 | 0 | 0 | 0 | 0
|  |  |  | 15.76 | 31.52 | 0 | 0 | 0 | 0 | 0 | 7.48 | 0.10709 | 0 | 31.52 | 31.52 | 0 | 0 | 0 | 0 | 0 | 1 | 0 | 0 | 0 | 0
|  |  |  | 16.52 | 33.04 | 0 | 0 | 0 | 0 | 0 | 7.48 | 0.10709 | 0 | 33.04 | 33.04 | 0 | 0 | 0 | 0 | 0 | 1 | 0 | 0 | 0 | 0
|  |  |  | 22.6 | 45.2 | 0 | 0 | 0 | 0 | 0 | 7.48 | 0.10709 | 0 | 45.2 | 41.257 | 0 | 3.943 | 0 | 0 | 3.943 | 1 | 0 | 0 | 0 | 0
|  |  |  | 25.6 | 51.2 | 0 | 0 | 0 | 0 | 0 | 7.48 | 0.10709 | 0 | 51.2 | 31.399 | 0 | 19.801 | 0 | 0 | 19.801 | 1 | 0 | 0 | 0 | 0
|  |  |  | 26.2 | 52.4 | 0 | 0 | 0 | 0 | 0 | 7.48 | 0.10709 | 0 | 52.4 | 3.439 | 0 | 48.961 | 0 | 0 | 48.961 | 1 | 0 | 0 | 0 | 0
|  |  |  | 28.52 | 57.04 | 0 | 0 | 0 | 0 | 0 | 7.48 | 0.10709 | 0 | 57.04 | 0.425 | 0 | 50.535 | 0 | 0 | 50.535 | 0.78464 | 0 | 6.08 | 0 | 0
|  |  |  | 33.28 | 66.56 | 0 | 0 | 0 | 0 | 0 | 7.48 | 0.10709 | 0 | 66.56 | 0 | 0 | 66.079 | 0 | 0 | 66.079 | 0.76759 | 0 | 0.481 | 0 | 0
|  |  |  | 32.4 | 64.8 | 0 | 0 | 0 | 0 | 0 | 7.48 | 0.10709 | 0 | 64.8 | 0 | 0 | 59.063 | 0 | 0 | 59.063 | 0.56437 | 0 | 5.737 | 0 | 0
|  |  |  | 30.16 | 60.32 | 0 | 0 | 0 | 0 | 0 | 7.48 | 0.10709 | 0 | 60.32 | 0 | 0 | 64.731 | 4.411 | 0 | 60.32 | 0.70476 | 0 | 0 | 0 | 0
|  |  |  | 28.88 | 57.76 | 0 | 0 | 0 | 0 | 0 | 7.48 | 0.10709 | 0 | 57.76 | 0 | 0 | 67.036 | 9.276 | 0 | 57.76 | 1 | 0 | 0 | 0 | 0
|  |  |  | 30.16 | 60.32 | 0 | 0 | 0 | 0 | 0 | 7.48 | 0.10709 | 0 | 60.32 | 7.971 | 0 | 52.349 | 0 | 0 | 52.349 | 1 | 0 | 0 | 0 | 0
|  |  |  | 27.24 | 54.48 | 0 | 0 | 0 | 0 | 0 | 7.48 | 0.10709 | 0 | 54.48 | 22.776 | 0 | 31.704 | 0 | 0 | 31.704 | 1 | 0 | 0 | 0 | 0
|  |  |  | 29.08 | 58.16 | 0 | 0 | 0 | 0 | 0 | 7.48 | 0.10709 | 0 | 58.16 | 48.524 | 0 | 9.636 | 0 | 0 | 9.636 | 1 | 0 | 0 | 0 | 0
|  |  |  | 31 | 62 | 0 | 0 | 0 | 0 | 0 | 7.48 | 0.10709 | 0 | 62 | 62 | 0 | 0 | 0 | 0 | 0 | 1 | 0 | 0 | 0 | 0
|  |  |  | 30.44 | 60.88 | 0 | 0 | 0 | 0 | 0 | 7.48 | 0.10709 | 0 | 60.88 | 60.88 | 0 | 0 | 0 | 0 | 0 | 1 | 0 | 0 | 0 | 0
|  |  |  | 27.44 | 54.88 | 0 | 0 | 0 | 0 | 0 | 7.48 | 0.10709 | 0 | 54.88 | 54.88 | 0 | 0 | 0 | 0 | 0 | 1 | 0 | 0 | 0 | 0
|  |  |  | 26.32 | 52.64 | 0 | 0 | 0 | 0 | 0 | 7.48 | 0.10709 | 0 | 52.64 | 52.64 | 0 | 0 | 0 | 0 | 0 | 1 | 0 | 0 | 0 | 0
|  |  |  | 25.96 | 51.92 | 0 | 0 | 0 | 0 | 0 | 7.48 | 0.10709 | 0 | 51.92 | 51.92 | 0 | 0 | 0 | 0 | 0 | 1 | 0 | 0 | 0 | 0
|  |  |  | 22.76 | 45.52 | 0 | 0 | 0 | 0 | 0 | 7.48 | 0.10709 | 0 | 45.52 | 45.52 | 0 | 0 | 0 | 0 | 0 | 1 | 0 | 0 | 0 | 0
|  |  |  | 16.88 | 33.76 | 0 | 0 | 0 | 0 | 0 | 7.48 | 0.10709 | 0 | 33.76 | 33.76 | 0 | 0 | 0 | 0 | 0 | 1 | 0 | 0 | 0 | 0
|  |  |  | 15.32 | 30.64 | 0 | 0 | 0 | 0 | 0 | 7.48 | 0.10709 | 0 | 30.64 | 30.64 | 0 | 0 | 0 | 0 | 0 | 1 | 0 | 0 | 0 | 0
|  |  |  | 14.28 | 28.56 | 0 | 0 | 0 | 0 | 0 | 7.48 | 0.10709 | 0 | 28.56 | 28.56 | 0 | 0 | 0 | 0 | 0 | 1 | 0 | 0 | 0 | 0
|  |  |  | 14 | 28 | 0 | 0 | 0 | 0 | 0 | 7.48 | 0.10709 | 0 | 28 | 28 | 0 | 0 | 0 | 0 | 0 | 1 | 0 | 0 | 0 | 0
|  |  |  | 18.28 | 36.56 | 0 | 0 | 0 | 0 | 0 | 7.48 | 0.10709 | 0 | 36.56 | 36.56 | 0 | 0 | 0 | 0 | 0 | 1 | 0 | 0 | 0 | 0
|  |  |  | 18.32 | 36.64 | 0 | 0 | 0 | 0 | 0 | 7.48 | 0.10709 | 0 | 36.64 | 36.64 | 0 | 0 | 0 | 0 | 0 | 1 | 0 | 0 | 0 | 0
|  |  |  | 15.88 | 31.76 | 0 | 0 | 0 | 0 | 0 | 7.48 | 0.10709 | 0 | 31.76 | 31.76 | 0 | 0 | 0 | 0 | 0 | 1 | 0 | 0 | 0 | 0
|  |  |  | 23.16 | 46.32 | 0 | 0 | 0 | 0 | 0 | 7.48 | 0.10709 | 0 | 46.32 | 46.32 | 0 | 0 | 0 | 0 | 0 | 1 | 0 | 0 | 0 | 0
|  |  |  | 25.68 | 51.36 | 0 | 0 | 0 | 0 | 0 | 7.48 | 0.10709 | 0 | 51.36 | 42.656 | 0 | 8.704 | 0 | 0 | 8.704 | 1 | 0 | 0 | 0 | 0
|  |  |  | 29.28 | 58.56 | 0 | 0 | 0 | 0 | 0 | 7.48 | 0.10709 | 0 | 58.56 | 46.556 | 0 | 12.004 | 0 | 0 | 12.004 | 1 | 0 | 0 | 0 | 0
|  |  |  | 27.84 | 55.68 | 0 | 0 | 0 | 0 | 0 | 7.48 | 0.10709 | 0 | 55.68 | 17.938 | 0 | 30.709 | 0 | 0 | 30.709 | 0.75088 | 0 | 7.033 | 0 | 0
|  |  |  | 30.72 | 61.44 | 0 | 0 | 0 | 0 | 0 | 7.48 | 0.12502 | 0 | 61.44 | 18.404 | 0 | 30.482 | 0 | 0 | 30.482 | 0.30621 | 0 | 12.554 | 0 | 0
|  |  |  | 31.44 | 62.88 | 0 | 0 | 0 | 0 | 0 | 7.48 | 0.12502 | 0 | 62.88 | 0 | 0 | 59.881 | 0 | 0 | 59.881 | 0.2 | 0 | 2.999 | 0 | 0
|  |  |  | 28.36 | 56.72 | 0 | 0 | 0 | 0 | 0 | 7.48 | 0.12502 | 0 | 56.72 | 0 | 8.141 | 69.274 | 12.554 | 0 | 56.72 | 0.59956 | 0 | 0 | 0 | 0
|  |  |  | 26.4 | 52.8 | 0 | 0 | 0 | 0 | 0 | 12.23 | 0.12502 | 0 | 52.8 | 0 | 4.73 | 65.354 | 12.554 | 0 | 52.8 | 0.99913 | 0 | 0 | 0 | 0
|  |  |  | 25.72 | 51.44 | 0 | 0 | 0 | 0 | 0 | 12.23 | 0.12502 | 0 | 51.44 | 0 | 3.552 | 51.467 | 0.027 | 0 | 51.44 | 1 | 0 | 0 | 0 | 0
|  |  |  | 26.56 | 53.12 | 0 | 0 | 0 | 0 | 0 | 12.23 | 0.12502 | 0 | 53.12 | 19.564 | 0 | 33.556 | 0 | 0 | 33.556 | 1 | 0 | 0 | 0 | 0
|  |  |  | 26.4 | 52.8 | 0 | 0 | 0 | 0 | 0 | 12.23 | 0.12502 | 0 | 52.8 | 42.66 | 0 | 10.14 | 0 | 0 | 10.14 | 1 | 0 | 0 | 0 | 0
|  |  |  | 26.96 | 53.92 | 0 | 0 | 0 | 0 | 0 | 7.48 | 0.12502 | 0 | 53.92 | 53.92 | 0 | 0 | 0 | 0 | 0 | 1 | 0 | 0 | 0 | 0
|  |  |  | 27.96 | 55.92 | 0 | 0 | 0 | 0 | 0 | 7.48 | 0.12502 | 0 | 55.92 | 45.888 | 0 | 0 | 0 | 0 | 0 | 0.64467 | 0 | 10.032 | 0 | 0
|  |  |  | 28.2 | 56.4 | 0 | 0 | 0 | 0 | 0 | 7.48 | 0.12502 | 0 | 56.4 | 43.846 | 0 | 0 | 0 | 0 | 0 | 0.2 | 0 | 12.554 | 0 | 0
|  |  |  | 27.36 | 54.72 | 0 | 0 | 0 | 0 | 0 | 7.48 | 0.10709 | 0 | 54.72 | 54.72 | 0 | 0 | 0 | 0 | 0 | 0.2 | 0 | 0 | 0 | 0
|  |  |  | 27.4 | 54.8 | 0 | 0 | 0 | 0 | 0 | 7.48 | 0.10709 | 0 | 54.8 | 54.8 | 0 | 0 | 0 | 0 | 0 | 0.2 | 0 | 0 | 0 | 0
|  |  |  | 24.92 | 49.84 | 0 | 0 | 0 | 0 | 0 | 7.48 | 0.10709 | 0 | 49.84 | 49.84 | 0 | 0 | 0 | 0 | 0 | 0.2 | 0 | 0 | 0 | 0
|  |  |  | 17.4 | 34.8 | 0 | 0 | 0 | 0 | 0 | 7.48 | 0.10709 | 0 | 34.8 | 34.8 | 0 | 0 | 0 | 0 | 0 | 0.2 | 0 | 0 | 0 | 0
|  |  |  | 15.52 | 31.04 | 0 | 0 | 0 | 0 | 0 | 7.48 | 0.10709 | 0 | 31.04 | 31.04 | 0 | 0 | 0 | 0 | 0 | 0.2 | 0 | 0 | 0 | 0
|  |  |  | 15 | 30 | 0 | 0 | 0 | 0 | 0 | 7.48 | 0.10709 | 0 | 30 | 30 | 0 | 0 | 0 | 0 | 0 | 0.2 | 0 | 0 | 0 | 0
|  |  |  | 15.36 | 30.72 | 0 | 0 | 0 | 0 | 0 | 7.48 | 0.10709 | 0 | 30.72 | 30.72 | 0 | 0 | 0 | 0 | 0 | 0.2 | 0 | 0 | 0 | 0
|  |  |  | 18.48 | 36.96 | 0 | 0 | 0 | 0 | 0 | 7.48 | 0.10709 | 0 | 36.96 | 36.96 | 0 | 0 | 0 | 0 | 0 | 0.2 | 0 | 0 | 0 | 0
|  |  |  | 16.28 | 32.56 | 0 | 0 | 0 | 0 | 0 | 7.48 | 0.10709 | 0 | 32.56 | 32.56 | 0 | 0 | 0 | 0 | 0 | 0.2 | 0 | 0 | 0 | 0
|  |  |  | 16.36 | 32.72 | 0 | 0 | 0 | 0 | 0 | 7.48 | 0.10709 | 0 | 32.72 | 32.72 | 0 | 0 | 0 | 0 | 0 | 0.2 | 0 | 0 | 0 | 0
|  |  |  | 24.2 | 48.4 | 0 | 0 | 0 | 0 | 0 | 7.48 | 0.10709 | 0 | 48.4 | 42.568 | 0 | 5.832 | 0 | 0 | 5.832 | 0.2 | 0 | 0 | 0 | 0
|  |  |  | 27.8 | 55.6 | 0 | 0 | 0 | 0 | 0 | 7.48 | 0.10709 | 0 | 55.6 | 27.057 | 0 | 28.543 | 0 | 0 | 28.543 | 0.2 | 0 | 0 | 0 | 0
|  |  |  | 30.36 | 60.72 | 0 | 0 | 0 | 0 | 0 | 7.48 | 0.10709 | 0 | 60.72 | 8.963 | 0 | 51.757 | 0 | 0 | 51.757 | 0.2 | 0 | 0 | 0 | 0
|  |  |  | 33.72 | 67.44 | 0 | 0 | 0 | 0 | 0 | 7.48 | 0.10709 | 0 | 67.44 | 0 | 0 | 67.678 | 0.238 | 0 | 67.44 | 0.20759 | 0 | 0 | 0 | 0
|  |  |  | 31.72 | 63.44 | 0 | 0 | 0 | 0 | 0 | 7.48 | 0.12502 | 0 | 63.44 | 0 | 1.623 | 75.994 | 12.554 | 0 | 63.44 | 0.60715 | 0 | 0 | 0 | 0
|  |  |  | 30.8 | 61.6 | 0 | 0 | 0 | 0 | 0 | 7.48 | 0.12502 | 0 | 61.6 | 0 | 6.823 | 73.943 | 12.343 | 0 | 61.6 | 1 | 0 | 0 | 0 | 0
|  |  |  | 30.24 | 60.48 | 0 | 0 | 0 | 0 | 0 | 7.48 | 0.12502 | 0 | 60.48 | 0 | 17.326 | 60.48 | 0 | 0 | 60.48 | 1 | 0 | 0 | 0 | 0
|  |  |  | 27.28 | 54.56 | 0 | 0 | 0 | 0 | 0 | 12.23 | 0.12502 | 0 | 54.56 | 0 | 14.68 | 54.56 | 0 | 0 | 54.56 | 1 | 0 | 0 | 0 | 0
|  |  |  | 26.84 | 53.68 | 0 | 0 | 0 | 0 | 0 | 12.23 | 0.12502 | 0 | 53.68 | 0 | 0.672 | 53.68 | 0 | 0 | 53.68 | 1 | 0 | 0 | 0 | 0
|  |  |  | 26.84 | 53.68 | 0 | 0 | 0 | 0 | 0 | 12.23 | 0.12502 | 0 | 53.68 | 20.112 | 0 | 33.568 | 0 | 0 | 33.568 | 1 | 0 | 0 | 0 | 0
|  |  |  | 25.68 | 51.36 | 0 | 0 | 0 | 0 | 0 | 12.23 | 0.12502 | 0 | 51.36 | 41.296 | 0 | 10.064 | 0 | 0 | 10.064 | 1 | 0 | 0 | 0 | 0
|  |  |  | 25.72 | 51.44 | 0 | 0 | 0 | 0 | 0 | 7.48 | 0.12502 | 0 | 51.44 | 51.44 | 0 | 0 | 0 | 0 | 0 | 1 | 0 | 0 | 0 | 0
|  |  |  | 28.68 | 57.36 | 0 | 0 | 0 | 0 | 0 | 7.48 | 0.12502 | 0 | 57.36 | 47.328 | 0 | 0 | 0 | 0 | 0 | 0.64467 | 0 | 10.032 | 0 | 0
|  |  |  | 24.96 | 49.92 | 0 | 0 | 0 | 0 | 0 | 7.48 | 0.12502 | 0 | 49.92 | 37.366 | 0 | 0 | 0 | 0 | 0 | 0.2 | 0 | 12.554 | 0 | 0
|  |  |  | 22.16 | 44.32 | 0 | 0 | 0 | 0 | 0 | 7.48 | 0.10709 | 0 | 44.32 | 44.32 | 0 | 0 | 0 | 0 | 0 | 0.2 | 0 | 0 | 0 | 0
|  |  |  | 20.92 | 41.84 | 0 | 0 | 0 | 0 | 0 | 7.48 | 0.10709 | 0 | 41.84 | 41.84 | 0 | 0 | 0 | 0 | 0 | 0.2 | 0 | 0 | 0 | 0
|  |  |  | 19.16 | 38.32 | 0 | 0 | 0 | 0 | 0 | 7.48 | 0.10709 | 0 | 38.32 | 38.32 | 0 | 0 | 0 | 0 | 0 | 0.2 | 0 | 0 | 0 | 0
|  |  |  | 13.04 | 26.08 | 0 | 0 | 0 | 0 | 0 | 7.48 | 0.10709 | 0 | 26.08 | 26.08 | 0 | 0 | 0 | 0 | 0 | 0.2 | 0 | 0 | 0 | 0
|  |  |  | 12.84 | 25.68 | 0 | 0 | 0 | 0 | 0 | 7.48 | 0.10709 | 0 | 25.68 | 25.68 | 0 | 0 | 0 | 0 | 0 | 0.2 | 0 | 0 | 0 | 0
|  |  |  | 15.24 | 30.48 | 0 | 0 | 0 | 0 | 0 | 7.48 | 0.10709 | 0 | 30.48 | 30.48 | 0 | 0 | 0 | 0 | 0 | 0.2 | 0 | 0 | 0 | 0
|  |  |  | 13.6 | 27.2 | 0 | 0 | 0 | 0 | 0 | 7.48 | 0.10709 | 0 | 27.2 | 27.2 | 0 | 0 | 0 | 0 | 0 | 0.2 | 0 | 0 | 0 | 0
|  |  |  | 13.84 | 27.68 | 0 | 0 | 0 | 0 | 0 | 7.48 | 0.10709 | 0 | 27.68 | 27.68 | 0 | 0 | 0 | 0 | 0 | 0.2 | 0 | 0 | 0 | 0
|  |  |  | 15.04 | 30.08 | 0 | 0 | 0 | 0 | 0 | 7.48 | 0.10709 | 0 | 30.08 | 30.08 | 0 | 0 | 0 | 0 | 0 | 0.2 | 0 | 0 | 0 | 0
|  |  |  | 16.08 | 32.16 | 0 | 0 | 0 | 0 | 0 | 7.48 | 0.10709 | 0 | 32.16 | 32.16 | 0 | 0 | 0 | 0 | 0 | 0.2 | 0 | 0 | 0 | 0
|  |  |  | 17.52 | 35.04 | 0 | 0 | 0 | 0 | 0 | 7.48 | 0.10709 | 0 | 35.04 | 29.422 | 0 | 5.618 | 0 | 0 | 5.618 | 0.2 | 0 | 0 | 0 | 0
|  |  |  | 18.44 | 36.88 | 0 | 0 | 0 | 0 | 0 | 7.48 | 0.10709 | 0 | 36.88 | 8.879 | 0 | 28.001 | 0 | 0 | 28.001 | 0.2 | 0 | 0 | 0 | 0
|  |  |  | 20.04 | 40.08 | 0 | 0 | 0 | 0 | 0 | 7.48 | 0.10709 | 0 | 40.08 | 0 | 0 | 50.334 | 10.254 | 0 | 40.08 | 0.52635 | 0 | 0 | 0 | 0
|  |  |  | 21.32 | 42.64 | 0 | 0 | 0 | 0 | 0 | 7.48 | 0.10709 | 0 | 42.64 | 0 | 9.373 | 55.194 | 12.554 | 0 | 42.64 | 0.92592 | 0 | 0 | 0 | 0
|  |  |  | 21.24 | 42.48 | 0 | 0 | 0 | 0 | 0 | 7.48 | 0.12502 | 0 | 42.48 | 0 | 29.068 | 44.808 | 2.328 | 0 | 42.48 | 1 | 0 | 0 | 0 | 0
|  |  |  | 21.68 | 43.36 | 0 | 0 | 0 | 0 | 0 | 7.48 | 0.12502 | 0 | 43.36 | 0 | 23.764 | 43.36 | 0 | 0 | 43.36 | 1 | 0 | 0 | 0 | 0
|  |  |  | 22.08 | 44.16 | 0 | 0 | 0 | 0 | 0 | 7.48 | 0.12502 | 0 | 44.16 | 0 | 16.364 | 44.16 | 0 | 0 | 44.16 | 1 | 0 | 0 | 0 | 0
|  |  |  | 27 | 54 | 0 | 0 | 0 | 0 | 0 | 12.23 | 0.12502 | 0 | 54 | 0 | 4.483 | 54 | 0 | 0 | 54 | 1 | 0 | 0 | 0 | 0
|  |  |  | 27.44 | 54.88 | 0 | 0 | 0 | 0 | 0 | 12.23 | 0.12502 | 0 | 54.88 | 1.662 | 0 | 53.218 | 0 | 0 | 53.218 | 1 | 0 | 0 | 0 | 0
|  |  |  | 28.32 | 56.64 | 0 | 0 | 0 | 0 | 0 | 12.23 | 0.12502 | 0 | 56.64 | 24.218 | 0 | 32.422 | 0 | 0 | 32.422 | 1 | 0 | 0 | 0 | 0
|  |  |  | 28.24 | 56.48 | 0 | 0 | 0 | 0 | 0 | 12.23 | 0.12502 | 0 | 56.48 | 46.92 | 0 | 9.56 | 0 | 0 | 9.56 | 1 | 0 | 0 | 0 | 0
|  |  |  | 27.96 | 55.92 | 0 | 0 | 0 | 0 | 0 | 7.48 | 0.12502 | 0 | 55.92 | 55.92 | 0 | 0 | 0 | 0 | 0 | 1 | 0 | 0 | 0 | 0
|  |  |  | 28.72 | 57.44 | 0 | 0 | 0 | 0 | 0 | 7.48 | 0.12502 | 0 | 57.44 | 47.408 | 0 | 0 | 0 | 0 | 0 | 0.64467 | 0 | 10.032 | 0 | 0
|  |  |  | 29.2 | 58.4 | 0 | 0 | 0 | 0 | 0 | 7.48 | 0.12502 | 0 | 58.4 | 45.846 | 0 | 0 | 0 | 0 | 0 | 0.2 | 0 | 12.554 | 0 | 0
|  |  |  | 24.48 | 48.96 | 0 | 0 | 0 | 0 | 0 | 7.48 | 0.10709 | 0 | 48.96 | 48.96 | 0 | 0 | 0 | 0 | 0 | 0.2 | 0 | 0 | 0 | 0
|  |  |  | 18.84 | 37.68 | 0 | 0 | 0 | 0 | 0 | 7.48 | 0.10709 | 0 | 37.68 | 37.68 | 0 | 0 | 0 | 0 | 0 | 0.2 | 0 | 0 | 0 | 0
|  |  |  | 17.64 | 35.28 | 0 | 0 | 0 | 0 | 0 | 7.48 | 0.10709 | 0 | 35.28 | 35.28 | 0 | 0 | 0 | 0 | 0 | 0.2 | 0 | 0 | 0 | 0
|  |  |  | 12.28 | 24.56 | 0 | 0 | 0 | 0 | 0 | 7.48 | 0.10709 | 0 | 24.56 | 24.56 | 0 | 0 | 0 | 0 | 0 | 0.2 | 0 | 0 | 0 | 0
|  |  |  | 12.92 | 25.84 | 0 | 0 | 0 | 0 | 0 | 7.48 | 0.10709 | 0 | 25.84 | 25.84 | 0 | 0 | 0 | 0 | 0 | 0.2 | 0 | 0 | 0 | 0
|  |  |  | 15.2 | 30.4 | 0 | 0 | 0 | 0 | 0 | 7.48 | 0.10709 | 0 | 30.4 | 30.4 | 0 | 0 | 0 | 0 | 0 | 0.2 | 0 | 0 | 0 | 0
|  |  |  | 14 | 28 | 0 | 0 | 0 | 0 | 0 | 7.48 | 0.10709 | 0 | 28 | 28 | 0 | 0 | 0 | 0 | 0 | 0.2 | 0 | 0 | 0 | 0
|  |  |  | 15.84 | 31.68 | 0 | 0 | 0 | 0 | 0 | 7.48 | 0.10709 | 0 | 31.68 | 31.68 | 0 | 0 | 0 | 0 | 0 | 0.2 | 0 | 0 | 0 | 0
|  |  |  | 15.84 | 31.68 | 0 | 0 | 0 | 0 | 0 | 7.48 | 0.10709 | 0 | 31.68 | 31.68 | 0 | 0 | 0 | 0 | 0 | 0.2 | 0 | 0 | 0 | 0
|  |  |  | 16.32 | 32.64 | 0 | 0 | 0 | 0 | 0 | 7.48 | 0.10709 | 0 | 32.64 | 32.64 | 0 | 0 | 0 | 0 | 0 | 0.2 | 0 | 0 | 0 | 0
|  |  |  | 16.52 | 33.04 | 0 | 0 | 0 | 0 | 0 | 7.48 | 0.10709 | 0 | 33.04 | 27.485 | 0 | 5.555 | 0 | 0 | 5.555 | 0.2 | 0 | 0 | 0 | 0
|  |  |  | 18.2 | 36.4 | 0 | 0 | 0 | 0 | 0 | 7.48 | 0.10709 | 0 | 36.4 | 8.903 | 0 | 27.497 | 0 | 0 | 27.497 | 0.2 | 0 | 0 | 0 | 0
|  |  |  | 23.92 | 47.84 | 0 | 0 | 0 | 0 | 0 | 7.48 | 0.10709 | 0 | 47.84 | 0 | 0 | 48.948 | 1.108 | 0 | 47.84 | 0.23527 | 0 | 0 | 0 | 0
|  |  |  | 24.44 | 48.88 | 0 | 0 | 0 | 0 | 0 | 7.48 | 0.10709 | 0 | 48.88 | 0 | 2.352 | 61.434 | 12.554 | 0 | 48.88 | 0.63483 | 0 | 0 | 0 | 0
|  |  |  | 24.84 | 49.68 | 0 | 0 | 0 | 0 | 0 | 7.48 | 0.12502 | 0 | 49.68 | 0 | 11.349 | 61.153 | 11.473 | 0 | 49.68 | 1 | 0 | 0 | 0 | 0
|  |  |  | 24.84 | 49.68 | 0 | 0 | 0 | 0 | 0 | 7.48 | 0.12502 | 0 | 49.68 | 0 | 25.871 | 49.68 | 0 | 0 | 49.68 | 1 | 0 | 0 | 0 | 0
|  |  |  | 24.36 | 48.72 | 0 | 0 | 0 | 0 | 0 | 7.48 | 0.12502 | 0 | 48.72 | 0 | 24.375 | 48.72 | 0 | 0 | 48.72 | 1 | 0 | 0 | 0 | 0
|  |  |  | 25.2 | 50.4 | 0 | 0 | 0 | 0 | 0 | 12.23 | 0.12502 | 0 | 50.4 | 0 | 14.407 | 50.4 | 0 | 0 | 50.4 | 1 | 0 | 0 | 0 | 0
|  |  |  | 26.36 | 52.72 | 0 | 0 | 0 | 0 | 0 | 12.23 | 0.12502 | 0 | 52.72 | 1.757 | 0 | 50.963 | 0 | 0 | 50.963 | 1 | 0 | 0 | 0 | 0
|  |  |  | 26.76 | 53.52 | 0 | 0 | 0 | 0 | 0 | 12.23 | 0.12502 | 0 | 53.52 | 22.433 | 0 | 31.087 | 0 | 0 | 31.087 | 1 | 0 | 0 | 0 | 0
|  |  |  | 25.08 | 50.16 | 0 | 0 | 0 | 0 | 0 | 12.23 | 0.12502 | 0 | 50.16 | 41.192 | 0 | 8.968 | 0 | 0 | 8.968 | 1 | 0 | 0 | 0 | 0
|  |  |  | 24.28 | 48.56 | 0 | 0 | 0 | 0 | 0 | 7.48 | 0.12502 | 0 | 48.56 | 48.56 | 0 | 0 | 0 | 0 | 0 | 1 | 0 | 0 | 0 | 0
|  |  |  | 23.04 | 46.08 | 0 | 0 | 0 | 0 | 0 | 7.48 | 0.12502 | 0 | 46.08 | 36.048 | 0 | 0 | 0 | 0 | 0 | 0.64467 | 0 | 10.032 | 0 | 0
|  |  |  | 19.6 | 39.2 | 0 | 0 | 0 | 0 | 0 | 7.48 | 0.12502 | 0 | 39.2 | 26.646 | 0 | 0 | 0 | 0 | 0 | 0.2 | 0 | 12.554 | 0 | 0
|  |  |  | 17.08 | 34.16 | 0 | 0 | 0 | 0 | 0 | 7.48 | 0.10709 | 2.147 | 34.16 | 34.16 | 0 | 0 | 0 | 0 | 0 | 0.26833 | 0 | 0 | 0 | 0
|  |  |  | 20.32 | 40.64 | 0 | 0 | 0 | 0 | 0 | 7.48 | 0.10709 | 0 | 40.64 | 40.64 | 0 | 0 | 0 | 0 | 0 | 0.26833 | 0 | 0 | 0 | 0
|  |  |  | 19.72 | 39.44 | 0 | 0 | 0 | 0 | 0 | 7.48 | 0.10709 | 0 | 39.44 | 39.44 | 0 | 0 | 0 | 0 | 0 | 0.26833 | 0 | 0 | 0 | 0
|  |  |  | 12.96 | 25.92 | 0 | 0 | 0 | 0 | 0 | 7.48 | 0.10709 | 0 | 25.92 | 25.92 | 0 | 0 | 0 | 0 | 0 | 0.26833 | 0 | 0 | 0 | 0
|  |  |  | 10.84 | 21.68 | 0 | 0 | 0 | 0 | 0 | 7.48 | 0.10709 | 0 | 21.68 | 21.68 | 0 | 0 | 0 | 0 | 0 | 0.26833 | 0 | 0 | 0 | 0
|  |  |  | 11.32 | 22.64 | 0 | 0 | 0 | 0 | 0 | 7.48 | 0.10709 | 0 | 22.64 | 22.64 | 0 | 0 | 0 | 0 | 0 | 0.26833 | 0 | 0 | 0 | 0
|  |  |  | 13.2 | 26.4 | 0 | 0 | 0 | 0 | 0 | 7.48 | 0.10709 | 0 | 26.4 | 26.4 | 0 | 0 | 0 | 0 | 0 | 0.26833 | 0 | 0 | 0 | 0
|  |  |  | 16.08 | 32.16 | 0 | 0 | 0 | 0 | 0 | 7.48 | 0.10709 | 0 | 32.16 | 32.16 | 0 | 0 | 0 | 0 | 0 | 0.26833 | 0 | 0 | 0 | 0
|  |  |  | 16.04 | 32.08 | 0 | 0 | 0 | 0 | 0 | 7.48 | 0.10709 | 0 | 32.08 | 32.08 | 0 | 0 | 0 | 0 | 0 | 0.26833 | 0 | 0 | 0 | 0
|  |  |  | 18.52 | 37.04 | 0 | 0 | 0 | 0 | 0 | 7.48 | 0.10709 | 0 | 37.04 | 37.04 | 0 | 0 | 0 | 0 | 0 | 0.26833 | 0 | 0 | 0 | 0
|  |  |  | 23.76 | 47.52 | 0 | 0 | 0 | 0 | 0 | 7.48 | 0.10709 | 0 | 47.52 | 42.393 | 0 | 5.127 | 0 | 0 | 5.127 | 0.26833 | 0 | 0 | 0 | 0
|  |  |  | 24.24 | 48.48 | 0 | 0 | 0 | 0 | 0 | 7.48 | 0.10709 | 0 | 48.48 | 21.877 | 0 | 26.603 | 0 | 0 | 26.603 | 0.26833 | 0 | 0 | 0 | 0
|  |  |  | 28 | 56 | 0 | 0 | 0 | 0 | 0 | 7.48 | 0.10709 | 0 | 56 | 7.581 | 0 | 48.419 | 0 | 0 | 48.419 | 0.26833 | 0 | 0 | 0 | 0
|  |  |  | 28.4 | 56.8 | 0 | 0 | 0 | 0 | 0 | 7.48 | 0.10709 | 0 | 56.8 | 0 | 0 | 62.728 | 5.928 | 0 | 56.8 | 0.45701 | 0 | 0 | 0 | 0
|  |  |  | 32.4 | 64.8 | 0 | 0 | 0 | 0 | 0 | 7.48 | 0.12502 | 0 | 64.8 | 0 | 0 | 68.888 | 4.088 | 0 | 64.8 | 0.58711 | 0 | 0 | 0 | 0
|  |  |  | 33.92 | 67.84 | 0 | 0 | 0 | 0 | 0 | 7.48 | 0.12502 | 0 | 67.84 | 0 | 0 | 71.558 | 3.718 | 0 | 67.84 | 0.70544 | 0 | 0 | 0 | 0
|  |  |  | 30.44 | 60.88 | 0 | 0 | 0 | 0 | 0 | 7.48 | 0.12502 | 0 | 60.88 | 0 | 0 | 69.24 | 8.36 | 0 | 60.88 | 0.97154 | 0 | 0 | 0 | 0
|  |  |  | 31.32 | 62.64 | 0 | 0 | 0 | 0 | 0 | 12.23 | 0.12502 | 0 | 62.64 | 0 | 0 | 63.534 | 0.894 | 0 | 62.64 | 1 | 0 | 0 | 0 | 0
|  |  |  | 35.92 | 71.84 | 0 | 0 | 0 | 0 | 0 | 12.23 | 0.12502 | 0 | 71.84 | 21.154 | 0 | 50.686 | 0 | 0 | 50.686 | 1 | 0 | 0 | 0 | 0
|  |  |  | 37.6 | 75.2 | 0 | 0 | 0 | 0 | 0 | 12.23 | 0.12502 | 0 | 75.2 | 44.592 | 0 | 30.608 | 0 | 0 | 30.608 | 1 | 0 | 0 | 0 | 0
|  |  |  | 36 | 72 | 0 | 0 | 0 | 0 | 0 | 12.23 | 0.12502 | 0 | 72 | 63.51 | 0 | 8.49 | 0 | 0 | 8.49 | 1 | 0 | 0 | 0 | 0
|  |  |  | 37.52 | 75.04 | 0 | 0 | 0 | 0 | 0 | 7.48 | 0.12502 | 0 | 75.04 | 70.853 | 0 | 0 | 0 | 0 | 0 | 0.8517 | 0 | 4.187 | 0 | 0
|  |  |  | 31.68 | 63.36 | 0 | 0 | 0 | 0 | 0 | 7.48 | 0.12502 | 0 | 63.36 | 57.515 | 0 | 0 | 0 | 0 | 0 | 0.64467 | 0 | 5.845 | 0 | 0
|  |  |  | 29.24 | 58.48 | 0 | 0 | 0 | 0 | 0 | 7.48 | 0.12502 | 0 | 58.48 | 45.926 | 0 | 0 | 0 | 0 | 0 | 0.2 | 0 | 12.554 | 0 | 0
|  |  |  | 28.28 | 56.56 | 0 | 0 | 0 | 0 | 0 | 7.48 | 0.10709 | 0 | 56.56 | 56.56 | 0 | 0 | 0 | 0 | 0 | 0.2 | 0 | 0 | 0 | 0
|  |  |  | 26.84 | 53.68 | 0 | 0 | 0 | 0 | 0 | 7.48 | 0.10709 | 0 | 53.68 | 53.68 | 0 | 0 | 0 | 0 | 0 | 0.2 | 0 | 0 | 0 | 0
|  |  |  | 19.2 | 38.4 | 0 | 0 | 0 | 0 | 0 | 7.48 | 0.10709 | 0 | 38.4 | 38.4 | 0 | 0 | 0 | 0 | 0 | 0.2 | 0 | 0 | 0 | 0
|  |  |  | 12.88 | 25.76 | 0 | 0 | 0 | 0 | 0 | 7.48 | 0.10709 | 0 | 25.76 | 25.76 | 0 | 0 | 0 | 0 | 0 | 0.2 | 0 | 0 | 0 | 0
|  |  |  | 10.6 | 21.2 | 0 | 0 | 0 | 0 | 0 | 7.48 | 0.10709 | 0 | 21.2 | 21.2 | 0 | 0 | 0 | 0 | 0 | 0.2 | 0 | 0 | 0 | 0
|  |  |  | 10.64 | 21.28 | 0 | 0 | 0 | 0 | 0 | 7.48 | 0.10709 | 0 | 21.28 | 21.28 | 0 | 0 | 0 | 0 | 0 | 0.2 | 0 | 0 | 0 | 0
|  |  |  | 12.16 | 24.32 | 0 | 0 | 0 | 0 | 0 | 7.48 | 0.10709 | 0 | 24.32 | 24.32 | 0 | 0 | 0 | 0 | 0 | 0.2 | 0 | 0 | 0 | 0
|  |  |  | 15.48 | 30.96 | 0 | 0 | 0 | 0 | 0 | 7.48 | 0.10709 | 0 | 30.96 | 30.96 | 0 | 0 | 0 | 0 | 0 | 0.2 | 0 | 0 | 0 | 0
|  |  |  | 17.08 | 34.16 | 0 | 0 | 0 | 0 | 0 | 7.48 | 0.10709 | 0 | 34.16 | 34.16 | 0 | 0 | 0 | 0 | 0 | 0.2 | 0 | 0 | 0 | 0
|  |  |  | 19.84 | 39.68 | 0 | 0 | 0 | 0 | 0 | 7.48 | 0.10709 | 0 | 39.68 | 39.68 | 0 | 0 | 0 | 0 | 0 | 0.2 | 0 | 0 | 0 | 0
|  |  |  | 26.72 | 53.44 | 0 | 0 | 0 | 0 | 0 | 7.48 | 0.10709 | 0 | 53.44 | 48.565 | 0 | 4.875 | 0 | 0 | 4.875 | 0.2 | 0 | 0 | 0 | 0
|  |  |  | 27.12 | 54.24 | 0 | 0 | 0 | 0 | 0 | 7.48 | 0.10709 | 0 | 54.24 | 28.166 | 0 | 26.074 | 0 | 0 | 26.074 | 0.2 | 0 | 0 | 0 | 0
|  |  |  | 29.68 | 59.36 | 0 | 0 | 0 | 0 | 0 | 7.48 | 0.10709 | 0 | 59.36 | 12.994 | 0 | 46.366 | 0 | 0 | 46.366 | 0.2 | 0 | 0 | 0 | 0
|  |  |  | 30.24 | 60.48 | 0 | 0 | 0 | 0 | 0 | 7.48 | 0.10709 | 0 | 60.48 | 0 | 0 | 60.499 | 0.019 | 0 | 60.48 | 0.20059 | 0 | 0 | 0 | 0
|  |  |  | 31.12 | 62.24 | 0 | 0 | 0 | 0 | 0 | 7.48 | 0.10709 | 0 | 62.24 | 0 | 0 | 68.787 | 6.547 | 0 | 62.24 | 0.40897 | 0 | 0 | 0 | 0
|  |  |  | 31.68 | 63.36 | 0 | 0 | 0 | 0 | 0 | 7.48 | 0.10709 | 0 | 63.36 | 0 | 0 | 74.128 | 10.768 | 0 | 63.36 | 0.75168 | 0 | 0 | 0 | 0
|  |  |  | 34.44 | 68.88 | 0 | 0 | 0 | 0 | 0 | 7.48 | 0.10709 | 0 | 68.88 | 0 | 0 | 71.621 | 2.741 | 0 | 68.88 | 0.83892 | 0 | 0 | 0 | 0
|  |  |  | 35.32 | 70.64 | 0 | 0 | 0 | 0 | 0 | 7.48 | 0.10709 | 0 | 70.64 | 5.758 | 0 | 64.882 | 0 | 0 | 64.882 | 0.83892 | 0 | 0 | 0 | 0
|  |  |  | 36.88 | 73.76 | 0 | 0 | 0 | 0 | 0 | 7.48 | 0.10709 | 0 | 73.76 | 23.263 | 0 | 50.497 | 0 | 0 | 50.497 | 0.83892 | 0 | 0 | 0 | 0
|  |  |  | 34.92 | 69.84 | 0 | 0 | 0 | 0 | 0 | 7.48 | 0.10709 | 0 | 69.84 | 39.383 | 0 | 30.457 | 0 | 0 | 30.457 | 0.83892 | 0 | 0 | 0 | 0
|  |  |  | 33.96 | 67.92 | 0 | 0 | 0 | 0 | 0 | 7.48 | 0.10709 | 0 | 67.92 | 59.443 | 0 | 8.477 | 0 | 0 | 8.477 | 0.83892 | 0 | 0 | 0 | 0
|  |  |  | 35.32 | 70.64 | 0 | 0 | 0 | 0 | 0 | 7.48 | 0.10709 | 0 | 70.64 | 70.64 | 0 | 0 | 0 | 0 | 0 | 0.83892 | 0 | 0 | 0 | 0
|  |  |  | 30.36 | 60.72 | 0 | 0 | 0 | 0 | 0 | 7.48 | 0.10709 | 0 | 60.72 | 60.72 | 0 | 0 | 0 | 0 | 0 | 0.83892 | 0 | 0 | 0 | 0
|  |  |  | 27.88 | 55.76 | 0 | 0 | 0 | 0 | 0 | 7.48 | 0.10709 | 0 | 55.76 | 55.76 | 0 | 0 | 0 | 0 | 0 | 0.83892 | 0 | 0 | 0 | 0
|  |  |  | 23.92 | 47.84 | 0 | 0 | 0 | 0 | 0 | 7.48 | 0.10709 | 0 | 47.84 | 47.84 | 0 | 0 | 0 | 0 | 0 | 0.83892 | 0 | 0 | 0 | 0
|  |  |  | 25 | 50 | 0 | 0 | 0 | 0 | 0 | 7.48 | 0.10709 | 0 | 50 | 50 | 0 | 0 | 0 | 0 | 0 | 0.83892 | 0 | 0 | 0 | 0
|  |  |  | 22.68 | 45.36 | 0 | 0 | 0 | 0 | 0 | 7.48 | 0.10709 | 0 | 45.36 | 45.36 | 0 | 0 | 0 | 0 | 0 | 0.83892 | 0 | 0 | 0 | 0
|  |  |  | 17.44 | 34.88 | 0 | 0 | 0 | 0 | 0 | 7.48 | 0.10709 | 0 | 34.88 | 34.88 | 0 | 0 | 0 | 0 | 0 | 0.83892 | 0 | 0 | 0 | 0
|  |  |  | 15.44 | 30.88 | 0 | 0 | 0 | 0 | 0 | 7.48 | 0.10709 | 0 | 30.88 | 30.88 | 0 | 0 | 0 | 0 | 0 | 0.83892 | 0 | 0 | 0 | 0
|  |  |  | 15.28 | 30.56 | 0 | 0 | 0 | 0 | 0 | 7.48 | 0.10709 | 0 | 30.56 | 30.56 | 0 | 0 | 0 | 0 | 0 | 0.83892 | 0 | 0 | 0 | 0
|  |  |  | 16.92 | 33.84 | 0 | 0 | 0 | 0 | 0 | 7.48 | 0.10709 | 0 | 33.84 | 33.84 | 0 | 0 | 0 | 0 | 0 | 0.83892 | 0 | 0 | 0 | 0
|  |  |  | 19.84 | 39.68 | 0 | 0 | 0 | 0 | 0 | 7.48 | 0.10709 | 0 | 39.68 | 39.68 | 0 | 0 | 0 | 0 | 0 | 0.83892 | 0 | 0 | 0 | 0
|  |  |  | 20.68 | 41.36 | 0 | 0 | 0 | 0 | 0 | 7.48 | 0.10709 | 0 | 41.36 | 41.36 | 0 | 0 | 0 | 0 | 0 | 0.83892 | 0 | 0 | 0 | 0
|  |  |  | 21.92 | 43.84 | 0 | 0 | 0 | 0 | 0 | 7.48 | 0.10709 | 0 | 43.84 | 43.84 | 0 | 0 | 0 | 0 | 0 | 0.83892 | 0 | 0 | 0 | 0
|  |  |  | 23.4 | 46.8 | 0 | 0 | 0 | 0 | 0 | 7.48 | 0.10709 | 0 | 46.8 | 41.762 | 0 | 5.038 | 0 | 0 | 5.038 | 0.83892 | 0 | 0 | 0 | 0
|  |  |  | 26.64 | 53.28 | 0 | 0 | 0 | 0 | 0 | 7.48 | 0.10709 | 0 | 53.28 | 27.162 | 0 | 15.921 | 0 | 0 | 15.921 | 0.47775 | 0 | 10.196 | 0 | 0
|  |  |  | 28.36 | 56.72 | 0 | 0 | 0 | 0 | 0 | 7.48 | 0.10709 | 0 | 56.72 | 0 | 0 | 49.641 | 0 | 0 | 49.641 | 0.227 | 0 | 7.079 | 0 | 0
|  |  |  | 31.8 | 63.6 | 0 | 0 | 0 | 0 | 0 | 7.48 | 0.10709 | 0 | 63.6 | 0 | 0 | 65.399 | 1.799 | 0 | 63.6 | 0.28425 | 0 | 0 | 0 | 0
|  |  |  | 33.28 | 66.56 | 0 | 0 | 0 | 0 | 0 | 7.48 | 0.10709 | 0 | 66.56 | 0 | 0 | 74.531 | 7.971 | 0 | 66.56 | 0.53793 | 0 | 0 | 0 | 0
|  |  |  | 34.2 | 68.4 | 0 | 0 | 0 | 0 | 0 | 7.48 | 0.10709 | 0 | 68.4 | 0 | 0 | 76.697 | 8.297 | 0 | 68.4 | 0.80202 | 0 | 0 | 0 | 0
|  |  |  | 33.16 | 66.32 | 0 | 0 | 0 | 0 | 0 | 7.48 | 0.10709 | 0 | 66.32 | 0 | 0 | 72.54 | 6.22 | 0 | 66.32 | 1 | 0 | 0 | 0 | 0
|  |  |  | 37.88 | 75.76 | 0 | 0 | 0 | 0 | 0 | 7.48 | 0.10709 | 0 | 75.76 | 11.382 | 0 | 64.378 | 0 | 0 | 64.378 | 1 | 0 | 0 | 0 | 0
|  |  |  | 38.16 | 76.32 | 0 | 0 | 0 | 0 | 0 | 7.48 | 0.10709 | 0 | 76.32 | 26.024 | 0 | 50.296 | 0 | 0 | 50.296 | 1 | 0 | 0 | 0 | 0
|  |  |  | 30.4 | 60.8 | 0 | 0 | 0 | 0 | 0 | 7.48 | 0.10709 | 0 | 60.8 | 30.166 | 0 | 30.634 | 0 | 0 | 30.634 | 1 | 0 | 0 | 0 | 0
|  |  |  | 28.56 | 57.12 | 0 | 0 | 0 | 0 | 0 | 7.48 | 0.10709 | 0 | 57.12 | 48.744 | 0 | 8.376 | 0 | 0 | 8.376 | 1 | 0 | 0 | 0 | 0
|  |  |  | 30.24 | 60.48 | 0 | 0 | 0 | 0 | 0 | 7.48 | 0.10709 | 0 | 60.48 | 60.48 | 0 | 0 | 0 | 0 | 0 | 1 | 0 | 0 | 0 | 0
|  |  |  | 30.88 | 61.76 | 0 | 0 | 0 | 0 | 0 | 7.48 | 0.10709 | 0 | 61.76 | 61.76 | 0 | 0 | 0 | 0 | 0 | 1 | 0 | 0 | 0 | 0
|  |  |  | 26.56 | 53.12 | 0 | 0 | 0 | 0 | 0 | 7.48 | 0.10709 | 0 | 53.12 | 53.12 | 0 | 0 | 0 | 0 | 0 | 1 | 0 | 0 | 0 | 0
|  |  |  | 26.08 | 52.16 | 0 | 0 | 0 | 0 | 0 | 7.48 | 0.10709 | 0 | 52.16 | 52.16 | 0 | 0 | 0 | 0 | 0 | 1 | 0 | 0 | 0 | 0
|  |  |  | 24.6 | 49.2 | 0 | 0 | 0 | 0 | 0 | 7.48 | 0.10709 | 0 | 49.2 | 49.2 | 0 | 0 | 0 | 0 | 0 | 1 | 0 | 0 | 0 | 0
|  |  |  | 23.52 | 47.04 | 0 | 0 | 0 | 0 | 0 | 7.48 | 0.10709 | 0 | 47.04 | 47.04 | 0 | 0 | 0 | 0 | 0 | 1 | 0 | 0 | 0 | 0
|  |  |  | 17.56 | 35.12 | 0 | 0 | 0 | 0 | 0 | 7.48 | 0.10709 | 0 | 35.12 | 35.12 | 0 | 0 | 0 | 0 | 0 | 1 | 0 | 0 | 0 | 0
|  |  |  | 15.28 | 30.56 | 0 | 0 | 0 | 0 | 0 | 7.48 | 0.10709 | 0 | 30.56 | 30.56 | 0 | 0 | 0 | 0 | 0 | 1 | 0 | 0 | 0 | 0
|  |  |  | 15.04 | 30.08 | 0 | 0 | 0 | 0 | 0 | 7.48 | 0.10709 | 0 | 30.08 | 30.08 | 0 | 0 | 0 | 0 | 0 | 1 | 0 | 0 | 0 | 0
|  |  |  | 16.08 | 32.16 | 0 | 0 | 0 | 0 | 0 | 7.48 | 0.10709 | 0 | 32.16 | 32.16 | 0 | 0 | 0 | 0 | 0 | 1 | 0 | 0 | 0 | 0
|  |  |  | 19.44 | 38.88 | 0 | 0 | 0 | 0 | 0 | 7.48 | 0.10709 | 0 | 38.88 | 38.88 | 0 | 0 | 0 | 0 | 0 | 1 | 0 | 0 | 0 | 0
|  |  |  | 20.64 | 41.28 | 0 | 0 | 0 | 0 | 0 | 7.48 | 0.10709 | 0 | 41.28 | 41.28 | 0 | 0 | 0 | 0 | 0 | 1 | 0 | 0 | 0 | 0
|  |  |  | 18.2 | 36.4 | 0 | 0 | 0 | 0 | 0 | 7.48 | 0.10709 | 0 | 36.4 | 36.4 | 0 | 0 | 0 | 0 | 0 | 1 | 0 | 0 | 0 | 0
|  |  |  | 23.36 | 46.72 | 0 | 0 | 0 | 0 | 0 | 7.48 | 0.10709 | 0 | 46.72 | 41.43 | 0 | 5.29 | 0 | 0 | 5.29 | 1 | 0 | 0 | 0 | 0
|  |  |  | 25.32 | 50.64 | 0 | 0 | 0 | 0 | 0 | 7.48 | 0.10709 | 0 | 50.64 | 23.307 | 0 | 27.333 | 0 | 0 | 27.333 | 1 | 0 | 0 | 0 | 0
|  |  |  | 28.48 | 56.96 | 0 | 0 | 0 | 0 | 0 | 7.48 | 0.10709 | 0 | 56.96 | 3.791 | 0 | 49.565 | 0 | 0 | 49.565 | 0.87236 | 0 | 3.604 | 0 | 0
|  |  |  | 31.08 | 62.16 | 0 | 0 | 0 | 0 | 0 | 7.48 | 0.10709 | 0 | 62.16 | 0 | 0 | 64.706 | 2.546 | 0 | 62.16 | 0.95338 | 0 | 0 | 0 | 0
|  |  |  | 35.16 | 70.32 | 0 | 0 | 0 | 0 | 0 | 7.48 | 0.12502 | 0 | 70.32 | 0 | 0 | 71.785 | 1.465 | 0 | 70.32 | 1 | 0 | 0 | 0 | 0
|  |  |  | 32.6 | 65.2 | 0 | 0 | 0 | 0 | 0 | 7.48 | 0.12502 | 0 | 65.2 | 2.333 | 0 | 62.867 | 0 | 0 | 62.867 | 1 | 0 | 0 | 0 | 0
|  |  |  | 39.84 | 79.68 | 0 | 0 | 0 | 0 | 0 | 7.48 | 0.12502 | 0 | 79.68 | 7.454 | 0 | 72.226 | 0 | 0 | 72.226 | 1 | 0 | 0 | 0 | 0
|  |  |  | 39.72 | 79.44 | 0 | 0 | 0 | 0 | 0 | 12.23 | 0.12502 | 0 | 79.44 | 14.432 | 0 | 65.008 | 0 | 0 | 65.008 | 1 | 0 | 0 | 0 | 0
|  |  |  | 40.72 | 81.44 | 0 | 0 | 0 | 0 | 0 | 12.23 | 0.12502 | 0 | 81.44 | 30.766 | 0 | 50.674 | 0 | 0 | 50.674 | 1 | 0 | 0 | 0 | 0
|  |  |  | 40.32 | 80.64 | 0 | 0 | 0 | 0 | 0 | 12.23 | 0.12502 | 0 | 80.64 | 50.095 | 0 | 30.545 | 0 | 0 | 30.545 | 1 | 0 | 0 | 0 | 0
|  |  |  | 37.88 | 75.76 | 0 | 0 | 0 | 0 | 0 | 12.23 | 0.12502 | 0 | 75.76 | 67.749 | 0 | 8.011 | 0 | 0 | 8.011 | 1 | 0 | 0 | 0 | 0
|  |  |  | 34.64 | 69.28 | 0 | 0 | 0 | 0 | 0 | 7.48 | 0.12502 | 0 | 69.28 | 69.28 | 0 | 0 | 0 | 0 | 0 | 1 | 0 | 0 | 0 | 0
|  |  |  | 30.8 | 61.6 | 0 | 0 | 0 | 0 | 0 | 7.48 | 0.12502 | 0 | 61.6 | 51.568 | 0 | 0 | 0 | 0 | 0 | 0.64467 | 0 | 10.032 | 0 | 0
|  |  |  | 31.68 | 63.36 | 0 | 0 | 0 | 0 | 0 | 7.48 | 0.12502 | 0 | 63.36 | 50.806 | 0 | 0 | 0 | 0 | 0 | 0.2 | 0 | 12.554 | 0 | 0
|  |  |  | 28.72 | 57.44 | 0 | 0 | 0 | 0 | 0 | 7.48 | 0.10709 | 12.554 | 57.44 | 57.44 | 0 | 0 | 0 | 0 | 0 | 0.59956 | 0 | 0 | 0 | 0
|  |  |  | 28.16 | 56.32 | 0 | 0 | 0 | 0 | 0 | 7.48 | 0.10709 | 7.828 | 56.32 | 56.32 | 0 | 0 | 0 | 0 | 0 | 0.8487 | 0 | 0 | 0 | 0
|  |  |  | 25.44 | 50.88 | 0 | 0 | 0 | 0 | 0 | 7.48 | 0.10709 | 0 | 50.88 | 50.88 | 0 | 0 | 0 | 0 | 0 | 0.8487 | 0 | 0 | 0 | 0
|  |  |  | 18 | 36 | 0 | 0 | 0 | 0 | 0 | 7.48 | 0.10709 | 0 | 36 | 36 | 0 | 0 | 0 | 0 | 0 | 0.8487 | 0 | 0 | 0 | 0
|  |  |  | 16.48 | 32.96 | 0 | 0 | 0 | 0 | 0 | 7.48 | 0.10709 | 0 | 32.96 | 32.96 | 0 | 0 | 0 | 0 | 0 | 0.8487 | 0 | 0 | 0 | 0
|  |  |  | 16.32 | 32.64 | 0 | 0 | 0 | 0 | 0 | 7.48 | 0.10709 | 0 | 32.64 | 32.64 | 0 | 0 | 0 | 0 | 0 | 0.8487 | 0 | 0 | 0 | 0
|  |  |  | 16.76 | 33.52 | 0 | 0 | 0 | 0 | 0 | 7.48 | 0.10709 | 0 | 33.52 | 33.52 | 0 | 0 | 0 | 0 | 0 | 0.8487 | 0 | 0 | 0 | 0
|  |  |  | 20.08 | 40.16 | 0 | 0 | 0 | 0 | 0 | 7.48 | 0.10709 | 0 | 40.16 | 40.16 | 0 | 0 | 0 | 0 | 0 | 0.8487 | 0 | 0 | 0 | 0
|  |  |  | 20.44 | 40.88 | 0 | 0 | 0 | 0 | 0 | 7.48 | 0.10709 | 0 | 40.88 | 40.88 | 0 | 0 | 0 | 0 | 0 | 0.8487 | 0 | 0 | 0 | 0
|  |  |  | 17.64 | 35.28 | 0 | 0 | 0 | 0 | 0 | 7.48 | 0.10709 | 0 | 35.28 | 35.28 | 0 | 0 | 0 | 0 | 0 | 0.8487 | 0 | 0 | 0 | 0
|  |  |  | 24.44 | 48.88 | 0 | 0 | 0 | 0 | 0 | 7.48 | 0.10709 | 0 | 48.88 | 44.749 | 0 | 4.131 | 0 | 0 | 4.131 | 0.8487 | 0 | 0 | 0 | 0
|  |  |  | 26.52 | 53.04 | 0 | 0 | 0 | 0 | 0 | 7.48 | 0.10709 | 0 | 53.04 | 36.64 | 0 | 16.4 | 0 | 0 | 16.4 | 0.8487 | 0 | 0 | 0 | 0
|  |  |  | 29.24 | 58.48 | 0 | 0 | 0 | 0 | 0 | 7.48 | 0.10709 | 0 | 58.48 | 21.246 | 0 | 37.234 | 0 | 0 | 37.234 | 0.8487 | 0 | 0 | 0 | 0
|  |  |  | 29.36 | 58.72 | 0 | 0 | 0 | 0 | 0 | 7.48 | 0.10709 | 0 | 58.72 | 5.653 | 0 | 53.067 | 0 | 0 | 53.067 | 0.8487 | 0 | 0 | 0 | 0
|  |  |  | 33.24 | 66.48 | 0 | 0 | 0 | 0 | 0 | 7.48 | 0.12502 | 0 | 66.48 | 0 | 0 | 67.779 | 1.299 | 0 | 66.48 | 0.89005 | 0 | 0 | 0 | 0
|  |  |  | 34.48 | 68.96 | 0 | 0 | 0 | 0 | 0 | 7.48 | 0.12502 | 0 | 68.96 | 0 | 0 | 72.415 | 3.455 | 0 | 68.96 | 1 | 0 | 0 | 0 | 0
|  |  |  | 35.12 | 70.24 | 0 | 0 | 0 | 0 | 0 | 7.48 | 0.12502 | 0 | 70.24 | 0.597 | 0 | 69.643 | 0 | 0 | 69.643 | 1 | 0 | 0 | 0 | 0
|  |  |  | 40.08 | 80.16 | 0 | 0 | 0 | 0 | 0 | 12.23 | 0.12502 | 0 | 80.16 | 25.304 | 0 | 54.856 | 0 | 0 | 54.856 | 1 | 0 | 0 | 0 | 0
|  |  |  | 41.92 | 83.84 | 0 | 0 | 0 | 0 | 0 | 12.23 | 0.12502 | 0 | 83.84 | 50.851 | 0 | 32.989 | 0 | 0 | 32.989 | 1 | 0 | 0 | 0 | 0
|  |  |  | 42.2 | 84.4 | 0 | 0 | 0 | 0 | 0 | 12.23 | 0.12502 | 0 | 84.4 | 53.695 | 0 | 18.151 | 0 | 0 | 18.151 | 0.55533 | 0 | 12.554 | 0 | 0
|  |  |  | 41.52 | 83.04 | 0 | 0 | 0 | 0 | 0 | 12.23 | 0.12502 | 0 | 83.04 | 70.853 | 0 | 4.182 | 0 | 0 | 4.182 | 0.27179 | 0 | 8.005 | 0 | 0
|  |  |  | 36.44 | 72.88 | 0 | 0 | 0 | 0 | 0 | 7.48 | 0.12502 | 0 | 72.88 | 70.853 | 0 | 0 | 0 | 0 | 0 | 0.2 | 0 | 2.027 | 0 | 0
|  |  |  | 31.52 | 63.04 | 0 | 0 | 0 | 0 | 0 | 7.48 | 0.12502 | 0 | 63.04 | 63.04 | 0 | 0 | 0 | 0 | 0 | 0.2 | 0 | 0 | 0 | 0
|  |  |  | 24.2 | 48.4 | 0 | 0 | 0 | 0 | 0 | 7.48 | 0.12502 | 0 | 48.4 | 48.4 | 0 | 0 | 0 | 0 | 0 | 0.2 | 0 | 0 | 0 | 0
|  |  |  | 24.12 | 48.24 | 0 | 0 | 0 | 0 | 0 | 7.48 | 0.10709 | 0 | 48.24 | 48.24 | 0 | 0 | 0 | 0 | 0 | 0.2 | 0 | 0 | 0 | 0
|  |  |  | 24.36 | 48.72 | 0 | 0 | 0 | 0 | 0 | 7.48 | 0.10709 | 0 | 48.72 | 48.72 | 0 | 0 | 0 | 0 | 0 | 0.2 | 0 | 0 | 0 | 0
|  |  |  | 21.44 | 42.88 | 0 | 0 | 0 | 0 | 0 | 7.48 | 0.10709 | 0 | 42.88 | 42.88 | 0 | 0 | 0 | 0 | 0 | 0.2 | 0 | 0 | 0 | 0
|  |  |  | 15.12 | 30.24 | 0 | 0 | 0 | 0 | 0 | 7.48 | 0.10709 | 0 | 30.24 | 30.24 | 0 | 0 | 0 | 0 | 0 | 0.2 | 0 | 0 | 0 | 0
|  |  |  | 12.2 | 24.4 | 0 | 0 | 0 | 0 | 0 | 7.48 | 0.10709 | 0 | 24.4 | 24.4 | 0 | 0 | 0 | 0 | 0 | 0.2 | 0 | 0 | 0 | 0
|  |  |  | 13.68 | 27.36 | 0 | 0 | 0 | 0 | 0 | 7.48 | 0.10709 | 0 | 27.36 | 27.36 | 0 | 0 | 0 | 0 | 0 | 0.2 | 0 | 0 | 0 | 0
|  |  |  | 12.52 | 25.04 | 0 | 0 | 0 | 0 | 0 | 7.48 | 0.10709 | 0 | 25.04 | 25.04 | 0 | 0 | 0 | 0 | 0 | 0.2 | 0 | 0 | 0 | 0
|  |  |  | 15.64 | 31.28 | 0 | 0 | 0 | 0 | 0 | 7.48 | 0.10709 | 0 | 31.28 | 31.28 | 0 | 0 | 0 | 0 | 0 | 0.2 | 0 | 0 | 0 | 0
|  |  |  | 15.64 | 31.28 | 0 | 0 | 0 | 0 | 0 | 7.48 | 0.10709 | 0 | 31.28 | 31.28 | 0 | 0 | 0 | 0 | 0 | 0.2 | 0 | 0 | 0 | 0
|  |  |  | 16.36 | 32.72 | 0 | 0 | 0 | 0 | 0 | 7.48 | 0.10709 | 0 | 32.72 | 32.72 | 0 | 0 | 0 | 0 | 0 | 0.2 | 0 | 0 | 0 | 0
|  |  |  | 16.84 | 33.68 | 0 | 0 | 0 | 0 | 0 | 7.48 | 0.10709 | 0 | 33.68 | 28.856 | 0 | 4.824 | 0 | 0 | 4.824 | 0.2 | 0 | 0 | 0 | 0
|  |  |  | 22.84 | 45.68 | 0 | 0 | 0 | 0 | 0 | 7.48 | 0.10709 | 0 | 45.68 | 17.666 | 0 | 28.014 | 0 | 0 | 28.014 | 0.2 | 0 | 0 | 0 | 0
|  |  |  | 24.6 | 49.2 | 0 | 0 | 0 | 0 | 0 | 7.48 | 0.10709 | 0 | 49.2 | 0 | 0 | 52.954 | 3.754 | 0 | 49.2 | 0.31947 | 0 | 0 | 0 | 0
|  |  |  | 26.4 | 52.8 | 0 | 0 | 0 | 0 | 0 | 7.48 | 0.10709 | 0 | 52.8 | 0 | 5.977 | 65.354 | 12.554 | 0 | 52.8 | 0.71903 | 0 | 0 | 0 | 0
|  |  |  | 27.48 | 54.96 | 0 | 0 | 0 | 0 | 0 | 7.48 | 0.12502 | 0 | 54.96 | 0 | 7.594 | 63.788 | 8.828 | 0 | 54.96 | 1 | 0 | 0 | 0 | 0
|  |  |  | 30.84 | 61.68 | 0 | 0 | 0 | 0 | 0 | 7.48 | 0.12502 | 0 | 61.68 | 0 | 23.784 | 61.68 | 0 | 0 | 61.68 | 1 | 0 | 0 | 0 | 0
|  |  |  | 40.08 | 80.16 | 0 | 0 | 0 | 0 | 0 | 7.48 | 0.12502 | 0 | 80.16 | 0 | 2.105 | 80.16 | 0 | 0 | 80.16 | 1 | 0 | 0 | 0 | 0
|  |  |  | 40.16 | 80.32 | 0 | 0 | 0 | 0 | 0 | 12.23 | 0.12502 | 0 | 80.32 | 8.107 | 0 | 72.213 | 0 | 0 | 72.213 | 1 | 0 | 0 | 0 | 0
|  |  |  | 43.6 | 87.2 | 0 | 0 | 0 | 0 | 0 | 12.23 | 0.12502 | 0 | 87.2 | 31.5 | 0 | 55.7 | 0 | 0 | 55.7 | 1 | 0 | 0 | 0 | 0
|  |  |  | 43.52 | 87.04 | 0 | 0 | 0 | 0 | 0 | 12.23 | 0.12502 | 0 | 87.04 | 53.695 | 0 | 32.536 | 0 | 0 | 32.536 | 0.97134 | 0 | 0.809 | 0 | 0
|  |  |  | 43.96 | 87.92 | 0 | 0 | 0 | 0 | 0 | 12.23 | 0.12502 | 0 | 87.92 | 70.853 | 0 | 8.137 | 0 | 0 | 8.137 | 0.65504 | 0 | 8.93 | 0 | 0
|  |  |  | 39.12 | 78.24 | 0 | 0 | 0 | 0 | 0 | 7.48 | 0.12502 | 0 | 78.24 | 70.853 | 0 | 0 | 0 | 0 | 0 | 0.39339 | 0 | 7.387 | 0 | 0
|  |  |  | 23.36 | 46.72 | 0 | 0 | 0 | 0 | 0 | 7.48 | 0.12502 | 0 | 46.72 | 46.72 | 0 | 0 | 0 | 0 | 0 | 0.39339 | 0 | 0 | 0 | 0
|  |  |  | 22.36 | 44.72 | 0 | 0 | 0 | 0 | 0 | 7.48 | 0.12502 | 0 | 44.72 | 39.26 | 0 | 0 | 0 | 0 | 0 | 0.2 | 0 | 5.46 | 0 | 0
|  |  |  | 23.36 | 46.72 | 0 | 0 | 0 | 0 | 0 | 7.48 | 0.10709 | 0 | 46.72 | 46.72 | 0 | 0 | 0 | 0 | 0 | 0.2 | 0 | 0 | 0 | 0
|  |  |  | 23.12 | 46.24 | 0 | 0 | 0 | 0 | 0 | 7.48 | 0.10709 | 0 | 46.24 | 46.24 | 0 | 0 | 0 | 0 | 0 | 0.2 | 0 | 0 | 0 | 0
|  |  |  | 21.6 | 43.2 | 0 | 0 | 0 | 0 | 0 | 7.48 | 0.10709 | 0 | 43.2 | 43.2 | 0 | 0 | 0 | 0 | 0 | 0.2 | 0 | 0 | 0 | 0
|  |  |  | 18.4 | 36.8 | 0 | 0 | 0 | 0 | 0 | 7.48 | 0.10709 | 0 | 36.8 | 36.8 | 0 | 0 | 0 | 0 | 0 | 0.2 | 0 | 0 | 0 | 0
|  |  |  | 16.08 | 32.16 | 0 | 0 | 0 | 0 | 0 | 7.48 | 0.10709 | 0 | 32.16 | 32.16 | 0 | 0 | 0 | 0 | 0 | 0.2 | 0 | 0 | 0 | 0
|  |  |  | 12.08 | 24.16 | 0 | 0 | 0 | 0 | 0 | 7.48 | 0.10709 | 0 | 24.16 | 24.16 | 0 | 0 | 0 | 0 | 0 | 0.2 | 0 | 0 | 0 | 0
|  |  |  | 11.8 | 23.6 | 0 | 0 | 0 | 0 | 0 | 7.48 | 0.10709 | 0 | 23.6 | 23.6 | 0 | 0 | 0 | 0 | 0 | 0.2 | 0 | 0 | 0 | 0
|  |  |  | 14.76 | 29.52 | 0 | 0 | 0 | 0 | 0 | 7.48 | 0.10709 | 0 | 29.52 | 29.52 | 0 | 0 | 0 | 0 | 0 | 0.2 | 0 | 0 | 0 | 0
|  |  |  | 16.72 | 33.44 | 0 | 0 | 0 | 0 | 0 | 7.48 | 0.10709 | 0 | 33.44 | 33.44 | 0 | 0 | 0 | 0 | 0 | 0.2 | 0 | 0 | 0 | 0
|  |  |  | 17.32 | 34.64 | 0 | 0 | 0 | 0 | 0 | 7.48 | 0.10709 | 0 | 34.64 | 34.64 | 0 | 0 | 0 | 0 | 0 | 0.2 | 0 | 0 | 0 | 0
|  |  |  | 16.92 | 33.84 | 0 | 0 | 0 | 0 | 0 | 7.48 | 0.10709 | 0 | 33.84 | 29.268 | 0 | 4.572 | 0 | 0 | 4.572 | 0.2 | 0 | 0 | 0 | 0
|  |  |  | 17.36 | 34.72 | 0 | 0 | 0 | 0 | 0 | 7.48 | 0.10709 | 0 | 34.72 | 7.878 | 0 | 26.842 | 0 | 0 | 26.842 | 0.2 | 0 | 0 | 0 | 0
|  |  |  | 24.04 | 48.08 | 0 | 0 | 0 | 0 | 0 | 7.48 | 0.10709 | 0 | 48.08 | 0 | 0 | 50.447 | 2.367 | 0 | 48.08 | 0.27534 | 0 | 0 | 0 | 0
|  |  |  | 24.2 | 48.4 | 0 | 0 | 0 | 0 | 0 | 7.48 | 0.10709 | 0 | 48.4 | 0 | 5.578 | 60.954 | 12.554 | 0 | 48.4 | 0.6749 | 0 | 0 | 0 | 0
|  |  |  | 24.56 | 49.12 | 0 | 0 | 0 | 0 | 0 | 7.48 | 0.12502 | 0 | 49.12 | 0 | 15.272 | 59.334 | 10.214 | 0 | 49.12 | 1 | 0 | 0 | 0 | 0
|  |  |  | 23.84 | 47.68 | 0 | 0 | 0 | 0 | 0 | 7.48 | 0.12502 | 0 | 47.68 | 0 | 30.088 | 47.68 | 0 | 0 | 47.68 | 1 | 0 | 0 | 0 | 0
|  |  |  | 24.16 | 48.32 | 0 | 0 | 0 | 0 | 0 | 7.48 | 0.12502 | 0 | 48.32 | 0 | 26.437 | 48.32 | 0 | 0 | 48.32 | 1 | 0 | 0 | 0 | 0
|  |  |  | 25.88 | 51.76 | 0 | 0 | 0 | 0 | 0 | 12.23 | 0.12502 | 0 | 51.76 | 0 | 14.155 | 51.76 | 0 | 0 | 51.76 | 1 | 0 | 0 | 0 | 0
|  |  |  | 27.56 | 55.12 | 0 | 0 | 0 | 0 | 0 | 12.23 | 0.12502 | 0 | 55.12 | 3.023 | 0 | 52.097 | 0 | 0 | 52.097 | 1 | 0 | 0 | 0 | 0
|  |  |  | 25.28 | 50.56 | 0 | 0 | 0 | 0 | 0 | 12.23 | 0.12502 | 0 | 50.56 | 20.141 | 0 | 30.419 | 0 | 0 | 30.419 | 1 | 0 | 0 | 0 | 0
|  |  |  | 23.44 | 46.88 | 0 | 0 | 0 | 0 | 0 | 12.23 | 0.12502 | 0 | 46.88 | 39.322 | 0 | 7.558 | 0 | 0 | 7.558 | 1 | 0 | 0 | 0 | 0
|  |  |  | 23.8 | 47.6 | 0 | 0 | 0 | 0 | 0 | 7.48 | 0.12502 | 0 | 47.6 | 47.6 | 0 | 0 | 0 | 0 | 0 | 1 | 0 | 0 | 0 | 0
|  |  |  | 22.8 | 45.6 | 0 | 0 | 0 | 0 | 0 | 7.48 | 0.12502 | 0 | 45.6 | 35.568 | 0 | 0 | 0 | 0 | 0 | 0.64467 | 0 | 10.032 | 0 | 0
|  |  |  | 19.96 | 39.92 | 0 | 0 | 0 | 0 | 0 | 7.48 | 0.12502 | 0 | 39.92 | 27.366 | 0 | 0 | 0 | 0 | 0 | 0.2 | 0 | 12.554 | 0 | 0
|  |  |  | 17.96 | 35.92 | 0 | 0 | 0 | 0 | 0 | 7.48 | 0.10709 | 4.094 | 35.92 | 35.92 | 0 | 0 | 0 | 0 | 0 | 0.33031 | 0 | 0 | 0 | 0
|  |  |  | 19.16 | 38.32 | 0 | 0 | 0 | 0 | 0 | 7.48 | 0.10709 | 0 | 38.32 | 38.32 | 0 | 0 | 0 | 0 | 0 | 0.33031 | 0 | 0 | 0 | 0
|  |  |  | 19.52 | 39.04 | 0 | 0 | 0 | 0 | 0 | 7.48 | 0.10709 | 0 | 39.04 | 39.04 | 0 | 0 | 0 | 0 | 0 | 0.33031 | 0 | 0 | 0 | 0
|  |  |  | 12.16 | 24.32 | 0 | 0 | 0 | 0 | 0 | 7.48 | 0.10709 | 0 | 24.32 | 24.32 | 0 | 0 | 0 | 0 | 0 | 0.33031 | 0 | 0 | 0 | 0
|  |  |  | 10.52 | 21.04 | 0 | 0 | 0 | 0 | 0 | 7.48 | 0.10709 | 0 | 21.04 | 21.04 | 0 | 0 | 0 | 0 | 0 | 0.33031 | 0 | 0 | 0 | 0
|  |  |  | 10.2 | 20.4 | 0 | 0 | 0 | 0 | 0 | 7.48 | 0.10709 | 0 | 20.4 | 20.4 | 0 | 0 | 0 | 0 | 0 | 0.33031 | 0 | 0 | 0 | 0
|  |  |  | 11.44 | 22.88 | 0 | 0 | 0 | 0 | 0 | 7.48 | 0.10709 | 0 | 22.88 | 22.88 | 0 | 0 | 0 | 0 | 0 | 0.33031 | 0 | 0 | 0 | 0
|  |  |  | 14.8 | 29.6 | 0 | 0 | 0 | 0 | 0 | 7.48 | 0.10709 | 0 | 29.6 | 29.6 | 0 | 0 | 0 | 0 | 0 | 0.33031 | 0 | 0 | 0 | 0
|  |  |  | 15.84 | 31.68 | 0 | 0 | 0 | 0 | 0 | 7.48 | 0.10709 | 0 | 31.68 | 31.68 | 0 | 0 | 0 | 0 | 0 | 0.33031 | 0 | 0 | 0 | 0
|  |  |  | 15.72 | 31.44 | 0 | 0 | 0 | 0 | 0 | 7.48 | 0.10709 | 0 | 31.44 | 31.44 | 0 | 0 | 0 | 0 | 0 | 0.33031 | 0 | 0 | 0 | 0
|  |  |  | 22.92 | 45.84 | 0 | 0 | 0 | 0 | 0 | 7.48 | 0.10709 | 0 | 45.84 | 44.92 | 0 | 0.92 | 0 | 0 | 0.92 | 0.33031 | 0 | 0 | 0 | 0
|  |  |  | 24.32 | 48.64 | 0 | 0 | 0 | 0 | 0 | 7.48 | 0.10709 | 0 | 48.64 | 23.587 | 0 | 25.053 | 0 | 0 | 25.053 | 0.33031 | 0 | 0 | 0 | 0
|  |  |  | 29.16 | 58.32 | 0 | 0 | 0 | 0 | 0 | 7.48 | 0.10709 | 0 | 58.32 | 11.186 | 0 | 47.134 | 0 | 0 | 47.134 | 0.33031 | 0 | 0 | 0 | 0
|  |  |  | 30.36 | 60.72 | 0 | 0 | 0 | 0 | 0 | 7.48 | 0.10709 | 0 | 60.72 | 0 | 0 | 62.501 | 1.781 | 0 | 60.72 | 0.38701 | 0 | 0 | 0 | 0
|  |  |  | 32.92 | 65.84 | 0 | 0 | 0 | 0 | 0 | 7.48 | 0.12502 | 0 | 65.84 | 0 | 0 | 69.391 | 3.551 | 0 | 65.84 | 0.50005 | 0 | 0 | 0 | 0
|  |  |  | 36.28 | 72.56 | 0 | 0 | 0 | 0 | 0 | 7.48 | 0.12502 | 0 | 72.56 | 0 | 0 | 72.263 | 0 | 0 | 72.263 | 0.48954 | 0 | 0.297 | 0 | 0
|  |  |  | 32.24 | 64.48 | 0 | 0 | 0 | 0 | 0 | 7.48 | 0.12502 | 0 | 64.48 | 0 | 0 | 72.024 | 7.544 | 0 | 64.48 | 0.72965 | 0 | 0 | 0 | 0
|  |  |  | 28.32 | 56.64 | 0 | 0 | 0 | 0 | 0 | 12.23 | 0.12502 | 0 | 56.64 | 0 | 0 | 65.134 | 8.494 | 0 | 56.64 | 1 | 0 | 0 | 0 | 0
|  |  |  | 28.32 | 56.64 | 0 | 0 | 0 | 0 | 0 | 12.23 | 0.12502 | 0 | 56.64 | 6.331 | 0 | 50.309 | 0 | 0 | 50.309 | 1 | 0 | 0 | 0 | 0
|  |  |  | 29.2 | 58.4 | 0 | 0 | 0 | 0 | 0 | 12.23 | 0.12502 | 0 | 58.4 | 28.787 | 0 | 29.613 | 0 | 0 | 29.613 | 1 | 0 | 0 | 0 | 0
|  |  |  | 28.68 | 57.36 | 0 | 0 | 0 | 0 | 0 | 12.23 | 0.12502 | 0 | 57.36 | 50.105 | 0 | 7.255 | 0 | 0 | 7.255 | 1 | 0 | 0 | 0 | 0
|  |  |  | 26.48 | 52.96 | 0 | 0 | 0 | 0 | 0 | 7.48 | 0.12502 | 0 | 52.96 | 52.96 | 0 | 0 | 0 | 0 | 0 | 1 | 0 | 0 | 0 | 0
|  |  |  | 29 | 58 | 0 | 0 | 0 | 0 | 0 | 7.48 | 0.12502 | 0 | 58 | 47.968 | 0 | 0 | 0 | 0 | 0 | 0.64467 | 0 | 10.032 | 0 | 0
|  |  |  | 30 | 60 | 0 | 0 | 0 | 0 | 0 | 7.48 | 0.12502 | 0 | 60 | 47.446 | 0 | 0 | 0 | 0 | 0 | 0.2 | 0 | 12.554 | 0 | 0
|  |  |  | 28 | 56 | 0 | 0 | 0 | 0 | 0 | 7.48 | 0.10709 | 0 | 56 | 56 | 0 | 0 | 0 | 0 | 0 | 0.2 | 0 | 0 | 0 | 0
|  |  |  | 26.36 | 52.72 | 0 | 0 | 0 | 0 | 0 | 7.48 | 0.10709 | 0 | 52.72 | 52.72 | 0 | 0 | 0 | 0 | 0 | 0.2 | 0 | 0 | 0 | 0
|  |  |  | 22.24 | 44.48 | 0 | 0 | 0 | 0 | 0 | 7.48 | 0.10709 | 0 | 44.48 | 44.48 | 0 | 0 | 0 | 0 | 0 | 0.2 | 0 | 0 | 0 | 0
|  |  |  | 13.04 | 26.08 | 0 | 0 | 0 | 0 | 0 | 7.48 | 0.10709 | 0 | 26.08 | 26.08 | 0 | 0 | 0 | 0 | 0 | 0.2 | 0 | 0 | 0 | 0
|  |  |  | 10.28 | 20.56 | 0 | 0 | 0 | 0 | 0 | 7.48 | 0.10709 | 0 | 20.56 | 20.56 | 0 | 0 | 0 | 0 | 0 | 0.2 | 0 | 0 | 0 | 0
|  |  |  | 11 | 22 | 0 | 0 | 0 | 0 | 0 | 7.48 | 0.10709 | 0 | 22 | 22 | 0 | 0 | 0 | 0 | 0 | 0.2 | 0 | 0 | 0 | 0
|  |  |  | 12.6 | 25.2 | 0 | 0 | 0 | 0 | 0 | 7.48 | 0.10709 | 0 | 25.2 | 25.2 | 0 | 0 | 0 | 0 | 0 | 0.2 | 0 | 0 | 0 | 0
|  |  |  | 15.4 | 30.8 | 0 | 0 | 0 | 0 | 0 | 7.48 | 0.10709 | 0 | 30.8 | 30.8 | 0 | 0 | 0 | 0 | 0 | 0.2 | 0 | 0 | 0 | 0
|  |  |  | 16.72 | 33.44 | 0 | 0 | 0 | 0 | 0 | 7.48 | 0.10709 | 0 | 33.44 | 33.44 | 0 | 0 | 0 | 0 | 0 | 0.2 | 0 | 0 | 0 | 0
|  |  |  | 18.6 | 37.2 | 0 | 0 | 0 | 0 | 0 | 7.48 | 0.10709 | 0 | 37.2 | 37.2 | 0 | 0 | 0 | 0 | 0 | 0.2 | 0 | 0 | 0 | 0
|  |  |  | 24.4 | 48.8 | 0 | 0 | 0 | 0 | 0 | 7.48 | 0.10709 | 0 | 48.8 | 44.643 | 0 | 4.157 | 0 | 0 | 4.157 | 0.2 | 0 | 0 | 0 | 0
|  |  |  | 26.84 | 53.68 | 0 | 0 | 0 | 0 | 0 | 7.48 | 0.10709 | 0 | 53.68 | 28.097 | 0 | 25.583 | 0 | 0 | 25.583 | 0.2 | 0 | 0 | 0 | 0
|  |  |  | 28.28 | 56.56 | 0 | 0 | 0 | 0 | 0 | 7.48 | 0.10709 | 0 | 56.56 | 8.494 | 0 | 48.066 | 0 | 0 | 48.066 | 0.2 | 0 | 0 | 0 | 0
|  |  |  | 29.4 | 58.8 | 0 | 0 | 0 | 0 | 0 | 7.48 | 0.10709 | 0 | 58.8 | 0 | 0 | 63.685 | 4.885 | 0 | 58.8 | 0.35549 | 0 | 0 | 0 | 0
|  |  |  | 34 | 68 | 0 | 0 | 0 | 0 | 0 | 7.48 | 0.10709 | 0 | 68 | 0 | 0 | 71.445 | 3.445 | 0 | 68 | 0.46513 | 0 | 0 | 0 | 0
|  |  |  | 32.52 | 65.04 | 0 | 0 | 0 | 0 | 0 | 7.48 | 0.10709 | 0 | 65.04 | 0 | 0 | 72.062 | 7.022 | 0 | 65.04 | 0.68862 | 0 | 0 | 0 | 0
|  |  |  | 30.48 | 60.96 | 0 | 0 | 0 | 0 | 0 | 7.48 | 0.10709 | 0 | 60.96 | 0 | 0 | 69.631 | 8.671 | 0 | 60.96 | 0.96459 | 0 | 0 | 0 | 0
|  |  |  | 33.44 | 66.88 | 0 | 0 | 0 | 0 | 0 | 7.48 | 0.10709 | 0 | 66.88 | 5.273 | 0 | 61.607 | 0 | 0 | 61.607 | 0.96459 | 0 | 0 | 0 | 0
|  |  |  | 34.2 | 68.4 | 0 | 0 | 0 | 0 | 0 | 7.48 | 0.10709 | 0 | 68.4 | 19.049 | 0 | 49.351 | 0 | 0 | 49.351 | 0.96459 | 0 | 0 | 0 | 0
|  |  |  | 36.36 | 72.72 | 0 | 0 | 0 | 0 | 0 | 7.48 | 0.10709 | 0 | 72.72 | 43.674 | 0 | 29.046 | 0 | 0 | 29.046 | 0.96459 | 0 | 0 | 0 | 0
|  |  |  | 36.24 | 72.48 | 0 | 0 | 0 | 0 | 0 | 7.48 | 0.10709 | 0 | 72.48 | 66.081 | 0 | 6.399 | 0 | 0 | 6.399 | 0.96459 | 0 | 0 | 0 | 0
|  |  |  | 29.76 | 59.52 | 0 | 0 | 0 | 0 | 0 | 7.48 | 0.10709 | 0 | 59.52 | 59.52 | 0 | 0 | 0 | 0 | 0 | 0.96459 | 0 | 0 | 0 | 0
|  |  |  | 27.04 | 54.08 | 0 | 0 | 0 | 0 | 0 | 7.48 | 0.10709 | 0 | 54.08 | 54.08 | 0 | 0 | 0 | 0 | 0 | 0.96459 | 0 | 0 | 0 | 0
|  |  |  | 27.04 | 54.08 | 0 | 0 | 0 | 0 | 0 | 7.48 | 0.10709 | 0 | 54.08 | 54.08 | 0 | 0 | 0 | 0 | 0 | 0.96459 | 0 | 0 | 0 | 0
|  |  |  | 26.12 | 52.24 | 0 | 0 | 0 | 0 | 0 | 7.48 | 0.10709 | 0 | 52.24 | 52.24 | 0 | 0 | 0 | 0 | 0 | 0.96459 | 0 | 0 | 0 | 0
|  |  |  | 24.4 | 48.8 | 0 | 0 | 0 | 0 | 0 | 7.48 | 0.10709 | 0 | 48.8 | 48.8 | 0 | 0 | 0 | 0 | 0 | 0.96459 | 0 | 0 | 0 | 0
|  |  |  | 19.16 | 38.32 | 0 | 0 | 0 | 0 | 0 | 7.48 | 0.10709 | 0 | 38.32 | 38.32 | 0 | 0 | 0 | 0 | 0 | 0.96459 | 0 | 0 | 0 | 0
|  |  |  | 12.28 | 24.56 | 0 | 0 | 0 | 0 | 0 | 7.48 | 0.10709 | 0 | 24.56 | 24.56 | 0 | 0 | 0 | 0 | 0 | 0.96459 | 0 | 0 | 0 | 0
|  |  |  | 14.28 | 28.56 | 0 | 0 | 0 | 0 | 0 | 7.48 | 0.10709 | 0 | 28.56 | 28.56 | 0 | 0 | 0 | 0 | 0 | 0.96459 | 0 | 0 | 0 | 0
|  |  |  | 15.68 | 31.36 | 0 | 0 | 0 | 0 | 0 | 7.48 | 0.10709 | 0 | 31.36 | 31.36 | 0 | 0 | 0 | 0 | 0 | 0.96459 | 0 | 0 | 0 | 0
|  |  |  | 16.72 | 33.44 | 0 | 0 | 0 | 0 | 0 | 7.48 | 0.10709 | 0 | 33.44 | 33.44 | 0 | 0 | 0 | 0 | 0 | 0.96459 | 0 | 0 | 0 | 0
|  |  |  | 17.12 | 34.24 | 0 | 0 | 0 | 0 | 0 | 7.48 | 0.10709 | 0 | 34.24 | 34.24 | 0 | 0 | 0 | 0 | 0 | 0.96459 | 0 | 0 | 0 | 0
|  |  |  | 16.36 | 32.72 | 0 | 0 | 0 | 0 | 0 | 7.48 | 0.10709 | 0 | 32.72 | 32.72 | 0 | 0 | 0 | 0 | 0 | 0.96459 | 0 | 0 | 0 | 0
|  |  |  | 16.72 | 33.44 | 0 | 0 | 0 | 0 | 0 | 7.48 | 0.10709 | 0 | 33.44 | 33.44 | 0 | 0 | 0 | 0 | 0 | 0.96459 | 0 | 0 | 0 | 0
|  |  |  | 23.72 | 47.44 | 0 | 0 | 0 | 0 | 0 | 7.48 | 0.10709 | 0 | 47.44 | 45.21 | 0 | 2.003 | 0 | 0 | 2.003 | 0.95653 | 0 | 0.228 | 0 | 0
|  |  |  | 27.68 | 55.36 | 0 | 0 | 0 | 0 | 0 | 7.48 | 0.10709 | 0 | 55.36 | 19.491 | 0 | 23.315 | 0 | 0 | 23.315 | 0.51186 | 0 | 12.554 | 0 | 0
|  |  |  | 27.56 | 55.12 | 0 | 0 | 0 | 0 | 0 | 7.48 | 0.10709 | 0 | 55.12 | 0 | 0 | 46.316 | 0 | 0 | 46.316 | 0.2 | 0 | 8.804 | 0 | 0
|  |  |  | 29.28 | 58.56 | 0 | 0 | 0 | 0 | 0 | 7.48 | 0.10709 | 0 | 58.56 | 0 | 0 | 60.94 | 2.38 | 0 | 58.56 | 0.27574 | 0 | 0 | 0 | 0
|  |  |  | 31.4 | 62.8 | 0 | 0 | 0 | 0 | 0 | 7.48 | 0.10709 | 0 | 62.8 | 0 | 0 | 69.58 | 6.78 | 0 | 62.8 | 0.49154 | 0 | 0 | 0 | 0
|  |  |  | 32.8 | 65.6 | 0 | 0 | 0 | 0 | 0 | 7.48 | 0.10709 | 0 | 65.6 | 0 | 0 | 72.666 | 7.066 | 0 | 65.6 | 0.71645 | 0 | 0 | 0 | 0
|  |  |  | 31 | 62 | 0 | 0 | 0 | 0 | 0 | 7.48 | 0.10709 | 0 | 62 | 0 | 0.435 | 70.909 | 8.909 | 0 | 62 | 1 | 0 | 0 | 0 | 0
|  |  |  | 28.88 | 57.76 | 0 | 0 | 0 | 0 | 0 | 7.48 | 0.10709 | 0 | 57.76 | 7.691 | 0 | 50.069 | 0 | 0 | 50.069 | 1 | 0 | 0 | 0 | 0
|  |  |  | 28.48 | 56.96 | 0 | 0 | 0 | 0 | 0 | 7.48 | 0.10709 | 0 | 56.96 | 21.099 | 0 | 35.861 | 0 | 0 | 35.861 | 1 | 0 | 0 | 0 | 0
|  |  |  | 27.04 | 54.08 | 0 | 0 | 0 | 0 | 0 | 7.48 | 0.10709 | 0 | 54.08 | 33.876 | 0 | 20.204 | 0 | 0 | 20.204 | 1 | 0 | 0 | 0 | 0
|  |  |  | 28.44 | 56.88 | 0 | 0 | 0 | 0 | 0 | 7.48 | 0.10709 | 0 | 56.88 | 51.035 | 0 | 5.845 | 0 | 0 | 5.845 | 1 | 0 | 0 | 0 | 0
|  |  |  | 27.12 | 54.24 | 0 | 0 | 0 | 0 | 0 | 7.48 | 0.10709 | 0 | 54.24 | 52.827 | 0 | 0 | 0 | 0 | 0 | 0.94995 | 0 | 1.413 | 0 | 0
|  |  |  | 27.84 | 55.68 | 0 | 0 | 0 | 0 | 0 | 7.48 | 0.10709 | 0 | 55.68 | 52.827 | 0 | 0 | 0 | 0 | 0 | 0.84889 | 0 | 2.853 | 0 | 0
|  |  |  | 26.4 | 52.8 | 0 | 0 | 0 | 0 | 0 | 7.48 | 0.10709 | 0.027 | 52.8 | 52.8 | 0 | 0 | 0 | 0 | 0 | 0.84974 | 0 | 0 | 0 | 0
|  |  |  | 26 | 52 | 0 | 0 | 0 | 0 | 0 | 7.48 | 0.10709 | 0.827 | 52 | 52 | 0 | 0 | 0 | 0 | 0 | 0.87606 | 0 | 0 | 0 | 0
|  |  |  | 25.84 | 51.68 | 0 | 0 | 0 | 0 | 0 | 7.48 | 0.10709 | 1.147 | 51.68 | 51.68 | 0 | 0 | 0 | 0 | 0 | 0.91257 | 0 | 0 | 0 | 0
|  |  |  | 23.24 | 46.48 | 0 | 0 | 0 | 0 | 0 | 7.48 | 0.10709 | 2.747 | 46.48 | 46.48 | 0 | 0 | 0 | 0 | 0 | 1 | 0 | 0 | 0 | 0
|  |  |  | 16.96 | 33.92 | 0 | 0 | 0 | 0 | 0 | 7.48 | 0.10709 | 0 | 33.92 | 33.92 | 0 | 0 | 0 | 0 | 0 | 1 | 0 | 0 | 0 | 0
|  |  |  | 15.12 | 30.24 | 0 | 0 | 0 | 0 | 0 | 7.48 | 0.10709 | 0 | 30.24 | 30.24 | 0 | 0 | 0 | 0 | 0 | 1 | 0 | 0 | 0 | 0
|  |  |  | 10.52 | 21.04 | 0 | 0 | 0 | 0 | 0 | 7.48 | 0.10709 | 0 | 21.04 | 21.04 | 0 | 0 | 0 | 0 | 0 | 1 | 0 | 0 | 0 | 0
|  |  |  | 12.16 | 24.32 | 0 | 0 | 0 | 0 | 0 | 7.48 | 0.10709 | 0 | 24.32 | 24.32 | 0 | 0 | 0 | 0 | 0 | 1 | 0 | 0 | 0 | 0
|  |  |  | 14.28 | 28.56 | 0 | 0 | 0 | 0 | 0 | 7.48 | 0.10709 | 0 | 28.56 | 28.56 | 0 | 0 | 0 | 0 | 0 | 1 | 0 | 0 | 0 | 0
|  |  |  | 15.16 | 30.32 | 0 | 0 | 0 | 0 | 0 | 7.48 | 0.10709 | 0 | 30.32 | 30.32 | 0 | 0 | 0 | 0 | 0 | 1 | 0 | 0 | 0 | 0
|  |  |  | 15.92 | 31.84 | 0 | 0 | 0 | 0 | 0 | 7.48 | 0.10709 | 0 | 31.84 | 31.84 | 0 | 0 | 0 | 0 | 0 | 1 | 0 | 0 | 0 | 0
|  |  |  | 22.44 | 44.88 | 0 | 0 | 0 | 0 | 0 | 7.48 | 0.10709 | 0 | 44.88 | 43.872 | 0 | 1.008 | 0 | 0 | 1.008 | 1 | 0 | 0 | 0 | 0
|  |  |  | 25.64 | 51.28 | 0 | 0 | 0 | 0 | 0 | 7.48 | 0.10709 | 0 | 51.28 | 35.359 | 0 | 15.921 | 0 | 0 | 15.921 | 1 | 0 | 0 | 0 | 0
|  |  |  | 28.56 | 57.12 | 0 | 0 | 0 | 0 | 0 | 7.48 | 0.10709 | 0 | 57.12 | 16.133 | 0 | 40.987 | 0 | 0 | 40.987 | 1 | 0 | 0 | 0 | 0
|  |  |  | 29.2 | 58.4 | 0 | 0 | 0 | 0 | 0 | 7.48 | 0.10709 | 0 | 58.4 | 8.167 | 0 | 50.233 | 0 | 0 | 50.233 | 1 | 0 | 0 | 0 | 0
|  |  |  | 29.52 | 59.04 | 0 | 0 | 0 | 0 | 0 | 7.48 | 0.12502 | 0 | 59.04 | 6.267 | 0 | 42.789 | 0 | 0 | 42.789 | 0.64636 | 0 | 9.984 | 0 | 0
|  |  |  | 32.56 | 65.12 | 0 | 0 | 0 | 0 | 0 | 7.48 | 0.12502 | 0 | 65.12 | 0 | 0 | 76.231 | 11.111 | 0 | 65.12 | 1 | 0 | 0 | 0 | 0
|  |  |  | 30.32 | 60.64 | 0 | 0 | 0 | 0 | 0 | 7.48 | 0.12502 | 0 | 60.64 | 1.036 | 0 | 59.604 | 0 | 0 | 59.604 | 1 | 0 | 0 | 0 | 0
|  |  |  | 29.24 | 58.48 | 0 | 0 | 0 | 0 | 0 | 12.23 | 0.12502 | 0 | 58.48 | 3.851 | 0 | 54.629 | 0 | 0 | 54.629 | 1 | 0 | 0 | 0 | 0
|  |  |  | 27.44 | 54.88 | 0 | 0 | 0 | 0 | 0 | 12.23 | 0.12502 | 0 | 54.88 | 38.258 | 0 | 4.069 | 0 | 0 | 4.069 | 0.55533 | 0 | 12.554 | 0 | 0
|  |  |  | 26.72 | 53.44 | 0 | 0 | 0 | 0 | 0 | 12.23 | 0.12502 | 0.527 | 53.44 | 25.477 | 0 | 27.963 | 0 | 0 | 27.963 | 0.57211 | 0 | 0 | 0 | 0
|  |  |  | 27.36 | 54.72 | 0 | 0 | 0 | 0 | 0 | 12.23 | 0.12502 | 0 | 54.72 | 49.241 | 0 | 5.479 | 0 | 0 | 5.479 | 0.57211 | 0 | 0 | 0 | 0
|  |  |  | 27.56 | 55.12 | 0 | 0 | 0 | 0 | 0 | 7.48 | 0.12502 | 0 | 55.12 | 52.827 | 0 | 0 | 0 | 0 | 0 | 0.49089 | 0 | 2.293 | 0 | 0
|  |  |  | 27.48 | 54.96 | 0 | 0 | 0 | 0 | 0 | 7.48 | 0.12502 | 0 | 54.96 | 52.827 | 0 | 0 | 0 | 0 | 0 | 0.41533 | 0 | 2.133 | 0 | 0
|  |  |  | 27.44 | 54.88 | 0 | 0 | 0 | 0 | 0 | 7.48 | 0.12502 | 0 | 54.88 | 52.827 | 0 | 0 | 0 | 0 | 0 | 0.34261 | 0 | 2.053 | 0 | 0
|  |  |  | 27.28 | 54.56 | 0 | 0 | 0 | 0 | 0 | 7.48 | 0.10709 | 0 | 54.56 | 52.827 | 0 | 0 | 0 | 0 | 0 | 0.28122 | 0 | 1.733 | 0 | 0
|  |  |  | 27.56 | 55.12 | 0 | 0 | 0 | 0 | 0 | 7.48 | 0.10709 | 0 | 55.12 | 52.827 | 0 | 0 | 0 | 0 | 0 | 0.2 | 0 | 2.293 | 0 | 0
|  |  |  | 25.84 | 51.68 | 0 | 0 | 0 | 0 | 0 | 7.48 | 0.10709 | 0.727 | 51.68 | 51.68 | 0 | 0 | 0 | 0 | 0 | 0.22314 | 0 | 0 | 0 | 0
|  |  |  | 18 | 36 | 0 | 0 | 0 | 0 | 0 | 7.48 | 0.10709 | 0 | 36 | 36 | 0 | 0 | 0 | 0 | 0 | 0.22314 | 0 | 0 | 0 | 0
|  |  |  | 16.16 | 32.32 | 0 | 0 | 0 | 0 | 0 | 7.48 | 0.10709 | 0 | 32.32 | 32.32 | 0 | 0 | 0 | 0 | 0 | 0.22314 | 0 | 0 | 0 | 0
|  |  |  | 15.36 | 30.72 | 0 | 0 | 0 | 0 | 0 | 7.48 | 0.10709 | 0 | 30.72 | 30.72 | 0 | 0 | 0 | 0 | 0 | 0.22314 | 0 | 0 | 0 | 0
|  |  |  | 16.08 | 32.16 | 0 | 0 | 0 | 0 | 0 | 7.48 | 0.10709 | 0 | 32.16 | 32.16 | 0 | 0 | 0 | 0 | 0 | 0.22314 | 0 | 0 | 0 | 0
|  |  |  | 15.6 | 31.2 | 0 | 0 | 0 | 0 | 0 | 7.48 | 0.10709 | 0 | 31.2 | 31.2 | 0 | 0 | 0 | 0 | 0 | 0.22314 | 0 | 0 | 0 | 0
|  |  |  | 14.36 | 28.72 | 0 | 0 | 0 | 0 | 0 | 7.48 | 0.10709 | 0 | 28.72 | 28.72 | 0 | 0 | 0 | 0 | 0 | 0.22314 | 0 | 0 | 0 | 0
|  |  |  | 16.32 | 32.64 | 0 | 0 | 0 | 0 | 0 | 7.48 | 0.10709 | 0 | 32.64 | 32.64 | 0 | 0 | 0 | 0 | 0 | 0.22314 | 0 | 0 | 0 | 0
|  |  |  | 23.72 | 47.44 | 0 | 0 | 0 | 0 | 0 | 7.48 | 0.10709 | 0 | 47.44 | 44.971 | 0 | 2.469 | 0 | 0 | 2.469 | 0.22314 | 0 | 0 | 0 | 0
|  |  |  | 26.56 | 53.12 | 0 | 0 | 0 | 0 | 0 | 7.48 | 0.10709 | 0 | 53.12 | 45.122 | 0 | 7.998 | 0 | 0 | 7.998 | 0.22314 | 0 | 0 | 0 | 0
|  |  |  | 29.16 | 58.32 | 0 | 0 | 0 | 0 | 0 | 7.48 | 0.10709 | 0 | 58.32 | 25.797 | 0 | 32.523 | 0 | 0 | 32.523 | 0.22314 | 0 | 0 | 0 | 0
|  |  |  | 31.56 | 63.12 | 0 | 0 | 0 | 0 | 0 | 7.48 | 0.10709 | 0 | 63.12 | 23.014 | 0 | 40.106 | 0 | 0 | 40.106 | 0.22314 | 0 | 0 | 0 | 0
|  |  |  | 33.6 | 67.2 | 0 | 0 | 0 | 0 | 0 | 7.48 | 0.12502 | 0 | 67.2 | 0 | 0 | 71.193 | 3.993 | 0 | 67.2 | 0.35021 | 0 | 0 | 0 | 0
|  |  |  | 33.52 | 67.04 | 0 | 0 | 0 | 0 | 0 | 7.48 | 0.12502 | 0 | 67.04 | 0 | 0 | 75.74 | 8.7 | 0 | 67.04 | 0.62711 | 0 | 0 | 0 | 0
|  |  |  | 33.12 | 66.24 | 0 | 0 | 0 | 0 | 0 | 7.48 | 0.12502 | 0 | 66.24 | 0 | 0 | 74.203 | 7.963 | 0 | 66.24 | 0.88056 | 0 | 0 | 0 | 0
|  |  |  | 30.76 | 61.52 | 0 | 0 | 0 | 0 | 0 | 12.23 | 0.12502 | 0 | 61.52 | 0 | 0 | 65.273 | 3.753 | 0 | 61.52 | 1 | 0 | 0 | 0 | 0
|  |  |  | 26.48 | 52.96 | 0 | 0 | 0 | 0 | 0 | 12.23 | 0.12502 | 0 | 52.96 | 3.143 | 0 | 49.817 | 0 | 0 | 49.817 | 1 | 0 | 0 | 0 | 0
|  |  |  | 26.6 | 53.2 | 0 | 0 | 0 | 0 | 0 | 12.23 | 0.12502 | 0 | 53.2 | 24.922 | 0 | 28.278 | 0 | 0 | 28.278 | 1 | 0 | 0 | 0 | 0
|  |  |  | 26.4 | 52.8 | 0 | 0 | 0 | 0 | 0 | 12.23 | 0.12502 | 0 | 52.8 | 46.452 | 0 | 6.348 | 0 | 0 | 6.348 | 1 | 0 | 0 | 0 | 0
|  |  |  | 27.24 | 54.48 | 0 | 0 | 0 | 0 | 0 | 7.48 | 0.12502 | 0 | 54.48 | 52.827 | 0 | 0 | 0 | 0 | 0 | 0.94145 | 0 | 1.653 | 0 | 0
|  |  |  | 27.96 | 55.92 | 0 | 0 | 0 | 0 | 0 | 7.48 | 0.12502 | 0 | 55.92 | 49.275 | 0 | 0 | 0 | 0 | 0 | 0.70606 | 0 | 6.645 | 0 | 0
|  |  |  | 28.4 | 56.8 | 0 | 0 | 0 | 0 | 0 | 7.48 | 0.12502 | 0 | 56.8 | 44.246 | 0 | 0 | 0 | 0 | 0 | 0.26139 | 0 | 12.554 | 0 | 0
|  |  |  | 27.28 | 54.56 | 0 | 0 | 0 | 0 | 0 | 7.48 | 0.10709 | 0 | 54.56 | 52.827 | 0 | 0 | 0 | 0 | 0 | 0.2 | 0 | 1.733 | 0 | 0
|  |  |  | 23.76 | 47.52 | 0 | 0 | 0 | 0 | 0 | 7.48 | 0.10709 | 0 | 47.52 | 47.52 | 0 | 0 | 0 | 0 | 0 | 0.2 | 0 | 0 | 0 | 0
|  |  |  | 20.12 | 40.24 | 0 | 0 | 0 | 0 | 0 | 7.48 | 0.10709 | 0 | 40.24 | 40.24 | 0 | 0 | 0 | 0 | 0 | 0.2 | 0 | 0 | 0 | 0
|  |  |  | 14.44 | 28.88 | 0 | 0 | 0 | 0 | 0 | 7.48 | 0.10709 | 0 | 28.88 | 28.88 | 0 | 0 | 0 | 0 | 0 | 0.2 | 0 | 0 | 0 | 0
|  |  |  | 11.08 | 22.16 | 0 | 0 | 0 | 0 | 0 | 7.48 | 0.10709 | 0 | 22.16 | 22.16 | 0 | 0 | 0 | 0 | 0 | 0.2 | 0 | 0 | 0 | 0
|  |  |  | 11.24 | 22.48 | 0 | 0 | 0 | 0 | 0 | 7.48 | 0.10709 | 0 | 22.48 | 22.48 | 0 | 0 | 0 | 0 | 0 | 0.2 | 0 | 0 | 0 | 0
|  |  |  | 13.48 | 26.96 | 0 | 0 | 0 | 0 | 0 | 7.48 | 0.10709 | 0 | 26.96 | 26.96 | 0 | 0 | 0 | 0 | 0 | 0.2 | 0 | 0 | 0 | 0
|  |  |  | 13.88 | 27.76 | 0 | 0 | 0 | 0 | 0 | 7.48 | 0.10709 | 0 | 27.76 | 27.76 | 0 | 0 | 0 | 0 | 0 | 0.2 | 0 | 0 | 0 | 0
|  |  |  | 13.52 | 27.04 | 0 | 0 | 0 | 0 | 0 | 7.48 | 0.10709 | 0 | 27.04 | 27.04 | 0 | 0 | 0 | 0 | 0 | 0.2 | 0 | 0 | 0 | 0
|  |  |  | 15.2 | 30.4 | 0 | 0 | 0 | 0 | 0 | 7.48 | 0.10709 | 0 | 30.4 | 30.4 | 0 | 0 | 0 | 0 | 0 | 0.2 | 0 | 0 | 0 | 0
|  |  |  | 18.88 | 37.76 | 0 | 0 | 0 | 0 | 0 | 7.48 | 0.10709 | 0 | 37.76 | 34.548 | 0 | 3.212 | 0 | 0 | 3.212 | 0.2 | 0 | 0 | 0 | 0
|  |  |  | 24.28 | 48.56 | 0 | 0 | 0 | 0 | 0 | 7.48 | 0.10709 | 0 | 48.56 | 24.464 | 0 | 24.096 | 0 | 0 | 24.096 | 0.2 | 0 | 0 | 0 | 0
|  |  |  | 23.32 | 46.64 | 0 | 0 | 0 | 0 | 0 | 7.48 | 0.10709 | 0 | 46.64 | 0 | 0 | 46.908 | 0.268 | 0 | 46.64 | 0.20852 | 0 | 0 | 0 | 0
|  |  |  | 22.96 | 45.92 | 0 | 0 | 0 | 0 | 0 | 7.48 | 0.10709 | 0 | 45.92 | 0 | 4.67 | 58.474 | 12.554 | 0 | 45.92 | 0.60808 | 0 | 0 | 0 | 0
|  |  |  | 24.12 | 48.24 | 0 | 0 | 0 | 0 | 0 | 7.48 | 0.12502 | 0 | 48.24 | 0 | 13.561 | 60.554 | 12.314 | 0 | 48.24 | 1 | 0 | 0 | 0 | 0
|  |  |  | 26.4 | 52.8 | 0 | 0 | 0 | 0 | 0 | 7.48 | 0.12502 | 0 | 52.8 | 0 | 24.678 | 52.8 | 0 | 0 | 52.8 | 1 | 0 | 0 | 0 | 0
|  |  |  | 25.72 | 51.44 | 0 | 0 | 0 | 0 | 0 | 7.48 | 0.12502 | 0 | 51.44 | 0 | 23.053 | 51.44 | 0 | 0 | 51.44 | 1 | 0 | 0 | 0 | 0
|  |  |  | 25.72 | 51.44 | 0 | 0 | 0 | 0 | 0 | 12.23 | 0.12502 | 0 | 51.44 | 0 | 14.815 | 51.44 | 0 | 0 | 51.44 | 1 | 0 | 0 | 0 | 0
|  |  |  | 25.16 | 50.32 | 0 | 0 | 0 | 0 | 0 | 12.23 | 0.12502 | 0 | 50.32 | 0 | 0.215 | 50.32 | 0 | 0 | 50.32 | 1 | 0 | 0 | 0 | 0
|  |  |  | 25.44 | 50.88 | 0 | 0 | 0 | 0 | 0 | 12.23 | 0.12502 | 0 | 50.88 | 22.148 | 0 | 28.732 | 0 | 0 | 28.732 | 1 | 0 | 0 | 0 | 0
|  |  |  | 26.16 | 52.32 | 0 | 0 | 0 | 0 | 0 | 12.23 | 0.12502 | 0 | 52.32 | 45.896 | 0 | 6.424 | 0 | 0 | 6.424 | 1 | 0 | 0 | 0 | 0
|  |  |  | 25.4 | 50.8 | 0 | 0 | 0 | 0 | 0 | 7.48 | 0.12502 | 0 | 50.8 | 50.8 | 0 | 0 | 0 | 0 | 0 | 1 | 0 | 0 | 0 | 0
|  |  |  | 24.32 | 48.64 | 0 | 0 | 0 | 0 | 0 | 7.48 | 0.12502 | 0 | 48.64 | 38.608 | 0 | 0 | 0 | 0 | 0 | 0.64467 | 0 | 10.032 | 0 | 0
|  |  |  | 24.8 | 49.6 | 0 | 0 | 0 | 0 | 0 | 7.48 | 0.12502 | 0 | 49.6 | 37.046 | 0 | 0 | 0 | 0 | 0 | 0.2 | 0 | 12.554 | 0 | 0
|  |  |  | 25.24 | 50.48 | 0 | 0 | 0 | 0 | 0 | 7.48 | 0.10709 | 0 | 50.48 | 50.48 | 0 | 0 | 0 | 0 | 0 | 0.2 | 0 | 0 | 0 | 0
|  |  |  | 25.36 | 50.72 | 0 | 0 | 0 | 0 | 0 | 7.48 | 0.10709 | 0 | 50.72 | 50.72 | 0 | 0 | 0 | 0 | 0 | 0.2 | 0 | 0 | 0 | 0
|  |  |  | 23.68 | 47.36 | 0 | 0 | 0 | 0 | 0 | 7.48 | 0.10709 | 0 | 47.36 | 47.36 | 0 | 0 | 0 | 0 | 0 | 0.2 | 0 | 0 | 0 | 0
|  |  |  | 18.24 | 36.48 | 0 | 0 | 0 | 0 | 0 | 7.48 | 0.10709 | 0 | 36.48 | 36.48 | 0 | 0 | 0 | 0 | 0 | 0.2 | 0 | 0 | 0 | 0
|  |  |  | 18.04 | 36.08 | 0 | 0 | 0 | 0 | 0 | 7.48 | 0.10709 | 0 | 36.08 | 36.08 | 0 | 0 | 0 | 0 | 0 | 0.2 | 0 | 0 | 0 | 0
|  |  |  | 12.88 | 25.76 | 0 | 0 | 0 | 0 | 0 | 7.48 | 0.10709 | 0 | 25.76 | 25.76 | 0 | 0 | 0 | 0 | 0 | 0.2 | 0 | 0 | 0 | 0
|  |  |  | 12.6 | 25.2 | 0 | 0 | 0 | 0 | 0 | 7.48 | 0.10709 | 0 | 25.2 | 25.2 | 0 | 0 | 0 | 0 | 0 | 0.2 | 0 | 0 | 0 | 0
|  |  |  | 13.2 | 26.4 | 0 | 0 | 0 | 0 | 0 | 7.48 | 0.10709 | 0 | 26.4 | 26.4 | 0 | 0 | 0 | 0 | 0 | 0.2 | 0 | 0 | 0 | 0
|  |  |  | 14.72 | 29.44 | 0 | 0 | 0 | 0 | 0 | 7.48 | 0.10709 | 0 | 29.44 | 29.44 | 0 | 0 | 0 | 0 | 0 | 0.2 | 0 | 0 | 0 | 0
|  |  |  | 17.44 | 34.88 | 0 | 0 | 0 | 0 | 0 | 7.48 | 0.10709 | 0 | 34.88 | 34.88 | 0 | 0 | 0 | 0 | 0 | 0.2 | 0 | 0 | 0 | 0
|  |  |  | 17.6 | 35.2 | 0 | 0 | 0 | 0 | 0 | 7.48 | 0.10709 | 0 | 35.2 | 32.127 | 0 | 3.073 | 0 | 0 | 3.073 | 0.2 | 0 | 0 | 0 | 0
|  |  |  | 18.44 | 36.88 | 0 | 0 | 0 | 0 | 0 | 7.48 | 0.10709 | 0 | 36.88 | 13.048 | 0 | 23.832 | 0 | 0 | 23.832 | 0.2 | 0 | 0 | 0 | 0
|  |  |  | 23.72 | 47.44 | 0 | 0 | 0 | 0 | 0 | 7.48 | 0.10709 | 0 | 47.44 | 0.91 | 0 | 46.53 | 0 | 0 | 46.53 | 0.2 | 0 | 0 | 0 | 0
|  |  |  | 25.32 | 50.64 | 0 | 0 | 0 | 0 | 0 | 7.48 | 0.10709 | 0 | 50.64 | 0 | 0 | 61.897 | 11.257 | 0 | 50.64 | 0.55828 | 0 | 0 | 0 | 0
|  |  |  | 24.04 | 48.08 | 0 | 0 | 0 | 0 | 0 | 7.48 | 0.12502 | 0 | 48.08 | 0 | 10.068 | 60.634 | 12.554 | 0 | 48.08 | 0.95784 | 0 | 0 | 0 | 0
|  |  |  | 24.2 | 48.4 | 0 | 0 | 0 | 0 | 0 | 7.48 | 0.12502 | 0 | 48.4 | 0 | 21.645 | 49.724 | 1.324 | 0 | 48.4 | 1 | 0 | 0 | 0 | 0
|  |  |  | 23.24 | 46.48 | 0 | 0 | 0 | 0 | 0 | 7.48 | 0.12502 | 0 | 46.48 | 0 | 22.042 | 46.48 | 0 | 0 | 46.48 | 1 | 0 | 0 | 0 | 0
|  |  |  | 24.12 | 48.24 | 0 | 0 | 0 | 0 | 0 | 12.23 | 0.12502 | 0 | 48.24 | 0 | 12.057 | 48.24 | 0 | 0 | 48.24 | 1 | 0 | 0 | 0 | 0
|  |  |  | 23.88 | 47.76 | 0 | 0 | 0 | 0 | 0 | 12.23 | 0.12502 | 0 | 47.76 | 1.583 | 0 | 46.177 | 0 | 0 | 46.177 | 1 | 0 | 0 | 0 | 0
|  |  |  | 23 | 46 | 0 | 0 | 0 | 0 | 0 | 12.23 | 0.12502 | 0 | 46 | 22.257 | 0 | 23.743 | 0 | 0 | 23.743 | 1 | 0 | 0 | 0 | 0
|  |  |  | 23.64 | 47.28 | 0 | 0 | 0 | 0 | 0 | 12.23 | 0.12502 | 0 | 47.28 | 42.771 | 0 | 4.509 | 0 | 0 | 4.509 | 1 | 0 | 0 | 0 | 0
|  |  |  | 25.16 | 50.32 | 0 | 0 | 0 | 0 | 0 | 7.48 | 0.12502 | 0 | 50.32 | 50.32 | 0 | 0 | 0 | 0 | 0 | 1 | 0 | 0 | 0 | 0
|  |  |  | 25.4 | 50.8 | 0 | 0 | 0 | 0 | 0 | 7.48 | 0.12502 | 0 | 50.8 | 40.768 | 0 | 0 | 0 | 0 | 0 | 0.64467 | 0 | 10.032 | 0 | 0
|  |  |  | 21.64 | 43.28 | 0 | 0 | 0 | 0 | 0 | 7.48 | 0.12502 | 0 | 43.28 | 30.726 | 0 | 0 | 0 | 0 | 0 | 0.2 | 0 | 12.554 | 0 | 0
|  |  |  | 18.76 | 37.52 | 0 | 0 | 0 | 0 | 0 | 7.48 | 0.10709 | 12.554 | 37.52 | 37.52 | 0 | 0 | 0 | 0 | 0 | 0.59956 | 0 | 0 | 0 | 0
|  |  |  | 20.6267 | 41.2533 | 0 | 0 | 0 | 0 | 0 | 7.48 | 0.10709 | 11.574 | 41.253 | 41.253 | 0 | 0 | 0 | 0 | 0 | 0.96792 | 0 | 0 | 0 | 0
|  |  |  | 20.5467 | 41.0933 | 0 | 0 | 0 | 0 | 0 | 7.48 | 0.10709 | 1.008 | 41.093 | 41.093 | 0 | 0 | 0 | 0 | 0 | 1 | 0 | 0 | 0 | 0
|  |  |  | 13.7067 | 27.4133 | 0 | 0 | 0 | 0 | 0 | 7.48 | 0.10709 | 0 | 27.413 | 27.413 | 0 | 0 | 0 | 0 | 0 | 1 | 0 | 0 | 0 | 0
|  |  |  | 11.4933 | 22.9867 | 0 | 0 | 0 | 0 | 0 | 7.48 | 0.10709 | 0 | 22.987 | 22.987 | 0 | 0 | 0 | 0 | 0 | 1 | 0 | 0 | 0 | 0
|  |  |  | 11.52 | 23.04 | 0 | 0 | 0 | 0 | 0 | 7.48 | 0.10709 | 0 | 23.04 | 23.04 | 0 | 0 | 0 | 0 | 0 | 1 | 0 | 0 | 0 | 0
|  |  |  | 13.44 | 26.88 | 0 | 0 | 0 | 0 | 0 | 7.48 | 0.10709 | 0 | 26.88 | 26.88 | 0 | 0 | 0 | 0 | 0 | 1 | 0 | 0 | 0 | 0
|  |  |  | 16.2267 | 32.4533 | 0 | 0 | 0 | 0 | 0 | 7.48 | 0.10709 | 0 | 32.453 | 32.453 | 0 | 0 | 0 | 0 | 0 | 1 | 0 | 0 | 0 | 0
|  |  |  | 16.6133 | 33.2267 | 0 | 0 | 0 | 0 | 0 | 7.48 | 0.10709 | 0 | 33.227 | 33.227 | 0 | 0 | 0 | 0 | 0 | 1 | 0 | 0 | 0 | 0
|  |  |  | 17.3067 | 34.6133 | 0 | 0 | 0 | 0 | 0 | 7.48 | 0.10709 | 0 | 34.613 | 34.613 | 0 | 0 | 0 | 0 | 0 | 1 | 0 | 0 | 0 | 0
|  |  |  | 23.8533 | 47.7067 | 0 | 0 | 0 | 0 | 0 | 7.48 | 0.10709 | 0 | 47.707 | 46.674 | 0 | 1.033 | 0 | 0 | 1.033 | 1 | 0 | 0 | 0 | 0
|  |  |  | 26.28 | 52.56 | 0 | 0 | 0 | 0 | 0 | 7.48 | 0.10709 | 0 | 52.56 | 32.86 | 0 | 19.7 | 0 | 0 | 19.7 | 1 | 0 | 0 | 0 | 0
|  |  |  | 29.44 | 58.88 | 0 | 0 | 0 | 0 | 0 | 7.48 | 0.10709 | 0 | 58.88 | 37.328 | 0 | 21.552 | 0 | 0 | 21.552 | 1 | 0 | 0 | 0 | 0
|  |  |  | 32.48 | 64.96 | 0 | 0 | 0 | 0 | 0 | 7.48 | 0.10709 | 0 | 64.96 | 15.773 | 0 | 49.187 | 0 | 0 | 49.187 | 1 | 0 | 0 | 0 | 0
|  |  |  | 32.88 | 65.76 | 0 | 0 | 0 | 0 | 0 | 7.48 | 0.12502 | 0 | 65.76 | 1.562 | 0 | 61.909 | 0 | 0 | 61.909 | 0.91894 | 0 | 2.289 | 0 | 0
|  |  |  | 34.6 | 69.2 | 0 | 0 | 0 | 0 | 0 | 7.48 | 0.12502 | 0 | 69.2 | 0 | 0 | 71.747 | 2.547 | 0 | 69.2 | 1 | 0 | 0 | 0 | 0
|  |  |  | 27.68 | 55.36 | 0 | 0 | 0 | 0 | 0 | 7.48 | 0.12502 | 0 | 55.36 | 32.687 | 0 | 22.673 | 0 | 0 | 22.673 | 1 | 0 | 0 | 0 | 0
|  |  |  | 25.88 | 51.76 | 0 | 0 | 0 | 0 | 0 | 12.23 | 0.12502 | 0 | 51.76 | 38.258 | 0 | 4.938 | 0 | 0 | 4.938 | 0.69663 | 0 | 8.565 | 0 | 0
|  |  |  | 25.48 | 50.96 | 0 | 0 | 0 | 0 | 0 | 12.23 | 0.12502 | 0 | 50.96 | 22.4 | 0 | 36.667 | 8.107 | 0 | 28.56 | 0.95466 | 0 | 0 | 0 | 0
|  |  |  | 24.84 | 49.68 | 0 | 0 | 0 | 0 | 0 | 12.23 | 0.12502 | 0 | 49.68 | 32.524 | 0 | 17.156 | 0 | 0 | 17.156 | 0.95466 | 0 | 0 | 0 | 0
|  |  |  | 24.76 | 49.52 | 0 | 0 | 0 | 0 | 0 | 12.23 | 0.12502 | 0 | 49.52 | 46.761 | 0 | 2.759 | 0 | 0 | 2.759 | 0.95466 | 0 | 0 | 0 | 0
|  |  |  | 26.68 | 53.36 | 0 | 0 | 0 | 0 | 0 | 7.48 | 0.12502 | 0 | 53.36 | 52.827 | 0 | 0 | 0 | 0 | 0 | 0.93578 | 0 | 0.533 | 0 | 0
|  |  |  | 29.44 | 58.88 | 0 | 0 | 0 | 0 | 0 | 7.48 | 0.12502 | 0 | 58.88 | 52.827 | 0 | 0 | 0 | 0 | 0 | 0.72137 | 0 | 6.053 | 0 | 0
|  |  |  | 30.48 | 60.96 | 0 | 0 | 0 | 0 | 0 | 7.48 | 0.12502 | 0 | 60.96 | 52.827 | 0 | 0 | 0 | 0 | 0 | 0.43329 | 0 | 8.133 | 0 | 0
|  |  |  | 29.16 | 58.32 | 0 | 0 | 0 | 0 | 0 | 7.48 | 0.10709 | 0 | 58.32 | 52.827 | 0 | 0 | 0 | 0 | 0 | 0.23872 | 0 | 5.493 | 0 | 0
|  |  |  | 26.96 | 53.92 | 0 | 0 | 0 | 0 | 0 | 7.48 | 0.10709 | 0 | 53.92 | 52.827 | 0 | 0 | 0 | 0 | 0 | 0.2 | 0 | 1.093 | 0 | 0
|  |  |  | 21.52 | 43.04 | 0 | 0 | 0 | 0 | 0 | 7.48 | 0.10709 | 1.944 | 43.04 | 43.04 | 0 | 0 | 0 | 0 | 0 | 0.26187 | 0 | 0 | 0 | 0
|  |  |  | 15.2 | 30.4 | 0 | 0 | 0 | 0 | 0 | 7.48 | 0.10709 | 0 | 30.4 | 30.4 | 0 | 0 | 0 | 0 | 0 | 0.26187 | 0 | 0 | 0 | 0
|  |  |  | 14.16 | 28.32 | 0 | 0 | 0 | 0 | 0 | 7.48 | 0.10709 | 0 | 28.32 | 28.32 | 0 | 0 | 0 | 0 | 0 | 0.26187 | 0 | 0 | 0 | 0
|  |  |  | 13.04 | 26.08 | 0 | 0 | 0 | 0 | 0 | 7.48 | 0.10709 | 0 | 26.08 | 26.08 | 0 | 0 | 0 | 0 | 0 | 0.26187 | 0 | 0 | 0 | 0
|  |  |  | 13.84 | 27.68 | 0 | 0 | 0 | 0 | 0 | 7.48 | 0.10709 | 0 | 27.68 | 27.68 | 0 | 0 | 0 | 0 | 0 | 0.26187 | 0 | 0 | 0 | 0
|  |  |  | 14.24 | 28.48 | 0 | 0 | 0 | 0 | 0 | 7.48 | 0.10709 | 0 | 28.48 | 28.48 | 0 | 0 | 0 | 0 | 0 | 0.26187 | 0 | 0 | 0 | 0
|  |  |  | 16.04 | 32.08 | 0 | 0 | 0 | 0 | 0 | 7.48 | 0.10709 | 0 | 32.08 | 32.08 | 0 | 0 | 0 | 0 | 0 | 0.26187 | 0 | 0 | 0 | 0
|  |  |  | 18.68 | 37.36 | 0 | 0 | 0 | 0 | 0 | 7.48 | 0.10709 | 0 | 37.36 | 37.36 | 0 | 0 | 0 | 0 | 0 | 0.26187 | 0 | 0 | 0 | 0
|  |  |  | 24.68 | 49.36 | 0 | 0 | 0 | 0 | 0 | 7.48 | 0.10709 | 0 | 49.36 | 49.36 | 0 | 0 | 0 | 0 | 0 | 0.26187 | 0 | 0 | 0 | 0
|  |  |  | 27 | 54 | 0 | 0 | 0 | 0 | 0 | 7.48 | 0.10709 | 0 | 54 | 46.002 | 0 | 7.998 | 0 | 0 | 7.998 | 0.26187 | 0 | 0 | 0 | 0
|  |  |  | 27.04 | 54.08 | 0 | 0 | 0 | 0 | 0 | 7.48 | 0.10709 | 0 | 54.08 | 25.399 | 0 | 28.681 | 0 | 0 | 28.681 | 0.26187 | 0 | 0 | 0 | 0
|  |  |  | 29.96 | 59.92 | 0 | 0 | 0 | 0 | 0 | 7.48 | 0.10709 | 0 | 59.92 | 25.772 | 0 | 34.148 | 0 | 0 | 34.148 | 0.26187 | 0 | 0 | 0 | 0
|  |  |  | 35.32 | 70.64 | 0 | 0 | 0 | 0 | 0 | 7.48 | 0.10709 | 0 | 70.64 | 0.745 | 0 | 69.895 | 0 | 0 | 69.895 | 0.26187 | 0 | 0 | 0 | 0
|  |  |  | 33.36 | 66.72 | 0 | 0 | 0 | 0 | 0 | 7.48 | 0.10709 | 0 | 66.72 | 0 | 0 | 73.258 | 6.538 | 0 | 66.72 | 0.46998 | 0 | 0 | 0 | 0
|  |  |  | 29.56 | 59.12 | 0 | 0 | 0 | 0 | 0 | 7.48 | 0.10709 | 0 | 59.12 | 0 | 0 | 70.563 | 11.443 | 0 | 59.12 | 0.83418 | 0 | 0 | 0 | 0
|  |  |  | 27.72 | 55.44 | 0 | 0 | 0 | 0 | 0 | 7.48 | 0.10709 | 0 | 55.44 | 0 | 0 | 60.65 | 5.21 | 0 | 55.44 | 1 | 0 | 0 | 0 | 0
|  |  |  | 28.16 | 56.32 | 0 | 0 | 0 | 0 | 0 | 7.48 | 0.10709 | 0 | 56.32 | 16.051 | 0 | 40.269 | 0 | 0 | 40.269 | 1 | 0 | 0 | 0 | 0
|  |  |  | 27.8 | 55.6 | 0 | 0 | 0 | 0 | 0 | 7.48 | 0.10709 | 0 | 55.6 | 40.145 | 0 | 15.455 | 0 | 0 | 15.455 | 1 | 0 | 0 | 0 | 0
|  |  |  | 28.96 | 57.92 | 0 | 0 | 0 | 0 | 0 | 7.48 | 0.10709 | 0 | 57.92 | 52.827 | 0 | 3.363 | 0 | 0 | 3.363 | 0.93872 | 0 | 1.73 | 0 | 0
|  |  |  | 29.68 | 59.36 | 0 | 0 | 0 | 0 | 0 | 7.48 | 0.10709 | 0 | 59.36 | 52.827 | 0 | 0 | 0 | 0 | 0 | 0.70731 | 0 | 6.533 | 0 | 0
|  |  |  | 29.48 | 58.96 | 0 | 0 | 0 | 0 | 0 | 7.48 | 0.10709 | 0 | 58.96 | 52.827 | 0 | 0 | 0 | 0 | 0 | 0.49007 | 0 | 6.133 | 0 | 0
|  |  |  | 28.68 | 57.36 | 0 | 0 | 0 | 0 | 0 | 7.48 | 0.10709 | 0 | 57.36 | 52.827 | 0 | 0 | 0 | 0 | 0 | 0.32951 | 0 | 4.533 | 0 | 0
|  |  |  | 27.04 | 54.08 | 0 | 0 | 0 | 0 | 0 | 7.48 | 0.10709 | 0 | 54.08 | 52.827 | 0 | 0 | 0 | 0 | 0 | 0.28512 | 0 | 1.253 | 0 | 0
|  |  |  | 25.48 | 50.96 | 0 | 0 | 0 | 0 | 0 | 7.48 | 0.10709 | 1.867 | 50.96 | 50.96 | 0 | 0 | 0 | 0 | 0 | 0.34454 | 0 | 0 | 0 | 0
|  |  |  | 18.56 | 37.12 | 0 | 0 | 0 | 0 | 0 | 7.48 | 0.10709 | 12.554 | 37.12 | 37.12 | 0 | 0 | 0 | 0 | 0 | 0.7441 | 0 | 0 | 0 | 0
|  |  |  | 15.04 | 30.08 | 0 | 0 | 0 | 0 | 0 | 7.48 | 0.10709 | 8.04 | 30.08 | 30.08 | 0 | 0 | 0 | 0 | 0 | 1 | 0 | 0 | 0 | 0
|  |  |  | 13.44 | 26.88 | 0 | 0 | 0 | 0 | 0 | 7.48 | 0.10709 | 0 | 26.88 | 26.88 | 0 | 0 | 0 | 0 | 0 | 1 | 0 | 0 | 0 | 0
|  |  |  | 12.84 | 25.68 | 0 | 0 | 0 | 0 | 0 | 7.48 | 0.10709 | 0 | 25.68 | 25.68 | 0 | 0 | 0 | 0 | 0 | 1 | 0 | 0 | 0 | 0
|  |  |  | 13.44 | 26.88 | 0 | 0 | 0 | 0 | 0 | 7.48 | 0.10709 | 0 | 26.88 | 26.88 | 0 | 0 | 0 | 0 | 0 | 1 | 0 | 0 | 0 | 0
|  |  |  | 14.28 | 28.56 | 0 | 0 | 0 | 0 | 0 | 7.48 | 0.10709 | 0 | 28.56 | 28.56 | 0 | 0 | 0 | 0 | 0 | 1 | 0 | 0 | 0 | 0
|  |  |  | 14.84 | 29.68 | 0 | 0 | 0 | 0 | 0 | 7.48 | 0.10709 | 0 | 29.68 | 29.68 | 0 | 0 | 0 | 0 | 0 | 1 | 0 | 0 | 0 | 0
|  |  |  | 17.48 | 34.96 | 0 | 0 | 0 | 0 | 0 | 7.48 | 0.10709 | 0 | 34.96 | 34.96 | 0 | 0 | 0 | 0 | 0 | 1 | 0 | 0 | 0 | 0
|  |  |  | 24.2 | 48.4 | 0 | 0 | 0 | 0 | 0 | 7.48 | 0.10709 | 0 | 48.4 | 48.4 | 0 | 0 | 0 | 0 | 0 | 1 | 0 | 0 | 0 | 0
|  |  |  | 26.68 | 53.36 | 0 | 0 | 0 | 0 | 0 | 7.48 | 0.10709 | 0 | 53.36 | 46.142 | 0 | 7.218 | 0 | 0 | 7.218 | 1 | 0 | 0 | 0 | 0
|  |  |  | 27.8 | 55.6 | 0 | 0 | 0 | 0 | 0 | 7.48 | 0.10709 | 0 | 55.6 | 36.618 | 0 | 18.982 | 0 | 0 | 18.982 | 1 | 0 | 0 | 0 | 0
|  |  |  | 30.2 | 60.4 | 0 | 0 | 0 | 0 | 0 | 7.48 | 0.10709 | 0 | 60.4 | 17.523 | 0 | 42.877 | 0 | 0 | 42.877 | 1 | 0 | 0 | 0 | 0
|  |  |  | 31.12 | 62.24 | 0 | 0 | 0 | 0 | 0 | 7.48 | 0.10709 | 0 | 62.24 | 24.276 | 0 | 37.964 | 0 | 0 | 37.964 | 1 | 0 | 0 | 0 | 0
|  |  |  | 35.36 | 70.72 | 0 | 0 | 0 | 0 | 0 | 7.48 | 0.10709 | 0 | 70.72 | 4.049 | 0 | 66.671 | 0 | 0 | 66.671 | 1 | 0 | 0 | 0 | 0
|  |  |  | 35.28 | 70.56 | 0 | 0 | 0 | 0 | 0 | 7.48 | 0.10709 | 0 | 70.56 | 15.717 | 0 | 54.843 | 0 | 0 | 54.843 | 1 | 0 | 0 | 0 | 0
|  |  |  | 33.92 | 67.84 | 0 | 0 | 0 | 0 | 0 | 7.48 | 0.10709 | 0 | 67.84 | 26.941 | 0 | 40.899 | 0 | 0 | 40.899 | 1 | 0 | 0 | 0 | 0
|  |  |  | 29.92 | 59.84 | 0 | 0 | 0 | 0 | 0 | 7.48 | 0.10709 | 0 | 59.84 | 33.602 | 0 | 26.238 | 0 | 0 | 26.238 | 1 | 0 | 0 | 0 | 0
|  |  |  | 26.72 | 53.44 | 0 | 0 | 0 | 0 | 0 | 7.48 | 0.10709 | 0 | 53.44 | 40.92 | 0 | 12.52 | 0 | 0 | 12.52 | 1 | 0 | 0 | 0 | 0
|  |  |  | 26.88 | 53.76 | 0 | 0 | 0 | 0 | 0 | 7.48 | 0.10709 | 0 | 53.76 | 52.412 | 0 | 1.348 | 0 | 0 | 1.348 | 1 | 0 | 0 | 0 | 0
|  |  |  | 27.6 | 55.2 | 0 | 0 | 0 | 0 | 0 | 7.48 | 0.10709 | 0 | 55.2 | 52.827 | 0 | 0 | 0 | 0 | 0 | 0.91594 | 0 | 2.373 | 0 | 0
|  |  |  | 28.08 | 56.16 | 0 | 0 | 0 | 0 | 0 | 7.48 | 0.10709 | 0 | 56.16 | 52.827 | 0 | 0 | 0 | 0 | 0 | 0.79788 | 0 | 3.333 | 0 | 0
|  |  |  | 27.36 | 54.72 | 0 | 0 | 0 | 0 | 0 | 7.48 | 0.10709 | 0 | 54.72 | 52.827 | 0 | 0 | 0 | 0 | 0 | 0.73083 | 0 | 1.893 | 0 | 0
|  |  |  | 26.84 | 53.68 | 0 | 0 | 0 | 0 | 0 | 7.48 | 0.10709 | 0 | 53.68 | 52.827 | 0 | 0 | 0 | 0 | 0 | 0.70061 | 0 | 0.853 | 0 | 0
|  |  |  | 27.08 | 54.16 | 0 | 0 | 0 | 0 | 0 | 7.48 | 0.10709 | 0 | 54.16 | 52.827 | 0 | 0 | 0 | 0 | 0 | 0.65339 | 0 | 1.333 | 0 | 0
|  |  |  | 20.68 | 41.36 | 0 | 0 | 0 | 0 | 0 | 7.48 | 0.10709 | 10.89 | 41.36 | 41.36 | 0 | 0 | 0 | 0 | 0 | 1 | 0 | 0 | 0 | 0
|  |  |  | 13.4 | 26.8 | 0 | 0 | 0 | 0 | 0 | 7.48 | 0.10709 | 0 | 26.8 | 26.8 | 0 | 0 | 0 | 0 | 0 | 1 | 0 | 0 | 0 | 0
|  |  |  | 11.96 | 23.92 | 0 | 0 | 0 | 0 | 0 | 7.48 | 0.10709 | 0 | 23.92 | 23.92 | 0 | 0 | 0 | 0 | 0 | 1 | 0 | 0 | 0 | 0
|  |  |  | 11.6 | 23.2 | 0 | 0 | 0 | 0 | 0 | 7.48 | 0.10709 | 0 | 23.2 | 23.2 | 0 | 0 | 0 | 0 | 0 | 1 | 0 | 0 | 0 | 0
|  |  |  | 13.44 | 26.88 | 0 | 0 | 0 | 0 | 0 | 7.48 | 0.10709 | 0 | 26.88 | 26.88 | 0 | 0 | 0 | 0 | 0 | 1 | 0 | 0 | 0 | 0
|  |  |  | 15.32 | 30.64 | 0 | 0 | 0 | 0 | 0 | 7.48 | 0.10709 | 0 | 30.64 | 30.64 | 0 | 0 | 0 | 0 | 0 | 1 | 0 | 0 | 0 | 0
|  |  |  | 14.36 | 28.72 | 0 | 0 | 0 | 0 | 0 | 7.48 | 0.10709 | 0 | 28.72 | 28.72 | 0 | 0 | 0 | 0 | 0 | 1 | 0 | 0 | 0 | 0
|  |  |  | 16.68 | 33.36 | 0 | 0 | 0 | 0 | 0 | 7.48 | 0.10709 | 0 | 33.36 | 33.36 | 0 | 0 | 0 | 0 | 0 | 1 | 0 | 0 | 0 | 0
|  |  |  | 24.8 | 49.6 | 0 | 0 | 0 | 0 | 0 | 7.48 | 0.10709 | 0 | 49.6 | 49.021 | 0 | 0.579 | 0 | 0 | 0.579 | 1 | 0 | 0 | 0 | 0
|  |  |  | 26.52 | 53.04 | 0 | 0 | 0 | 0 | 0 | 7.48 | 0.10709 | 0 | 53.04 | 43.291 | 0 | 9.749 | 0 | 0 | 9.749 | 1 | 0 | 0 | 0 | 0
|  |  |  | 28.56 | 57.12 | 0 | 0 | 0 | 0 | 0 | 7.48 | 0.10709 | 0 | 57.12 | 41.791 | 0 | 15.329 | 0 | 0 | 15.329 | 1 | 0 | 0 | 0 | 0
|  |  |  | 28.76 | 57.52 | 0 | 0 | 0 | 0 | 0 | 7.48 | 0.10709 | 0 | 57.52 | 50.504 | 0 | 7.016 | 0 | 0 | 7.016 | 1 | 0 | 0 | 0 | 0
|  |  |  | 32.76 | 65.52 | 0 | 0 | 0 | 0 | 0 | 7.48 | 0.12502 | 0 | 65.52 | 51.135 | 0 | 14.385 | 0 | 0 | 14.385 | 1 | 0 | 0 | 0 | 0
|  |  |  | 31 | 62 | 0 | 0 | 0 | 0 | 0 | 7.48 | 0.12502 | 0 | 62 | 45.864 | 0 | 16.136 | 0 | 0 | 16.136 | 1 | 0 | 0 | 0 | 0
|  |  |  | 28 | 56 | 0 | 0 | 0 | 0 | 0 | 7.48 | 0.12502 | 0 | 56 | 38.258 | 0 | 9.308 | 0 | 0 | 9.308 | 0.70126 | 0 | 8.434 | 0 | 0
|  |  |  | 25.2 | 50.4 | 0 | 0 | 0 | 0 | 0 | 12.23 | 0.12502 | 0 | 50.4 | 35.184 | 0 | 15.216 | 0 | 0 | 15.216 | 0.70126 | 0 | 0 | 0 | 0
|  |  |  | 24.84 | 49.68 | 0 | 0 | 0 | 0 | 0 | 12.23 | 0.12502 | 0 | 49.68 | 35.207 | 0 | 14.473 | 0 | 0 | 14.473 | 0.70126 | 0 | 0 | 0 | 0
|  |  |  | 24.52 | 49.04 | 0 | 0 | 0 | 0 | 0 | 12.23 | 0.12502 | 0 | 49.04 | 34.844 | 0 | 14.196 | 0 | 0 | 14.196 | 0.70126 | 0 | 0 | 0 | 0
|  |  |  | 24.08 | 48.16 | 0 | 0 | 0 | 0 | 0 | 12.23 | 0.12502 | 0 | 48.16 | 43.336 | 0 | 4.824 | 0 | 0 | 4.824 | 0.70126 | 0 | 0 | 0 | 0
|  |  |  | 26.72 | 53.44 | 0 | 0 | 0 | 0 | 0 | 7.48 | 0.12502 | 0 | 53.44 | 52.827 | 0 | 0 | 0 | 0 | 0 | 0.67955 | 0 | 0.613 | 0 | 0
|  |  |  | 26.72 | 53.44 | 0 | 0 | 0 | 0 | 0 | 7.48 | 0.12502 | 0 | 53.44 | 52.827 | 0 | 0 | 0 | 0 | 0 | 0.65783 | 0 | 0.613 | 0 | 0
|  |  |  | 27.28 | 54.56 | 0 | 0 | 0 | 0 | 0 | 7.48 | 0.12502 | 0 | 54.56 | 42.861 | 0 | 0 | 0 | 0 | 0 | 0.24343 | 0 | 11.699 | 0 | 0
|  |  |  | 27 | 54 | 0 | 0 | 0 | 0 | 0 | 7.48 | 0.10709 | 0 | 54 | 52.827 | 0 | 0 | 0 | 0 | 0 | 0.20188 | 0 | 1.173 | 0 | 0
|  |  |  | 26.44 | 52.88 | 0 | 0 | 0 | 0 | 0 | 7.48 | 0.10709 | 0 | 52.88 | 52.827 | 0 | 0 | 0 | 0 | 0 | 0.2 | 0 | 0.053 | 0 | 0
|  |  |  | 23.72 | 47.44 | 0 | 0 | 0 | 0 | 0 | 7.48 | 0.10709 | 5.387 | 47.44 | 47.44 | 0 | 0 | 0 | 0 | 0 | 0.37145 | 0 | 0 | 0 | 0
|  |  |  | 17.2 | 34.4 | 0 | 0 | 0 | 0 | 0 | 7.48 | 0.10709 | 12.554 | 34.4 | 34.4 | 0 | 0 | 0 | 0 | 0 | 0.77102 | 0 | 0 | 0 | 0
|  |  |  | 15.2 | 30.4 | 0 | 0 | 0 | 0 | 0 | 7.48 | 0.10709 | 7.194 | 30.4 | 30.4 | 0 | 0 | 0 | 0 | 0 | 1 | 0 | 0 | 0 | 0
|  |  |  | 15.84 | 31.68 | 0 | 0 | 0 | 0 | 0 | 7.48 | 0.10709 | 0 | 31.68 | 31.68 | 0 | 0 | 0 | 0 | 0 | 1 | 0 | 0 | 0 | 0
|  |  |  | 16.88 | 33.76 | 0 | 0 | 0 | 0 | 0 | 7.48 | 0.10709 | 0 | 33.76 | 33.76 | 0 | 0 | 0 | 0 | 0 | 1 | 0 | 0 | 0 | 0
|  |  |  | 16.88 | 33.76 | 0 | 0 | 0 | 0 | 0 | 7.48 | 0.10709 | 0 | 33.76 | 33.76 | 0 | 0 | 0 | 0 | 0 | 1 | 0 | 0 | 0 | 0
|  |  |  | 15.12 | 30.24 | 0 | 0 | 0 | 0 | 0 | 7.48 | 0.10709 | 0 | 30.24 | 30.24 | 0 | 0 | 0 | 0 | 0 | 1 | 0 | 0 | 0 | 0
|  |  |  | 16.28 | 32.56 | 0 | 0 | 0 | 0 | 0 | 7.48 | 0.10709 | 0 | 32.56 | 32.56 | 0 | 0 | 0 | 0 | 0 | 1 | 0 | 0 | 0 | 0
|  |  |  | 23.4 | 46.8 | 0 | 0 | 0 | 0 | 0 | 7.48 | 0.10709 | 0 | 46.8 | 46.8 | 0 | 0 | 0 | 0 | 0 | 1 | 0 | 0 | 0 | 0
|  |  |  | 23.08 | 46.16 | 0 | 0 | 0 | 0 | 0 | 7.48 | 0.10709 | 0 | 46.16 | 46.16 | 0 | 0 | 0 | 0 | 0 | 1 | 0 | 0 | 0 | 0
|  |  |  | 23.2 | 46.4 | 0 | 0 | 0 | 0 | 0 | 7.48 | 0.10709 | 0 | 46.4 | 44.385 | 0 | 2.015 | 0 | 0 | 2.015 | 1 | 0 | 0 | 0 | 0
|  |  |  | 21.12 | 42.24 | 0 | 0 | 0 | 0 | 0 | 7.48 | 0.10709 | 0 | 42.24 | 25.437 | 0 | 16.803 | 0 | 0 | 16.803 | 1 | 0 | 0 | 0 | 0
|  |  |  | 21.72 | 43.44 | 0 | 0 | 0 | 0 | 0 | 7.48 | 0.12502 | 0 | 43.44 | 13.361 | 0 | 30.079 | 0 | 0 | 30.079 | 1 | 0 | 0 | 0 | 0
|  |  |  | 23.8 | 47.6 | 0 | 0 | 0 | 0 | 0 | 7.48 | 0.12502 | 0 | 47.6 | 33.518 | 0 | 14.082 | 0 | 0 | 14.082 | 1 | 0 | 0 | 0 | 0
|  |  |  | 25 | 50 | 0 | 0 | 0 | 0 | 0 | 7.48 | 0.12502 | 0 | 50 | 38.258 | 0 | 2.834 | 0 | 0 | 2.834 | 0.68446 | 0 | 8.908 | 0 | 0
|  |  |  | 24.04 | 48.08 | 0 | 0 | 0 | 0 | 0 | 12.23 | 0.12502 | 0 | 48.08 | 38.258 | 0 | 8.641 | 0 | 0 | 8.641 | 0.64261 | 0 | 1.181 | 0 | 0
|  |  |  | 23.32 | 46.64 | 0 | 0 | 0 | 0 | 0 | 12.23 | 0.12502 | 0 | 46.64 | 26.814 | 0 | 19.826 | 0 | 0 | 19.826 | 0.64261 | 0 | 0 | 0 | 0
|  |  |  | 23.56 | 47.12 | 0 | 0 | 0 | 0 | 0 | 12.23 | 0.12502 | 0 | 47.12 | 31.715 | 0 | 15.405 | 0 | 0 | 15.405 | 0.64261 | 0 | 0 | 0 | 0
|  |  |  | 26.08 | 52.16 | 0 | 0 | 0 | 0 | 0 | 12.23 | 0.12502 | 0 | 52.16 | 50.812 | 0 | 1.348 | 0 | 0 | 1.348 | 0.64261 | 0 | 0 | 0 | 0
|  |  |  | 25.84 | 51.68 | 0 | 0 | 0 | 0 | 0 | 7.48 | 0.12502 | 0 | 51.68 | 51.68 | 0 | 0 | 0 | 0 | 0 | 0.64261 | 0 | 0 | 0 | 0
|  |  |  | 25.56 | 51.12 | 0 | 0 | 0 | 0 | 0 | 7.48 | 0.12502 | 0 | 51.12 | 51.12 | 0 | 0 | 0 | 0 | 0 | 0.64261 | 0 | 0 | 0 | 0
|  |  |  | 25.88 | 51.76 | 0 | 0 | 0 | 0 | 0 | 7.48 | 0.12502 | 0 | 51.76 | 39.264 | 0 | 0 | 0 | 0 | 0 | 0.2 | 0 | 12.496 | 0 | 0
|  |  |  | 21.84 | 43.68 | 0 | 0 | 0 | 0 | 0 | 7.48 | 0.10709 | 0 | 43.68 | 43.68 | 0 | 0 | 0 | 0 | 0 | 0.2 | 0 | 0 | 0 | 0
|  |  |  | 18.56 | 37.12 | 0 | 0 | 0 | 0 | 0 | 7.48 | 0.10709 | 0 | 37.12 | 37.12 | 0 | 0 | 0 | 0 | 0 | 0.2 | 0 | 0 | 0 | 0
|  |  |  | 17.8 | 35.6 | 0 | 0 | 0 | 0 | 0 | 7.48 | 0.10709 | 0 | 35.6 | 35.6 | 0 | 0 | 0 | 0 | 0 | 0.2 | 0 | 0 | 0 | 0
|  |  |  | 12.92 | 25.84 | 0 | 0 | 0 | 0 | 0 | 7.48 | 0.10709 | 0 | 25.84 | 25.84 | 0 | 0 | 0 | 0 | 0 | 0.2 | 0 | 0 | 0 | 0
|  |  |  | 10.88 | 21.76 | 0 | 0 | 0 | 0 | 0 | 7.48 | 0.10709 | 0 | 21.76 | 21.76 | 0 | 0 | 0 | 0 | 0 | 0.2 | 0 | 0 | 0 | 0
|  |  |  | 12.08 | 24.16 | 0 | 0 | 0 | 0 | 0 | 7.48 | 0.10709 | 0 | 24.16 | 24.16 | 0 | 0 | 0 | 0 | 0 | 0.2 | 0 | 0 | 0 | 0
|  |  |  | 13.04 | 26.08 | 0 | 0 | 0 | 0 | 0 | 7.48 | 0.10709 | 0 | 26.08 | 26.08 | 0 | 0 | 0 | 0 | 0 | 0.2 | 0 | 0 | 0 | 0
|  |  |  | 13.72 | 27.44 | 0 | 0 | 0 | 0 | 0 | 7.48 | 0.10709 | 0 | 27.44 | 27.44 | 0 | 0 | 0 | 0 | 0 | 0.2 | 0 | 0 | 0 | 0
|  |  |  | 13.96 | 27.92 | 0 | 0 | 0 | 0 | 0 | 7.48 | 0.10709 | 0 | 27.92 | 27.92 | 0 | 0 | 0 | 0 | 0 | 0.2 | 0 | 0 | 0 | 0
|  |  |  | 15.16 | 30.32 | 0 | 0 | 0 | 0 | 0 | 7.48 | 0.10709 | 0 | 30.32 | 30.32 | 0 | 0 | 0 | 0 | 0 | 0.2 | 0 | 0 | 0 | 0
|  |  |  | 17.48 | 34.96 | 0 | 0 | 0 | 0 | 0 | 7.48 | 0.10709 | 0 | 34.96 | 34.96 | 0 | 0 | 0 | 0 | 0 | 0.2 | 0 | 0 | 0 | 0
|  |  |  | 23 | 46 | 0 | 0 | 0 | 0 | 0 | 7.48 | 0.10709 | 0 | 46 | 26.967 | 0 | 19.033 | 0 | 0 | 19.033 | 0.2 | 0 | 0 | 0 | 0
|  |  |  | 22.84 | 45.68 | 0 | 0 | 0 | 0 | 0 | 7.48 | 0.10709 | 0 | 45.68 | 4.944 | 0 | 40.736 | 0 | 0 | 40.736 | 0.2 | 0 | 0 | 0 | 0
|  |  |  | 22.4 | 44.8 | 0 | 0 | 0 | 0 | 0 | 7.48 | 0.10709 | 0 | 44.8 | 0 | 0.071 | 57.354 | 12.554 | 0 | 44.8 | 0.59956 | 0 | 0 | 0 | 0
|  |  |  | 22.08 | 44.16 | 0 | 0 | 0 | 0 | 0 | 7.48 | 0.12502 | 0 | 44.16 | 0 | 12.854 | 56.714 | 12.554 | 0 | 44.16 | 0.99913 | 0 | 0 | 0 | 0
|  |  |  | 22.32 | 44.64 | 0 | 0 | 0 | 0 | 0 | 7.48 | 0.12502 | 0 | 44.64 | 0 | 28.301 | 44.667 | 0.027 | 0 | 44.64 | 1 | 0 | 0 | 0 | 0
|  |  |  | 22.96 | 45.92 | 0 | 0 | 0 | 0 | 0 | 7.48 | 0.12502 | 0 | 45.92 | 0 | 24.265 | 45.92 | 0 | 0 | 45.92 | 1 | 0 | 0 | 0 | 0
|  |  |  | 23.28 | 46.56 | 0 | 0 | 0 | 0 | 0 | 12.23 | 0.12502 | 0 | 46.56 | 2.202 | 0 | 42.146 | 0 | 0 | 42.146 | 0.92167 | 0 | 2.211 | 0 | 0
|  |  |  | 22.28 | 44.56 | 0 | 0 | 0 | 0 | 0 | 12.23 | 0.12502 | 0 | 44.56 | 0 | 0 | 47.021 | 2.461 | 0 | 44.56 | 1 | 0 | 0 | 0 | 0
|  |  |  | 22.92 | 45.84 | 0 | 0 | 0 | 0 | 0 | 12.23 | 0.12502 | 0 | 45.84 | 20.421 | 0 | 25.419 | 0 | 0 | 25.419 | 1 | 0 | 0 | 0 | 0
|  |  |  | 24.88 | 49.76 | 0 | 0 | 0 | 0 | 0 | 12.23 | 0.12502 | 0 | 49.76 | 44.999 | 0 | 4.761 | 0 | 0 | 4.761 | 1 | 0 | 0 | 0 | 0
|  |  |  | 26.64 | 53.28 | 0 | 0 | 0 | 0 | 0 | 7.48 | 0.12502 | 0 | 53.28 | 52.827 | 0 | 0 | 0 | 0 | 0 | 0.98395 | 0 | 0.453 | 0 | 0
|  |  |  | 22.72 | 45.44 | 0 | 0 | 0 | 0 | 0 | 7.48 | 0.12502 | 0 | 45.44 | 35.861 | 0 | 0 | 0 | 0 | 0 | 0.64467 | 0 | 9.579 | 0 | 0
|  |  |  | 23.04 | 46.08 | 0 | 0 | 0 | 0 | 0 | 7.48 | 0.12502 | 0 | 46.08 | 33.526 | 0 | 0 | 0 | 0 | 0 | 0.2 | 0 | 12.554 | 0 | 0
|  |  |  | 23.16 | 46.32 | 0 | 0 | 0 | 0 | 0 | 7.48 | 0.10709 | 0 | 46.32 | 46.32 | 0 | 0 | 0 | 0 | 0 | 0.2 | 0 | 0 | 0 | 0
|  |  |  | 23.48 | 46.96 | 0 | 0 | 0 | 0 | 0 | 7.48 | 0.10709 | 0 | 46.96 | 46.96 | 0 | 0 | 0 | 0 | 0 | 0.2 | 0 | 0 | 0 | 0
|  |  |  | 20.08 | 40.16 | 0 | 0 | 0 | 0 | 0 | 7.48 | 0.10709 | 0 | 40.16 | 40.16 | 0 | 0 | 0 | 0 | 0 | 0.2 | 0 | 0 | 0 | 0
|  |  |  | 15.56 | 31.12 | 0 | 0 | 0 | 0 | 0 | 7.48 | 0.10709 | 0 | 31.12 | 31.12 | 0 | 0 | 0 | 0 | 0 | 0.2 | 0 | 0 | 0 | 0
|  |  |  | 13.52 | 27.04 | 0 | 0 | 0 | 0 | 0 | 7.48 | 0.10709 | 0 | 27.04 | 27.04 | 0 | 0 | 0 | 0 | 0 | 0.2 | 0 | 0 | 0 | 0
|  |  |  | 13.08 | 26.16 | 0 | 0 | 0 | 0 | 0 | 7.48 | 0.10709 | 0 | 26.16 | 26.16 | 0 | 0 | 0 | 0 | 0 | 0.2 | 0 | 0 | 0 | 0
|  |  |  | 12.84 | 25.68 | 0 | 0 | 0 | 0 | 0 | 7.48 | 0.10709 | 0 | 25.68 | 25.68 | 0 | 0 | 0 | 0 | 0 | 0.2 | 0 | 0 | 0 | 0
|  |  |  | 13.76 | 27.52 | 0 | 0 | 0 | 0 | 0 | 7.48 | 0.10709 | 0 | 27.52 | 27.52 | 0 | 0 | 0 | 0 | 0 | 0.2 | 0 | 0 | 0 | 0
|  |  |  | 14.32 | 28.64 | 0 | 0 | 0 | 0 | 0 | 7.48 | 0.10709 | 0 | 28.64 | 28.64 | 0 | 0 | 0 | 0 | 0 | 0.2 | 0 | 0 | 0 | 0
|  |  |  | 16.08 | 32.16 | 0 | 0 | 0 | 0 | 0 | 7.48 | 0.10709 | 0 | 32.16 | 32.16 | 0 | 0 | 0 | 0 | 0 | 0.2 | 0 | 0 | 0 | 0
|  |  |  | 16.72 | 33.44 | 0 | 0 | 0 | 0 | 0 | 7.48 | 0.10709 | 0 | 33.44 | 33.44 | 0 | 0 | 0 | 0 | 0 | 0.2 | 0 | 0 | 0 | 0
|  |  |  | 18.44 | 36.88 | 0 | 0 | 0 | 0 | 0 | 7.48 | 0.10709 | 0 | 36.88 | 15.857 | 0 | 21.023 | 0 | 0 | 21.023 | 0.2 | 0 | 0 | 0 | 0
|  |  |  | 23.36 | 46.72 | 0 | 0 | 0 | 0 | 0 | 7.48 | 0.10709 | 0 | 46.72 | 2.155 | 0 | 44.565 | 0 | 0 | 44.565 | 0.2 | 0 | 0 | 0 | 0
|  |  |  | 23.84 | 47.68 | 0 | 0 | 0 | 0 | 0 | 7.48 | 0.10709 | 0 | 47.68 | 0 | 0.869 | 60.234 | 12.554 | 0 | 47.68 | 0.59956 | 0 | 0 | 0 | 0
|  |  |  | 23.6 | 47.2 | 0 | 0 | 0 | 0 | 0 | 7.48 | 0.12502 | 0 | 47.2 | 0 | 9.449 | 59.754 | 12.554 | 0 | 47.2 | 0.99913 | 0 | 0 | 0 | 0
|  |  |  | 23.36 | 46.72 | 0 | 0 | 0 | 0 | 0 | 7.48 | 0.12502 | 0 | 46.72 | 0 | 23.412 | 46.747 | 0.027 | 0 | 46.72 | 1 | 0 | 0 | 0 | 0
|  |  |  | 22.36 | 44.72 | 0 | 0 | 0 | 0 | 0 | 7.48 | 0.12502 | 0 | 44.72 | 0 | 22.644 | 44.72 | 0 | 0 | 44.72 | 1 | 0 | 0 | 0 | 0
|  |  |  | 22.52 | 45.04 | 0 | 0 | 0 | 0 | 0 | 12.23 | 0.12502 | 0 | 45.04 | 0 | 13.557 | 45.04 | 0 | 0 | 45.04 | 1 | 0 | 0 | 0 | 0
|  |  |  | 21.68 | 43.36 | 0 | 0 | 0 | 0 | 0 | 12.23 | 0.12502 | 0 | 43.36 | 0 | 1.293 | 43.36 | 0 | 0 | 43.36 | 1 | 0 | 0 | 0 | 0
|  |  |  | 21.32 | 42.64 | 0 | 0 | 0 | 0 | 0 | 12.23 | 0.12502 | 0 | 42.64 | 18.015 | 0 | 24.625 | 0 | 0 | 24.625 | 1 | 0 | 0 | 0 | 0
|  |  |  | 22.28 | 44.56 | 0 | 0 | 0 | 0 | 0 | 12.23 | 0.12502 | 0 | 44.56 | 39.95 | 0 | 4.61 | 0 | 0 | 4.61 | 1 | 0 | 0 | 0 | 0
|  |  |  | 23.16 | 46.32 | 0 | 0 | 0 | 0 | 0 | 7.48 | 0.12502 | 0 | 46.32 | 46.32 | 0 | 0 | 0 | 0 | 0 | 1 | 0 | 0 | 0 | 0
|  |  |  | 20.6 | 41.2 | 0 | 0 | 0 | 0 | 0 | 7.48 | 0.12502 | 0 | 41.2 | 31.168 | 0 | 0 | 0 | 0 | 0 | 0.64467 | 0 | 10.032 | 0 | 0
|  |  |  | 18.2 | 36.4 | 0 | 0 | 0 | 0 | 0 | 7.48 | 0.12502 | 0 | 36.4 | 23.846 | 0 | 0 | 0 | 0 | 0 | 0.2 | 0 | 12.554 | 0 | 0
|  |  |  | 17.2 | 34.4 | 0 | 0 | 0 | 0 | 0 | 7.48 | 0.10709 | 10.097 | 34.4 | 34.4 | 0 | 0 | 0 | 0 | 0 | 0.52136 | 0 | 0 | 0 | 0
|  |  |  | 17.36 | 34.72 | 0 | 0 | 0 | 0 | 0 | 7.48 | 0.10709 | 0 | 34.72 | 34.72 | 0 | 0 | 0 | 0 | 0 | 0.52136 | 0 | 0 | 0 | 0
|  |  |  | 17.28 | 34.56 | 0 | 0 | 0 | 0 | 0 | 7.48 | 0.10709 | 0 | 34.56 | 34.56 | 0 | 0 | 0 | 0 | 0 | 0.52136 | 0 | 0 | 0 | 0
|  |  |  | 14.92 | 29.84 | 0 | 0 | 0 | 0 | 0 | 7.48 | 0.10709 | 0 | 29.84 | 29.84 | 0 | 0 | 0 | 0 | 0 | 0.52136 | 0 | 0 | 0 | 0
|  |  |  | 15.88 | 31.76 | 0 | 0 | 0 | 0 | 0 | 7.48 | 0.10709 | 0 | 31.76 | 31.76 | 0 | 0 | 0 | 0 | 0 | 0.52136 | 0 | 0 | 0 | 0
|  |  |  | 13.32 | 26.64 | 0 | 0 | 0 | 0 | 0 | 7.48 | 0.10709 | 0 | 26.64 | 26.64 | 0 | 0 | 0 | 0 | 0 | 0.52136 | 0 | 0 | 0 | 0
|  |  |  | 13.04 | 26.08 | 0 | 0 | 0 | 0 | 0 | 7.48 | 0.10709 | 0 | 26.08 | 26.08 | 0 | 0 | 0 | 0 | 0 | 0.52136 | 0 | 0 | 0 | 0
|  |  |  | 13.76 | 27.52 | 0 | 0 | 0 | 0 | 0 | 7.48 | 0.10709 | 0 | 27.52 | 27.52 | 0 | 0 | 0 | 0 | 0 | 0.52136 | 0 | 0 | 0 | 0
|  |  |  | 14.92 | 29.84 | 0 | 0 | 0 | 0 | 0 | 7.48 | 0.10709 | 0 | 29.84 | 29.84 | 0 | 0 | 0 | 0 | 0 | 0.52136 | 0 | 0 | 0 | 0
|  |  |  | 17.68 | 35.36 | 0 | 0 | 0 | 0 | 0 | 7.48 | 0.10709 | 0 | 35.36 | 35.36 | 0 | 0 | 0 | 0 | 0 | 0.52136 | 0 | 0 | 0 | 0
|  |  |  | 24.44 | 48.88 | 0 | 0 | 0 | 0 | 0 | 7.48 | 0.10709 | 0 | 48.88 | 48.88 | 0 | 0 | 0 | 0 | 0 | 0.52136 | 0 | 0 | 0 | 0
|  |  |  | 27.72 | 55.44 | 0 | 0 | 0 | 0 | 0 | 7.48 | 0.10709 | 0 | 55.44 | 35.123 | 0 | 20.317 | 0 | 0 | 20.317 | 0.52136 | 0 | 0 | 0 | 0
|  |  |  | 29.64 | 59.28 | 0 | 0 | 0 | 0 | 0 | 7.48 | 0.10709 | 0 | 59.28 | 16.378 | 0 | 42.902 | 0 | 0 | 42.902 | 0.52136 | 0 | 0 | 0 | 0
|  |  |  | 27.6 | 55.2 | 0 | 0 | 0 | 0 | 0 | 7.48 | 0.10709 | 0 | 55.2 | 0 | 0 | 57.652 | 2.452 | 0 | 55.2 | 0.5994 | 0 | 0 | 0 | 0
|  |  |  | 28.56 | 57.12 | 0 | 0 | 0 | 0 | 0 | 7.48 | 0.12502 | 0 | 57.12 | 0 | 0 | 64.844 | 7.724 | 0 | 57.12 | 0.84525 | 0 | 0 | 0 | 0
|  |  |  | 34.24 | 68.48 | 0 | 0 | 0 | 0 | 0 | 7.48 | 0.12502 | 0 | 68.48 | 0 | 0 | 67.741 | 0 | 0 | 67.741 | 0.81909 | 0 | 0.739 | 0 | 0
|  |  |  | 33.92 | 67.84 | 0 | 0 | 0 | 0 | 0 | 7.48 | 0.12502 | 0 | 67.84 | 0 | 0 | 67.225 | 0 | 0 | 67.225 | 0.7973 | 0 | 0.615 | 0 | 0
|  |  |  | 26.24 | 52.48 | 0 | 0 | 0 | 0 | 0 | 12.23 | 0.12502 | 0 | 52.48 | 0 | 0 | 58.849 | 6.369 | 0 | 52.48 | 1 | 0 | 0 | 0 | 0
|  |  |  | 25.4 | 50.8 | 0 | 0 | 0 | 0 | 0 | 12.23 | 0.12502 | 0 | 50.8 | 6.273 | 0 | 44.527 | 0 | 0 | 44.527 | 1 | 0 | 0 | 0 | 0
|  |  |  | 25.68 | 51.36 | 0 | 0 | 0 | 0 | 0 | 12.23 | 0.12502 | 0 | 51.36 | 26.886 | 0 | 24.474 | 0 | 0 | 24.474 | 1 | 0 | 0 | 0 | 0
|  |  |  | 27.32 | 54.64 | 0 | 0 | 0 | 0 | 0 | 12.23 | 0.12502 | 0 | 54.64 | 50.068 | 0 | 4.572 | 0 | 0 | 4.572 | 1 | 0 | 0 | 0 | 0
|  |  |  | 28.12 | 56.24 | 0 | 0 | 0 | 0 | 0 | 7.48 | 0.12502 | 0 | 56.24 | 52.827 | 0 | 0 | 0 | 0 | 0 | 0.8791 | 0 | 3.413 | 0 | 0
|  |  |  | 28.44 | 56.88 | 0 | 0 | 0 | 0 | 0 | 7.48 | 0.12502 | 0 | 56.88 | 52.827 | 0 | 0 | 0 | 0 | 0 | 0.73554 | 0 | 4.053 | 0 | 0
|  |  |  | 29.48 | 58.96 | 0 | 0 | 0 | 0 | 0 | 7.48 | 0.12502 | 0 | 58.96 | 48.587 | 0 | 0 | 0 | 0 | 0 | 0.36811 | 0 | 10.373 | 0 | 0
|  |  |  | 27.92 | 55.84 | 0 | 0 | 0 | 0 | 0 | 7.48 | 0.10709 | 0 | 55.84 | 52.827 | 0 | 0 | 0 | 0 | 0 | 0.26139 | 0 | 3.013 | 0 | 0
|  |  |  | 27.28 | 54.56 | 0 | 0 | 0 | 0 | 0 | 7.48 | 0.10709 | 0 | 54.56 | 52.827 | 0 | 0 | 0 | 0 | 0 | 0.2 | 0 | 1.733 | 0 | 0
|  |  |  | 23.4 | 46.8 | 0 | 0 | 0 | 0 | 0 | 7.48 | 0.10709 | 0.357 | 46.8 | 46.8 | 0 | 0 | 0 | 0 | 0 | 0.21138 | 0 | 0 | 0 | 0
|  |  |  | 15.08 | 30.16 | 0 | 0 | 0 | 0 | 0 | 7.48 | 0.10709 | 0 | 30.16 | 30.16 | 0 | 0 | 0 | 0 | 0 | 0.21138 | 0 | 0 | 0 | 0
|  |  |  | 14.08 | 28.16 | 0 | 0 | 0 | 0 | 0 | 7.48 | 0.10709 | 0 | 28.16 | 28.16 | 0 | 0 | 0 | 0 | 0 | 0.21138 | 0 | 0 | 0 | 0
|  |  |  | 13.84 | 27.68 | 0 | 0 | 0 | 0 | 0 | 7.48 | 0.10709 | 0 | 27.68 | 27.68 | 0 | 0 | 0 | 0 | 0 | 0.21138 | 0 | 0 | 0 | 0
|  |  |  | 13.56 | 27.12 | 0 | 0 | 0 | 0 | 0 | 7.48 | 0.10709 | 0 | 27.12 | 27.12 | 0 | 0 | 0 | 0 | 0 | 0.21138 | 0 | 0 | 0 | 0
|  |  |  | 14.04 | 28.08 | 0 | 0 | 0 | 0 | 0 | 7.48 | 0.10709 | 0 | 28.08 | 28.08 | 0 | 0 | 0 | 0 | 0 | 0.21138 | 0 | 0 | 0 | 0
|  |  |  | 14.8 | 29.6 | 0 | 0 | 0 | 0 | 0 | 7.48 | 0.10709 | 0 | 29.6 | 29.6 | 0 | 0 | 0 | 0 | 0 | 0.21138 | 0 | 0 | 0 | 0
|  |  |  | 17.08 | 34.16 | 0 | 0 | 0 | 0 | 0 | 7.48 | 0.10709 | 0 | 34.16 | 34.16 | 0 | 0 | 0 | 0 | 0 | 0.21138 | 0 | 0 | 0 | 0
|  |  |  | 24.56 | 49.12 | 0 | 0 | 0 | 0 | 0 | 7.48 | 0.10709 | 0 | 49.12 | 49.12 | 0 | 0 | 0 | 0 | 0 | 0.21138 | 0 | 0 | 0 | 0
|  |  |  | 26.28 | 52.56 | 0 | 0 | 0 | 0 | 0 | 7.48 | 0.10709 | 0 | 52.56 | 32.558 | 0 | 20.002 | 0 | 0 | 20.002 | 0.21138 | 0 | 0 | 0 | 0
|  |  |  | 27.52 | 55.04 | 0 | 0 | 0 | 0 | 0 | 7.48 | 0.10709 | 0 | 55.04 | 13.007 | 0 | 42.033 | 0 | 0 | 42.033 | 0.21138 | 0 | 0 | 0 | 0
|  |  |  | 28.92 | 57.84 | 0 | 0 | 0 | 0 | 0 | 7.48 | 0.10709 | 0 | 57.84 | 0.201 | 0 | 57.639 | 0 | 0 | 57.639 | 0.21138 | 0 | 0 | 0 | 0
|  |  |  | 32.16 | 64.32 | 0 | 0 | 0 | 0 | 0 | 7.48 | 0.10709 | 0 | 64.32 | 0 | 0 | 65.701 | 1.381 | 0 | 64.32 | 0.25532 | 0 | 0 | 0 | 0
|  |  |  | 33.76 | 67.52 | 0 | 0 | 0 | 0 | 0 | 7.48 | 0.10709 | 0 | 67.52 | 0.925 | 0 | 66.595 | 0 | 0 | 66.595 | 0.25532 | 0 | 0 | 0 | 0
|  |  |  | 31.76 | 63.52 | 0 | 0 | 0 | 0 | 0 | 7.48 | 0.10709 | 0 | 63.52 | 0 | 0 | 63.9 | 0.38 | 0 | 63.52 | 0.26741 | 0 | 0 | 0 | 0
|  |  |  | 25.96 | 51.92 | 0 | 0 | 0 | 0 | 0 | 7.48 | 0.10709 | 0 | 51.92 | 0 | 0 | 55.826 | 3.906 | 0 | 51.92 | 0.39171 | 0 | 0 | 0 | 0
|  |  |  | 25.32 | 50.64 | 0 | 0 | 0 | 0 | 0 | 7.48 | 0.10709 | 0 | 50.64 | 8.28 | 0 | 42.36 | 0 | 0 | 42.36 | 0.39171 | 0 | 0 | 0 | 0
|  |  |  | 24.28 | 48.56 | 0 | 0 | 0 | 0 | 0 | 7.48 | 0.10709 | 0 | 48.56 | 25.232 | 0 | 23.328 | 0 | 0 | 23.328 | 0.39171 | 0 | 0 | 0 | 0
|  |  |  | 25.52 | 51.04 | 0 | 0 | 0 | 0 | 0 | 7.48 | 0.10709 | 0 | 51.04 | 46.858 | 0 | 4.182 | 0 | 0 | 4.182 | 0.39171 | 0 | 0 | 0 | 0
|  |  |  | 26.56 | 53.12 | 0 | 0 | 0 | 0 | 0 | 7.48 | 0.10709 | 0 | 53.12 | 52.827 | 0 | 0 | 0 | 0 | 0 | 0.38133 | 0 | 0.293 | 0 | 0
|  |  |  | 27.48 | 54.96 | 0 | 0 | 0 | 0 | 0 | 7.48 | 0.10709 | 0 | 54.96 | 52.827 | 0 | 0 | 0 | 0 | 0 | 0.30577 | 0 | 2.133 | 0 | 0
|  |  |  | 27.68 | 55.36 | 0 | 0 | 0 | 0 | 0 | 7.48 | 0.10709 | 0 | 55.36 | 52.827 | 0 | 0 | 0 | 0 | 0 | 0.21605 | 0 | 2.533 | 0 | 0
|  |  |  | 26.64 | 53.28 | 0 | 0 | 0 | 0 | 0 | 7.48 | 0.10709 | 0 | 53.28 | 52.827 | 0 | 0 | 0 | 0 | 0 | 0.2 | 0 | 0.453 | 0 | 0
|  |  |  | 24.56 | 49.12 | 0 | 0 | 0 | 0 | 0 | 7.48 | 0.10709 | 0 | 49.12 | 49.12 | 0 | 0 | 0 | 0 | 0 | 0.2 | 0 | 0 | 0 | 0
|  |  |  | 23.92 | 47.84 | 0 | 0 | 0 | 0 | 0 | 7.48 | 0.10709 | 0 | 47.84 | 47.84 | 0 | 0 | 0 | 0 | 0 | 0.2 | 0 | 0 | 0 | 0
|  |  |  | 17.04 | 34.08 | 0 | 0 | 0 | 0 | 0 | 7.48 | 0.10709 | 0 | 34.08 | 34.08 | 0 | 0 | 0 | 0 | 0 | 0.2 | 0 | 0 | 0 | 0
|  |  |  | 14.88 | 29.76 | 0 | 0 | 0 | 0 | 0 | 7.48 | 0.10709 | 0 | 29.76 | 29.76 | 0 | 0 | 0 | 0 | 0 | 0.2 | 0 | 0 | 0 | 0
|  |  |  | 14.68 | 29.36 | 0 | 0 | 0 | 0 | 0 | 7.48 | 0.10709 | 0 | 29.36 | 29.36 | 0 | 0 | 0 | 0 | 0 | 0.2 | 0 | 0 | 0 | 0
|  |  |  | 16.76 | 33.52 | 0 | 0 | 0 | 0 | 0 | 7.48 | 0.10709 | 0 | 33.52 | 33.52 | 0 | 0 | 0 | 0 | 0 | 0.2 | 0 | 0 | 0 | 0
|  |  |  | 18.48 | 36.96 | 0 | 0 | 0 | 0 | 0 | 7.48 | 0.10709 | 0 | 36.96 | 36.96 | 0 | 0 | 0 | 0 | 0 | 0.2 | 0 | 0 | 0 | 0
|  |  |  | 19.12 | 38.24 | 0 | 0 | 0 | 0 | 0 | 7.48 | 0.10709 | 0 | 38.24 | 38.24 | 0 | 0 | 0 | 0 | 0 | 0.2 | 0 | 0 | 0 | 0
|  |  |  | 15.68 | 31.36 | 0 | 0 | 0 | 0 | 0 | 7.48 | 0.10709 | 0 | 31.36 | 31.36 | 0 | 0 | 0 | 0 | 0 | 0.2 | 0 | 0 | 0 | 0
|  |  |  | 21.96 | 43.92 | 0 | 0 | 0 | 0 | 0 | 7.48 | 0.10709 | 0 | 43.92 | 43.92 | 0 | 0 | 0 | 0 | 0 | 0.2 | 0 | 0 | 0 | 0
|  |  |  | 25.72 | 51.44 | 0 | 0 | 0 | 0 | 0 | 7.48 | 0.10709 | 0 | 51.44 | 31.891 | 0 | 19.549 | 0 | 0 | 19.549 | 0.2 | 0 | 0 | 0 | 0
|  |  |  | 26.68 | 53.36 | 0 | 0 | 0 | 0 | 0 | 7.48 | 0.10709 | 0 | 53.36 | 11 | 0 | 42.36 | 0 | 0 | 42.36 | 0.2 | 0 | 0 | 0 | 0
|  |  |  | 28.76 | 57.52 | 0 | 0 | 0 | 0 | 0 | 7.48 | 0.10709 | 0 | 57.52 | 0 | 0 | 60.373 | 2.853 | 0 | 57.52 | 0.2908 | 0 | 0 | 0 | 0
|  |  |  | 31.08 | 62.16 | 0 | 0 | 0 | 0 | 0 | 7.48 | 0.10709 | 0 | 62.16 | 0 | 0 | 71.81 | 9.65 | 0 | 62.16 | 0.59793 | 0 | 0 | 0 | 0
|  |  |  | 32.92 | 65.84 | 0 | 0 | 0 | 0 | 0 | 7.48 | 0.10709 | 0 | 65.84 | 0 | 0 | 75.299 | 9.459 | 0 | 65.84 | 0.89899 | 0 | 0 | 0 | 0
|  |  |  | 29.8 | 59.6 | 0 | 0 | 0 | 0 | 0 | 7.48 | 0.10709 | 0 | 59.6 | 0 | 9.691 | 62.774 | 3.174 | 0 | 59.6 | 1 | 0 | 0 | 0 | 0
|  |  |  | 27.04 | 54.08 | 0 | 0 | 0 | 0 | 0 | 7.48 | 0.10709 | 0 | 54.08 | 0 | 9.013 | 54.08 | 0 | 0 | 54.08 | 1 | 0 | 0 | 0 | 0
|  |  |  | 25.84 | 51.68 | 0 | 0 | 0 | 0 | 0 | 7.48 | 0.10709 | 0 | 51.68 | 4.521 | 0 | 47.159 | 0 | 0 | 47.159 | 1 | 0 | 0 | 0 | 0
|  |  |  | 25.32 | 50.64 | 0 | 0 | 0 | 0 | 0 | 7.48 | 0.10709 | 0 | 50.64 | 25.183 | 0 | 25.457 | 0 | 0 | 25.457 | 1 | 0 | 0 | 0 | 0
|  |  |  | 25.84 | 51.68 | 0 | 0 | 0 | 0 | 0 | 7.48 | 0.10709 | 0 | 51.68 | 47.158 | 0 | 4.522 | 0 | 0 | 4.522 | 1 | 0 | 0 | 0 | 0
|  |  |  | 27.6 | 55.2 | 0 | 0 | 0 | 0 | 0 | 7.48 | 0.10709 | 0 | 55.2 | 52.827 | 0 | 0 | 0 | 0 | 0 | 0.91594 | 0 | 2.373 | 0 | 0
|  |  |  | 28.4 | 56.8 | 0 | 0 | 0 | 0 | 0 | 7.48 | 0.10709 | 0 | 56.8 | 52.827 | 0 | 0 | 0 | 0 | 0 | 0.77521 | 0 | 3.973 | 0 | 0
|  |  |  | 27.36 | 54.72 | 0 | 0 | 0 | 0 | 0 | 7.48 | 0.10709 | 0 | 54.72 | 52.827 | 0 | 0 | 0 | 0 | 0 | 0.70816 | 0 | 1.893 | 0 | 0
|  |  |  | 25.6 | 51.2 | 0 | 0 | 0 | 0 | 0 | 7.48 | 0.10709 | 0 | 51.2 | 51.2 | 0 | 0 | 0 | 0 | 0 | 0.70816 | 0 | 0 | 0 | 0
|  |  |  | 25.48 | 50.96 | 0 | 0 | 0 | 0 | 0 | 7.48 | 0.10709 | 0 | 50.96 | 50.96 | 0 | 0 | 0 | 0 | 0 | 0.70816 | 0 | 0 | 0 | 0
|  |  |  | 22.76 | 45.52 | 0 | 0 | 0 | 0 | 0 | 7.48 | 0.10709 | 0 | 45.52 | 45.52 | 0 | 0 | 0 | 0 | 0 | 0.70816 | 0 | 0 | 0 | 0
|  |  |  | 19.52 | 39.04 | 0 | 0 | 0 | 0 | 0 | 7.48 | 0.10709 | 0 | 39.04 | 39.04 | 0 | 0 | 0 | 0 | 0 | 0.70816 | 0 | 0 | 0 | 0
|  |  |  | 18.32 | 36.64 | 0 | 0 | 0 | 0 | 0 | 7.48 | 0.10709 | 0 | 36.64 | 36.64 | 0 | 0 | 0 | 0 | 0 | 0.70816 | 0 | 0 | 0 | 0
|  |  |  | 18.32 | 36.64 | 0 | 0 | 0 | 0 | 0 | 7.48 | 0.10709 | 0 | 36.64 | 36.64 | 0 | 0 | 0 | 0 | 0 | 0.70816 | 0 | 0 | 0 | 0
|  |  |  | 17.88 | 35.76 | 0 | 0 | 0 | 0 | 0 | 7.48 | 0.10709 | 0 | 35.76 | 35.76 | 0 | 0 | 0 | 0 | 0 | 0.70816 | 0 | 0 | 0 | 0
|  |  |  | 18.64 | 37.28 | 0 | 0 | 0 | 0 | 0 | 7.48 | 0.10709 | 0 | 37.28 | 37.28 | 0 | 0 | 0 | 0 | 0 | 0.70816 | 0 | 0 | 0 | 0
|  |  |  | 16.84 | 33.68 | 0 | 0 | 0 | 0 | 0 | 7.48 | 0.10709 | 0 | 33.68 | 33.68 | 0 | 0 | 0 | 0 | 0 | 0.70816 | 0 | 0 | 0 | 0
|  |  |  | 16.24 | 32.48 | 0 | 0 | 0 | 0 | 0 | 7.48 | 0.10709 | 0 | 32.48 | 32.48 | 0 | 0 | 0 | 0 | 0 | 0.70816 | 0 | 0 | 0 | 0
|  |  |  | 23.32 | 46.64 | 0 | 0 | 0 | 0 | 0 | 7.48 | 0.10709 | 0 | 46.64 | 46.64 | 0 | 0 | 0 | 0 | 0 | 0.70816 | 0 | 0 | 0 | 0
|  |  |  | 27.04 | 54.08 | 0 | 0 | 0 | 0 | 0 | 7.48 | 0.10709 | 0 | 54.08 | 31.191 | 0 | 20.544 | 0 | 0 | 20.544 | 0.6251 | 0 | 2.345 | 0 | 0
|  |  |  | 27.88 | 55.76 | 0 | 0 | 0 | 0 | 0 | 7.48 | 0.10709 | 0 | 55.76 | 0 | 0 | 43.759 | 0 | 0 | 43.759 | 0.2 | 0 | 12.001 | 0 | 0
|  |  |  | 26.88 | 53.76 | 0 | 0 | 0 | 0 | 0 | 7.48 | 0.10709 | 0 | 53.76 | 0 | 0 | 60.499 | 6.739 | 0 | 53.76 | 0.41448 | 0 | 0 | 0 | 0
|  |  |  | 31.96 | 63.92 | 0 | 0 | 0 | 0 | 0 | 7.48 | 0.12502 | 0 | 63.92 | 0 | 0 | 69.694 | 5.774 | 0 | 63.92 | 0.59825 | 0 | 0 | 0 | 0
|  |  |  | 32.04 | 64.08 | 0 | 0 | 0 | 0 | 0 | 7.48 | 0.12502 | 0 | 64.08 | 0 | 0 | 71.508 | 7.428 | 0 | 64.08 | 0.83465 | 0 | 0 | 0 | 0
|  |  |  | 29.52 | 59.04 | 0 | 0 | 0 | 0 | 0 | 7.48 | 0.12502 | 0 | 59.04 | 0 | 2.196 | 64.235 | 5.195 | 0 | 59.04 | 1 | 0 | 0 | 0 | 0
|  |  |  | 27.04 | 54.08 | 0 | 0 | 0 | 0 | 0 | 12.23 | 0.12502 | 0 | 54.08 | 0 | 4.177 | 54.08 | 0 | 0 | 54.08 | 1 | 0 | 0 | 0 | 0
|  |  |  | 25.36 | 50.72 | 0 | 0 | 0 | 0 | 0 | 12.23 | 0.12502 | 0 | 50.72 | 6.508 | 0 | 44.212 | 0 | 0 | 44.212 | 1 | 0 | 0 | 0 | 0
|  |  |  | 23.48 | 46.96 | 0 | 0 | 0 | 0 | 0 | 12.23 | 0.12502 | 0 | 46.96 | 22.675 | 0 | 24.285 | 0 | 0 | 24.285 | 1 | 0 | 0 | 0 | 0
|  |  |  | 25.28 | 50.56 | 0 | 0 | 0 | 0 | 0 | 12.23 | 0.12502 | 0 | 50.56 | 46.139 | 0 | 4.421 | 0 | 0 | 4.421 | 1 | 0 | 0 | 0 | 0
|  |  |  | 27.56 | 55.12 | 0 | 0 | 0 | 0 | 0 | 7.48 | 0.12502 | 0 | 55.12 | 52.827 | 0 | 0 | 0 | 0 | 0 | 0.91878 | 0 | 2.293 | 0 | 0
|  |  |  | 28.32 | 56.64 | 0 | 0 | 0 | 0 | 0 | 7.48 | 0.12502 | 0 | 56.64 | 51.728 | 0 | 0 | 0 | 0 | 0 | 0.74478 | 0 | 4.912 | 0 | 0
|  |  |  | 28.48 | 56.96 | 0 | 0 | 0 | 0 | 0 | 7.48 | 0.12502 | 0 | 56.96 | 44.406 | 0 | 0 | 0 | 0 | 0 | 0.30011 | 0 | 12.554 | 0 | 0
|  |  |  | 27.28 | 54.56 | 0 | 0 | 0 | 0 | 0 | 7.48 | 0.10709 | 0 | 54.56 | 52.827 | 0 | 0 | 0 | 0 | 0 | 0.23872 | 0 | 1.733 | 0 | 0
|  |  |  | 26.96 | 53.92 | 0 | 0 | 0 | 0 | 0 | 7.48 | 0.10709 | 0 | 53.92 | 52.827 | 0 | 0 | 0 | 0 | 0 | 0.2 | 0 | 1.093 | 0 | 0
|  |  |  | 20.6 | 41.2 | 0 | 0 | 0 | 0 | 0 | 7.48 | 0.10709 | 11.627 | 41.2 | 41.2 | 0 | 0 | 0 | 0 | 0 | 0.57006 | 0 | 0 | 0 | 0
|  |  |  | 16.04 | 32.08 | 0 | 0 | 0 | 0 | 0 | 7.48 | 0.10709 | 12.554 | 32.08 | 32.08 | 0 | 0 | 0 | 0 | 0 | 0.96962 | 0 | 0 | 0 | 0
|  |  |  | 14.64 | 29.28 | 0 | 0 | 0 | 0 | 0 | 7.48 | 0.10709 | 0.954 | 29.28 | 29.28 | 0 | 0 | 0 | 0 | 0 | 1 | 0 | 0 | 0 | 0
|  |  |  | 14.24 | 28.48 | 0 | 0 | 0 | 0 | 0 | 7.48 | 0.10709 | 0 | 28.48 | 28.48 | 0 | 0 | 0 | 0 | 0 | 1 | 0 | 0 | 0 | 0
|  |  |  | 14.12 | 28.24 | 0 | 0 | 0 | 0 | 0 | 7.48 | 0.10709 | 0 | 28.24 | 28.24 | 0 | 0 | 0 | 0 | 0 | 1 | 0 | 0 | 0 | 0
|  |  |  | 14.4 | 28.8 | 0 | 0 | 0 | 0 | 0 | 7.48 | 0.10709 | 0 | 28.8 | 28.8 | 0 | 0 | 0 | 0 | 0 | 1 | 0 | 0 | 0 | 0
|  |  |  | 15.12 | 30.24 | 0 | 0 | 0 | 0 | 0 | 7.48 | 0.10709 | 0 | 30.24 | 30.24 | 0 | 0 | 0 | 0 | 0 | 1 | 0 | 0 | 0 | 0
|  |  |  | 17.32 | 34.64 | 0 | 0 | 0 | 0 | 0 | 7.48 | 0.10709 | 0 | 34.64 | 34.64 | 0 | 0 | 0 | 0 | 0 | 1 | 0 | 0 | 0 | 0
|  |  |  | 24.88 | 49.76 | 0 | 0 | 0 | 0 | 0 | 7.48 | 0.10709 | 0 | 49.76 | 49.76 | 0 | 0 | 0 | 0 | 0 | 1 | 0 | 0 | 0 | 0
|  |  |  | 29.12 | 58.24 | 0 | 0 | 0 | 0 | 0 | 7.48 | 0.10709 | 0 | 58.24 | 38.691 | 0 | 19.549 | 0 | 0 | 19.549 | 1 | 0 | 0 | 0 | 0
|  |  |  | 33.24 | 66.48 | 0 | 0 | 0 | 0 | 0 | 7.48 | 0.10709 | 0 | 66.48 | 24.12 | 0 | 42.36 | 0 | 0 | 42.36 | 1 | 0 | 0 | 0 | 0
|  |  |  | 33.72 | 67.44 | 0 | 0 | 0 | 0 | 0 | 7.48 | 0.10709 | 0 | 67.44 | 8.377 | 0 | 59.063 | 0 | 0 | 59.063 | 1 | 0 | 0 | 0 | 0
|  |  |  | 34.28 | 68.56 | 0 | 0 | 0 | 0 | 0 | 7.48 | 0.12502 | 0 | 68.56 | 0.642 | 0 | 67.918 | 0 | 0 | 67.918 | 1 | 0 | 0 | 0 | 0
|  |  |  | 33.96 | 67.92 | 0 | 0 | 0 | 0 | 0 | 7.48 | 0.12502 | 0 | 67.92 | 2.695 | 0 | 57.173 | 0 | 0 | 57.173 | 0.71481 | 0 | 8.051 | 0 | 0
|  |  |  | 31.72 | 63.44 | 0 | 0 | 0 | 0 | 0 | 7.48 | 0.12502 | 0 | 63.44 | 0 | 0 | 67.691 | 4.251 | 0 | 63.44 | 0.85011 | 0 | 0 | 0 | 0
|  |  |  | 27.12 | 54.24 | 0 | 0 | 0 | 0 | 0 | 12.23 | 0.12502 | 0 | 54.24 | 0 | 0 | 58.949 | 4.709 | 0 | 54.24 | 1 | 0 | 0 | 0 | 0
|  |  |  | 26.28 | 52.56 | 0 | 0 | 0 | 0 | 0 | 12.23 | 0.12502 | 0 | 52.56 | 7.857 | 0 | 44.703 | 0 | 0 | 44.703 | 1 | 0 | 0 | 0 | 0
|  |  |  | 25.8 | 51.6 | 0 | 0 | 0 | 0 | 0 | 12.23 | 0.12502 | 0 | 51.6 | 27.227 | 0 | 24.373 | 0 | 0 | 24.373 | 1 | 0 | 0 | 0 | 0
|  |  |  | 26.48 | 52.96 | 0 | 0 | 0 | 0 | 0 | 12.23 | 0.12502 | 0 | 52.96 | 48.766 | 0 | 4.194 | 0 | 0 | 4.194 | 1 | 0 | 0 | 0 | 0
|  |  |  | 28 | 56 | 0 | 0 | 0 | 0 | 0 | 7.48 | 0.12502 | 0 | 56 | 52.827 | 0 | 0 | 0 | 0 | 0 | 0.88761 | 0 | 3.173 | 0 | 0
|  |  |  | 28.08 | 56.16 | 0 | 0 | 0 | 0 | 0 | 7.48 | 0.12502 | 0 | 56.16 | 51.968 | 0 | 0 | 0 | 0 | 0 | 0.73911 | 0 | 4.192 | 0 | 0
|  |  |  | 27.52 | 55.04 | 0 | 0 | 0 | 0 | 0 | 7.48 | 0.12502 | 0 | 55.04 | 42.486 | 0 | 0 | 0 | 0 | 0 | 0.29444 | 0 | 12.554 | 0 | 0
|  |  |  | 27.36 | 54.72 | 0 | 0 | 0 | 0 | 0 | 7.48 | 0.10709 | 0 | 54.72 | 52.827 | 0 | 0 | 0 | 0 | 0 | 0.22738 | 0 | 1.893 | 0 | 0
|  |  |  | 26.8 | 53.6 | 0 | 0 | 0 | 0 | 0 | 7.48 | 0.10709 | 0 | 53.6 | 52.827 | 0 | 0 | 0 | 0 | 0 | 0.2 | 0 | 0.773 | 0 | 0
|  |  |  | 21.96 | 43.92 | 0 | 0 | 0 | 0 | 0 | 7.48 | 0.10709 | 0 | 43.92 | 43.92 | 0 | 0 | 0 | 0 | 0 | 0.2 | 0 | 0 | 0 | 0
|  |  |  | 17.36 | 34.72 | 0 | 0 | 0 | 0 | 0 | 7.48 | 0.10709 | 0 | 34.72 | 34.72 | 0 | 0 | 0 | 0 | 0 | 0.2 | 0 | 0 | 0 | 0
|  |  |  | 19.44 | 38.88 | 0 | 0 | 0 | 0 | 0 | 7.48 | 0.10709 | 0 | 38.88 | 38.88 | 0 | 0 | 0 | 0 | 0 | 0.2 | 0 | 0 | 0 | 0
|  |  |  | 19.16 | 38.32 | 0 | 0 | 0 | 0 | 0 | 7.48 | 0.10709 | 0 | 38.32 | 38.32 | 0 | 0 | 0 | 0 | 0 | 0.2 | 0 | 0 | 0 | 0
|  |  |  | 18.96 | 37.92 | 0 | 0 | 0 | 0 | 0 | 7.48 | 0.10709 | 0 | 37.92 | 37.92 | 0 | 0 | 0 | 0 | 0 | 0.2 | 0 | 0 | 0 | 0
|  |  |  | 19.4 | 38.8 | 0 | 0 | 0 | 0 | 0 | 7.48 | 0.10709 | 0 | 38.8 | 38.8 | 0 | 0 | 0 | 0 | 0 | 0.2 | 0 | 0 | 0 | 0
|  |  |  | 20.88 | 41.76 | 0 | 0 | 0 | 0 | 0 | 7.48 | 0.10709 | 0 | 41.76 | 41.76 | 0 | 0 | 0 | 0 | 0 | 0.2 | 0 | 0 | 0 | 0
|  |  |  | 22.04 | 44.08 | 0 | 0 | 0 | 0 | 0 | 7.48 | 0.10709 | 0 | 44.08 | 44.08 | 0 | 0 | 0 | 0 | 0 | 0.2 | 0 | 0 | 0 | 0
|  |  |  | 23.4 | 46.8 | 0 | 0 | 0 | 0 | 0 | 7.48 | 0.10709 | 0 | 46.8 | 46.8 | 0 | 0 | 0 | 0 | 0 | 0.2 | 0 | 0 | 0 | 0
|  |  |  | 24.64 | 49.28 | 0 | 0 | 0 | 0 | 0 | 7.48 | 0.10709 | 0 | 49.28 | 39.443 | 0 | 9.837 | 0 | 0 | 9.837 | 0.2 | 0 | 0 | 0 | 0
|  |  |  | 24.24 | 48.48 | 0 | 0 | 0 | 0 | 0 | 7.48 | 0.10709 | 0 | 48.48 | 18.098 | 0 | 30.382 | 0 | 0 | 30.382 | 0.2 | 0 | 0 | 0 | 0
|  |  |  | 23.72 | 47.44 | 0 | 0 | 0 | 0 | 0 | 7.48 | 0.10709 | 0 | 47.44 | 0 | 0.505 | 59.994 | 12.554 | 0 | 47.44 | 0.59956 | 0 | 0 | 0 | 0
|  |  |  | 24.12 | 48.24 | 0 | 0 | 0 | 0 | 0 | 7.48 | 0.12502 | 0 | 48.24 | 0 | 10.386 | 60.794 | 12.554 | 0 | 48.24 | 0.99913 | 0 | 0 | 0 | 0
|  |  |  | 23.68 | 47.36 | 0 | 0 | 0 | 0 | 0 | 7.48 | 0.12502 | 0 | 47.36 | 0 | 26.413 | 47.387 | 0.027 | 0 | 47.36 | 1 | 0 | 0 | 0 | 0
|  |  |  | 22.96 | 45.92 | 0 | 0 | 0 | 0 | 0 | 7.48 | 0.12502 | 0 | 45.92 | 0 | 24.895 | 45.92 | 0 | 0 | 45.92 | 1 | 0 | 0 | 0 | 0
|  |  |  | 23.12 | 46.24 | 0 | 0 | 0 | 0 | 0 | 12.23 | 0.12502 | 0 | 46.24 | 0 | 15.606 | 46.24 | 0 | 0 | 46.24 | 1 | 0 | 0 | 0 | 0
|  |  |  | 22.24 | 44.48 | 0 | 0 | 0 | 0 | 0 | 12.23 | 0.12502 | 0 | 44.48 | 0 | 1.621 | 44.48 | 0 | 0 | 44.48 | 1 | 0 | 0 | 0 | 0
|  |  |  | 23.52 | 47.04 | 0 | 0 | 0 | 0 | 0 | 12.23 | 0.12502 | 0 | 47.04 | 22.364 | 0 | 24.676 | 0 | 0 | 24.676 | 1 | 0 | 0 | 0 | 0
|  |  |  | 25.16 | 50.32 | 0 | 0 | 0 | 0 | 0 | 12.23 | 0.12502 | 0 | 50.32 | 46.302 | 0 | 4.018 | 0 | 0 | 4.018 | 1 | 0 | 0 | 0 | 0
|  |  |  | 26.52 | 53.04 | 0 | 0 | 0 | 0 | 0 | 7.48 | 0.12502 | 0 | 53.04 | 52.827 | 0 | 0 | 0 | 0 | 0 | 0.99245 | 0 | 0.213 | 0 | 0
|  |  |  | 24.28 | 48.56 | 0 | 0 | 0 | 0 | 0 | 7.48 | 0.12502 | 0 | 48.56 | 38.741 | 0 | 0 | 0 | 0 | 0 | 0.64467 | 0 | 9.819 | 0 | 0
|  |  |  | 24.2 | 48.4 | 0 | 0 | 0 | 0 | 0 | 7.48 | 0.12502 | 0 | 48.4 | 35.846 | 0 | 0 | 0 | 0 | 0 | 0.2 | 0 | 12.554 | 0 | 0
|  |  |  | 23.6 | 47.2 | 0 | 0 | 0 | 0 | 0 | 7.48 | 0.10709 | 0 | 47.2 | 47.2 | 0 | 0 | 0 | 0 | 0 | 0.2 | 0 | 0 | 0 | 0
|  |  |  | 23.52 | 47.04 | 0 | 0 | 0 | 0 | 0 | 7.48 | 0.10709 | 0 | 47.04 | 47.04 | 0 | 0 | 0 | 0 | 0 | 0.2 | 0 | 0 | 0 | 0
|  |  |  | 18.56 | 37.12 | 0 | 0 | 0 | 0 | 0 | 7.48 | 0.10709 | 0 | 37.12 | 37.12 | 0 | 0 | 0 | 0 | 0 | 0.2 | 0 | 0 | 0 | 0
|  |  |  | 13.16 | 26.32 | 0 | 0 | 0 | 0 | 0 | 7.48 | 0.10709 | 0 | 26.32 | 26.32 | 0 | 0 | 0 | 0 | 0 | 0.2 | 0 | 0 | 0 | 0
|  |  |  | 11.68 | 23.36 | 0 | 0 | 0 | 0 | 0 | 7.48 | 0.10709 | 0 | 23.36 | 23.36 | 0 | 0 | 0 | 0 | 0 | 0.2 | 0 | 0 | 0 | 0
|  |  |  | 13.2 | 26.4 | 0 | 0 | 0 | 0 | 0 | 7.48 | 0.10709 | 0 | 26.4 | 26.4 | 0 | 0 | 0 | 0 | 0 | 0.2 | 0 | 0 | 0 | 0
|  |  |  | 13.36 | 26.72 | 0 | 0 | 0 | 0 | 0 | 7.48 | 0.10709 | 0 | 26.72 | 26.72 | 0 | 0 | 0 | 0 | 0 | 0.2 | 0 | 0 | 0 | 0
|  |  |  | 13.88 | 27.76 | 0 | 0 | 0 | 0 | 0 | 7.48 | 0.10709 | 0 | 27.76 | 27.76 | 0 | 0 | 0 | 0 | 0 | 0.2 | 0 | 0 | 0 | 0
|  |  |  | 14.8 | 29.6 | 0 | 0 | 0 | 0 | 0 | 7.48 | 0.10709 | 0 | 29.6 | 29.6 | 0 | 0 | 0 | 0 | 0 | 0.2 | 0 | 0 | 0 | 0
|  |  |  | 16.08 | 32.16 | 0 | 0 | 0 | 0 | 0 | 7.48 | 0.10709 | 0 | 32.16 | 32.16 | 0 | 0 | 0 | 0 | 0 | 0.2 | 0 | 0 | 0 | 0
|  |  |  | 18.04 | 36.08 | 0 | 0 | 0 | 0 | 0 | 7.48 | 0.10709 | 0 | 36.08 | 36.08 | 0 | 0 | 0 | 0 | 0 | 0.2 | 0 | 0 | 0 | 0
|  |  |  | 19.56 | 39.12 | 0 | 0 | 0 | 0 | 0 | 7.48 | 0.10709 | 0 | 39.12 | 19.294 | 0 | 19.826 | 0 | 0 | 19.826 | 0.2 | 0 | 0 | 0 | 0
|  |  |  | 24.32 | 48.64 | 0 | 0 | 0 | 0 | 0 | 7.48 | 0.10709 | 0 | 48.64 | 5.108 | 0 | 43.532 | 0 | 0 | 43.532 | 0.2 | 0 | 0 | 0 | 0
|  |  |  | 24.28 | 48.56 | 0 | 0 | 0 | 0 | 0 | 7.48 | 0.10709 | 0 | 48.56 | 0 | 0 | 60.07 | 11.51 | 0 | 48.56 | 0.56635 | 0 | 0 | 0 | 0
|  |  |  | 24.68 | 49.36 | 0 | 0 | 0 | 0 | 0 | 7.48 | 0.12502 | 0 | 49.36 | 0 | 6.281 | 61.914 | 12.554 | 0 | 49.36 | 0.96591 | 0 | 0 | 0 | 0
|  |  |  | 23.44 | 46.88 | 0 | 0 | 0 | 0 | 0 | 7.48 | 0.12502 | 0 | 46.88 | 0 | 20.786 | 47.951 | 1.071 | 0 | 46.88 | 1 | 0 | 0 | 0 | 0
|  |  |  | 22.16 | 44.32 | 0 | 0 | 0 | 0 | 0 | 7.48 | 0.12502 | 0 | 44.32 | 0 | 21.507 | 44.32 | 0 | 0 | 44.32 | 1 | 0 | 0 | 0 | 0
|  |  |  | 22.96 | 45.92 | 0 | 0 | 0 | 0 | 0 | 12.23 | 0.12502 | 0 | 45.92 | 0 | 11.908 | 45.92 | 0 | 0 | 45.92 | 1 | 0 | 0 | 0 | 0
|  |  |  | 22.36 | 44.72 | 0 | 0 | 0 | 0 | 0 | 12.23 | 0.12502 | 0 | 44.72 | 0 | 0.361 | 44.72 | 0 | 0 | 44.72 | 1 | 0 | 0 | 0 | 0
|  |  |  | 21.96 | 43.92 | 0 | 0 | 0 | 0 | 0 | 12.23 | 0.12502 | 0 | 43.92 | 19.232 | 0 | 24.688 | 0 | 0 | 24.688 | 1 | 0 | 0 | 0 | 0
|  |  |  | 23.44 | 46.88 | 0 | 0 | 0 | 0 | 0 | 12.23 | 0.12502 | 0 | 46.88 | 42.736 | 0 | 4.144 | 0 | 0 | 4.144 | 1 | 0 | 0 | 0 | 0
|  |  |  | 23.64 | 47.28 | 0 | 0 | 0 | 0 | 0 | 7.48 | 0.12502 | 0 | 47.28 | 47.28 | 0 | 0 | 0 | 0 | 0 | 1 | 0 | 0 | 0 | 0
|  |  |  | 22.96 | 45.92 | 0 | 0 | 0 | 0 | 0 | 7.48 | 0.12502 | 0 | 45.92 | 35.888 | 0 | 0 | 0 | 0 | 0 | 0.64467 | 0 | 10.032 | 0 | 0
|  |  |  | 22 | 44 | 0 | 0 | 0 | 0 | 0 | 7.48 | 0.12502 | 0 | 44 | 31.446 | 0 | 0 | 0 | 0 | 0 | 0.2 | 0 | 12.554 | 0 | 0
|  |  |  | 21.88 | 43.76 | 0 | 0 | 0 | 0 | 0 | 7.48 | 0.10709 | 8.875 | 43.76 | 43.76 | 0 | 0 | 0 | 0 | 0 | 0.48247 | 0 | 0 | 0 | 0
|  |  |  | 24.08 | 48.16 | 0 | 0 | 0 | 0 | 0 | 7.48 | 0.10709 | 0 | 48.16 | 48.16 | 0 | 0 | 0 | 0 | 0 | 0.48247 | 0 | 0 | 0 | 0
|  |  |  | 24.64 | 49.28 | 0 | 0 | 0 | 0 | 0 | 7.48 | 0.10709 | 0 | 49.28 | 49.28 | 0 | 0 | 0 | 0 | 0 | 0.48247 | 0 | 0 | 0 | 0
|  |  |  | 19.6 | 39.2 | 0 | 0 | 0 | 0 | 0 | 7.48 | 0.10709 | 0 | 39.2 | 39.2 | 0 | 0 | 0 | 0 | 0 | 0.48247 | 0 | 0 | 0 | 0
|  |  |  | 18.24 | 36.48 | 0 | 0 | 0 | 0 | 0 | 7.48 | 0.10709 | 0 | 36.48 | 36.48 | 0 | 0 | 0 | 0 | 0 | 0.48247 | 0 | 0 | 0 | 0
|  |  |  | 15.36 | 30.72 | 0 | 0 | 0 | 0 | 0 | 7.48 | 0.10709 | 0 | 30.72 | 30.72 | 0 | 0 | 0 | 0 | 0 | 0.48247 | 0 | 0 | 0 | 0
|  |  |  | 13.36 | 26.72 | 0 | 0 | 0 | 0 | 0 | 7.48 | 0.10709 | 0 | 26.72 | 26.72 | 0 | 0 | 0 | 0 | 0 | 0.48247 | 0 | 0 | 0 | 0
|  |  |  | 13.96 | 27.92 | 0 | 0 | 0 | 0 | 0 | 7.48 | 0.10709 | 0 | 27.92 | 27.92 | 0 | 0 | 0 | 0 | 0 | 0.48247 | 0 | 0 | 0 | 0
|  |  |  | 15.28 | 30.56 | 0 | 0 | 0 | 0 | 0 | 7.48 | 0.10709 | 0 | 30.56 | 30.56 | 0 | 0 | 0 | 0 | 0 | 0.48247 | 0 | 0 | 0 | 0
|  |  |  | 16.64 | 33.28 | 0 | 0 | 0 | 0 | 0 | 7.48 | 0.10709 | 0 | 33.28 | 33.28 | 0 | 0 | 0 | 0 | 0 | 0.48247 | 0 | 0 | 0 | 0
|  |  |  | 24.4 | 48.8 | 0 | 0 | 0 | 0 | 0 | 7.48 | 0.10709 | 0 | 48.8 | 48.8 | 0 | 0 | 0 | 0 | 0 | 0.48247 | 0 | 0 | 0 | 0
|  |  |  | 24.84 | 49.68 | 0 | 0 | 0 | 0 | 0 | 7.48 | 0.10709 | 0 | 49.68 | 31.731 | 0 | 17.949 | 0 | 0 | 17.949 | 0.48247 | 0 | 0 | 0 | 0
|  |  |  | 29.4 | 58.8 | 0 | 0 | 0 | 0 | 0 | 7.48 | 0.10709 | 0 | 58.8 | 18.342 | 0 | 40.458 | 0 | 0 | 40.458 | 0.48247 | 0 | 0 | 0 | 0
|  |  |  | 29.32 | 58.64 | 0 | 0 | 0 | 0 | 0 | 7.48 | 0.10709 | 0 | 58.64 | 1.681 | 0 | 56.959 | 0 | 0 | 56.959 | 0.48247 | 0 | 0 | 0 | 0
|  |  |  | 30.56 | 61.12 | 0 | 0 | 0 | 0 | 0 | 7.48 | 0.12502 | 0 | 61.12 | 0 | 0 | 66.419 | 5.299 | 0 | 61.12 | 0.65112 | 0 | 0 | 0 | 0
|  |  |  | 33.6 | 67.2 | 0 | 0 | 0 | 0 | 0 | 7.48 | 0.12502 | 0 | 67.2 | 0 | 0 | 68.409 | 1.209 | 0 | 67.2 | 0.6896 | 0 | 0 | 0 | 0
|  |  |  | 28.88 | 57.76 | 0 | 0 | 0 | 0 | 0 | 7.48 | 0.12502 | 0 | 57.76 | 0 | 0 | 65.877 | 8.117 | 0 | 57.76 | 0.94795 | 0 | 0 | 0 | 0
|  |  |  | 27.24 | 54.48 | 0 | 0 | 0 | 0 | 0 | 12.23 | 0.12502 | 0 | 54.48 | 0 | 0 | 56.115 | 1.635 | 0 | 54.48 | 1 | 0 | 0 | 0 | 0
|  |  |  | 26.04 | 52.08 | 0 | 0 | 0 | 0 | 0 | 12.23 | 0.12502 | 0 | 52.08 | 9.531 | 0 | 42.549 | 0 | 0 | 42.549 | 1 | 0 | 0 | 0 | 0
|  |  |  | 25.68 | 51.36 | 0 | 0 | 0 | 0 | 0 | 12.23 | 0.12502 | 0 | 51.36 | 28.146 | 0 | 23.214 | 0 | 0 | 23.214 | 1 | 0 | 0 | 0 | 0
|  |  |  | 25.84 | 51.68 | 0 | 0 | 0 | 0 | 0 | 12.23 | 0.12502 | 0 | 51.68 | 47.939 | 0 | 3.741 | 0 | 0 | 3.741 | 1 | 0 | 0 | 0 | 0
|  |  |  | 27.96 | 55.92 | 0 | 0 | 0 | 0 | 0 | 7.48 | 0.12502 | 0 | 55.92 | 52.827 | 0 | 0 | 0 | 0 | 0 | 0.89044 | 0 | 3.093 | 0 | 0
|  |  |  | 28.44 | 56.88 | 0 | 0 | 0 | 0 | 0 | 7.48 | 0.12502 | 0 | 56.88 | 52.827 | 0 | 0 | 0 | 0 | 0 | 0.74687 | 0 | 4.053 | 0 | 0
|  |  |  | 29.36 | 58.72 | 0 | 0 | 0 | 0 | 0 | 7.48 | 0.12502 | 0 | 58.72 | 46.294 | 0 | 0 | 0 | 0 | 0 | 0.30673 | 0 | 12.426 | 0 | 0
|  |  |  | 27.92 | 55.84 | 0 | 0 | 0 | 0 | 0 | 7.48 | 0.10709 | 0 | 55.84 | 52.827 | 0 | 0 | 0 | 0 | 0 | 0.2 | 0 | 3.013 | 0 | 0
|  |  |  | 25.92 | 51.84 | 0 | 0 | 0 | 0 | 0 | 7.48 | 0.10709 | 0 | 51.84 | 51.84 | 0 | 0 | 0 | 0 | 0 | 0.2 | 0 | 0 | 0 | 0
|  |  |  | 20.36 | 40.72 | 0 | 0 | 0 | 0 | 0 | 7.48 | 0.10709 | 0 | 40.72 | 40.72 | 0 | 0 | 0 | 0 | 0 | 0.2 | 0 | 0 | 0 | 0
|  |  |  | 15.92 | 31.84 | 0 | 0 | 0 | 0 | 0 | 7.48 | 0.10709 | 0 | 31.84 | 31.84 | 0 | 0 | 0 | 0 | 0 | 0.2 | 0 | 0 | 0 | 0
|  |  |  | 14.72 | 29.44 | 0 | 0 | 0 | 0 | 0 | 7.48 | 0.10709 | 0 | 29.44 | 29.44 | 0 | 0 | 0 | 0 | 0 | 0.2 | 0 | 0 | 0 | 0
|  |  |  | 14.12 | 28.24 | 0 | 0 | 0 | 0 | 0 | 7.48 | 0.10709 | 0 | 28.24 | 28.24 | 0 | 0 | 0 | 0 | 0 | 0.2 | 0 | 0 | 0 | 0
|  |  |  | 14.2 | 28.4 | 0 | 0 | 0 | 0 | 0 | 7.48 | 0.10709 | 0 | 28.4 | 28.4 | 0 | 0 | 0 | 0 | 0 | 0.2 | 0 | 0 | 0 | 0
|  |  |  | 14.8 | 29.6 | 0 | 0 | 0 | 0 | 0 | 7.48 | 0.10709 | 0 | 29.6 | 29.6 | 0 | 0 | 0 | 0 | 0 | 0.2 | 0 | 0 | 0 | 0
|  |  |  | 15.6 | 31.2 | 0 | 0 | 0 | 0 | 0 | 7.48 | 0.10709 | 0 | 31.2 | 31.2 | 0 | 0 | 0 | 0 | 0 | 0.2 | 0 | 0 | 0 | 0
|  |  |  | 17.08 | 34.16 | 0 | 0 | 0 | 0 | 0 | 7.48 | 0.10709 | 0 | 34.16 | 34.16 | 0 | 0 | 0 | 0 | 0 | 0.2 | 0 | 0 | 0 | 0
|  |  |  | 23.44 | 46.88 | 0 | 0 | 0 | 0 | 0 | 7.48 | 0.10709 | 0 | 46.88 | 46.88 | 0 | 0 | 0 | 0 | 0 | 0.2 | 0 | 0 | 0 | 0
|  |  |  | 26.8 | 53.6 | 0 | 0 | 0 | 0 | 0 | 7.48 | 0.10709 | 0 | 53.6 | 36.306 | 0 | 17.294 | 0 | 0 | 17.294 | 0.2 | 0 | 0 | 0 | 0
|  |  |  | 27.04 | 54.08 | 0 | 0 | 0 | 0 | 0 | 7.48 | 0.10709 | 0 | 54.08 | 14.403 | 0 | 39.677 | 0 | 0 | 39.677 | 0.2 | 0 | 0 | 0 | 0
|  |  |  | 28.92 | 57.84 | 0 | 0 | 0 | 0 | 0 | 7.48 | 0.10709 | 0 | 57.84 | 0.881 | 0 | 56.959 | 0 | 0 | 56.959 | 0.2 | 0 | 0 | 0 | 0
|  |  |  | 28.4 | 56.8 | 0 | 0 | 0 | 0 | 0 | 7.48 | 0.10709 | 0 | 56.8 | 0 | 0 | 65.915 | 9.115 | 0 | 56.8 | 0.49011 | 0 | 0 | 0 | 0
|  |  |  | 29 | 58 | 0 | 0 | 0 | 0 | 0 | 7.48 | 0.10709 | 0 | 58 | 0 | 0 | 67.993 | 9.993 | 0 | 58 | 0.80818 | 0 | 0 | 0 | 0
|  |  |  | 28 | 56 | 0 | 0 | 0 | 0 | 0 | 7.48 | 0.10709 | 0 | 56 | 0 | 1.205 | 62.027 | 6.027 | 0 | 56 | 1 | 0 | 0 | 0 | 0
|  |  |  | 26.52 | 53.04 | 0 | 0 | 0 | 0 | 0 | 7.48 | 0.10709 | 0 | 53.04 | 0 | 2.483 | 53.04 | 0 | 0 | 53.04 | 1 | 0 | 0 | 0 | 0
|  |  |  | 25.4 | 50.8 | 0 | 0 | 0 | 0 | 0 | 7.48 | 0.10709 | 0 | 50.8 | 8.969 | 0 | 41.831 | 0 | 0 | 41.831 | 1 | 0 | 0 | 0 | 0
|  |  |  | 24.88 | 49.76 | 0 | 0 | 0 | 0 | 0 | 7.48 | 0.10709 | 0 | 49.76 | 39.33 | 0 | 10.43 | 0 | 0 | 10.43 | 1 | 0 | 0 | 0 | 0
|  |  |  | 25.68 | 51.36 | 0 | 0 | 0 | 0 | 0 | 7.48 | 0.10709 | 0 | 51.36 | 50.692 | 0 | 0.668 | 0 | 0 | 0.668 | 1 | 0 | 0 | 0 | 0
|  |  |  | 27.04 | 54.08 | 0 | 0 | 0 | 0 | 0 | 7.48 | 0.10709 | 0 | 54.08 | 52.827 | 0 | 0 | 0 | 0 | 0 | 0.95561 | 0 | 1.253 | 0 | 0
|  |  |  | 26.84 | 53.68 | 0 | 0 | 0 | 0 | 0 | 7.48 | 0.10709 | 0 | 53.68 | 52.827 | 0 | 0 | 0 | 0 | 0 | 0.9254 | 0 | 0.853 | 0 | 0
|  |  |  | 26.96 | 53.92 | 0 | 0 | 0 | 0 | 0 | 7.48 | 0.10709 | 0 | 53.92 | 52.827 | 0 | 0 | 0 | 0 | 0 | 0.88668 | 0 | 1.093 | 0 | 0
|  |  |  | 25.76 | 51.52 | 0 | 0 | 0 | 0 | 0 | 7.48 | 0.10709 | 0 | 51.52 | 51.52 | 0 | 0 | 0 | 0 | 0 | 0.88668 | 0 | 0 | 0 | 0
|  |  |  | 24.12 | 48.24 | 0 | 0 | 0 | 0 | 0 | 7.48 | 0.10709 | 0 | 48.24 | 48.24 | 0 | 0 | 0 | 0 | 0 | 0.88668 | 0 | 0 | 0 | 0
|  |  |  | 18.56 | 37.12 | 0 | 0 | 0 | 0 | 0 | 7.48 | 0.10709 | 0 | 37.12 | 37.12 | 0 | 0 | 0 | 0 | 0 | 0.88668 | 0 | 0 | 0 | 0
|  |  |  | 12.88 | 25.76 | 0 | 0 | 0 | 0 | 0 | 7.48 | 0.10709 | 0 | 25.76 | 25.76 | 0 | 0 | 0 | 0 | 0 | 0.88668 | 0 | 0 | 0 | 0
|  |  |  | 10.72 | 21.44 | 0 | 0 | 0 | 0 | 0 | 7.48 | 0.10709 | 0 | 21.44 | 21.44 | 0 | 0 | 0 | 0 | 0 | 0.88668 | 0 | 0 | 0 | 0
|  |  |  | 10.28 | 20.56 | 0 | 0 | 0 | 0 | 0 | 7.48 | 0.10709 | 0 | 20.56 | 20.56 | 0 | 0 | 0 | 0 | 0 | 0.88668 | 0 | 0 | 0 | 0
|  |  |  | 12.8 | 25.6 | 0 | 0 | 0 | 0 | 0 | 7.48 | 0.10709 | 0 | 25.6 | 25.6 | 0 | 0 | 0 | 0 | 0 | 0.88668 | 0 | 0 | 0 | 0
|  |  |  | 13.84 | 27.68 | 0 | 0 | 0 | 0 | 0 | 7.48 | 0.10709 | 0 | 27.68 | 27.68 | 0 | 0 | 0 | 0 | 0 | 0.88668 | 0 | 0 | 0 | 0
|  |  |  | 14.48 | 28.96 | 0 | 0 | 0 | 0 | 0 | 7.48 | 0.10709 | 0 | 28.96 | 28.96 | 0 | 0 | 0 | 0 | 0 | 0.88668 | 0 | 0 | 0 | 0
|  |  |  | 15.08 | 30.16 | 0 | 0 | 0 | 0 | 0 | 7.48 | 0.10709 | 0 | 30.16 | 30.16 | 0 | 0 | 0 | 0 | 0 | 0.88668 | 0 | 0 | 0 | 0
|  |  |  | 22.48 | 44.96 | 0 | 0 | 0 | 0 | 0 | 7.48 | 0.10709 | 0 | 44.96 | 44.96 | 0 | 0 | 0 | 0 | 0 | 0.88668 | 0 | 0 | 0 | 0
|  |  |  | 25.72 | 51.44 | 0 | 0 | 0 | 0 | 0 | 7.48 | 0.10709 | 0 | 51.44 | 34.864 | 0 | 16.576 | 0 | 0 | 16.576 | 0.88668 | 0 | 0 | 0 | 0
|  |  |  | 26.12 | 52.24 | 0 | 0 | 0 | 0 | 0 | 7.48 | 0.10709 | 0 | 52.24 | 15.812 | 0 | 36.428 | 0 | 0 | 36.428 | 0.88668 | 0 | 0 | 0 | 0
|  |  |  | 28.2 | 56.4 | 0 | 0 | 0 | 0 | 0 | 7.48 | 0.10709 | 0 | 56.4 | 1.103 | 0 | 55.297 | 0 | 0 | 55.297 | 0.88668 | 0 | 0 | 0 | 0
|  |  |  | 32.44 | 64.88 | 0 | 0 | 0 | 0 | 0 | 7.48 | 0.10709 | 0 | 64.88 | 21.978 | 0 | 42.902 | 0 | 0 | 42.902 | 0.88668 | 0 | 0 | 0 | 0
|  |  |  | 29.04 | 58.08 | 0 | 0 | 0 | 0 | 0 | 7.48 | 0.10709 | 0 | 58.08 | 0.577 | 0 | 54.906 | 0 | 0 | 54.906 | 0.79469 | 0 | 2.597 | 0 | 0
|  |  |  | 28.48 | 56.96 | 0 | 0 | 0 | 0 | 0 | 7.48 | 0.10709 | 0 | 56.96 | 0 | 0 | 62.716 | 5.756 | 0 | 56.96 | 0.97788 | 0 | 0 | 0 | 0
|  |  |  | 27.2 | 54.4 | 0 | 0 | 0 | 0 | 0 | 7.48 | 0.10709 | 0 | 54.4 | 0 | 0 | 55.095 | 0.695 | 0 | 54.4 | 1 | 0 | 0 | 0 | 0
|  |  |  | 26.64 | 53.28 | 0 | 0 | 0 | 0 | 0 | 7.48 | 0.10709 | 0 | 53.28 | 11.99 | 0 | 41.29 | 0 | 0 | 41.29 | 1 | 0 | 0 | 0 | 0
|  |  |  | 24.24 | 48.48 | 0 | 0 | 0 | 0 | 0 | 7.48 | 0.10709 | 0 | 48.48 | 26.223 | 0 | 22.257 | 0 | 0 | 22.257 | 1 | 0 | 0 | 0 | 0
|  |  |  | 25.36 | 50.72 | 0 | 0 | 0 | 0 | 0 | 7.48 | 0.10709 | 0 | 50.72 | 47.395 | 0 | 3.325 | 0 | 0 | 3.325 | 1 | 0 | 0 | 0 | 0
|  |  |  | 26.36 | 52.72 | 0 | 0 | 0 | 0 | 0 | 7.48 | 0.10709 | 0 | 52.72 | 52.72 | 0 | 0 | 0 | 0 | 0 | 1 | 0 | 0 | 0 | 0
|  |  |  | 25.16 | 50.32 | 0 | 0 | 0 | 0 | 0 | 7.48 | 0.10709 | 0 | 50.32 | 50.32 | 0 | 0 | 0 | 0 | 0 | 1 | 0 | 0 | 0 | 0
|  |  |  | 25.48 | 50.96 | 0 | 0 | 0 | 0 | 0 | 7.48 | 0.10709 | 0 | 50.96 | 50.96 | 0 | 0 | 0 | 0 | 0 | 1 | 0 | 0 | 0 | 0
|  |  |  | 20.36 | 40.72 | 0 | 0 | 0 | 0 | 0 | 7.48 | 0.10709 | 0 | 40.72 | 40.72 | 0 | 0 | 0 | 0 | 0 | 1 | 0 | 0 | 0 | 0
|  |  |  | 20.04 | 40.08 | 0 | 0 | 0 | 0 | 0 | 7.48 | 0.10709 | 0 | 40.08 | 40.08 | 0 | 0 | 0 | 0 | 0 | 1 | 0 | 0 | 0 | 0
|  |  |  | 17.48 | 34.96 | 0 | 0 | 0 | 0 | 0 | 7.48 | 0.10709 | 0 | 34.96 | 34.96 | 0 | 0 | 0 | 0 | 0 | 1 | 0 | 0 | 0 | 0
|  |  |  | 12.72 | 25.44 | 0 | 0 | 0 | 0 | 0 | 7.48 | 0.10709 | 0 | 25.44 | 25.44 | 0 | 0 | 0 | 0 | 0 | 1 | 0 | 0 | 0 | 0
|  |  |  | 10.88 | 21.76 | 0 | 0 | 0 | 0 | 0 | 7.48 | 0.10709 | 0 | 21.76 | 21.76 | 0 | 0 | 0 | 0 | 0 | 1 | 0 | 0 | 0 | 0
|  |  |  | 9.96 | 19.92 | 0 | 0 | 0 | 0 | 0 | 7.48 | 0.10709 | 0 | 19.92 | 19.92 | 0 | 0 | 0 | 0 | 0 | 1 | 0 | 0 | 0 | 0
|  |  |  | 10.6 | 21.2 | 0 | 0 | 0 | 0 | 0 | 7.48 | 0.10709 | 0 | 21.2 | 21.2 | 0 | 0 | 0 | 0 | 0 | 1 | 0 | 0 | 0 | 0
|  |  |  | 13.44 | 26.88 | 0 | 0 | 0 | 0 | 0 | 7.48 | 0.10709 | 0 | 26.88 | 26.88 | 0 | 0 | 0 | 0 | 0 | 1 | 0 | 0 | 0 | 0
|  |  |  | 14.12 | 28.24 | 0 | 0 | 0 | 0 | 0 | 7.48 | 0.10709 | 0 | 28.24 | 28.24 | 0 | 0 | 0 | 0 | 0 | 1 | 0 | 0 | 0 | 0
|  |  |  | 14.88 | 29.76 | 0 | 0 | 0 | 0 | 0 | 7.48 | 0.10709 | 0 | 29.76 | 29.76 | 0 | 0 | 0 | 0 | 0 | 1 | 0 | 0 | 0 | 0
|  |  |  | 16.24 | 32.48 | 0 | 0 | 0 | 0 | 0 | 7.48 | 0.10709 | 0 | 32.48 | 29.072 | 0 | 0 | 0 | 0 | 0 | 0.87928 | 0 | 3.408 | 0 | 0
|  |  |  | 16.12 | 32.24 | 0 | 0 | 0 | 0 | 0 | 7.48 | 0.10709 | 0 | 32.24 | 16.814 | 0 | 2.872 | 0 | 0 | 2.872 | 0.43461 | 0 | 12.554 | 0 | 0
|  |  |  | 15.76 | 31.52 | 0 | 0 | 0 | 0 | 0 | 7.48 | 0.10709 | 0 | 31.52 | 0 | 0 | 25.053 | 0 | 0 | 25.053 | 0.20556 | 0 | 6.467 | 0 | 0
|  |  |  | 14.76 | 29.52 | 0 | 0 | 0 | 0 | 0 | 7.48 | 0.10709 | 0 | 29.52 | 0 | 0 | 35.03 | 5.51 | 0 | 29.52 | 0.38092 | 0 | 0 | 0 | 0
|  |  |  | 14.6 | 29.2 | 0 | 0 | 0 | 0 | 0 | 7.48 | 0.12502 | 0 | 29.2 | 0 | 0 | 26.527 | 0 | 0 | 26.527 | 0.28625 | 0 | 2.673 | 0 | 0
|  |  |  | 14.64 | 29.28 | 0 | 0 | 0 | 0 | 0 | 7.48 | 0.12502 | 0 | 29.28 | 0 | 2.769 | 41.834 | 12.554 | 0 | 29.28 | 0.68581 | 0 | 0 | 0 | 0
|  |  |  | 14.64 | 29.28 | 0 | 0 | 0 | 0 | 0 | 7.48 | 0.12502 | 0 | 29.28 | 0 | 0 | 22.534 | 0 | 0 | 22.534 | 0.44687 | 0 | 6.746 | 0 | 0
|  |  |  | 14.24 | 28.48 | 0 | 0 | 0 | 0 | 0 | 12.23 | 0.12502 | 0 | 28.48 | 0 | 5.382 | 41.034 | 12.554 | 0 | 28.48 | 0.84643 | 0 | 0 | 0 | 0
|  |  |  | 14.8 | 29.6 | 0 | 0 | 0 | 0 | 0 | 12.23 | 0.12502 | 0 | 29.6 | 0 | 0 | 34.425 | 4.825 | 0 | 29.6 | 1 | 0 | 0 | 0 | 0
|  |  |  | 14.68 | 29.36 | 0 | 0 | 0 | 0 | 0 | 12.23 | 0.12502 | 0 | 29.36 | 12.141 | 0 | 17.219 | 0 | 0 | 17.219 | 1 | 0 | 0 | 0 | 0
|  |  |  | 15.6 | 31.2 | 0 | 0 | 0 | 0 | 0 | 12.23 | 0.12502 | 0 | 31.2 | 30.104 | 0 | 1.096 | 0 | 0 | 1.096 | 1 | 0 | 0 | 0 | 0
|  |  |  | 16.88 | 33.76 | 0 | 0 | 0 | 0 | 0 | 7.48 | 0.12502 | 0 | 33.76 | 33.76 | 0 | 0 | 0 | 0 | 0 | 1 | 0 | 0 | 0 | 0
|  |  |  | 16.68 | 33.36 | 0 | 0 | 0 | 0 | 0 | 7.48 | 0.12502 | 0 | 33.36 | 23.328 | 0 | 0 | 0 | 0 | 0 | 0.64467 | 0 | 10.032 | 0 | 0
|  |  |  | 16.8 | 33.6 | 0 | 0 | 0 | 0 | 0 | 7.48 | 0.12502 | 0 | 33.6 | 21.046 | 0 | 0 | 0 | 0 | 0 | 0.2 | 0 | 12.554 | 0 | 0
|  |  |  | 17.16 | 34.32 | 0 | 0 | 0 | 0 | 0 | 7.48 | 0.10709 | 0 | 34.32 | 34.32 | 0 | 0 | 0 | 0 | 0 | 0.2 | 0 | 0 | 0 | 0
|  |  |  | 16.96 | 33.92 | 0 | 0 | 0 | 0 | 0 | 7.48 | 0.10709 | 0 | 33.92 | 33.92 | 0 | 0 | 0 | 0 | 0 | 0.2 | 0 | 0 | 0 | 0
|  |  |  | 16.96 | 33.92 | 0 | 0 | 0 | 0 | 0 | 7.48 | 0.10709 | 0 | 33.92 | 33.92 | 0 | 0 | 0 | 0 | 0 | 0.2 | 0 | 0 | 0 | 0
|  |  |  | 11.92 | 23.84 | 0 | 0 | 0 | 0 | 0 | 7.48 | 0.10709 | 0 | 23.84 | 23.84 | 0 | 0 | 0 | 0 | 0 | 0.2 | 0 | 0 | 0 | 0
|  |  |  | 10.4 | 20.8 | 0 | 0 | 0 | 0 | 0 | 7.48 | 0.10709 | 0 | 20.8 | 20.8 | 0 | 0 | 0 | 0 | 0 | 0.2 | 0 | 0 | 0 | 0
|  |  |  | 10.56 | 21.12 | 0 | 0 | 0 | 0 | 0 | 7.48 | 0.10709 | 0 | 21.12 | 21.12 | 0 | 0 | 0 | 0 | 0 | 0.2 | 0 | 0 | 0 | 0
|  |  |  | 12.96 | 25.92 | 0 | 0 | 0 | 0 | 0 | 7.48 | 0.10709 | 0 | 25.92 | 25.92 | 0 | 0 | 0 | 0 | 0 | 0.2 | 0 | 0 | 0 | 0
|  |  |  | 13.36 | 26.72 | 0 | 0 | 0 | 0 | 0 | 7.48 | 0.10709 | 0 | 26.72 | 26.72 | 0 | 0 | 0 | 0 | 0 | 0.2 | 0 | 0 | 0 | 0
|  |  |  | 14.52 | 29.04 | 0 | 0 | 0 | 0 | 0 | 7.48 | 0.10709 | 0 | 29.04 | 29.04 | 0 | 0 | 0 | 0 | 0 | 0.2 | 0 | 0 | 0 | 0
|  |  |  | 16.44 | 32.88 | 0 | 0 | 0 | 0 | 0 | 7.48 | 0.10709 | 0 | 32.88 | 32.88 | 0 | 0 | 0 | 0 | 0 | 0.2 | 0 | 0 | 0 | 0
|  |  |  | 23.52 | 47.04 | 0 | 0 | 0 | 0 | 0 | 7.48 | 0.10709 | 0 | 47.04 | 47.04 | 0 | 0 | 0 | 0 | 0 | 0.2 | 0 | 0 | 0 | 0
|  |  |  | 23.88 | 47.76 | 0 | 0 | 0 | 0 | 0 | 7.48 | 0.10709 | 0 | 47.76 | 42.785 | 0 | 4.975 | 0 | 0 | 4.975 | 0.2 | 0 | 0 | 0 | 0
|  |  |  | 23.28 | 46.56 | 0 | 0 | 0 | 0 | 0 | 7.48 | 0.10709 | 0 | 46.56 | 9.15 | 0 | 37.41 | 0 | 0 | 37.41 | 0.2 | 0 | 0 | 0 | 0
|  |  |  | 22.64 | 45.28 | 0 | 0 | 0 | 0 | 0 | 7.48 | 0.10709 | 0 | 45.28 | 0 | 0 | 53.42 | 8.14 | 0 | 45.28 | 0.45907 | 0 | 0 | 0 | 0
|  |  |  | 22.48 | 44.96 | 0 | 0 | 0 | 0 | 0 | 7.48 | 0.12502 | 0 | 44.96 | 0 | 3.942 | 57.514 | 12.554 | 0 | 44.96 | 0.85863 | 0 | 0 | 0 | 0
|  |  |  | 22.04 | 44.08 | 0 | 0 | 0 | 0 | 0 | 7.48 | 0.12502 | 0 | 44.08 | 0 | 16.398 | 48.522 | 4.442 | 0 | 44.08 | 1 | 0 | 0 | 0 | 0
|  |  |  | 21.76 | 43.52 | 0 | 0 | 0 | 0 | 0 | 7.48 | 0.12502 | 0 | 43.52 | 0 | 18.956 | 43.52 | 0 | 0 | 43.52 | 1 | 0 | 0 | 0 | 0
|  |  |  | 21.8 | 43.6 | 0 | 0 | 0 | 0 | 0 | 12.23 | 0.12502 | 0 | 43.6 | 0 | 13.145 | 43.6 | 0 | 0 | 43.6 | 1 | 0 | 0 | 0 | 0
|  |  |  | 21.28 | 42.56 | 0 | 0 | 0 | 0 | 0 | 12.23 | 0.12502 | 0 | 42.56 | 0.2 | 0 | 42.36 | 0 | 0 | 42.36 | 1 | 0 | 0 | 0 | 0
|  |  |  | 21.92 | 43.84 | 0 | 0 | 0 | 0 | 0 | 12.23 | 0.12502 | 0 | 43.84 | 21.306 | 0 | 22.534 | 0 | 0 | 22.534 | 1 | 0 | 0 | 0 | 0
|  |  |  | 23.12 | 46.24 | 0 | 0 | 0 | 0 | 0 | 12.23 | 0.12502 | 0 | 46.24 | 44.703 | 0 | 1.537 | 0 | 0 | 1.537 | 1 | 0 | 0 | 0 | 0
|  |  |  | 24.8 | 49.6 | 0 | 0 | 0 | 0 | 0 | 7.48 | 0.12502 | 0 | 49.6 | 49.6 | 0 | 0 | 0 | 0 | 0 | 1 | 0 | 0 | 0 | 0
|  |  |  | 24.96 | 49.92 | 0 | 0 | 0 | 0 | 0 | 7.48 | 0.12502 | 0 | 49.92 | 39.888 | 0 | 0 | 0 | 0 | 0 | 0.64467 | 0 | 10.032 | 0 | 0
|  |  |  | 25.64 | 51.28 | 0 | 0 | 0 | 0 | 0 | 7.48 | 0.12502 | 0 | 51.28 | 38.726 | 0 | 0 | 0 | 0 | 0 | 0.2 | 0 | 12.554 | 0 | 0
|  |  |  | 26.16 | 52.32 | 0 | 0 | 0 | 0 | 0 | 7.48 | 0.10709 | 0 | 52.32 | 52.32 | 0 | 0 | 0 | 0 | 0 | 0.2 | 0 | 0 | 0 | 0
|  |  |  | 24.48 | 48.96 | 0 | 0 | 0 | 0 | 0 | 7.48 | 0.10709 | 0 | 48.96 | 48.96 | 0 | 0 | 0 | 0 | 0 | 0.2 | 0 | 0 | 0 | 0
|  |  |  | 23.4 | 46.8 | 0 | 0 | 0 | 0 | 0 | 7.48 | 0.10709 | 0 | 46.8 | 46.8 | 0 | 0 | 0 | 0 | 0 | 0.2 | 0 | 0 | 0 | 0
|  |  |  | 19.48 | 38.96 | 0 | 0 | 0 | 0 | 0 | 7.48 | 0.10709 | 0 | 38.96 | 38.96 | 0 | 0 | 0 | 0 | 0 | 0.2 | 0 | 0 | 0 | 0
|  |  |  | 18.4 | 36.8 | 0 | 0 | 0 | 0 | 0 | 7.48 | 0.10709 | 0 | 36.8 | 36.8 | 0 | 0 | 0 | 0 | 0 | 0.2 | 0 | 0 | 0 | 0
|  |  |  | 18.56 | 37.12 | 0 | 0 | 0 | 0 | 0 | 7.48 | 0.10709 | 0 | 37.12 | 37.12 | 0 | 0 | 0 | 0 | 0 | 0.2 | 0 | 0 | 0 | 0
|  |  |  | 18.2 | 36.4 | 0 | 0 | 0 | 0 | 0 | 7.48 | 0.10709 | 0 | 36.4 | 36.4 | 0 | 0 | 0 | 0 | 0 | 0.2 | 0 | 0 | 0 | 0
|  |  |  | 18.8 | 37.6 | 0 | 0 | 0 | 0 | 0 | 7.48 | 0.10709 | 0 | 37.6 | 37.6 | 0 | 0 | 0 | 0 | 0 | 0.2 | 0 | 0 | 0 | 0
|  |  |  | 19.36 | 38.72 | 0 | 0 | 0 | 0 | 0 | 7.48 | 0.10709 | 0 | 38.72 | 38.72 | 0 | 0 | 0 | 0 | 0 | 0.2 | 0 | 0 | 0 | 0
|  |  |  | 21.04 | 42.08 | 0 | 0 | 0 | 0 | 0 | 7.48 | 0.10709 | 0 | 42.08 | 42.08 | 0 | 0 | 0 | 0 | 0 | 0.2 | 0 | 0 | 0 | 0
|  |  |  | 22.44 | 44.88 | 0 | 0 | 0 | 0 | 0 | 7.48 | 0.10709 | 0 | 44.88 | 44.88 | 0 | 0 | 0 | 0 | 0 | 0.2 | 0 | 0 | 0 | 0
|  |  |  | 23.4 | 46.8 | 0 | 0 | 0 | 0 | 0 | 7.48 | 0.10709 | 0 | 46.8 | 35.249 | 0 | 11.551 | 0 | 0 | 11.551 | 0.2 | 0 | 0 | 0 | 0
|  |  |  | 24.36 | 48.72 | 0 | 0 | 0 | 0 | 0 | 7.48 | 0.10709 | 0 | 48.72 | 46.843 | 0 | 1.877 | 0 | 0 | 1.877 | 0.2 | 0 | 0 | 0 | 0
|  |  |  | 23.48 | 46.96 | 0 | 0 | 0 | 0 | 0 | 7.48 | 0.10709 | 0 | 46.96 | 4.7 | 0 | 42.26 | 0 | 0 | 42.26 | 0.2 | 0 | 0 | 0 | 0
|  |  |  | 23.32 | 46.64 | 0 | 0 | 0 | 0 | 0 | 7.48 | 0.12502 | 0 | 46.64 | 0 | 1.897 | 59.194 | 12.554 | 0 | 46.64 | 0.59956 | 0 | 0 | 0 | 0
|  |  |  | 23 | 46 | 0 | 0 | 0 | 0 | 0 | 7.48 | 0.12502 | 0 | 46 | 0 | 7.55 | 58.554 | 12.554 | 0 | 46 | 0.99913 | 0 | 0 | 0 | 0
|  |  |  | 22.64 | 45.28 | 0 | 0 | 0 | 0 | 0 | 7.48 | 0.12502 | 0 | 45.28 | 0 | 19.625 | 45.307 | 0.027 | 0 | 45.28 | 1 | 0 | 0 | 0 | 0
|  |  |  | 22.88 | 45.76 | 0 | 0 | 0 | 0 | 0 | 12.23 | 0.12502 | 0 | 45.76 | 20.077 | 0 | 25.683 | 0 | 0 | 25.683 | 1 | 0 | 0 | 0 | 0
|  |  |  | 22.68 | 45.36 | 0 | 0 | 0 | 0 | 0 | 12.23 | 0.12502 | 0 | 45.36 | 2.848 | 0 | 42.512 | 0 | 0 | 42.512 | 1 | 0 | 0 | 0 | 0
|  |  |  | 23 | 46 | 0 | 0 | 0 | 0 | 0 | 12.23 | 0.12502 | 0 | 46 | 24.045 | 0 | 21.955 | 0 | 0 | 21.955 | 1 | 0 | 0 | 0 | 0
|  |  |  | 24.96 | 49.92 | 0 | 0 | 0 | 0 | 0 | 12.23 | 0.12502 | 0 | 49.92 | 46.872 | 0 | 3.048 | 0 | 0 | 3.048 | 1 | 0 | 0 | 0 | 0
|  |  |  | 25.44 | 50.88 | 0 | 0 | 0 | 0 | 0 | 7.48 | 0.12502 | 0 | 50.88 | 50.88 | 0 | 0 | 0 | 0 | 0 | 1 | 0 | 0 | 0 | 0
|  |  |  | 23.56 | 47.12 | 0 | 0 | 0 | 0 | 0 | 7.48 | 0.12502 | 0 | 47.12 | 37.088 | 0 | 0 | 0 | 0 | 0 | 0.64467 | 0 | 10.032 | 0 | 0
|  |  |  | 22.36 | 44.72 | 0 | 0 | 0 | 0 | 0 | 7.48 | 0.12502 | 0 | 44.72 | 32.166 | 0 | 0 | 0 | 0 | 0 | 0.2 | 0 | 12.554 | 0 | 0
|  |  |  | 21.8 | 43.6 | 0 | 0 | 0 | 0 | 0 | 7.48 | 0.10709 | 0 | 43.6 | 43.6 | 0 | 0 | 0 | 0 | 0 | 0.2 | 0 | 0 | 0 | 0
|  |  |  | 22.16 | 44.32 | 0 | 0 | 0 | 0 | 0 | 7.48 | 0.10709 | 0 | 44.32 | 44.32 | 0 | 0 | 0 | 0 | 0 | 0.2 | 0 | 0 | 0 | 0
|  |  |  | 21.88 | 43.76 | 0 | 0 | 0 | 0 | 0 | 7.48 | 0.10709 | 0 | 43.76 | 43.76 | 0 | 0 | 0 | 0 | 0 | 0.2 | 0 | 0 | 0 | 0
|  |  |  | 19.48 | 38.96 | 0 | 0 | 0 | 0 | 0 | 7.48 | 0.10709 | 0 | 38.96 | 38.96 | 0 | 0 | 0 | 0 | 0 | 0.2 | 0 | 0 | 0 | 0
|  |  |  | 18.56 | 37.12 | 0 | 0 | 0 | 0 | 0 | 7.48 | 0.10709 | 0 | 37.12 | 37.12 | 0 | 0 | 0 | 0 | 0 | 0.2 | 0 | 0 | 0 | 0
|  |  |  | 17.6 | 35.2 | 0 | 0 | 0 | 0 | 0 | 7.48 | 0.10709 | 0 | 35.2 | 35.2 | 0 | 0 | 0 | 0 | 0 | 0.2 | 0 | 0 | 0 | 0
|  |  |  | 17.88 | 35.76 | 0 | 0 | 0 | 0 | 0 | 7.48 | 0.10709 | 0 | 35.76 | 35.76 | 0 | 0 | 0 | 0 | 0 | 0.2 | 0 | 0 | 0 | 0
|  |  |  | 18.68 | 37.36 | 0 | 0 | 0 | 0 | 0 | 7.48 | 0.10709 | 0 | 37.36 | 37.36 | 0 | 0 | 0 | 0 | 0 | 0.2 | 0 | 0 | 0 | 0
|  |  |  | 18.96 | 37.92 | 0 | 0 | 0 | 0 | 0 | 7.48 | 0.10709 | 0 | 37.92 | 37.92 | 0 | 0 | 0 | 0 | 0 | 0.2 | 0 | 0 | 0 | 0
|  |  |  | 20.24 | 40.48 | 0 | 0 | 0 | 0 | 0 | 7.48 | 0.10709 | 0 | 40.48 | 40.48 | 0 | 0 | 0 | 0 | 0 | 0.2 | 0 | 0 | 0 | 0
|  |  |  | 21.32 | 42.64 | 0 | 0 | 0 | 0 | 0 | 7.48 | 0.10709 | 0 | 42.64 | 42.64 | 0 | 0 | 0 | 0 | 0 | 0.2 | 0 | 0 | 0 | 0
|  |  |  | 22.12 | 44.24 | 0 | 0 | 0 | 0 | 0 | 7.48 | 0.10709 | 0 | 44.24 | 27.575 | 0 | 16.665 | 0 | 0 | 16.665 | 0.2 | 0 | 0 | 0 | 0
|  |  |  | 24.36 | 48.72 | 0 | 0 | 0 | 0 | 0 | 7.48 | 0.10709 | 0 | 48.72 | 8.299 | 0 | 40.421 | 0 | 0 | 40.421 | 0.2 | 0 | 0 | 0 | 0
|  |  |  | 23.76 | 47.52 | 0 | 0 | 0 | 0 | 0 | 7.48 | 0.10709 | 0 | 47.52 | 0 | 0 | 59.239 | 11.719 | 0 | 47.52 | 0.57299 | 0 | 0 | 0 | 0
|  |  |  | 23.32 | 46.64 | 0 | 0 | 0 | 0 | 0 | 7.48 | 0.12502 | 0 | 46.64 | 0 | 11.684 | 59.194 | 12.554 | 0 | 46.64 | 0.97256 | 0 | 0 | 0 | 0
|  |  |  | 22.64 | 45.28 | 0 | 0 | 0 | 0 | 0 | 7.48 | 0.12502 | 0 | 45.28 | 0 | 29.32 | 46.142 | 0.862 | 0 | 45.28 | 1 | 0 | 0 | 0 | 0
|  |  |  | 21.96 | 43.92 | 0 | 0 | 0 | 0 | 0 | 7.48 | 0.12502 | 0 | 43.92 | 0 | 29.968 | 43.92 | 0 | 0 | 43.92 | 1 | 0 | 0 | 0 | 0
|  |  |  | 23.36 | 46.72 | 0 | 0 | 0 | 0 | 0 | 12.23 | 0.12502 | 0 | 46.72 | 0 | 17.306 | 46.72 | 0 | 0 | 46.72 | 1 | 0 | 0 | 0 | 0
|  |  |  | 24.36 | 48.72 | 0 | 0 | 0 | 0 | 0 | 12.23 | 0.12502 | 0 | 48.72 | 0.767 | 0 | 47.953 | 0 | 0 | 47.953 | 1 | 0 | 0 | 0 | 0
|  |  |  | 24.84 | 49.68 | 0 | 0 | 0 | 0 | 0 | 12.23 | 0.12502 | 0 | 49.68 | 24.047 | 0 | 25.633 | 0 | 0 | 25.633 | 1 | 0 | 0 | 0 | 0
|  |  |  | 24.96 | 49.92 | 0 | 0 | 0 | 0 | 0 | 12.23 | 0.12502 | 0 | 49.92 | 45.889 | 0 | 4.031 | 0 | 0 | 4.031 | 1 | 0 | 0 | 0 | 0
|  |  |  | 25.96 | 51.92 | 0 | 0 | 0 | 0 | 0 | 7.48 | 0.12502 | 0 | 51.92 | 51.92 | 0 | 0 | 0 | 0 | 0 | 1 | 0 | 0 | 0 | 0
|  |  |  | 23.64 | 47.28 | 0 | 0 | 0 | 0 | 0 | 7.48 | 0.12502 | 0 | 47.28 | 37.248 | 0 | 0 | 0 | 0 | 0 | 0.64467 | 0 | 10.032 | 0 | 0
|  |  |  | 22.92 | 45.84 | 0 | 0 | 0 | 0 | 0 | 7.48 | 0.12502 | 0 | 45.84 | 33.286 | 0 | 0 | 0 | 0 | 0 | 0.2 | 0 | 12.554 | 0 | 0
|  |  |  | 24.88 | 49.76 | 0 | 0 | 0 | 0 | 0 | 7.48 | 0.10709 | 0 | 49.76 | 49.76 | 0 | 0 | 0 | 0 | 0 | 0.2 | 0 | 0 | 0 | 0
|  |  |  | 26 | 52 | 0 | 0 | 0 | 0 | 0 | 7.48 | 0.10709 | 0 | 52 | 52 | 0 | 0 | 0 | 0 | 0 | 0.2 | 0 | 0 | 0 | 0
|  |  |  | 23.96 | 47.92 | 0 | 0 | 0 | 0 | 0 | 7.48 | 0.10709 | 0 | 47.92 | 47.92 | 0 | 0 | 0 | 0 | 0 | 0.2 | 0 | 0 | 0 | 0
|  |  |  | 19.68 | 39.36 | 0 | 0 | 0 | 0 | 0 | 7.48 | 0.10709 | 0 | 39.36 | 39.36 | 0 | 0 | 0 | 0 | 0 | 0.2 | 0 | 0 | 0 | 0
|  |  |  | 18.68 | 37.36 | 0 | 0 | 0 | 0 | 0 | 7.48 | 0.10709 | 0 | 37.36 | 37.36 | 0 | 0 | 0 | 0 | 0 | 0.2 | 0 | 0 | 0 | 0
|  |  |  | 18.24 | 36.48 | 0 | 0 | 0 | 0 | 0 | 7.48 | 0.10709 | 0 | 36.48 | 36.48 | 0 | 0 | 0 | 0 | 0 | 0.2 | 0 | 0 | 0 | 0
|  |  |  | 17.88 | 35.76 | 0 | 0 | 0 | 0 | 0 | 7.48 | 0.10709 | 0 | 35.76 | 35.76 | 0 | 0 | 0 | 0 | 0 | 0.2 | 0 | 0 | 0 | 0
|  |  |  | 18.84 | 37.68 | 0 | 0 | 0 | 0 | 0 | 7.48 | 0.10709 | 0 | 37.68 | 37.68 | 0 | 0 | 0 | 0 | 0 | 0.2 | 0 | 0 | 0 | 0
|  |  |  | 19.2 | 38.4 | 0 | 0 | 0 | 0 | 0 | 7.48 | 0.10709 | 0 | 38.4 | 38.4 | 0 | 0 | 0 | 0 | 0 | 0.2 | 0 | 0 | 0 | 0
|  |  |  | 16.88 | 33.76 | 0 | 0 | 0 | 0 | 0 | 7.48 | 0.10709 | 0 | 33.76 | 33.76 | 0 | 0 | 0 | 0 | 0 | 0.2 | 0 | 0 | 0 | 0
|  |  |  | 24.84 | 49.68 | 0 | 0 | 0 | 0 | 0 | 7.48 | 0.10709 | 0 | 49.68 | 49.68 | 0 | 0 | 0 | 0 | 0 | 0.2 | 0 | 0 | 0 | 0
|  |  |  | 28.56 | 57.12 | 0 | 0 | 0 | 0 | 0 | 7.48 | 0.10709 | 0 | 57.12 | 40.279 | 0 | 16.841 | 0 | 0 | 16.841 | 0.2 | 0 | 0 | 0 | 0
|  |  |  | 30.4 | 60.8 | 0 | 0 | 0 | 0 | 0 | 7.48 | 0.10709 | 0 | 60.8 | 20.455 | 0 | 40.345 | 0 | 0 | 40.345 | 0.2 | 0 | 0 | 0 | 0
|  |  |  | 30.12 | 60.24 | 0 | 0 | 0 | 0 | 0 | 7.48 | 0.10709 | 0 | 60.24 | 2.223 | 0 | 58.017 | 0 | 0 | 58.017 | 0.2 | 0 | 0 | 0 | 0
|  |  |  | 31.72 | 63.44 | 0 | 0 | 0 | 0 | 0 | 7.48 | 0.12502 | 0 | 63.44 | 0 | 0 | 68.333 | 4.893 | 0 | 63.44 | 0.35575 | 0 | 0 | 0 | 0
|  |  |  | 33.56 | 67.12 | 0 | 0 | 0 | 0 | 0 | 7.48 | 0.12502 | 0 | 67.12 | 0 | 0 | 70.727 | 3.607 | 0 | 67.12 | 0.47054 | 0 | 0 | 0 | 0
|  |  |  | 29.4 | 58.8 | 0 | 0 | 0 | 0 | 0 | 7.48 | 0.12502 | 0 | 58.8 | 0 | 0 | 68.157 | 9.357 | 0 | 58.8 | 0.76835 | 0 | 0 | 0 | 0
|  |  |  | 25.48 | 50.96 | 0 | 0 | 0 | 0 | 0 | 12.23 | 0.12502 | 0 | 50.96 | 0 | 1.152 | 58.238 | 7.278 | 0 | 50.96 | 1 | 0 | 0 | 0 | 0
|  |  |  | 24.2 | 48.4 | 0 | 0 | 0 | 0 | 0 | 12.23 | 0.12502 | 0 | 48.4 | 3.017 | 0 | 45.383 | 0 | 0 | 45.383 | 1 | 0 | 0 | 0 | 0
|  |  |  | 24.72 | 49.44 | 0 | 0 | 0 | 0 | 0 | 12.23 | 0.12502 | 0 | 49.44 | 25.558 | 0 | 23.882 | 0 | 0 | 23.882 | 1 | 0 | 0 | 0 | 0
|  |  |  | 26.12 | 52.24 | 0 | 0 | 0 | 0 | 0 | 12.23 | 0.12502 | 0 | 52.24 | 48.663 | 0 | 3.577 | 0 | 0 | 3.577 | 1 | 0 | 0 | 0 | 0
|  |  |  | 27.52 | 55.04 | 0 | 0 | 0 | 0 | 0 | 7.48 | 0.12502 | 0 | 55.04 | 52.827 | 0 | 0 | 0 | 0 | 0 | 0.92161 | 0 | 2.213 | 0 | 0
|  |  |  | 29.12 | 58.24 | 0 | 0 | 0 | 0 | 0 | 7.48 | 0.12502 | 0 | 58.24 | 52.827 | 0 | 0 | 0 | 0 | 0 | 0.72987 | 0 | 5.413 | 0 | 0
|  |  |  | 29.68 | 59.36 | 0 | 0 | 0 | 0 | 0 | 7.48 | 0.12502 | 0 | 59.36 | 49.014 | 0 | 0 | 0 | 0 | 0 | 0.3634 | 0 | 10.346 | 0 | 0
|  |  |  | 28.72 | 57.44 | 0 | 0 | 0 | 0 | 0 | 7.48 | 0.10709 | 0 | 57.44 | 52.827 | 0 | 0 | 0 | 0 | 0 | 0.2 | 0 | 4.613 | 0 | 0
|  |  |  | 26.36 | 52.72 | 0 | 0 | 0 | 0 | 0 | 7.48 | 0.10709 | 0.107 | 52.72 | 52.72 | 0 | 0 | 0 | 0 | 0 | 0.2034 | 0 | 0 | 0 | 0
|  |  |  | 19.8 | 39.6 | 0 | 0 | 0 | 0 | 0 | 7.48 | 0.10709 | 0.194 | 39.6 | 39.6 | 0 | 0 | 0 | 0 | 0 | 0.20959 | 0 | 0 | 0 | 0
|  |  |  | 15.44 | 30.88 | 0 | 0 | 0 | 0 | 0 | 7.48 | 0.10709 | 0 | 30.88 | 30.88 | 0 | 0 | 0 | 0 | 0 | 0.20959 | 0 | 0 | 0 | 0
|  |  |  | 14.04 | 28.08 | 0 | 0 | 0 | 0 | 0 | 7.48 | 0.10709 | 0 | 28.08 | 28.08 | 0 | 0 | 0 | 0 | 0 | 0.20959 | 0 | 0 | 0 | 0
|  |  |  | 13.8 | 27.6 | 0 | 0 | 0 | 0 | 0 | 7.48 | 0.10709 | 0 | 27.6 | 27.6 | 0 | 0 | 0 | 0 | 0 | 0.20959 | 0 | 0 | 0 | 0
|  |  |  | 13.6 | 27.2 | 0 | 0 | 0 | 0 | 0 | 7.48 | 0.10709 | 0 | 27.2 | 27.2 | 0 | 0 | 0 | 0 | 0 | 0.20959 | 0 | 0 | 0 | 0
|  |  |  | 14.36 | 28.72 | 0 | 0 | 0 | 0 | 0 | 7.48 | 0.10709 | 0 | 28.72 | 28.72 | 0 | 0 | 0 | 0 | 0 | 0.20959 | 0 | 0 | 0 | 0
|  |  |  | 14.76 | 29.52 | 0 | 0 | 0 | 0 | 0 | 7.48 | 0.10709 | 0 | 29.52 | 29.52 | 0 | 0 | 0 | 0 | 0 | 0.20959 | 0 | 0 | 0 | 0
|  |  |  | 17.12 | 34.24 | 0 | 0 | 0 | 0 | 0 | 7.48 | 0.10709 | 0 | 34.24 | 34.24 | 0 | 0 | 0 | 0 | 0 | 0.20959 | 0 | 0 | 0 | 0
|  |  |  | 24.32 | 48.64 | 0 | 0 | 0 | 0 | 0 | 7.48 | 0.10709 | 0 | 48.64 | 48.64 | 0 | 0 | 0 | 0 | 0 | 0.20959 | 0 | 0 | 0 | 0
|  |  |  | 26.64 | 53.28 | 0 | 0 | 0 | 0 | 0 | 7.48 | 0.10709 | 0 | 53.28 | 37.762 | 0 | 15.518 | 0 | 0 | 15.518 | 0.20959 | 0 | 0 | 0 | 0
|  |  |  | 28.4 | 56.8 | 0 | 0 | 0 | 0 | 0 | 7.48 | 0.10709 | 0 | 56.8 | 18.433 | 0 | 38.367 | 0 | 0 | 38.367 | 0.20959 | 0 | 0 | 0 | 0
|  |  |  | 27.8 | 55.6 | 0 | 0 | 0 | 0 | 0 | 7.48 | 0.10709 | 0 | 55.6 | 0.14 | 0 | 55.46 | 0 | 0 | 55.46 | 0.20959 | 0 | 0 | 0 | 0
|  |  |  | 32.96 | 65.92 | 0 | 0 | 0 | 0 | 0 | 7.48 | 0.10709 | 0 | 65.92 | 1.353 | 0 | 64.567 | 0 | 0 | 64.567 | 0.20959 | 0 | 0 | 0 | 0
|  |  |  | 29.48 | 58.96 | 0 | 0 | 0 | 0 | 0 | 7.48 | 0.10709 | 0 | 58.96 | 0 | 0 | 68.346 | 9.386 | 0 | 58.96 | 0.50833 | 0 | 0 | 0 | 0
|  |  |  | 27.64 | 55.28 | 0 | 0 | 0 | 0 | 0 | 7.48 | 0.10709 | 0 | 55.28 | 0 | 0 | 66.23 | 10.95 | 0 | 55.28 | 0.85684 | 0 | 0 | 0 | 0
|  |  |  | 26.64 | 53.28 | 0 | 0 | 0 | 0 | 0 | 7.48 | 0.10709 | 0 | 53.28 | 0 | 0 | 57.778 | 4.498 | 0 | 53.28 | 1 | 0 | 0 | 0 | 0
|  |  |  | 27 | 54 | 0 | 0 | 0 | 0 | 0 | 7.48 | 0.10709 | 0 | 54 | 10.758 | 0 | 43.242 | 0 | 0 | 43.242 | 1 | 0 | 0 | 0 | 0
|  |  |  | 26.48 | 52.96 | 0 | 0 | 0 | 0 | 0 | 7.48 | 0.10709 | 0 | 52.96 | 30.111 | 0 | 22.849 | 0 | 0 | 22.849 | 1 | 0 | 0 | 0 | 0
|  |  |  | 26.6 | 53.2 | 0 | 0 | 0 | 0 | 0 | 7.48 | 0.10709 | 0 | 53.2 | 50.051 | 0 | 3.149 | 0 | 0 | 3.149 | 1 | 0 | 0 | 0 | 0
|  |  |  | 27.68 | 55.36 | 0 | 0 | 0 | 0 | 0 | 7.48 | 0.10709 | 0 | 55.36 | 52.827 | 0 | 0 | 0 | 0 | 0 | 0.91028 | 0 | 2.533 | 0 | 0
|  |  |  | 28.72 | 57.44 | 0 | 0 | 0 | 0 | 0 | 7.48 | 0.10709 | 0 | 57.44 | 52.827 | 0 | 0 | 0 | 0 | 0 | 0.74687 | 0 | 4.613 | 0 | 0
|  |  |  | 29.76 | 59.52 | 0 | 0 | 0 | 0 | 0 | 7.48 | 0.10709 | 0 | 59.52 | 52.827 | 0 | 0 | 0 | 0 | 0 | 0.5098 | 0 | 6.693 | 0 | 0
|  |  |  | 29.28 | 58.56 | 0 | 0 | 0 | 0 | 0 | 7.48 | 0.10709 | 0 | 58.56 | 52.827 | 0 | 0 | 0 | 0 | 0 | 0.30673 | 0 | 5.733 | 0 | 0
|  |  |  | 27.92 | 55.84 | 0 | 0 | 0 | 0 | 0 | 7.48 | 0.10709 | 0 | 55.84 | 52.827 | 0 | 0 | 0 | 0 | 0 | 0.2 | 0 | 3.013 | 0 | 0
|  |  |  | 24.12 | 48.24 | 0 | 0 | 0 | 0 | 0 | 7.48 | 0.10709 | 4.587 | 48.24 | 48.24 | 0 | 0 | 0 | 0 | 0 | 0.34599 | 0 | 0 | 0 | 0
|  |  |  | 19.84 | 39.68 | 0 | 0 | 0 | 0 | 0 | 7.48 | 0.10709 | 4.349 | 39.68 | 39.68 | 0 | 0 | 0 | 0 | 0 | 0.4844 | 0 | 0 | 0 | 0
|  |  |  | 18.68 | 37.36 | 0 | 0 | 0 | 0 | 0 | 7.48 | 0.10709 | 0 | 37.36 | 37.36 | 0 | 0 | 0 | 0 | 0 | 0.4844 | 0 | 0 | 0 | 0
|  |  |  | 18.72 | 37.44 | 0 | 0 | 0 | 0 | 0 | 7.48 | 0.10709 | 0 | 37.44 | 37.44 | 0 | 0 | 0 | 0 | 0 | 0.4844 | 0 | 0 | 0 | 0
|  |  |  | 18.6 | 37.2 | 0 | 0 | 0 | 0 | 0 | 7.48 | 0.10709 | 0 | 37.2 | 37.2 | 0 | 0 | 0 | 0 | 0 | 0.4844 | 0 | 0 | 0 | 0
|  |  |  | 19.08 | 38.16 | 0 | 0 | 0 | 0 | 0 | 7.48 | 0.10709 | 0 | 38.16 | 38.16 | 0 | 0 | 0 | 0 | 0 | 0.4844 | 0 | 0 | 0 | 0
|  |  |  | 19.72 | 39.44 | 0 | 0 | 0 | 0 | 0 | 7.48 | 0.10709 | 0 | 39.44 | 39.44 | 0 | 0 | 0 | 0 | 0 | 0.4844 | 0 | 0 | 0 | 0
|  |  |  | 21.44 | 42.88 | 0 | 0 | 0 | 0 | 0 | 7.48 | 0.10709 | 0 | 42.88 | 42.88 | 0 | 0 | 0 | 0 | 0 | 0.4844 | 0 | 0 | 0 | 0
|  |  |  | 25.16 | 50.32 | 0 | 0 | 0 | 0 | 0 | 7.48 | 0.10709 | 0 | 50.32 | 50.32 | 0 | 0 | 0 | 0 | 0 | 0.4844 | 0 | 0 | 0 | 0
|  |  |  | 25.68 | 51.36 | 0 | 0 | 0 | 0 | 0 | 7.48 | 0.10709 | 0 | 51.36 | 37.164 | 0 | 14.196 | 0 | 0 | 14.196 | 0.4844 | 0 | 0 | 0 | 0
|  |  |  | 28.12 | 56.24 | 0 | 0 | 0 | 0 | 0 | 7.48 | 0.10709 | 0 | 56.24 | 21.16 | 0 | 35.08 | 0 | 0 | 35.08 | 0.4844 | 0 | 0 | 0 | 0
|  |  |  | 29.04 | 58.08 | 0 | 0 | 0 | 0 | 0 | 7.48 | 0.10709 | 0 | 58.08 | 6.739 | 0 | 51.341 | 0 | 0 | 51.341 | 0.4844 | 0 | 0 | 0 | 0
|  |  |  | 31.32 | 62.64 | 0 | 0 | 0 | 0 | 0 | 7.48 | 0.10709 | 0 | 62.64 | 0 | 0 | 62.678 | 0.038 | 0 | 62.64 | 0.4856 | 0 | 0 | 0 | 0
|  |  |  | 32.96 | 65.92 | 0 | 0 | 0 | 0 | 0 | 7.48 | 0.10709 | 0 | 65.92 | 0 | 0 | 67.867 | 1.947 | 0 | 65.92 | 0.54758 | 0 | 0 | 0 | 0
|  |  |  | 28.52 | 57.04 | 0 | 0 | 0 | 0 | 0 | 7.48 | 0.10709 | 0 | 57.04 | 0 | 0 | 66.192 | 9.152 | 0 | 57.04 | 0.83888 | 0 | 0 | 0 | 0
|  |  |  | 26.32 | 52.64 | 0 | 0 | 0 | 0 | 0 | 7.48 | 0.10709 | 0 | 52.64 | 0 | 0 | 57.702 | 5.062 | 0 | 52.64 | 1 | 0 | 0 | 0 | 0
|  |  |  | 26.04 | 52.08 | 0 | 0 | 0 | 0 | 0 | 7.48 | 0.10709 | 0 | 52.08 | 9.518 | 0 | 42.562 | 0 | 0 | 42.562 | 1 | 0 | 0 | 0 | 0
|  |  |  | 25.48 | 50.96 | 0 | 0 | 0 | 0 | 0 | 7.48 | 0.10709 | 0 | 50.96 | 28.841 | 0 | 22.119 | 0 | 0 | 22.119 | 1 | 0 | 0 | 0 | 0
|  |  |  | 26.76 | 53.52 | 0 | 0 | 0 | 0 | 0 | 7.48 | 0.10709 | 0 | 53.52 | 50.598 | 0 | 2.922 | 0 | 0 | 2.922 | 1 | 0 | 0 | 0 | 0
|  |  |  | 28.16 | 56.32 | 0 | 0 | 0 | 0 | 0 | 7.48 | 0.10709 | 0 | 56.32 | 52.827 | 0 | 0 | 0 | 0 | 0 | 0.87627 | 0 | 3.493 | 0 | 0
|  |  |  | 29.16 | 58.32 | 0 | 0 | 0 | 0 | 0 | 7.48 | 0.10709 | 0 | 58.32 | 52.827 | 0 | 0 | 0 | 0 | 0 | 0.6817 | 0 | 5.493 | 0 | 0
|  |  |  | 28.08 | 56.16 | 0 | 0 | 0 | 0 | 0 | 7.48 | 0.10709 | 0 | 56.16 | 52.827 | 0 | 0 | 0 | 0 | 0 | 0.56364 | 0 | 3.333 | 0 | 0
|  |  |  | 27.6 | 55.2 | 0 | 0 | 0 | 0 | 0 | 7.48 | 0.10709 | 0 | 55.2 | 52.827 | 0 | 0 | 0 | 0 | 0 | 0.47958 | 0 | 2.373 | 0 | 0
|  |  |  | 27.28 | 54.56 | 0 | 0 | 0 | 0 | 0 | 7.48 | 0.10709 | 0 | 54.56 | 52.827 | 0 | 0 | 0 | 0 | 0 | 0.41819 | 0 | 1.733 | 0 | 0
|  |  |  | 19.6267 | 39.2533 | 0 | 0 | 0 | 0 | 0 | 7.48 | 0.10709 | 3.458 | 39.253 | 39.253 | 0 | 0 | 0 | 0 | 0 | 0.52824 | 0 | 0 | 0 | 0
|  |  |  | 15.2133 | 30.4267 | 0 | 0 | 0 | 0 | 0 | 7.48 | 0.10709 | 0 | 30.427 | 30.427 | 0 | 0 | 0 | 0 | 0 | 0.52824 | 0 | 0 | 0 | 0
|  |  |  | 14.84 | 29.68 | 0 | 0 | 0 | 0 | 0 | 7.48 | 0.10709 | 0 | 29.68 | 29.68 | 0 | 0 | 0 | 0 | 0 | 0.52824 | 0 | 0 | 0 | 0
|  |  |  | 13.48 | 26.96 | 0 | 0 | 0 | 0 | 0 | 7.48 | 0.10709 | 0 | 26.96 | 26.96 | 0 | 0 | 0 | 0 | 0 | 0.52824 | 0 | 0 | 0 | 0
|  |  |  | 14.4933 | 28.9867 | 0 | 0 | 0 | 0 | 0 | 7.48 | 0.10709 | 0 | 28.987 | 28.987 | 0 | 0 | 0 | 0 | 0 | 0.52824 | 0 | 0 | 0 | 0
|  |  |  | 16.08 | 32.16 | 0 | 0 | 0 | 0 | 0 | 7.48 | 0.10709 | 0 | 32.16 | 32.16 | 0 | 0 | 0 | 0 | 0 | 0.52824 | 0 | 0 | 0 | 0
|  |  |  | 15.4533 | 30.9067 | 0 | 0 | 0 | 0 | 0 | 7.48 | 0.10709 | 0 | 30.907 | 30.907 | 0 | 0 | 0 | 0 | 0 | 0.52824 | 0 | 0 | 0 | 0
|  |  |  | 16.28 | 32.56 | 0 | 0 | 0 | 0 | 0 | 7.48 | 0.10709 | 0 | 32.56 | 32.56 | 0 | 0 | 0 | 0 | 0 | 0.52824 | 0 | 0 | 0 | 0
|  |  |  | 23.52 | 47.04 | 0 | 0 | 0 | 0 | 0 | 7.48 | 0.10709 | 0 | 47.04 | 47.04 | 0 | 0 | 0 | 0 | 0 | 0.52824 | 0 | 0 | 0 | 0
|  |  |  | 26.4 | 52.8 | 0 | 0 | 0 | 0 | 0 | 7.48 | 0.10709 | 0 | 52.8 | 38.755 | 0 | 14.045 | 0 | 0 | 14.045 | 0.52824 | 0 | 0 | 0 | 0
|  |  |  | 28.3333 | 56.6667 | 0 | 0 | 0 | 0 | 0 | 7.48 | 0.10709 | 0 | 56.667 | 20.39 | 0 | 36.277 | 0 | 0 | 36.277 | 0.52824 | 0 | 0 | 0 | 0
|  |  |  | 28.4667 | 56.9333 | 0 | 0 | 0 | 0 | 0 | 7.48 | 0.10709 | 0 | 56.933 | 3.778 | 0 | 53.155 | 0 | 0 | 53.155 | 0.52824 | 0 | 0 | 0 | 0
|  |  |  | 29.84 | 59.68 | 0 | 0 | 0 | 0 | 0 | 7.48 | 0.12502 | 0 | 59.68 | 0 | 0 | 62.917 | 3.237 | 0 | 59.68 | 0.63127 | 0 | 0 | 0 | 0
|  |  |  | 31.76 | 63.52 | 0 | 0 | 0 | 0 | 0 | 7.48 | 0.12502 | 0 | 63.52 | 0 | 0 | 66.897 | 3.377 | 0 | 63.52 | 0.73877 | 0 | 0 | 0 | 0
|  |  |  | 30 | 60 | 0 | 0 | 0 | 0 | 0 | 7.48 | 0.12502 | 0 | 60 | 0 | 0 | 66.066 | 6.066 | 0 | 60 | 0.93184 | 0 | 0 | 0 | 0
|  |  |  | 27.56 | 55.12 | 0 | 0 | 0 | 0 | 0 | 12.23 | 0.12502 | 0 | 55.12 | 0 | 0 | 57.262 | 2.142 | 0 | 55.12 | 1 | 0 | 0 | 0 | 0
|  |  |  | 26.44 | 52.88 | 0 | 0 | 0 | 0 | 0 | 12.23 | 0.12502 | 0 | 52.88 | 10.179 | 0 | 42.701 | 0 | 0 | 42.701 | 1 | 0 | 0 | 0 | 0
|  |  |  | 26.2 | 52.4 | 0 | 0 | 0 | 0 | 0 | 12.23 | 0.12502 | 0 | 52.4 | 29.979 | 0 | 22.421 | 0 | 0 | 22.421 | 1 | 0 | 0 | 0 | 0
|  |  |  | 26.4 | 52.8 | 0 | 0 | 0 | 0 | 0 | 12.23 | 0.12502 | 0 | 52.8 | 49.55 | 0 | 3.25 | 0 | 0 | 3.25 | 1 | 0 | 0 | 0 | 0
|  |  |  | 27.28 | 54.56 | 0 | 0 | 0 | 0 | 0 | 7.48 | 0.12502 | 0 | 54.56 | 52.827 | 0 | 0 | 0 | 0 | 0 | 0.93861 | 0 | 1.733 | 0 | 0
|  |  |  | 26.96 | 53.92 | 0 | 0 | 0 | 0 | 0 | 7.48 | 0.12502 | 0 | 53.92 | 47.648 | 0 | 0 | 0 | 0 | 0 | 0.71644 | 0 | 6.272 | 0 | 0
|  |  |  | 26.96 | 53.92 | 0 | 0 | 0 | 0 | 0 | 7.48 | 0.12502 | 0 | 53.92 | 41.366 | 0 | 0 | 0 | 0 | 0 | 0.27177 | 0 | 12.554 | 0 | 0
|  |  |  | 27.16 | 54.32 | 0 | 0 | 0 | 0 | 0 | 7.48 | 0.10709 | 0 | 54.32 | 52.827 | 0 | 0 | 0 | 0 | 0 | 0.21888 | 0 | 1.493 | 0 | 0
|  |  |  | 26.68 | 53.36 | 0 | 0 | 0 | 0 | 0 | 7.48 | 0.10709 | 0 | 53.36 | 52.827 | 0 | 0 | 0 | 0 | 0 | 0.2 | 0 | 0.533 | 0 | 0
|  |  |  | 20.32 | 40.64 | 0 | 0 | 0 | 0 | 0 | 7.48 | 0.10709 | 12.187 | 40.64 | 40.64 | 0 | 0 | 0 | 0 | 0 | 0.58788 | 0 | 0 | 0 | 0
|  |  |  | 15.28 | 30.56 | 0 | 0 | 0 | 0 | 0 | 7.48 | 0.10709 | 12.554 | 30.56 | 30.56 | 0 | 0 | 0 | 0 | 0 | 0.98745 | 0 | 0 | 0 | 0
|  |  |  | 13.6 | 27.2 | 0 | 0 | 0 | 0 | 0 | 7.48 | 0.10709 | 0.394 | 27.2 | 27.2 | 0 | 0 | 0 | 0 | 0 | 1 | 0 | 0 | 0 | 0
|  |  |  | 13.6 | 27.2 | 0 | 0 | 0 | 0 | 0 | 7.48 | 0.10709 | 0 | 27.2 | 27.2 | 0 | 0 | 0 | 0 | 0 | 1 | 0 | 0 | 0 | 0
|  |  |  | 12.32 | 24.64 | 0 | 0 | 0 | 0 | 0 | 7.48 | 0.10709 | 0 | 24.64 | 24.64 | 0 | 0 | 0 | 0 | 0 | 1 | 0 | 0 | 0 | 0
|  |  |  | 13.6 | 27.2 | 0 | 0 | 0 | 0 | 0 | 7.48 | 0.10709 | 0 | 27.2 | 27.2 | 0 | 0 | 0 | 0 | 0 | 1 | 0 | 0 | 0 | 0
|  |  |  | 18.4 | 36.8 | 0 | 0 | 0 | 0 | 0 | 7.48 | 0.10709 | 0 | 36.8 | 36.8 | 0 | 0 | 0 | 0 | 0 | 1 | 0 | 0 | 0 | 0
|  |  |  | 23.68 | 47.36 | 0 | 0 | 0 | 0 | 0 | 7.48 | 0.10709 | 0 | 47.36 | 47.36 | 0 | 0 | 0 | 0 | 0 | 1 | 0 | 0 | 0 | 0
|  |  |  | 27.2 | 54.4 | 0 | 0 | 0 | 0 | 0 | 7.48 | 0.10709 | 0 | 54.4 | 54.4 | 0 | 0 | 0 | 0 | 0 | 1 | 0 | 0 | 0 | 0
|  |  |  | 29.6 | 59.2 | 0 | 0 | 0 | 0 | 0 | 7.48 | 0.10709 | 0 | 59.2 | 54.64 | 0 | 4.56 | 0 | 0 | 4.56 | 1 | 0 | 0 | 0 | 0
|  |  |  | 33.6 | 67.2 | 0 | 0 | 0 | 0 | 0 | 7.48 | 0.10709 | 0 | 67.2 | 53.747 | 0 | 13.453 | 0 | 0 | 13.453 | 1 | 0 | 0 | 0 | 0
|  |  |  | 34.88 | 69.76 | 0 | 0 | 0 | 0 | 0 | 7.48 | 0.10709 | 0 | 69.76 | 33.899 | 0 | 35.861 | 0 | 0 | 35.861 | 1 | 0 | 0 | 0 | 0
|  |  |  | 34.4 | 68.8 | 0 | 0 | 0 | 0 | 0 | 7.48 | 0.12502 | 0 | 68.8 | 6.084 | 0 | 62.716 | 0 | 0 | 62.716 | 1 | 0 | 0 | 0 | 0
|  |  |  | 34.72 | 69.44 | 0 | 0 | 0 | 0 | 0 | 7.48 | 0.12502 | 0 | 69.44 | 1.333 | 0 | 68.107 | 0 | 0 | 68.107 | 1 | 0 | 0 | 0 | 0
|  |  |  | 35.84 | 71.68 | 0 | 0 | 0 | 0 | 0 | 7.48 | 0.12502 | 0 | 71.68 | 7.957 | 0 | 63.723 | 0 | 0 | 63.723 | 1 | 0 | 0 | 0 | 0
|  |  |  | 33.28 | 66.56 | 0 | 0 | 0 | 0 | 0 | 12.23 | 0.12502 | 0 | 66.56 | 10.634 | 0 | 55.926 | 0 | 0 | 55.926 | 1 | 0 | 0 | 0 | 0
|  |  |  | 31.52 | 63.04 | 0 | 0 | 0 | 0 | 0 | 12.23 | 0.12502 | 0 | 63.04 | 21.347 | 0 | 41.693 | 0 | 0 | 41.693 | 1 | 0 | 0 | 0 | 0
|  |  |  | 31.68 | 63.36 | 0 | 0 | 0 | 0 | 0 | 12.23 | 0.12502 | 0 | 63.36 | 40.889 | 0 | 22.471 | 0 | 0 | 22.471 | 1 | 0 | 0 | 0 | 0
|  |  |  | 32.8 | 65.6 | 0 | 0 | 0 | 0 | 0 | 12.23 | 0.12502 | 0 | 65.6 | 60.813 | 0 | 2.67 | 0 | 0 | 2.67 | 0.92501 | 0 | 2.117 | 0 | 0
|  |  |  | 32.8 | 65.6 | 0 | 0 | 0 | 0 | 0 | 7.48 | 0.12502 | 0 | 65.6 | 60.813 | 0 | 0 | 0 | 0 | 0 | 0.75543 | 0 | 4.787 | 0 | 0
|  |  |  | 32.64 | 65.28 | 0 | 0 | 0 | 0 | 0 | 7.48 | 0.12502 | 0 | 65.28 | 60.813 | 0 | 0 | 0 | 0 | 0 | 0.59719 | 0 | 4.467 | 0 | 0
|  |  |  | 32 | 64 | 0 | 0 | 0 | 0 | 0 | 7.48 | 0.12502 | 0 | 64 | 52.787 | 0 | 0 | 0 | 0 | 0 | 0.2 | 0 | 11.213 | 0 | 0
|  |  |  | 29.76 | 59.52 | 0 | 0 | 0 | 0 | 0 | 7.48 | 0.10709 | 0 | 59.52 | 59.52 | 0 | 0 | 0 | 0 | 0 | 0.2 | 0 | 0 | 0 | 0
|  |  |  | 24.64 | 49.28 | 0 | 0 | 0 | 0 | 0 | 7.48 | 0.10709 | 0 | 49.28 | 49.28 | 0 | 0 | 0 | 0 | 0 | 0.2 | 0 | 0 | 0 | 0
|  |  |  | 18.72 | 37.44 | 0 | 0 | 0 | 0 | 0 | 7.48 | 0.10709 | 0 | 37.44 | 37.44 | 0 | 0 | 0 | 0 | 0 | 0.2 | 0 | 0 | 0 | 0
|  |  |  | 13.92 | 27.84 | 0 | 0 | 0 | 0 | 0 | 7.48 | 0.10709 | 0 | 27.84 | 27.84 | 0 | 0 | 0 | 0 | 0 | 0.2 | 0 | 0 | 0 | 0
|  |  |  | 13.12 | 26.24 | 0 | 0 | 0 | 0 | 0 | 7.48 | 0.10709 | 0 | 26.24 | 26.24 | 0 | 0 | 0 | 0 | 0 | 0.2 | 0 | 0 | 0 | 0
|  |  |  | 12.48 | 24.96 | 0 | 0 | 0 | 0 | 0 | 7.48 | 0.10709 | 0 | 24.96 | 24.96 | 0 | 0 | 0 | 0 | 0 | 0.2 | 0 | 0 | 0 | 0
|  |  |  | 12.32 | 24.64 | 0 | 0 | 0 | 0 | 0 | 7.48 | 0.10709 | 0 | 24.64 | 24.64 | 0 | 0 | 0 | 0 | 0 | 0.2 | 0 | 0 | 0 | 0
|  |  |  | 13.28 | 26.56 | 0 | 0 | 0 | 0 | 0 | 7.48 | 0.10709 | 0 | 26.56 | 26.56 | 0 | 0 | 0 | 0 | 0 | 0.2 | 0 | 0 | 0 | 0
|  |  |  | 19.04 | 38.08 | 0 | 0 | 0 | 0 | 0 | 7.48 | 0.10709 | 0 | 38.08 | 38.08 | 0 | 0 | 0 | 0 | 0 | 0.2 | 0 | 0 | 0 | 0
|  |  |  | 21.28 | 42.56 | 0 | 0 | 0 | 0 | 0 | 7.48 | 0.10709 | 0 | 42.56 | 42.56 | 0 | 0 | 0 | 0 | 0 | 0.2 | 0 | 0 | 0 | 0
|  |  |  | 22.4 | 44.8 | 0 | 0 | 0 | 0 | 0 | 7.48 | 0.10709 | 0 | 44.8 | 44.8 | 0 | 0 | 0 | 0 | 0 | 0.2 | 0 | 0 | 0 | 0
|  |  |  | 28.64 | 57.28 | 0 | 0 | 0 | 0 | 0 | 7.48 | 0.10709 | 0 | 57.28 | 42.354 | 0 | 14.926 | 0 | 0 | 14.926 | 0.2 | 0 | 0 | 0 | 0
|  |  |  | 27.68 | 55.36 | 0 | 0 | 0 | 0 | 0 | 7.48 | 0.10709 | 0 | 55.36 | 15.708 | 0 | 39.652 | 0 | 0 | 39.652 | 0.2 | 0 | 0 | 0 | 0
|  |  |  | 28.48 | 56.96 | 0 | 0 | 0 | 0 | 0 | 7.48 | 0.10709 | 0 | 56.96 | 0 | 0 | 59.768 | 2.808 | 0 | 56.96 | 0.28938 | 0 | 0 | 0 | 0
|  |  |  | 27.68 | 55.36 | 0 | 0 | 0 | 0 | 0 | 7.48 | 0.12502 | 0 | 55.36 | 0 | 4.425 | 67.914 | 12.554 | 0 | 55.36 | 0.68894 | 0 | 0 | 0 | 0
|  |  |  | 26.72 | 53.44 | 0 | 0 | 0 | 0 | 0 | 7.48 | 0.12502 | 0 | 53.44 | 0 | 14.303 | 63.213 | 9.773 | 0 | 53.44 | 1 | 0 | 0 | 0 | 0
|  |  |  | 25.44 | 50.88 | 0 | 0 | 0 | 0 | 0 | 7.48 | 0.12502 | 0 | 50.88 | 0 | 24.331 | 50.88 | 0 | 0 | 50.88 | 1 | 0 | 0 | 0 | 0
|  |  |  | 25.12 | 50.24 | 0 | 0 | 0 | 0 | 0 | 12.23 | 0.12502 | 0 | 50.24 | 0 | 14.831 | 50.24 | 0 | 0 | 50.24 | 1 | 0 | 0 | 0 | 0
|  |  |  | 25.12 | 50.24 | 0 | 0 | 0 | 0 | 0 | 12.23 | 0.12502 | 0 | 50.24 | 2.69 | 0 | 47.55 | 0 | 0 | 47.55 | 1 | 0 | 0 | 0 | 0
|  |  |  | 25.12 | 50.24 | 0 | 0 | 0 | 0 | 0 | 12.23 | 0.12502 | 0 | 50.24 | 25.653 | 0 | 24.587 | 0 | 0 | 24.587 | 1 | 0 | 0 | 0 | 0
|  |  |  | 26.24 | 52.48 | 0 | 0 | 0 | 0 | 0 | 12.23 | 0.12502 | 0 | 52.48 | 49.583 | 0 | 2.897 | 0 | 0 | 2.897 | 1 | 0 | 0 | 0 | 0
|  |  |  | 26.88 | 53.76 | 0 | 0 | 0 | 0 | 0 | 7.48 | 0.12502 | 0 | 53.76 | 53.76 | 0 | 0 | 0 | 0 | 0 | 1 | 0 | 0 | 0 | 0
|  |  |  | 26.24 | 52.48 | 0 | 0 | 0 | 0 | 0 | 7.48 | 0.12502 | 0 | 52.48 | 42.448 | 0 | 0 | 0 | 0 | 0 | 0.64467 | 0 | 10.032 | 0 | 0
|  |  |  | 26.88 | 53.76 | 0 | 0 | 0 | 0 | 0 | 7.48 | 0.12502 | 0 | 53.76 | 41.206 | 0 | 0 | 0 | 0 | 0 | 0.2 | 0 | 12.554 | 0 | 0
|  |  |  | 26.88 | 53.76 | 0 | 0 | 0 | 0 | 0 | 7.48 | 0.10709 | 0 | 53.76 | 53.76 | 0 | 0 | 0 | 0 | 0 | 0.2 | 0 | 0 | 0 | 0
|  |  |  | 26.88 | 53.76 | 0 | 0 | 0 | 0 | 0 | 7.48 | 0.10709 | 0 | 53.76 | 53.76 | 0 | 0 | 0 | 0 | 0 | 0.2 | 0 | 0 | 0 | 0
|  |  |  | 21.76 | 43.52 | 0 | 0 | 0 | 0 | 0 | 7.48 | 0.10709 | 0 | 43.52 | 43.52 | 0 | 0 | 0 | 0 | 0 | 0.2 | 0 | 0 | 0 | 0
|  |  |  | 20.48 | 40.96 | 0 | 0 | 0 | 0 | 0 | 7.48 | 0.10709 | 0 | 40.96 | 40.96 | 0 | 0 | 0 | 0 | 0 | 0.2 | 0 | 0 | 0 | 0
|  |  |  | 19.52 | 39.04 | 0 | 0 | 0 | 0 | 0 | 7.48 | 0.10709 | 0 | 39.04 | 39.04 | 0 | 0 | 0 | 0 | 0 | 0.2 | 0 | 0 | 0 | 0
|  |  |  | 18.08 | 36.16 | 0 | 0 | 0 | 0 | 0 | 7.48 | 0.10709 | 0 | 36.16 | 36.16 | 0 | 0 | 0 | 0 | 0 | 0.2 | 0 | 0 | 0 | 0
|  |  |  | 18.4 | 36.8 | 0 | 0 | 0 | 0 | 0 | 7.48 | 0.10709 | 0 | 36.8 | 36.8 | 0 | 0 | 0 | 0 | 0 | 0.2 | 0 | 0 | 0 | 0
|  |  |  | 19.2 | 38.4 | 0 | 0 | 0 | 0 | 0 | 7.48 | 0.10709 | 0 | 38.4 | 38.4 | 0 | 0 | 0 | 0 | 0 | 0.2 | 0 | 0 | 0 | 0
|  |  |  | 25.12 | 50.24 | 0 | 0 | 0 | 0 | 0 | 7.48 | 0.10709 | 0 | 50.24 | 50.24 | 0 | 0 | 0 | 0 | 0 | 0.2 | 0 | 0 | 0 | 0
|  |  |  | 27.04 | 54.08 | 0 | 0 | 0 | 0 | 0 | 7.48 | 0.10709 | 0 | 54.08 | 54.08 | 0 | 0 | 0 | 0 | 0 | 0.2 | 0 | 0 | 0 | 0
|  |  |  | 22.56 | 45.12 | 0 | 0 | 0 | 0 | 0 | 7.48 | 0.10709 | 0 | 45.12 | 45.12 | 0 | 0 | 0 | 0 | 0 | 0.2 | 0 | 0 | 0 | 0
|  |  |  | 20.48 | 40.96 | 0 | 0 | 0 | 0 | 0 | 7.48 | 0.10709 | 0 | 40.96 | 26.386 | 0 | 14.574 | 0 | 0 | 14.574 | 0.2 | 0 | 0 | 0 | 0
|  |  |  | 20 | 40 | 0 | 0 | 0 | 0 | 0 | 7.48 | 0.10709 | 0 | 40 | 1.947 | 0 | 38.053 | 0 | 0 | 38.053 | 0.2 | 0 | 0 | 0 | 0
|  |  |  | 19.84 | 39.68 | 0 | 0 | 0 | 0 | 0 | 7.48 | 0.10709 | 0 | 39.68 | 0 | 3.856 | 52.234 | 12.554 | 0 | 39.68 | 0.59956 | 0 | 0 | 0 | 0
|  |  |  | 19.84 | 39.68 | 0 | 0 | 0 | 0 | 0 | 7.48 | 0.12502 | 0 | 39.68 | 0 | 15.067 | 52.234 | 12.554 | 0 | 39.68 | 0.99913 | 0 | 0 | 0 | 0
|  |  |  | 19.84 | 39.68 | 0 | 0 | 0 | 0 | 0 | 7.48 | 0.12502 | 0 | 39.68 | 0 | 30.805 | 39.707 | 0.027 | 0 | 39.68 | 1 | 0 | 0 | 0 | 0
|  |  |  | 19.52 | 39.04 | 0 | 0 | 0 | 0 | 0 | 7.48 | 0.12502 | 0 | 39.04 | 0 | 28.953 | 39.04 | 0 | 0 | 39.04 | 1 | 0 | 0 | 0 | 0
|  |  |  | 19.36 | 38.72 | 0 | 0 | 0 | 0 | 0 | 12.23 | 0.12502 | 0 | 38.72 | 0 | 20.771 | 38.72 | 0 | 0 | 38.72 | 1 | 0 | 0 | 0 | 0
|  |  |  | 20.16 | 40.32 | 0 | 0 | 0 | 0 | 0 | 12.23 | 0.12502 | 0 | 40.32 | 0 | 3.514 | 40.32 | 0 | 0 | 40.32 | 1 | 0 | 0 | 0 | 0
|  |  |  | 19.84 | 39.68 | 0 | 0 | 0 | 0 | 0 | 12.23 | 0.12502 | 0 | 39.68 | 16.466 | 0 | 23.214 | 0 | 0 | 23.214 | 1 | 0 | 0 | 0 | 0
|  |  |  | 20.48 | 40.96 | 0 | 0 | 0 | 0 | 0 | 12.23 | 0.12502 | 0 | 40.96 | 37.962 | 0 | 2.998 | 0 | 0 | 2.998 | 1 | 0 | 0 | 0 | 0
|  |  |  | 20.8 | 41.6 | 0 | 0 | 0 | 0 | 0 | 7.48 | 0.12502 | 0 | 41.6 | 41.6 | 0 | 0 | 0 | 0 | 0 | 1 | 0 | 0 | 0 | 0
|  |  |  | 20.8 | 41.6 | 0 | 0 | 0 | 0 | 0 | 7.48 | 0.12502 | 0 | 41.6 | 31.568 | 0 | 0 | 0 | 0 | 0 | 0.64467 | 0 | 10.032 | 0 | 0
|  |  |  | 20.8 | 41.6 | 0 | 0 | 0 | 0 | 0 | 7.48 | 0.12502 | 0 | 41.6 | 29.046 | 0 | 0 | 0 | 0 | 0 | 0.2 | 0 | 12.554 | 0 | 0
|  |  |  | 20.96 | 41.92 | 0 | 0 | 0 | 0 | 0 | 7.48 | 0.10709 | 4.308 | 41.92 | 41.92 | 0 | 0 | 0 | 0 | 0 | 0.33712 | 0 | 0 | 0 | 0
|  |  |  | 21.28 | 42.56 | 0 | 0 | 0 | 0 | 0 | 7.48 | 0.10709 | 0 | 42.56 | 42.56 | 0 | 0 | 0 | 0 | 0 | 0.33712 | 0 | 0 | 0 | 0
|  |  |  | 16.8 | 33.6 | 0 | 0 | 0 | 0 | 0 | 7.48 | 0.10709 | 0 | 33.6 | 33.6 | 0 | 0 | 0 | 0 | 0 | 0.33712 | 0 | 0 | 0 | 0
|  |  |  | 14.08 | 28.16 | 0 | 0 | 0 | 0 | 0 | 7.48 | 0.10709 | 0 | 28.16 | 28.16 | 0 | 0 | 0 | 0 | 0 | 0.33712 | 0 | 0 | 0 | 0
|  |  |  | 14.08 | 28.16 | 0 | 0 | 0 | 0 | 0 | 7.48 | 0.10709 | 0 | 28.16 | 28.16 | 0 | 0 | 0 | 0 | 0 | 0.33712 | 0 | 0 | 0 | 0
|  |  |  | 15.5733 | 31.1467 | 0 | 0 | 0 | 0 | 0 | 7.48 | 0.10709 | 0 | 31.147 | 31.147 | 0 | 0 | 0 | 0 | 0 | 0.33712 | 0 | 0 | 0 | 0
|  |  |  | 14.4 | 28.8 | 0 | 0 | 0 | 0 | 0 | 7.48 | 0.10709 | 0 | 28.8 | 28.8 | 0 | 0 | 0 | 0 | 0 | 0.33712 | 0 | 0 | 0 | 0
|  |  |  | 13.7067 | 27.4133 | 0 | 0 | 0 | 0 | 0 | 7.48 | 0.10709 | 0 | 27.413 | 27.413 | 0 | 0 | 0 | 0 | 0 | 0.33712 | 0 | 0 | 0 | 0
|  |  |  | 18.1867 | 36.3733 | 0 | 0 | 0 | 0 | 0 | 7.48 | 0.10709 | 0 | 36.373 | 36.373 | 0 | 0 | 0 | 0 | 0 | 0.33712 | 0 | 0 | 0 | 0
|  |  |  | 22.0267 | 44.0533 | 0 | 0 | 0 | 0 | 0 | 7.48 | 0.10709 | 0 | 44.053 | 44.053 | 0 | 0 | 0 | 0 | 0 | 0.33712 | 0 | 0 | 0 | 0
|  |  |  | 22.24 | 44.48 | 0 | 0 | 0 | 0 | 0 | 7.48 | 0.10709 | 0 | 44.48 | 44.48 | 0 | 0 | 0 | 0 | 0 | 0.33712 | 0 | 0 | 0 | 0
|  |  |  | 19.84 | 39.68 | 0 | 0 | 0 | 0 | 0 | 7.48 | 0.10709 | 0 | 39.68 | 26.719 | 0 | 12.961 | 0 | 0 | 12.961 | 0.33712 | 0 | 0 | 0 | 0
|  |  |  | 18.9333 | 37.8667 | 0 | 0 | 0 | 0 | 0 | 7.48 | 0.10709 | 0 | 37.867 | 2.812 | 0 | 35.055 | 0 | 0 | 35.055 | 0.33712 | 0 | 0 | 0 | 0
|  |  |  | 21.7067 | 43.4133 | 0 | 0 | 0 | 0 | 0 | 7.48 | 0.10709 | 0 | 43.413 | 0 | 0 | 51.606 | 8.193 | 0 | 43.413 | 0.59787 | 0 | 0 | 0 | 0
|  |  |  | 29.12 | 58.24 | 0 | 0 | 0 | 0 | 0 | 7.48 | 0.12502 | 0 | 58.24 | 0 | 0 | 62.287 | 4.047 | 0 | 58.24 | 0.72669 | 0 | 0 | 0 | 0
|  |  |  | 30.4 | 60.8 | 0 | 0 | 0 | 0 | 0 | 7.48 | 0.12502 | 0 | 60.8 | 0 | 0 | 66.331 | 5.531 | 0 | 60.8 | 0.90272 | 0 | 0 | 0 | 0
|  |  |  | 31.36 | 62.72 | 0 | 0 | 0 | 0 | 0 | 7.48 | 0.12502 | 0 | 62.72 | 0 | 0 | 65.776 | 3.056 | 0 | 62.72 | 1 | 0 | 0 | 0 | 0
|  |  |  | 30.56 | 61.12 | 0 | 0 | 0 | 0 | 0 | 12.23 | 0.12502 | 0 | 61.12 | 3.758 | 0 | 57.362 | 0 | 0 | 57.362 | 1 | 0 | 0 | 0 | 0
|  |  |  | 30.56 | 61.12 | 0 | 0 | 0 | 0 | 0 | 12.23 | 0.12502 | 0 | 61.12 | 18.999 | 0 | 42.121 | 0 | 0 | 42.121 | 1 | 0 | 0 | 0 | 0
|  |  |  | 30.72 | 61.44 | 0 | 0 | 0 | 0 | 0 | 12.23 | 0.12502 | 0 | 61.44 | 39.006 | 0 | 22.434 | 0 | 0 | 22.434 | 1 | 0 | 0 | 0 | 0
|  |  |  | 32.32 | 64.64 | 0 | 0 | 0 | 0 | 0 | 12.23 | 0.12502 | 0 | 64.64 | 60.813 | 0 | 1.222 | 0 | 0 | 1.222 | 0.90771 | 0 | 2.606 | 0 | 0
|  |  |  | 32.96 | 65.92 | 0 | 0 | 0 | 0 | 0 | 7.48 | 0.12502 | 0 | 65.92 | 60.813 | 0 | 0 | 0 | 0 | 0 | 0.72679 | 0 | 5.107 | 0 | 0
|  |  |  | 32.48 | 64.96 | 0 | 0 | 0 | 0 | 0 | 7.48 | 0.12502 | 0 | 64.96 | 60.813 | 0 | 0 | 0 | 0 | 0 | 0.57989 | 0 | 4.147 | 0 | 0
|  |  |  | 31.68 | 63.36 | 0 | 0 | 0 | 0 | 0 | 7.48 | 0.12502 | 0 | 63.36 | 54.863 | 0 | 0 | 0 | 0 | 0 | 0.2789 | 0 | 8.497 | 0 | 0
|  |  |  | 31.52 | 63.04 | 0 | 0 | 0 | 0 | 0 | 7.48 | 0.10709 | 0 | 63.04 | 60.813 | 0 | 0 | 0 | 0 | 0 | 0.2 | 0 | 2.227 | 0 | 0
|  |  |  | 29.12 | 58.24 | 0 | 0 | 0 | 0 | 0 | 7.48 | 0.10709 | 2.573 | 58.24 | 58.24 | 0 | 0 | 0 | 0 | 0 | 0.28188 | 0 | 0 | 0 | 0
|  |  |  | 17.28 | 34.56 | 0 | 0 | 0 | 0 | 0 | 7.48 | 0.10709 | 0.28 | 34.56 | 34.56 | 0 | 0 | 0 | 0 | 0 | 0.29079 | 0 | 0 | 0 | 0
|  |  |  | 14.72 | 29.44 | 0 | 0 | 0 | 0 | 0 | 7.48 | 0.10709 | 0 | 29.44 | 29.44 | 0 | 0 | 0 | 0 | 0 | 0.29079 | 0 | 0 | 0 | 0
|  |  |  | 14.4 | 28.8 | 0 | 0 | 0 | 0 | 0 | 7.48 | 0.10709 | 0 | 28.8 | 28.8 | 0 | 0 | 0 | 0 | 0 | 0.29079 | 0 | 0 | 0 | 0
|  |  |  | 16.96 | 33.92 | 0 | 0 | 0 | 0 | 0 | 7.48 | 0.10709 | 0 | 33.92 | 33.92 | 0 | 0 | 0 | 0 | 0 | 0.29079 | 0 | 0 | 0 | 0
|  |  |  | 18.72 | 37.44 | 0 | 0 | 0 | 0 | 0 | 7.48 | 0.10709 | 0 | 37.44 | 37.44 | 0 | 0 | 0 | 0 | 0 | 0.29079 | 0 | 0 | 0 | 0
|  |  |  | 15.2 | 30.4 | 0 | 0 | 0 | 0 | 0 | 7.48 | 0.10709 | 0 | 30.4 | 30.4 | 0 | 0 | 0 | 0 | 0 | 0.29079 | 0 | 0 | 0 | 0
|  |  |  | 17.92 | 35.84 | 0 | 0 | 0 | 0 | 0 | 7.48 | 0.10709 | 0 | 35.84 | 35.84 | 0 | 0 | 0 | 0 | 0 | 0.29079 | 0 | 0 | 0 | 0
|  |  |  | 22.4 | 44.8 | 0 | 0 | 0 | 0 | 0 | 7.48 | 0.10709 | 0 | 44.8 | 44.8 | 0 | 0 | 0 | 0 | 0 | 0.29079 | 0 | 0 | 0 | 0
|  |  |  | 30.72 | 61.44 | 0 | 0 | 0 | 0 | 0 | 7.48 | 0.10709 | 0 | 61.44 | 60.813 | 0 | 0 | 0 | 0 | 0 | 0.26856 | 0 | 0.627 | 0 | 0
|  |  |  | 30.24 | 60.48 | 0 | 0 | 0 | 0 | 0 | 7.48 | 0.10709 | 0 | 60.48 | 51.159 | 0 | 9.321 | 0 | 0 | 9.321 | 0.26856 | 0 | 0 | 0 | 0
|  |  |  | 36.32 | 72.64 | 0 | 0 | 0 | 0 | 0 | 7.48 | 0.10709 | 0 | 72.64 | 46.591 | 0 | 26.049 | 0 | 0 | 26.049 | 0.26856 | 0 | 0 | 0 | 0
|  |  |  | 38 | 76 | 0 | 0 | 0 | 0 | 0 | 7.48 | 0.10709 | 0 | 76 | 35.957 | 0 | 40.043 | 0 | 0 | 40.043 | 0.26856 | 0 | 0 | 0 | 0
|  |  |  | 37.36 | 74.72 | 0 | 0 | 0 | 0 | 0 | 7.48 | 0.10709 | 0 | 74.72 | 26.83 | 0 | 47.89 | 0 | 0 | 47.89 | 0.26856 | 0 | 0 | 0 | 0
|  |  |  | 36.32 | 72.64 | 0 | 0 | 0 | 0 | 0 | 7.48 | 0.10709 | 0 | 72.64 | 15.719 | 0 | 56.921 | 0 | 0 | 56.921 | 0.26856 | 0 | 0 | 0 | 0
|  |  |  | 32.48 | 64.96 | 0 | 0 | 0 | 0 | 0 | 7.48 | 0.10709 | 0 | 64.96 | 0.355 | 0 | 64.605 | 0 | 0 | 64.605 | 0.26856 | 0 | 0 | 0 | 0
|  |  |  | 31.84 | 63.68 | 0 | 0 | 0 | 0 | 0 | 7.48 | 0.10709 | 0 | 63.68 | 7.288 | 0 | 56.392 | 0 | 0 | 56.392 | 0.26856 | 0 | 0 | 0 | 0
|  |  |  | 31.04 | 62.08 | 0 | 0 | 0 | 0 | 0 | 7.48 | 0.10709 | 0 | 62.08 | 19.43 | 0 | 42.65 | 0 | 0 | 42.65 | 0.26856 | 0 | 0 | 0 | 0
|  |  |  | 30.56 | 61.12 | 0 | 0 | 0 | 0 | 0 | 7.48 | 0.10709 | 0 | 61.12 | 38.875 | 0 | 22.245 | 0 | 0 | 22.245 | 0.26856 | 0 | 0 | 0 | 0
|  |  |  | 31.84 | 63.68 | 0 | 0 | 0 | 0 | 0 | 7.48 | 0.10709 | 0 | 63.68 | 60.813 | 0 | 2.519 | 0 | 0 | 2.519 | 0.25623 | 0 | 0.348 | 0 | 0
|  |  |  | 31.2 | 62.4 | 0 | 0 | 0 | 0 | 0 | 7.48 | 0.10709 | 0 | 62.4 | 60.813 | 0 | 0 | 0 | 0 | 0 | 0.2 | 0 | 1.587 | 0 | 0
|  |  |  | 30.24 | 60.48 | 0 | 0 | 0 | 0 | 0 | 7.48 | 0.10709 | 0 | 60.48 | 60.48 | 0 | 0 | 0 | 0 | 0 | 0.2 | 0 | 0 | 0 | 0
|  |  |  | 22.4 | 44.8 | 0 | 0 | 0 | 0 | 0 | 7.48 | 0.10709 | 0 | 44.8 | 44.8 | 0 | 0 | 0 | 0 | 0 | 0.2 | 0 | 0 | 0 | 0
|  |  |  | 20.32 | 40.64 | 0 | 0 | 0 | 0 | 0 | 7.48 | 0.10709 | 0 | 40.64 | 40.64 | 0 | 0 | 0 | 0 | 0 | 0.2 | 0 | 0 | 0 | 0
|  |  |  | 20 | 40 | 0 | 0 | 0 | 0 | 0 | 7.48 | 0.10709 | 0 | 40 | 40 | 0 | 0 | 0 | 0 | 0 | 0.2 | 0 | 0 | 0 | 0
|  |  |  | 16.8 | 33.6 | 0 | 0 | 0 | 0 | 0 | 7.48 | 0.10709 | 0 | 33.6 | 33.6 | 0 | 0 | 0 | 0 | 0 | 0.2 | 0 | 0 | 0 | 0
|  |  |  | 14.72 | 29.44 | 0 | 0 | 0 | 0 | 0 | 7.48 | 0.10709 | 0 | 29.44 | 29.44 | 0 | 0 | 0 | 0 | 0 | 0.2 | 0 | 0 | 0 | 0
|  |  |  | 14.5067 | 29.0133 | 0 | 0 | 0 | 0 | 0 | 7.48 | 0.10709 | 0 | 29.013 | 29.013 | 0 | 0 | 0 | 0 | 0 | 0.2 | 0 | 0 | 0 | 0
|  |  |  | 16.5867 | 33.1733 | 0 | 0 | 0 | 0 | 0 | 7.48 | 0.10709 | 0 | 33.173 | 33.173 | 0 | 0 | 0 | 0 | 0 | 0.2 | 0 | 0 | 0 | 0
|  |  |  | 17.44 | 34.88 | 0 | 0 | 0 | 0 | 0 | 7.48 | 0.10709 | 0 | 34.88 | 34.88 | 0 | 0 | 0 | 0 | 0 | 0.2 | 0 | 0 | 0 | 0
|  |  |  | 15.36 | 30.72 | 0 | 0 | 0 | 0 | 0 | 7.48 | 0.10709 | 0 | 30.72 | 30.72 | 0 | 0 | 0 | 0 | 0 | 0.2 | 0 | 0 | 0 | 0
|  |  |  | 18.08 | 36.16 | 0 | 0 | 0 | 0 | 0 | 7.48 | 0.10709 | 0 | 36.16 | 36.16 | 0 | 0 | 0 | 0 | 0 | 0.2 | 0 | 0 | 0 | 0
|  |  |  | 19.68 | 39.36 | 0 | 0 | 0 | 0 | 0 | 7.48 | 0.10709 | 0 | 39.36 | 39.36 | 0 | 0 | 0 | 0 | 0 | 0.2 | 0 | 0 | 0 | 0
|  |  |  | 19.84 | 39.68 | 0 | 0 | 0 | 0 | 0 | 7.48 | 0.10709 | 0 | 39.68 | 39.68 | 0 | 0 | 0 | 0 | 0 | 0.2 | 0 | 0 | 0 | 0
|  |  |  | 18.88 | 37.76 | 0 | 0 | 0 | 0 | 0 | 7.48 | 0.10709 | 0 | 37.76 | 35.757 | 0 | 2.003 | 0 | 0 | 2.003 | 0.2 | 0 | 0 | 0 | 0
|  |  |  | 18.72 | 37.44 | 0 | 0 | 0 | 0 | 0 | 7.48 | 0.10709 | 0 | 37.44 | 30.5 | 0 | 6.94 | 0 | 0 | 6.94 | 0.2 | 0 | 0 | 0 | 0
|  |  |  | 18.4 | 36.8 | 0 | 0 | 0 | 0 | 0 | 7.48 | 0.10709 | 0 | 36.8 | 16.621 | 0 | 20.179 | 0 | 0 | 20.179 | 0.2 | 0 | 0 | 0 | 0
|  |  |  | 18.56 | 37.12 | 0 | 0 | 0 | 0 | 0 | 7.48 | 0.10709 | 0 | 37.12 | 15.392 | 0 | 21.728 | 0 | 0 | 21.728 | 0.2 | 0 | 0 | 0 | 0
|  |  |  | 17.92 | 35.84 | 0 | 0 | 0 | 0 | 0 | 7.48 | 0.10709 | 0 | 35.84 | 0 | 8.779 | 48.394 | 12.554 | 0 | 35.84 | 0.59956 | 0 | 0 | 0 | 0
|  |  |  | 17.44 | 34.88 | 0 | 0 | 0 | 0 | 0 | 7.48 | 0.10709 | 0 | 34.88 | 0 | 0 | 35.672 | 0.792 | 0 | 34.88 | 0.62477 | 0 | 0 | 0 | 0
|  |  |  | 17.76 | 35.52 | 0 | 0 | 0 | 0 | 0 | 7.48 | 0.10709 | 0 | 35.52 | 0 | 0 | 45.106 | 9.586 | 0 | 35.52 | 0.92988 | 0 | 0 | 0 | 0
|  |  |  | 18.08 | 36.16 | 0 | 0 | 0 | 0 | 0 | 7.48 | 0.10709 | 0 | 36.16 | 0 | 0 | 36.528 | 0.368 | 0 | 36.16 | 0.94161 | 0 | 0 | 0 | 0
|  |  |  | 17.76 | 35.52 | 0 | 0 | 0 | 0 | 0 | 7.48 | 0.10709 | 0 | 35.52 | 17.029 | 0 | 18.491 | 0 | 0 | 18.491 | 0.94161 | 0 | 0 | 0 | 0
|  |  |  | 19.2 | 38.4 | 0 | 0 | 0 | 0 | 0 | 7.48 | 0.10709 | 0 | 38.4 | 37.48 | 0 | 0.92 | 0 | 0 | 0.92 | 0.94161 | 0 | 0 | 0 | 0
|  |  |  | 19.36 | 38.72 | 0 | 0 | 0 | 0 | 0 | 7.48 | 0.10709 | 0 | 38.72 | 38.72 | 0 | 0 | 0 | 0 | 0 | 0.94161 | 0 | 0 | 0 | 0
|  |  |  | 20.16 | 40.32 | 0 | 0 | 0 | 0 | 0 | 7.48 | 0.10709 | 0 | 40.32 | 40.32 | 0 | 0 | 0 | 0 | 0 | 0.94161 | 0 | 0 | 0 | 0
|  |  |  | 18.72 | 37.44 | 0 | 0 | 0 | 0 | 0 | 7.48 | 0.10709 | 0 | 37.44 | 37.44 | 0 | 0 | 0 | 0 | 0 | 0.94161 | 0 | 0 | 0 | 0
|  |  |  | 18.72 | 37.44 | 0 | 0 | 0 | 0 | 0 | 7.48 | 0.10709 | 0 | 37.44 | 37.44 | 0 | 0 | 0 | 0 | 0 | 0.94161 | 0 | 0 | 0 | 0
|  |  |  | 18.4 | 36.8 | 0 | 0 | 0 | 0 | 0 | 7.48 | 0.10709 | 0 | 36.8 | 36.8 | 0 | 0 | 0 | 0 | 0 | 0.94161 | 0 | 0 | 0 | 0
|  |  |  | 14.4 | 28.8 | 0 | 0 | 0 | 0 | 0 | 7.48 | 0.10709 | 0 | 28.8 | 28.8 | 0 | 0 | 0 | 0 | 0 | 0.94161 | 0 | 0 | 0 | 0
|  |  |  | 13.12 | 26.24 | 0 | 0 | 0 | 0 | 0 | 7.48 | 0.10709 | 0 | 26.24 | 26.24 | 0 | 0 | 0 | 0 | 0 | 0.94161 | 0 | 0 | 0 | 0
|  |  |  | 13.44 | 26.88 | 0 | 0 | 0 | 0 | 0 | 7.48 | 0.10709 | 0 | 26.88 | 26.88 | 0 | 0 | 0 | 0 | 0 | 0.94161 | 0 | 0 | 0 | 0
|  |  |  | 16.16 | 32.32 | 0 | 0 | 0 | 0 | 0 | 7.48 | 0.10709 | 0 | 32.32 | 32.32 | 0 | 0 | 0 | 0 | 0 | 0.94161 | 0 | 0 | 0 | 0
|  |  |  | 12.16 | 24.32 | 0 | 0 | 0 | 0 | 0 | 7.48 | 0.10709 | 0 | 24.32 | 24.32 | 0 | 0 | 0 | 0 | 0 | 0.94161 | 0 | 0 | 0 | 0
|  |  |  | 12.32 | 24.64 | 0 | 0 | 0 | 0 | 0 | 7.48 | 0.10709 | 0 | 24.64 | 24.64 | 0 | 0 | 0 | 0 | 0 | 0.94161 | 0 | 0 | 0 | 0
|  |  |  | 18.24 | 36.48 | 0 | 0 | 0 | 0 | 0 | 7.48 | 0.10709 | 0 | 36.48 | 36.48 | 0 | 0 | 0 | 0 | 0 | 0.94161 | 0 | 0 | 0 | 0
|  |  |  | 20 | 40 | 0 | 0 | 0 | 0 | 0 | 7.48 | 0.10709 | 0 | 40 | 40 | 0 | 0 | 0 | 0 | 0 | 0.94161 | 0 | 0 | 0 | 0
|  |  |  | 20.32 | 40.64 | 0 | 0 | 0 | 0 | 0 | 7.48 | 0.10709 | 0 | 40.64 | 40.64 | 0 | 0 | 0 | 0 | 0 | 0.94161 | 0 | 0 | 0 | 0
|  |  |  | 19.36 | 38.72 | 0 | 0 | 0 | 0 | 0 | 7.48 | 0.10709 | 0 | 38.72 | 24.656 | 0 | 9.182 | 0 | 0 | 9.182 | 0.76871 | 0 | 4.881 | 0 | 0
|  |  |  | 18.72 | 37.44 | 0 | 0 | 0 | 0 | 0 | 7.48 | 0.10709 | 0 | 37.44 | 0 | 0 | 25.608 | 0 | 0 | 25.608 | 0.34959 | 0 | 11.832 | 0 | 0
|  |  |  | 18.88 | 37.76 | 0 | 0 | 0 | 0 | 0 | 7.48 | 0.10709 | 0 | 37.76 | 0 | 0 | 44.288 | 6.528 | 0 | 37.76 | 0.55735 | 0 | 0 | 0 | 0
|  |  |  | 27.2 | 54.4 | 0 | 0 | 0 | 0 | 0 | 7.48 | 0.12502 | 0 | 54.4 | 0 | 0 | 51.152 | 0 | 0 | 51.152 | 0.44232 | 0 | 3.248 | 0 | 0
|  |  |  | 29.28 | 58.56 | 0 | 0 | 0 | 0 | 0 | 7.48 | 0.12502 | 0 | 58.56 | 0 | 0 | 66.52 | 7.96 | 0 | 58.56 | 0.69566 | 0 | 0 | 0 | 0
|  |  |  | 28.16 | 56.32 | 0 | 0 | 0 | 0 | 0 | 7.48 | 0.12502 | 0 | 56.32 | 0 | 0 | 63.887 | 7.567 | 0 | 56.32 | 0.9365 | 0 | 0 | 0 | 0
|  |  |  | 26.72 | 53.44 | 0 | 0 | 0 | 0 | 0 | 12.23 | 0.12502 | 0 | 53.44 | 0 | 0 | 55.435 | 1.995 | 0 | 53.44 | 1 | 0 | 0 | 0 | 0
|  |  |  | 27.2 | 54.4 | 0 | 0 | 0 | 0 | 0 | 12.23 | 0.12502 | 0 | 54.4 | 12.871 | 0 | 41.529 | 0 | 0 | 41.529 | 1 | 0 | 0 | 0 | 0
|  |  |  | 26.56 | 53.12 | 0 | 0 | 0 | 0 | 0 | 12.23 | 0.12502 | 0 | 53.12 | 31.09 | 0 | 22.03 | 0 | 0 | 22.03 | 1 | 0 | 0 | 0 | 0
|  |  |  | 28.8 | 57.6 | 0 | 0 | 0 | 0 | 0 | 12.23 | 0.12502 | 0 | 57.6 | 56.366 | 0 | 1.234 | 0 | 0 | 1.234 | 1 | 0 | 0 | 0 | 0
|  |  |  | 28.8 | 57.6 | 0 | 0 | 0 | 0 | 0 | 7.48 | 0.12502 | 0 | 57.6 | 57.6 | 0 | 0 | 0 | 0 | 0 | 1 | 0 | 0 | 0 | 0
|  |  |  | 20.48 | 40.96 | 0 | 0 | 0 | 0 | 0 | 7.48 | 0.12502 | 0 | 40.96 | 30.928 | 0 | 0 | 0 | 0 | 0 | 0.64467 | 0 | 10.032 | 0 | 0
|  |  |  | 20.64 | 41.28 | 0 | 0 | 0 | 0 | 0 | 7.48 | 0.12502 | 0 | 41.28 | 28.726 | 0 | 0 | 0 | 0 | 0 | 0.2 | 0 | 12.554 | 0 | 0
|  |  |  | 20.96 | 41.92 | 0 | 0 | 0 | 0 | 0 | 7.48 | 0.10709 | 12.554 | 41.92 | 41.92 | 0 | 0 | 0 | 0 | 0 | 0.59956 | 0 | 0 | 0 | 0
|  |  |  | 20.96 | 41.92 | 0 | 0 | 0 | 0 | 0 | 7.48 | 0.10709 | 0.181 | 41.92 | 41.92 | 0 | 0 | 0 | 0 | 0 | 0.60531 | 0 | 0 | 0 | 0
|  |  |  | 17.76 | 35.52 | 0 | 0 | 0 | 0 | 0 | 7.48 | 0.10709 | 0 | 35.52 | 35.52 | 0 | 0 | 0 | 0 | 0 | 0.60531 | 0 | 0 | 0 | 0
|  |  |  | 15.68 | 31.36 | 0 | 0 | 0 | 0 | 0 | 7.48 | 0.10709 | 0 | 31.36 | 31.36 | 0 | 0 | 0 | 0 | 0 | 0.60531 | 0 | 0 | 0 | 0
|  |  |  | 14.72 | 29.44 | 0 | 0 | 0 | 0 | 0 | 7.48 | 0.10709 | 0 | 29.44 | 29.44 | 0 | 0 | 0 | 0 | 0 | 0.60531 | 0 | 0 | 0 | 0
|  |  |  | 15.36 | 30.72 | 0 | 0 | 0 | 0 | 0 | 7.48 | 0.10709 | 0 | 30.72 | 30.72 | 0 | 0 | 0 | 0 | 0 | 0.60531 | 0 | 0 | 0 | 0
|  |  |  | 17.44 | 34.88 | 0 | 0 | 0 | 0 | 0 | 7.48 | 0.10709 | 0 | 34.88 | 34.88 | 0 | 0 | 0 | 0 | 0 | 0.60531 | 0 | 0 | 0 | 0
|  |  |  | 13.28 | 26.56 | 0 | 0 | 0 | 0 | 0 | 7.48 | 0.10709 | 0 | 26.56 | 26.56 | 0 | 0 | 0 | 0 | 0 | 0.60531 | 0 | 0 | 0 | 0
|  |  |  | 19.36 | 38.72 | 0 | 0 | 0 | 0 | 0 | 7.48 | 0.10709 | 0 | 38.72 | 38.72 | 0 | 0 | 0 | 0 | 0 | 0.60531 | 0 | 0 | 0 | 0
|  |  |  | 20.32 | 40.64 | 0 | 0 | 0 | 0 | 0 | 7.48 | 0.10709 | 0 | 40.64 | 40.64 | 0 | 0 | 0 | 0 | 0 | 0.60531 | 0 | 0 | 0 | 0
|  |  |  | 20.32 | 40.64 | 0 | 0 | 0 | 0 | 0 | 7.48 | 0.10709 | 0 | 40.64 | 40.64 | 0 | 0 | 0 | 0 | 0 | 0.60531 | 0 | 0 | 0 | 0
|  |  |  | 19.84 | 39.68 | 0 | 0 | 0 | 0 | 0 | 7.48 | 0.10709 | 0 | 39.68 | 28.268 | 0 | 11.412 | 0 | 0 | 11.412 | 0.60531 | 0 | 0 | 0 | 0
|  |  |  | 19.36 | 38.72 | 0 | 0 | 0 | 0 | 0 | 7.48 | 0.10709 | 0 | 38.72 | 6.575 | 0 | 32.145 | 0 | 0 | 32.145 | 0.60531 | 0 | 0 | 0 | 0
|  |  |  | 21.28 | 42.56 | 0 | 0 | 0 | 0 | 0 | 7.48 | 0.10709 | 0 | 42.56 | 0 | 0 | 48.52 | 5.96 | 0 | 42.56 | 0.795 | 0 | 0 | 0 | 0
|  |  |  | 30.56 | 61.12 | 0 | 0 | 0 | 0 | 0 | 7.48 | 0.12502 | 0 | 61.12 | 0 | 0 | 60.713 | 0 | 0 | 60.713 | 0.78058 | 0 | 0.407 | 0 | 0
|  |  |  | 31.36 | 62.72 | 0 | 0 | 0 | 0 | 0 | 7.48 | 0.12502 | 0 | 62.72 | 0 | 0 | 66.192 | 3.472 | 0 | 62.72 | 0.89108 | 0 | 0 | 0 | 0
|  |  |  | 30.56 | 61.12 | 0 | 0 | 0 | 0 | 0 | 7.48 | 0.12502 | 0 | 61.12 | 0 | 0 | 64.542 | 3.422 | 0 | 61.12 | 1 | 0 | 0 | 0 | 0
|  |  |  | 30.72 | 61.44 | 0 | 0 | 0 | 0 | 0 | 12.23 | 0.12502 | 0 | 61.44 | 3.876 | 0 | 57.564 | 0 | 0 | 57.564 | 1 | 0 | 0 | 0 | 0
|  |  |  | 29.44 | 58.88 | 0 | 0 | 0 | 0 | 0 | 12.23 | 0.12502 | 0 | 58.88 | 16.179 | 0 | 42.701 | 0 | 0 | 42.701 | 1 | 0 | 0 | 0 | 0
|  |  |  | 30.24 | 60.48 | 0 | 0 | 0 | 0 | 0 | 12.23 | 0.12502 | 0 | 60.48 | 38.172 | 0 | 22.308 | 0 | 0 | 22.308 | 1 | 0 | 0 | 0 | 0
|  |  |  | 29.76 | 59.52 | 0 | 0 | 0 | 0 | 0 | 12.23 | 0.12502 | 0 | 59.52 | 56.447 | 0 | 3.073 | 0 | 0 | 3.073 | 1 | 0 | 0 | 0 | 0
|  |  |  | 29.76 | 59.52 | 0 | 0 | 0 | 0 | 0 | 7.48 | 0.12502 | 0 | 59.52 | 59.52 | 0 | 0 | 0 | 0 | 0 | 1 | 0 | 0 | 0 | 0
|  |  |  | 28.64 | 57.28 | 0 | 0 | 0 | 0 | 0 | 7.48 | 0.12502 | 0 | 57.28 | 47.248 | 0 | 0 | 0 | 0 | 0 | 0.64467 | 0 | 10.032 | 0 | 0
|  |  |  | 28.96 | 57.92 | 0 | 0 | 0 | 0 | 0 | 7.48 | 0.12502 | 0 | 57.92 | 45.366 | 0 | 0 | 0 | 0 | 0 | 0.2 | 0 | 12.554 | 0 | 0
|  |  |  | 27.36 | 54.72 | 0 | 0 | 0 | 0 | 0 | 7.48 | 0.10709 | 6.093 | 54.72 | 54.72 | 0 | 0 | 0 | 0 | 0 | 0.39391 | 0 | 0 | 0 | 0
|  |  |  | 24.32 | 48.64 | 0 | 0 | 0 | 0 | 0 | 7.48 | 0.10709 | 12.173 | 48.64 | 48.64 | 0 | 0 | 0 | 0 | 0 | 0.78134 | 0 | 0 | 0 | 0
|  |  |  | 18.72 | 37.44 | 0 | 0 | 0 | 0 | 0 | 7.48 | 0.10709 | 6.87 | 37.44 | 37.44 | 0 | 0 | 0 | 0 | 0 | 1 | 0 | 0 | 0 | 0
|  |  |  | 14.24 | 28.48 | 0 | 0 | 0 | 0 | 0 | 7.48 | 0.10709 | 0 | 28.48 | 28.48 | 0 | 0 | 0 | 0 | 0 | 1 | 0 | 0 | 0 | 0
|  |  |  | 13.12 | 26.24 | 0 | 0 | 0 | 0 | 0 | 7.48 | 0.10709 | 0 | 26.24 | 26.24 | 0 | 0 | 0 | 0 | 0 | 1 | 0 | 0 | 0 | 0
|  |  |  | 12.8 | 25.6 | 0 | 0 | 0 | 0 | 0 | 7.48 | 0.10709 | 0 | 25.6 | 25.6 | 0 | 0 | 0 | 0 | 0 | 1 | 0 | 0 | 0 | 0
|  |  |  | 12.64 | 25.28 | 0 | 0 | 0 | 0 | 0 | 7.48 | 0.10709 | 0 | 25.28 | 25.28 | 0 | 0 | 0 | 0 | 0 | 1 | 0 | 0 | 0 | 0
|  |  |  | 12.64 | 25.28 | 0 | 0 | 0 | 0 | 0 | 7.48 | 0.10709 | 0 | 25.28 | 25.28 | 0 | 0 | 0 | 0 | 0 | 1 | 0 | 0 | 0 | 0
|  |  |  | 19.2 | 38.4 | 0 | 0 | 0 | 0 | 0 | 7.48 | 0.10709 | 0 | 38.4 | 38.4 | 0 | 0 | 0 | 0 | 0 | 1 | 0 | 0 | 0 | 0
|  |  |  | 20.48 | 40.96 | 0 | 0 | 0 | 0 | 0 | 7.48 | 0.10709 | 0 | 40.96 | 40.96 | 0 | 0 | 0 | 0 | 0 | 1 | 0 | 0 | 0 | 0
|  |  |  | 19.36 | 38.72 | 0 | 0 | 0 | 0 | 0 | 7.48 | 0.10709 | 0 | 38.72 | 38.72 | 0 | 0 | 0 | 0 | 0 | 1 | 0 | 0 | 0 | 0
|  |  |  | 24.32 | 48.64 | 0 | 0 | 0 | 0 | 0 | 7.48 | 0.10709 | 0 | 48.64 | 39.382 | 0 | 9.258 | 0 | 0 | 9.258 | 1 | 0 | 0 | 0 | 0
|  |  |  | 25.92 | 51.84 | 0 | 0 | 0 | 0 | 0 | 7.48 | 0.10709 | 0 | 51.84 | 24.683 | 0 | 27.157 | 0 | 0 | 27.157 | 1 | 0 | 0 | 0 | 0
|  |  |  | 26.56 | 53.12 | 0 | 0 | 0 | 0 | 0 | 7.48 | 0.10709 | 0 | 53.12 | 11.289 | 0 | 41.831 | 0 | 0 | 41.831 | 1 | 0 | 0 | 0 | 0
|  |  |  | 26.72 | 53.44 | 0 | 0 | 0 | 0 | 0 | 7.48 | 0.12502 | 0 | 53.44 | 3.577 | 0 | 47.273 | 0 | 0 | 47.273 | 0.90826 | 0 | 2.59 | 0 | 0
|  |  |  | 26.24 | 52.48 | 0 | 0 | 0 | 0 | 0 | 7.48 | 0.12502 | 0 | 52.48 | 0 | 0 | 53.029 | 0.549 | 0 | 52.48 | 0.92574 | 0 | 0 | 0 | 0
|  |  |  | 25.6 | 51.2 | 0 | 0 | 0 | 0 | 0 | 7.48 | 0.12502 | 0 | 51.2 | 0 | 0 | 53.533 | 2.333 | 0 | 51.2 | 1 | 0 | 0 | 0 | 0
|  |  |  | 26.56 | 53.12 | 0 | 0 | 0 | 0 | 0 | 12.23 | 0.12502 | 0 | 53.12 | 6.364 | 0 | 46.756 | 0 | 0 | 46.756 | 1 | 0 | 0 | 0 | 0
|  |  |  | 25.76 | 51.52 | 0 | 0 | 0 | 0 | 0 | 12.23 | 0.12502 | 0 | 51.52 | 10.218 | 0 | 41.302 | 0 | 0 | 41.302 | 1 | 0 | 0 | 0 | 0
|  |  |  | 25.92 | 51.84 | 0 | 0 | 0 | 0 | 0 | 12.23 | 0.12502 | 0 | 51.84 | 30.364 | 0 | 21.476 | 0 | 0 | 21.476 | 1 | 0 | 0 | 0 | 0
|  |  |  | 27.68 | 55.36 | 0 | 0 | 0 | 0 | 0 | 12.23 | 0.12502 | 0 | 55.36 | 52.727 | 0 | 2.633 | 0 | 0 | 2.633 | 1 | 0 | 0 | 0 | 0
|  |  |  | 28.48 | 56.96 | 0 | 0 | 0 | 0 | 0 | 7.48 | 0.12502 | 0 | 56.96 | 56.96 | 0 | 0 | 0 | 0 | 0 | 1 | 0 | 0 | 0 | 0
|  |  |  | 26.72 | 53.44 | 0 | 0 | 0 | 0 | 0 | 7.48 | 0.12502 | 0 | 53.44 | 43.408 | 0 | 0 | 0 | 0 | 0 | 0.64467 | 0 | 10.032 | 0 | 0
|  |  |  | 26.24 | 52.48 | 0 | 0 | 0 | 0 | 0 | 7.48 | 0.12502 | 0 | 52.48 | 39.926 | 0 | 0 | 0 | 0 | 0 | 0.2 | 0 | 12.554 | 0 | 0
|  |  |  | 26.56 | 53.12 | 0 | 0 | 0 | 0 | 0 | 7.48 | 0.10709 | 7.693 | 53.12 | 53.12 | 0 | 0 | 0 | 0 | 0 | 0.44484 | 0 | 0 | 0 | 0
|  |  |  | 25.6 | 51.2 | 0 | 0 | 0 | 0 | 0 | 7.48 | 0.10709 | 9.613 | 51.2 | 51.2 | 0 | 0 | 0 | 0 | 0 | 0.75078 | 0 | 0 | 0 | 0
|  |  |  | 21.28 | 42.56 | 0 | 0 | 0 | 0 | 0 | 7.48 | 0.10709 | 3.903 | 42.56 | 42.56 | 0 | 0 | 0 | 0 | 0 | 0.875 | 0 | 0 | 0 | 0
|  |  |  | 20.8 | 41.6 | 0 | 0 | 0 | 0 | 0 | 7.48 | 0.10709 | 0 | 41.6 | 41.6 | 0 | 0 | 0 | 0 | 0 | 0.875 | 0 | 0 | 0 | 0
|  |  |  | 18.4 | 36.8 | 0 | 0 | 0 | 0 | 0 | 7.48 | 0.10709 | 0 | 36.8 | 36.8 | 0 | 0 | 0 | 0 | 0 | 0.875 | 0 | 0 | 0 | 0
|  |  |  | 18.4 | 36.8 | 0 | 0 | 0 | 0 | 0 | 7.48 | 0.10709 | 0 | 36.8 | 36.8 | 0 | 0 | 0 | 0 | 0 | 0.875 | 0 | 0 | 0 | 0
|  |  |  | 17.44 | 34.88 | 0 | 0 | 0 | 0 | 0 | 7.48 | 0.10709 | 0 | 34.88 | 34.88 | 0 | 0 | 0 | 0 | 0 | 0.875 | 0 | 0 | 0 | 0
|  |  |  | 18.4 | 36.8 | 0 | 0 | 0 | 0 | 0 | 7.48 | 0.10709 | 0 | 36.8 | 36.8 | 0 | 0 | 0 | 0 | 0 | 0.875 | 0 | 0 | 0 | 0
|  |  |  | 24.32 | 48.64 | 0 | 0 | 0 | 0 | 0 | 7.48 | 0.10709 | 0 | 48.64 | 48.64 | 0 | 0 | 0 | 0 | 0 | 0.875 | 0 | 0 | 0 | 0
|  |  |  | 26.56 | 53.12 | 0 | 0 | 0 | 0 | 0 | 7.48 | 0.10709 | 0 | 53.12 | 53.12 | 0 | 0 | 0 | 0 | 0 | 0.875 | 0 | 0 | 0 | 0
|  |  |  | 26.4 | 52.8 | 0 | 0 | 0 | 0 | 0 | 7.48 | 0.10709 | 0 | 52.8 | 52.8 | 0 | 0 | 0 | 0 | 0 | 0.875 | 0 | 0 | 0 | 0
|  |  |  | 26.24 | 52.48 | 0 | 0 | 0 | 0 | 0 | 7.48 | 0.10709 | 0 | 52.48 | 46.031 | 0 | 6.449 | 0 | 0 | 6.449 | 0.875 | 0 | 0 | 0 | 0
|  |  |  | 29.6 | 59.2 | 0 | 0 | 0 | 0 | 0 | 7.48 | 0.10709 | 0 | 59.2 | 39.437 | 0 | 19.763 | 0 | 0 | 19.763 | 0.875 | 0 | 0 | 0 | 0
|  |  |  | 30.08 | 60.16 | 0 | 0 | 0 | 0 | 0 | 7.48 | 0.10709 | 0 | 60.16 | 12.837 | 0 | 47.323 | 0 | 0 | 47.323 | 0.875 | 0 | 0 | 0 | 0
|  |  |  | 30.24 | 60.48 | 0 | 0 | 0 | 0 | 0 | 7.48 | 0.12502 | 0 | 60.48 | 0 | 0 | 56.468 | 0 | 0 | 56.468 | 0.73289 | 0 | 4.012 | 0 | 0
|  |  |  | 30.56 | 61.12 | 0 | 0 | 0 | 0 | 0 | 7.48 | 0.12502 | 0 | 61.12 | 0 | 0 | 56.934 | 0 | 0 | 56.934 | 0.58462 | 0 | 4.186 | 0 | 0
|  |  |  | 27.7867 | 55.5733 | 0 | 0 | 0 | 0 | 0 | 7.48 | 0.12502 | 0 | 55.573 | 0 | 0 | 61.745 | 6.172 | 0 | 55.573 | 0.78107 | 0 | 0 | 0 | 0
|  |  |  | 23.68 | 47.36 | 0 | 0 | 0 | 0 | 0 | 12.23 | 0.12502 | 0 | 47.36 | 0 | 0 | 54.238 | 6.878 | 0 | 47.36 | 1 | 0 | 0 | 0 | 0
|  |  |  | 23.68 | 47.36 | 0 | 0 | 0 | 0 | 0 | 12.23 | 0.12502 | 0 | 47.36 | 17.18 | 0 | 30.18 | 0 | 0 | 30.18 | 1 | 0 | 0 | 0 | 0
|  |  |  | 28.48 | 56.96 | 0 | 0 | 0 | 0 | 0 | 12.23 | 0.12502 | 0 | 56.96 | 41.379 | 0 | 15.581 | 0 | 0 | 15.581 | 1 | 0 | 0 | 0 | 0
|  |  |  | 29.92 | 59.84 | 0 | 0 | 0 | 0 | 0 | 12.23 | 0.12502 | 0 | 59.84 | 59.046 | 0 | 0.794 | 0 | 0 | 0.794 | 1 | 0 | 0 | 0 | 0
|  |  |  | 30.56 | 61.12 | 0 | 0 | 0 | 0 | 0 | 7.48 | 0.12502 | 0 | 61.12 | 60.813 | 0 | 0 | 0 | 0 | 0 | 0.98911 | 0 | 0.307 | 0 | 0
|  |  |  | 24.64 | 49.28 | 0 | 0 | 0 | 0 | 0 | 7.48 | 0.12502 | 0 | 49.28 | 39.556 | 0 | 0 | 0 | 0 | 0 | 0.64467 | 0 | 9.724 | 0 | 0
|  |  |  | 20.48 | 40.96 | 0 | 0 | 0 | 0 | 0 | 7.48 | 0.12502 | 0 | 40.96 | 28.406 | 0 | 0 | 0 | 0 | 0 | 0.2 | 0 | 12.554 | 0 | 0
|  |  |  | 20.8 | 41.6 | 0 | 0 | 0 | 0 | 0 | 7.48 | 0.10709 | 12.554 | 41.6 | 41.6 | 0 | 0 | 0 | 0 | 0 | 0.59956 | 0 | 0 | 0 | 0
|  |  |  | 21.28 | 42.56 | 0 | 0 | 0 | 0 | 0 | 7.48 | 0.10709 | 12.554 | 42.56 | 42.56 | 0 | 0 | 0 | 0 | 0 | 0.99913 | 0 | 0 | 0 | 0
|  |  |  | 17.6 | 35.2 | 0 | 0 | 0 | 0 | 0 | 7.48 | 0.10709 | 0.027 | 35.2 | 35.2 | 0 | 0 | 0 | 0 | 0 | 1 | 0 | 0 | 0 | 0
|  |  |  | 15.36 | 30.72 | 0 | 0 | 0 | 0 | 0 | 7.48 | 0.10709 | 0 | 30.72 | 30.72 | 0 | 0 | 0 | 0 | 0 | 1 | 0 | 0 | 0 | 0
|  |  |  | 13.96 | 27.92 | 0 | 0 | 0 | 0 | 0 | 7.48 | 0.10709 | 0 | 27.92 | 27.92 | 0 | 0 | 0 | 0 | 0 | 1 | 0 | 0 | 0 | 0
|  |  |  | 15.08 | 30.16 | 0 | 0 | 0 | 0 | 0 | 7.48 | 0.10709 | 0 | 30.16 | 30.16 | 0 | 0 | 0 | 0 | 0 | 1 | 0 | 0 | 0 | 0
|  |  |  | 15.88 | 31.76 | 0 | 0 | 0 | 0 | 0 | 7.48 | 0.10709 | 0 | 31.76 | 31.76 | 0 | 0 | 0 | 0 | 0 | 1 | 0 | 0 | 0 | 0
|  |  |  | 14.36 | 28.72 | 0 | 0 | 0 | 0 | 0 | 7.48 | 0.10709 | 0 | 28.72 | 28.72 | 0 | 0 | 0 | 0 | 0 | 1 | 0 | 0 | 0 | 0
|  |  |  | 18.88 | 37.76 | 0 | 0 | 0 | 0 | 0 | 7.48 | 0.10709 | 0 | 37.76 | 37.76 | 0 | 0 | 0 | 0 | 0 | 1 | 0 | 0 | 0 | 0
|  |  |  | 21.1467 | 42.2933 | 0 | 0 | 0 | 0 | 0 | 7.48 | 0.10709 | 0 | 42.293 | 42.293 | 0 | 0 | 0 | 0 | 0 | 1 | 0 | 0 | 0 | 0
|  |  |  | 24.1067 | 48.2133 | 0 | 0 | 0 | 0 | 0 | 7.48 | 0.10709 | 0 | 48.213 | 48.213 | 0 | 0 | 0 | 0 | 0 | 1 | 0 | 0 | 0 | 0
|  |  |  | 23.8133 | 47.6267 | 0 | 0 | 0 | 0 | 0 | 7.48 | 0.10709 | 0 | 47.627 | 37.336 | 0 | 10.291 | 0 | 0 | 10.291 | 1 | 0 | 0 | 0 | 0
|  |  |  | 23.4933 | 46.9867 | 0 | 0 | 0 | 0 | 0 | 7.48 | 0.10709 | 0 | 46.987 | 16.227 | 0 | 30.759 | 0 | 0 | 30.759 | 1 | 0 | 0 | 0 | 0
|  |  |  | 24.5333 | 49.0667 | 0 | 0 | 0 | 0 | 0 | 7.48 | 0.10709 | 0 | 49.067 | 35.639 | 0 | 13.427 | 0 | 0 | 13.427 | 1 | 0 | 0 | 0 | 0
|  |  |  | 29.0933 | 58.1867 | 0 | 0 | 0 | 0 | 0 | 7.48 | 0.12502 | 0 | 58.187 | 27.994 | 0 | 30.193 | 0 | 0 | 30.193 | 1 | 0 | 0 | 0 | 0
|  |  |  | 28.8533 | 57.7067 | 0 | 0 | 0 | 0 | 0 | 7.48 | 0.12502 | 0 | 57.707 | 29.479 | 0 | 28.228 | 0 | 0 | 28.228 | 1 | 0 | 0 | 0 | 0
|  |  |  | 27.8533 | 55.7067 | 0 | 0 | 0 | 0 | 0 | 7.48 | 0.12502 | 0 | 55.707 | 27.869 | 0 | 27.837 | 0 | 0 | 27.837 | 1 | 0 | 0 | 0 | 0
|  |  |  | 27.8533 | 55.7067 | 0 | 0 | 0 | 0 | 0 | 12.23 | 0.12502 | 0 | 55.707 | 28.625 | 0 | 27.081 | 0 | 0 | 27.081 | 1 | 0 | 0 | 0 | 0
|  |  |  | 26.5467 | 53.0933 | 0 | 0 | 0 | 0 | 0 | 12.23 | 0.12502 | 0 | 53.093 | 11.967 | 0 | 41.126 | 0 | 0 | 41.126 | 1 | 0 | 0 | 0 | 0
|  |  |  | 26.52 | 53.04 | 0 | 0 | 0 | 0 | 0 | 12.23 | 0.12502 | 0 | 53.04 | 31.791 | 0 | 21.249 | 0 | 0 | 21.249 | 1 | 0 | 0 | 0 | 0
|  |  |  | 30.5733 | 61.1467 | 0 | 0 | 0 | 0 | 0 | 12.23 | 0.12502 | 0 | 61.147 | 58.678 | 0 | 2.469 | 0 | 0 | 2.469 | 1 | 0 | 0 | 0 | 0
|  |  |  | 31.16 | 62.32 | 0 | 0 | 0 | 0 | 0 | 7.48 | 0.12502 | 0 | 62.32 | 60.813 | 0 | 0 | 0 | 0 | 0 | 0.9466 | 0 | 1.507 | 0 | 0
|  |  |  | 32.96 | 65.92 | 0 | 0 | 0 | 0 | 0 | 7.48 | 0.12502 | 0 | 65.92 | 60.813 | 0 | 0 | 0 | 0 | 0 | 0.76569 | 0 | 5.107 | 0 | 0
|  |  |  | 32.2 | 64.4 | 0 | 0 | 0 | 0 | 0 | 7.48 | 0.12502 | 0 | 64.4 | 52.097 | 0 | 0 | 0 | 0 | 0 | 0.32991 | 0 | 12.303 | 0 | 0
|  |  |  | 32.24 | 64.48 | 0 | 0 | 0 | 0 | 0 | 7.48 | 0.10709 | 0 | 64.48 | 60.813 | 0 | 0 | 0 | 0 | 0 | 0.2 | 0 | 3.667 | 0 | 0
|  |  |  | 28.76 | 57.52 | 0 | 0 | 0 | 0 | 0 | 7.48 | 0.10709 | 3.293 | 57.52 | 57.52 | 0 | 0 | 0 | 0 | 0 | 0.30479 | 0 | 0 | 0 | 0
|  |  |  | 16.48 | 32.96 | 0 | 0 | 0 | 0 | 0 | 7.48 | 0.10709 | 3.11 | 32.96 | 32.96 | 0 | 0 | 0 | 0 | 0 | 0.40379 | 0 | 0 | 0 | 0
|  |  |  | 14.24 | 28.48 | 0 | 0 | 0 | 0 | 0 | 7.48 | 0.10709 | 0 | 28.48 | 28.48 | 0 | 0 | 0 | 0 | 0 | 0.40379 | 0 | 0 | 0 | 0
|  |  |  | 14.8 | 29.6 | 0 | 0 | 0 | 0 | 0 | 7.48 | 0.10709 | 0 | 29.6 | 29.6 | 0 | 0 | 0 | 0 | 0 | 0.40379 | 0 | 0 | 0 | 0
|  |  |  | 18.28 | 36.56 | 0 | 0 | 0 | 0 | 0 | 7.48 | 0.10709 | 0 | 36.56 | 36.56 | 0 | 0 | 0 | 0 | 0 | 0.40379 | 0 | 0 | 0 | 0
|  |  |  | 18.52 | 37.04 | 0 | 0 | 0 | 0 | 0 | 7.48 | 0.10709 | 0 | 37.04 | 37.04 | 0 | 0 | 0 | 0 | 0 | 0.40379 | 0 | 0 | 0 | 0
|  |  |  | 16.96 | 33.92 | 0 | 0 | 0 | 0 | 0 | 7.48 | 0.10709 | 0 | 33.92 | 33.92 | 0 | 0 | 0 | 0 | 0 | 0.40379 | 0 | 0 | 0 | 0
|  |  |  | 18.84 | 37.68 | 0 | 0 | 0 | 0 | 0 | 7.48 | 0.10709 | 0 | 37.68 | 37.68 | 0 | 0 | 0 | 0 | 0 | 0.40379 | 0 | 0 | 0 | 0
|  |  |  | 20.24 | 40.48 | 0 | 0 | 0 | 0 | 0 | 7.48 | 0.10709 | 0 | 40.48 | 40.48 | 0 | 0 | 0 | 0 | 0 | 0.40379 | 0 | 0 | 0 | 0
|  |  |  | 20.28 | 40.56 | 0 | 0 | 0 | 0 | 0 | 7.48 | 0.10709 | 0 | 40.56 | 40.56 | 0 | 0 | 0 | 0 | 0 | 0.40379 | 0 | 0 | 0 | 0
|  |  |  | 19.68 | 39.36 | 0 | 0 | 0 | 0 | 0 | 7.48 | 0.10709 | 0 | 39.36 | 28.704 | 0 | 10.656 | 0 | 0 | 10.656 | 0.40379 | 0 | 0 | 0 | 0
|  |  |  | 19 | 38 | 0 | 0 | 0 | 0 | 0 | 7.48 | 0.10709 | 0 | 38 | 6.208 | 0 | 31.792 | 0 | 0 | 31.792 | 0.40379 | 0 | 0 | 0 | 0
|  |  |  | 19 | 38 | 0 | 0 | 0 | 0 | 0 | 7.48 | 0.10709 | 0 | 38 | 10.692 | 0 | 27.308 | 0 | 0 | 27.308 | 0.40379 | 0 | 0 | 0 | 0
|  |  |  | 18.84 | 37.68 | 0 | 0 | 0 | 0 | 0 | 7.48 | 0.10709 | 0 | 37.68 | 15.385 | 0 | 22.295 | 0 | 0 | 22.295 | 0.40379 | 0 | 0 | 0 | 0
|  |  |  | 18.88 | 37.76 | 0 | 0 | 0 | 0 | 0 | 7.48 | 0.10709 | 0 | 37.76 | 0 | 0 | 49.515 | 11.755 | 0 | 37.76 | 0.77793 | 0 | 0 | 0 | 0
|  |  |  | 18.6 | 37.2 | 0 | 0 | 0 | 0 | 0 | 7.48 | 0.10709 | 0 | 37.2 | 6.541 | 0 | 30.659 | 0 | 0 | 30.659 | 0.77793 | 0 | 0 | 0 | 0
|  |  |  | 18.8 | 37.6 | 0 | 0 | 0 | 0 | 0 | 7.48 | 0.10709 | 0 | 37.6 | 0 | 0 | 44.577 | 6.977 | 0 | 37.6 | 1 | 0 | 0 | 0 | 0
|  |  |  | 18.64 | 37.28 | 0 | 0 | 0 | 0 | 0 | 7.48 | 0.10709 | 0 | 37.28 | 11.886 | 0 | 25.394 | 0 | 0 | 25.394 | 1 | 0 | 0 | 0 | 0
|  |  |  | 18.6 | 37.2 | 0 | 0 | 0 | 0 | 0 | 7.48 | 0.10709 | 0 | 37.2 | 23.747 | 0 | 13.453 | 0 | 0 | 13.453 | 1 | 0 | 0 | 0 | 0
|  |  |  | 20.08 | 40.16 | 0 | 0 | 0 | 0 | 0 | 7.48 | 0.10709 | 0 | 40.16 | 39.467 | 0 | 0.693 | 0 | 0 | 0.693 | 1 | 0 | 0 | 0 | 0
|  |  |  | 20.12 | 40.24 | 0 | 0 | 0 | 0 | 0 | 7.48 | 0.10709 | 0 | 40.24 | 40.24 | 0 | 0 | 0 | 0 | 0 | 1 | 0 | 0 | 0 | 0
|  |  |  | 20.16 | 40.32 | 0 | 0 | 0 | 0 | 0 | 7.48 | 0.10709 | 0 | 40.32 | 40.32 | 0 | 0 | 0 | 0 | 0 | 1 | 0 | 0 | 0 | 0
|  |  |  | 20.6 | 41.2 | 0 | 0 | 0 | 0 | 0 | 7.48 | 0.10709 | 0 | 41.2 | 41.2 | 0 | 0 | 0 | 0 | 0 | 1 | 0 | 0 | 0 | 0
|  |  |  | 20.44 | 40.88 | 0 | 0 | 0 | 0 | 0 | 7.48 | 0.10709 | 0 | 40.88 | 40.88 | 0 | 0 | 0 | 0 | 0 | 1 | 0 | 0 | 0 | 0
|  |  |  | 20.52 | 41.04 | 0 | 0 | 0 | 0 | 0 | 7.48 | 0.10709 | 0 | 41.04 | 41.04 | 0 | 0 | 0 | 0 | 0 | 1 | 0 | 0 | 0 | 0
|  |  |  | 14.96 | 29.92 | 0 | 0 | 0 | 0 | 0 | 7.48 | 0.10709 | 0 | 29.92 | 29.92 | 0 | 0 | 0 | 0 | 0 | 1 | 0 | 0 | 0 | 0
|  |  |  | 13.04 | 26.08 | 0 | 0 | 0 | 0 | 0 | 7.48 | 0.10709 | 0 | 26.08 | 26.08 | 0 | 0 | 0 | 0 | 0 | 1 | 0 | 0 | 0 | 0
|  |  |  | 12.32 | 24.64 | 0 | 0 | 0 | 0 | 0 | 7.48 | 0.10709 | 0 | 24.64 | 24.64 | 0 | 0 | 0 | 0 | 0 | 1 | 0 | 0 | 0 | 0
|  |  |  | 11.6 | 23.2 | 0 | 0 | 0 | 0 | 0 | 7.48 | 0.10709 | 0 | 23.2 | 23.2 | 0 | 0 | 0 | 0 | 0 | 1 | 0 | 0 | 0 | 0
|  |  |  | 11.68 | 23.36 | 0 | 0 | 0 | 0 | 0 | 7.48 | 0.10709 | 0 | 23.36 | 23.36 | 0 | 0 | 0 | 0 | 0 | 1 | 0 | 0 | 0 | 0
|  |  |  | 12.84 | 25.68 | 0 | 0 | 0 | 0 | 0 | 7.48 | 0.10709 | 0 | 25.68 | 25.68 | 0 | 0 | 0 | 0 | 0 | 1 | 0 | 0 | 0 | 0
|  |  |  | 18.44 | 36.88 | 0 | 0 | 0 | 0 | 0 | 7.48 | 0.10709 | 0 | 36.88 | 36.88 | 0 | 0 | 0 | 0 | 0 | 1 | 0 | 0 | 0 | 0
|  |  |  | 22.88 | 45.76 | 0 | 0 | 0 | 0 | 0 | 7.48 | 0.10709 | 0 | 45.76 | 45.76 | 0 | 0 | 0 | 0 | 0 | 1 | 0 | 0 | 0 | 0
|  |  |  | 31.72 | 63.44 | 0 | 0 | 0 | 0 | 0 | 7.48 | 0.10709 | 0 | 63.44 | 60.813 | 0 | 0 | 0 | 0 | 0 | 0.90693 | 0 | 2.627 | 0 | 0
|  |  |  | 31.92 | 63.84 | 0 | 0 | 0 | 0 | 0 | 7.48 | 0.10709 | 0 | 63.84 | 60.813 | 0 | 0.265 | 0 | 0 | 0.265 | 0.80907 | 0 | 2.763 | 0 | 0
|  |  |  | 32.12 | 64.24 | 0 | 0 | 0 | 0 | 0 | 7.48 | 0.10709 | 0 | 64.24 | 60.813 | 0 | 2.481 | 0 | 0 | 2.481 | 0.77556 | 0 | 0.946 | 0 | 0
|  |  |  | 33.32 | 66.64 | 0 | 0 | 0 | 0 | 0 | 7.48 | 0.10709 | 3.418 | 66.64 | 57.395 | 0 | 9.245 | 0 | 0 | 9.245 | 0.88435 | 0 | 0 | 0 | 0
|  |  |  | 37.88 | 75.76 | 0 | 0 | 0 | 0 | 0 | 7.48 | 0.10709 | 3.634 | 75.76 | 41.108 | 0 | 34.652 | 0 | 0 | 34.652 | 1 | 0 | 0 | 0 | 0
|  |  |  | 36.32 | 72.64 | 0 | 0 | 0 | 0 | 0 | 7.48 | 0.10709 | 0 | 72.64 | 29.511 | 0 | 43.129 | 0 | 0 | 43.129 | 1 | 0 | 0 | 0 | 0
|  |  |  | 34.4 | 68.8 | 0 | 0 | 0 | 0 | 0 | 7.48 | 0.10709 | 0 | 68.8 | 6.16 | 0 | 62.64 | 0 | 0 | 62.64 | 1 | 0 | 0 | 0 | 0
|  |  |  | 34.04 | 68.08 | 0 | 0 | 0 | 0 | 0 | 7.48 | 0.10709 | 0 | 68.08 | 13.174 | 0 | 54.906 | 0 | 0 | 54.906 | 1 | 0 | 0 | 0 | 0
|  |  |  | 31.56 | 63.12 | 0 | 0 | 0 | 0 | 0 | 7.48 | 0.10709 | 0 | 63.12 | 22.246 | 0 | 40.874 | 0 | 0 | 40.874 | 1 | 0 | 0 | 0 | 0
|  |  |  | 30.72 | 61.44 | 0 | 0 | 0 | 0 | 0 | 7.48 | 0.10709 | 0 | 61.44 | 40.14 | 0 | 21.3 | 0 | 0 | 21.3 | 1 | 0 | 0 | 0 | 0
|  |  |  | 31.76 | 63.52 | 0 | 0 | 0 | 0 | 0 | 7.48 | 0.10709 | 0 | 63.52 | 60.813 | 0 | 2.67 | 0 | 0 | 2.67 | 0.99869 | 0 | 0.037 | 0 | 0
|  |  |  | 32.64 | 65.28 | 0 | 0 | 0 | 0 | 0 | 7.48 | 0.10709 | 0 | 65.28 | 60.813 | 0 | 0 | 0 | 0 | 0 | 0.84044 | 0 | 4.467 | 0 | 0
|  |  |  | 32.52 | 65.04 | 0 | 0 | 0 | 0 | 0 | 7.48 | 0.10709 | 0 | 65.04 | 60.813 | 0 | 0 | 0 | 0 | 0 | 0.6907 | 0 | 4.227 | 0 | 0
|  |  |  | 32.56 | 65.12 | 0 | 0 | 0 | 0 | 0 | 7.48 | 0.10709 | 0 | 65.12 | 60.813 | 0 | 0 | 0 | 0 | 0 | 0.53813 | 0 | 4.307 | 0 | 0
|  |  |  | 31.84 | 63.68 | 0 | 0 | 0 | 0 | 0 | 7.48 | 0.10709 | 0 | 63.68 | 60.813 | 0 | 0 | 0 | 0 | 0 | 0.43656 | 0 | 2.867 | 0 | 0
|  |  |  | 27.92 | 55.84 | 0 | 0 | 0 | 0 | 0 | 7.48 | 0.10709 | 4.973 | 55.84 | 55.84 | 0 | 0 | 0 | 0 | 0 | 0.59483 | 0 | 0 | 0 | 0
|  |  |  | 18.36 | 36.72 | 0 | 0 | 0 | 0 | 0 | 7.48 | 0.10709 | 12.554 | 36.72 | 36.72 | 0 | 0 | 0 | 0 | 0 | 0.99439 | 0 | 0 | 0 | 0
|  |  |  | 13.16 | 26.32 | 0 | 0 | 0 | 0 | 0 | 7.48 | 0.10709 | 0.176 | 26.32 | 26.32 | 0 | 0 | 0 | 0 | 0 | 1 | 0 | 0 | 0 | 0
|  |  |  | 12.72 | 25.44 | 0 | 0 | 0 | 0 | 0 | 7.48 | 0.10709 | 0 | 25.44 | 25.44 | 0 | 0 | 0 | 0 | 0 | 1 | 0 | 0 | 0 | 0
|  |  |  | 13.88 | 27.76 | 0 | 0 | 0 | 0 | 0 | 7.48 | 0.10709 | 0 | 27.76 | 27.76 | 0 | 0 | 0 | 0 | 0 | 1 | 0 | 0 | 0 | 0
|  |  |  | 12 | 24 | 0 | 0 | 0 | 0 | 0 | 7.48 | 0.10709 | 0 | 24 | 24 | 0 | 0 | 0 | 0 | 0 | 1 | 0 | 0 | 0 | 0
|  |  |  | 12.96 | 25.92 | 0 | 0 | 0 | 0 | 0 | 7.48 | 0.10709 | 0 | 25.92 | 25.92 | 0 | 0 | 0 | 0 | 0 | 1 | 0 | 0 | 0 | 0
|  |  |  | 18.6 | 37.2 | 0 | 0 | 0 | 0 | 0 | 7.48 | 0.10709 | 0 | 37.2 | 37.2 | 0 | 0 | 0 | 0 | 0 | 1 | 0 | 0 | 0 | 0
|  |  |  | 23.44 | 46.88 | 0 | 0 | 0 | 0 | 0 | 7.48 | 0.10709 | 0 | 46.88 | 46.88 | 0 | 0 | 0 | 0 | 0 | 1 | 0 | 0 | 0 | 0
|  |  |  | 30.92 | 61.84 | 0 | 0 | 0 | 0 | 0 | 7.48 | 0.10709 | 0 | 61.84 | 60.813 | 0 | 0 | 0 | 0 | 0 | 0.96361 | 0 | 1.027 | 0 | 0
|  |  |  | 30.72 | 61.44 | 0 | 0 | 0 | 0 | 0 | 7.48 | 0.10709 | 1.143 | 61.44 | 51.225 | 0 | 10.215 | 0 | 0 | 10.215 | 1 | 0 | 0 | 0 | 0
|  |  |  | 32.76 | 65.52 | 0 | 0 | 0 | 0 | 0 | 7.48 | 0.10709 | 0 | 65.52 | 34.32 | 0 | 31.2 | 0 | 0 | 31.2 | 1 | 0 | 0 | 0 | 0
|  |  |  | 31.68 | 63.36 | 0 | 0 | 0 | 0 | 0 | 7.48 | 0.10709 | 0 | 63.36 | 27.109 | 0 | 36.251 | 0 | 0 | 36.251 | 1 | 0 | 0 | 0 | 0
|  |  |  | 34.6 | 69.2 | 0 | 0 | 0 | 0 | 0 | 7.48 | 0.12502 | 0 | 69.2 | 8.336 | 0 | 60.864 | 0 | 0 | 60.864 | 1 | 0 | 0 | 0 | 0
|  |  |  | 34.04 | 68.08 | 0 | 0 | 0 | 0 | 0 | 7.48 | 0.12502 | 0 | 68.08 | 1.563 | 0 | 64.995 | 0 | 0 | 64.995 | 0.94609 | 0 | 1.522 | 0 | 0
|  |  |  | 31.04 | 62.08 | 0 | 0 | 0 | 0 | 0 | 7.48 | 0.12502 | 0 | 62.08 | 0 | 0 | 63.774 | 1.694 | 0 | 62.08 | 1 | 0 | 0 | 0 | 0
|  |  |  | 30.72 | 61.44 | 0 | 0 | 0 | 0 | 0 | 12.23 | 0.12502 | 0 | 61.44 | 9.519 | 0 | 51.921 | 0 | 0 | 51.921 | 1 | 0 | 0 | 0 | 0
|  |  |  | 29.76 | 59.52 | 0 | 0 | 0 | 0 | 0 | 12.23 | 0.12502 | 0 | 59.52 | 20.019 | 0 | 39.501 | 0 | 0 | 39.501 | 1 | 0 | 0 | 0 | 0
|  |  |  | 29.4 | 58.8 | 0 | 0 | 0 | 0 | 0 | 12.23 | 0.12502 | 0 | 58.8 | 35.46 | 0 | 23.34 | 0 | 0 | 23.34 | 1 | 0 | 0 | 0 | 0
|  |  |  | 30.52 | 61.04 | 0 | 0 | 0 | 0 | 0 | 12.23 | 0.12502 | 0 | 61.04 | 59.34 | 0 | 1.7 | 0 | 0 | 1.7 | 1 | 0 | 0 | 0 | 0
|  |  |  | 30.68 | 61.36 | 0 | 0 | 0 | 0 | 0 | 7.48 | 0.12502 | 0 | 61.36 | 60.813 | 0 | 0 | 0 | 0 | 0 | 0.98061 | 0 | 0.547 | 0 | 0
|  |  |  | 31.12 | 62.24 | 0 | 0 | 0 | 0 | 0 | 7.48 | 0.12502 | 0 | 62.24 | 57.063 | 0 | 0 | 0 | 0 | 0 | 0.79724 | 0 | 5.177 | 0 | 0
|  |  |  | 32.48 | 64.96 | 0 | 0 | 0 | 0 | 0 | 7.48 | 0.12502 | 0 | 64.96 | 52.406 | 0 | 0 | 0 | 0 | 0 | 0.35257 | 0 | 12.554 | 0 | 0
|  |  |  | 32.56 | 65.12 | 0 | 0 | 0 | 0 | 0 | 7.48 | 0.10709 | 0 | 65.12 | 60.813 | 0 | 0 | 0 | 0 | 0 | 0.2 | 0 | 4.307 | 0 | 0
|  |  |  | 29.64 | 59.28 | 0 | 0 | 0 | 0 | 0 | 7.48 | 0.10709 | 1.533 | 59.28 | 59.28 | 0 | 0 | 0 | 0 | 0 | 0.24878 | 0 | 0 | 0 | 0
|  |  |  | 18.8 | 37.6 | 0 | 0 | 0 | 0 | 0 | 7.48 | 0.10709 | 12.554 | 37.6 | 37.6 | 0 | 0 | 0 | 0 | 0 | 0.64834 | 0 | 0 | 0 | 0
|  |  |  | 16.24 | 32.48 | 0 | 0 | 0 | 0 | 0 | 7.48 | 0.10709 | 11.049 | 32.48 | 32.48 | 0 | 0 | 0 | 0 | 0 | 1 | 0 | 0 | 0 | 0
|  |  |  | 15.64 | 31.28 | 0 | 0 | 0 | 0 | 0 | 7.48 | 0.10709 | 0 | 31.28 | 31.28 | 0 | 0 | 0 | 0 | 0 | 1 | 0 | 0 | 0 | 0
|  |  |  | 17.64 | 35.28 | 0 | 0 | 0 | 0 | 0 | 7.48 | 0.10709 | 0 | 35.28 | 35.28 | 0 | 0 | 0 | 0 | 0 | 1 | 0 | 0 | 0 | 0
|  |  |  | 19.2 | 38.4 | 0 | 0 | 0 | 0 | 0 | 7.48 | 0.10709 | 0 | 38.4 | 38.4 | 0 | 0 | 0 | 0 | 0 | 1 | 0 | 0 | 0 | 0
|  |  |  | 16.56 | 33.12 | 0 | 0 | 0 | 0 | 0 | 7.48 | 0.10709 | 0 | 33.12 | 33.12 | 0 | 0 | 0 | 0 | 0 | 1 | 0 | 0 | 0 | 0
|  |  |  | 18.92 | 37.84 | 0 | 0 | 0 | 0 | 0 | 7.48 | 0.10709 | 0 | 37.84 | 37.84 | 0 | 0 | 0 | 0 | 0 | 1 | 0 | 0 | 0 | 0
|  |  |  | 23.52 | 47.04 | 0 | 0 | 0 | 0 | 0 | 7.48 | 0.10709 | 0 | 47.04 | 47.04 | 0 | 0 | 0 | 0 | 0 | 1 | 0 | 0 | 0 | 0
|  |  |  | 32.48 | 64.96 | 0 | 0 | 0 | 0 | 0 | 7.48 | 0.10709 | 0 | 64.96 | 60.813 | 0 | 0 | 0 | 0 | 0 | 0.85309 | 0 | 4.147 | 0 | 0
|  |  |  | 32.52 | 65.04 | 0 | 0 | 0 | 0 | 0 | 7.48 | 0.10709 | 0 | 65.04 | 60.813 | 0 | 1.159 | 0 | 0 | 1.159 | 0.7444 | 0 | 3.069 | 0 | 0
|  |  |  | 35.2 | 70.4 | 0 | 0 | 0 | 0 | 0 | 7.48 | 0.10709 | 0 | 70.4 | 60.813 | 0 | 5.429 | 0 | 0 | 5.429 | 0.5971 | 0 | 4.159 | 0 | 0
|  |  |  | 35.48 | 70.96 | 0 | 0 | 0 | 0 | 0 | 7.48 | 0.10709 | 12.554 | 70.96 | 41.636 | 0 | 29.324 | 0 | 0 | 29.324 | 0.99666 | 0 | 0 | 0 | 0
|  |  |  | 38.88 | 77.76 | 0 | 0 | 0 | 0 | 0 | 7.48 | 0.12502 | 0.105 | 77.76 | 51.258 | 0 | 26.502 | 0 | 0 | 26.502 | 1 | 0 | 0 | 0 | 0
|  |  |  | 35.92 | 71.84 | 0 | 0 | 0 | 0 | 0 | 7.48 | 0.12502 | 0 | 71.84 | 39.116 | 0 | 32.724 | 0 | 0 | 32.724 | 1 | 0 | 0 | 0 | 0
|  |  |  | 33.88 | 67.76 | 0 | 0 | 0 | 0 | 0 | 7.48 | 0.12502 | 0 | 67.76 | 47.191 | 0 | 20.569 | 0 | 0 | 20.569 | 1 | 0 | 0 | 0 | 0
|  |  |  | 32.88 | 65.76 | 0 | 0 | 0 | 0 | 0 | 12.23 | 0.12502 | 0 | 65.76 | 49.209 | 0 | 16.551 | 0 | 0 | 16.551 | 1 | 0 | 0 | 0 | 0
|  |  |  | 31.64 | 63.28 | 0 | 0 | 0 | 0 | 0 | 12.23 | 0.12502 | 0 | 63.28 | 49.209 | 0 | 7.003 | 0 | 0 | 7.003 | 0.74965 | 0 | 7.068 | 0 | 0
|  |  |  | 30.68 | 61.36 | 0 | 0 | 0 | 0 | 0 | 12.23 | 0.12502 | 0 | 61.36 | 49.209 | 0 | 3.225 | 0 | 0 | 3.225 | 0.43346 | 0 | 8.927 | 0 | 0
|  |  |  | 31.44 | 62.88 | 0 | 0 | 0 | 0 | 0 | 12.23 | 0.12502 | 0 | 62.88 | 60.813 | 0 | 0 | 0 | 0 | 0 | 0.36023 | 0 | 2.067 | 0 | 0
|  |  |  | 30.4 | 60.8 | 0 | 0 | 0 | 0 | 0 | 7.48 | 0.12502 | 0.013 | 60.8 | 60.8 | 0 | 0 | 0 | 0 | 0 | 0.36063 | 0 | 0 | 0 | 0
|  |  |  | 31.64 | 63.28 | 0 | 0 | 0 | 0 | 0 | 7.48 | 0.12502 | 0 | 63.28 | 60.813 | 0 | 0 | 0 | 0 | 0 | 0.27323 | 0 | 2.467 | 0 | 0
|  |  |  | 31.44 | 62.88 | 0 | 0 | 0 | 0 | 0 | 7.48 | 0.12502 | 0 | 62.88 | 60.813 | 0 | 0 | 0 | 0 | 0 | 0.2 | 0 | 2.067 | 0 | 0
|  |  |  | 30.32 | 60.64 | 0 | 0 | 0 | 0 | 0 | 7.48 | 0.10709 | 0.173 | 60.64 | 60.64 | 0 | 0 | 0 | 0 | 0 | 0.20549 | 0 | 0 | 0 | 0
|  |  |  | 26.88 | 53.76 | 0 | 0 | 0 | 0 | 0 | 7.48 | 0.10709 | 7.053 | 53.76 | 53.76 | 0 | 0 | 0 | 0 | 0 | 0.42996 | 0 | 0 | 0 | 0
|  |  |  | 17.92 | 35.84 | 0 | 0 | 0 | 0 | 0 | 7.48 | 0.10709 | 6.931 | 35.84 | 35.84 | 0 | 0 | 0 | 0 | 0 | 0.65055 | 0 | 0 | 0 | 0
|  |  |  | 13.36 | 26.72 | 0 | 0 | 0 | 0 | 0 | 7.48 | 0.10709 | 0 | 26.72 | 26.72 | 0 | 0 | 0 | 0 | 0 | 0.65055 | 0 | 0 | 0 | 0
|  |  |  | 12.84 | 25.68 | 0 | 0 | 0 | 0 | 0 | 7.48 | 0.10709 | 0 | 25.68 | 25.68 | 0 | 0 | 0 | 0 | 0 | 0.65055 | 0 | 0 | 0 | 0
|  |  |  | 12.24 | 24.48 | 0 | 0 | 0 | 0 | 0 | 7.48 | 0.10709 | 0 | 24.48 | 24.48 | 0 | 0 | 0 | 0 | 0 | 0.65055 | 0 | 0 | 0 | 0
|  |  |  | 11.96 | 23.92 | 0 | 0 | 0 | 0 | 0 | 7.48 | 0.10709 | 0 | 23.92 | 23.92 | 0 | 0 | 0 | 0 | 0 | 0.65055 | 0 | 0 | 0 | 0
|  |  |  | 12.96 | 25.92 | 0 | 0 | 0 | 0 | 0 | 7.48 | 0.10709 | 0 | 25.92 | 25.92 | 0 | 0 | 0 | 0 | 0 | 0.65055 | 0 | 0 | 0 | 0
|  |  |  | 18.88 | 37.76 | 0 | 0 | 0 | 0 | 0 | 7.48 | 0.10709 | 0 | 37.76 | 37.76 | 0 | 0 | 0 | 0 | 0 | 0.65055 | 0 | 0 | 0 | 0
|  |  |  | 20.52 | 41.04 | 0 | 0 | 0 | 0 | 0 | 7.48 | 0.10709 | 0 | 41.04 | 41.04 | 0 | 0 | 0 | 0 | 0 | 0.65055 | 0 | 0 | 0 | 0
|  |  |  | 22.32 | 44.64 | 0 | 0 | 0 | 0 | 0 | 7.48 | 0.10709 | 0 | 44.64 | 44.64 | 0 | 0 | 0 | 0 | 0 | 0.65055 | 0 | 0 | 0 | 0
|  |  |  | 27.64 | 55.28 | 0 | 0 | 0 | 0 | 0 | 7.48 | 0.10709 | 0 | 55.28 | 53.491 | 0 | 1.789 | 0 | 0 | 1.789 | 0.65055 | 0 | 0 | 0 | 0
|  |  |  | 27.04 | 54.08 | 0 | 0 | 0 | 0 | 0 | 7.48 | 0.10709 | 0 | 54.08 | 46.485 | 0 | 7.595 | 0 | 0 | 7.595 | 0.65055 | 0 | 0 | 0 | 0
|  |  |  | 28.68 | 57.36 | 0 | 0 | 0 | 0 | 0 | 7.48 | 0.10709 | 0 | 57.36 | 44.336 | 0 | 13.024 | 0 | 0 | 13.024 | 0.65055 | 0 | 0 | 0 | 0
|  |  |  | 29.2 | 58.4 | 0 | 0 | 0 | 0 | 0 | 7.48 | 0.12502 | 0 | 58.4 | 17.001 | 0 | 28.845 | 0 | 0 | 28.845 | 0.20588 | 0 | 12.554 | 0 | 0
|  |  |  | 29.16 | 58.32 | 0 | 0 | 0 | 0 | 0 | 7.48 | 0.12502 | 0 | 58.32 | 0 | 0 | 70.286 | 11.966 | 0 | 58.32 | 0.58673 | 0 | 0 | 0 | 0
|  |  |  | 29.12 | 58.24 | 0 | 0 | 0 | 0 | 0 | 7.48 | 0.12502 | 0 | 58.24 | 0 | 0 | 69.732 | 11.492 | 0 | 58.24 | 0.95248 | 0 | 0 | 0 | 0
|  |  |  | 30.12 | 60.24 | 0 | 0 | 0 | 0 | 0 | 12.23 | 0.12502 | 0 | 60.24 | 0 | 0 | 61.733 | 1.493 | 0 | 60.24 | 1 | 0 | 0 | 0 | 0
|  |  |  | 28.84 | 57.68 | 0 | 0 | 0 | 0 | 0 | 12.23 | 0.12502 | 0 | 57.68 | 11.188 | 0 | 46.492 | 0 | 0 | 46.492 | 1 | 0 | 0 | 0 | 0
|  |  |  | 28.64 | 57.28 | 0 | 0 | 0 | 0 | 0 | 12.23 | 0.12502 | 0 | 57.28 | 32.516 | 0 | 24.764 | 0 | 0 | 24.764 | 1 | 0 | 0 | 0 | 0
|  |  |  | 30.96 | 61.92 | 0 | 0 | 0 | 0 | 0 | 12.23 | 0.12502 | 0 | 61.92 | 59.942 | 0 | 1.978 | 0 | 0 | 1.978 | 1 | 0 | 0 | 0 | 0
|  |  |  | 30.88 | 61.76 | 0 | 0 | 0 | 0 | 0 | 7.48 | 0.12502 | 0 | 61.76 | 60.813 | 0 | 0 | 0 | 0 | 0 | 0.96644 | 0 | 0.947 | 0 | 0
|  |  |  | 28.72 | 57.44 | 0 | 0 | 0 | 0 | 0 | 7.48 | 0.12502 | 0 | 57.44 | 48.356 | 0 | 0 | 0 | 0 | 0 | 0.64467 | 0 | 9.084 | 0 | 0
|  |  |  | 27.2 | 54.4 | 0 | 0 | 0 | 0 | 0 | 7.48 | 0.12502 | 0 | 54.4 | 41.846 | 0 | 0 | 0 | 0 | 0 | 0.2 | 0 | 12.554 | 0 | 0
|  |  |  | 26.52 | 53.04 | 0 | 0 | 0 | 0 | 0 | 7.48 | 0.10709 | 0 | 53.04 | 53.04 | 0 | 0 | 0 | 0 | 0 | 0.2 | 0 | 0 | 0 | 0
|  |  |  | 26.88 | 53.76 | 0 | 0 | 0 | 0 | 0 | 7.48 | 0.10709 | 0 | 53.76 | 53.76 | 0 | 0 | 0 | 0 | 0 | 0.2 | 0 | 0 | 0 | 0
|  |  |  | 22.04 | 44.08 | 0 | 0 | 0 | 0 | 0 | 7.48 | 0.10709 | 0 | 44.08 | 44.08 | 0 | 0 | 0 | 0 | 0 | 0.2 | 0 | 0 | 0 | 0
|  |  |  | 21.68 | 43.36 | 0 | 0 | 0 | 0 | 0 | 7.48 | 0.10709 | 0 | 43.36 | 43.36 | 0 | 0 | 0 | 0 | 0 | 0.2 | 0 | 0 | 0 | 0
|  |  |  | 20.04 | 40.08 | 0 | 0 | 0 | 0 | 0 | 7.48 | 0.10709 | 0 | 40.08 | 40.08 | 0 | 0 | 0 | 0 | 0 | 0.2 | 0 | 0 | 0 | 0
|  |  |  | 17.64 | 35.28 | 0 | 0 | 0 | 0 | 0 | 7.48 | 0.10709 | 0 | 35.28 | 35.28 | 0 | 0 | 0 | 0 | 0 | 0.2 | 0 | 0 | 0 | 0
|  |  |  | 17.36 | 34.72 | 0 | 0 | 0 | 0 | 0 | 7.48 | 0.10709 | 0 | 34.72 | 34.72 | 0 | 0 | 0 | 0 | 0 | 0.2 | 0 | 0 | 0 | 0
|  |  |  | 18.16 | 36.32 | 0 | 0 | 0 | 0 | 0 | 7.48 | 0.10709 | 0 | 36.32 | 36.32 | 0 | 0 | 0 | 0 | 0 | 0.2 | 0 | 0 | 0 | 0
|  |  |  | 24.24 | 48.48 | 0 | 0 | 0 | 0 | 0 | 7.48 | 0.10709 | 0 | 48.48 | 48.48 | 0 | 0 | 0 | 0 | 0 | 0.2 | 0 | 0 | 0 | 0
|  |  |  | 25.52 | 51.04 | 0 | 0 | 0 | 0 | 0 | 7.48 | 0.10709 | 0 | 51.04 | 51.04 | 0 | 0 | 0 | 0 | 0 | 0.2 | 0 | 0 | 0 | 0
|  |  |  | 20.68 | 41.36 | 0 | 0 | 0 | 0 | 0 | 7.48 | 0.10709 | 0 | 41.36 | 41.36 | 0 | 0 | 0 | 0 | 0 | 0.2 | 0 | 0 | 0 | 0
|  |  |  | 20.32 | 40.64 | 0 | 0 | 0 | 0 | 0 | 7.48 | 0.10709 | 0 | 40.64 | 29.707 | 0 | 10.933 | 0 | 0 | 10.933 | 0.2 | 0 | 0 | 0 | 0
|  |  |  | 24.8 | 49.6 | 0 | 0 | 0 | 0 | 0 | 7.48 | 0.10709 | 0 | 49.6 | 14.558 | 0 | 35.042 | 0 | 0 | 35.042 | 0.2 | 0 | 0 | 0 | 0
|  |  |  | 27.68 | 55.36 | 0 | 0 | 0 | 0 | 0 | 7.48 | 0.10709 | 0 | 55.36 | 0.97 | 0 | 54.39 | 0 | 0 | 54.39 | 0.2 | 0 | 0 | 0 | 0
|  |  |  | 28.48 | 56.96 | 0 | 0 | 0 | 0 | 0 | 7.48 | 0.12502 | 0 | 56.96 | 0 | 0 | 65.764 | 8.804 | 0 | 56.96 | 0.48021 | 0 | 0 | 0 | 0
|  |  |  | 27.84 | 55.68 | 0 | 0 | 0 | 0 | 0 | 7.48 | 0.12502 | 0 | 55.68 | 0 | 1.41 | 68.234 | 12.554 | 0 | 55.68 | 0.87977 | 0 | 0 | 0 | 0
|  |  |  | 27.28 | 54.56 | 0 | 0 | 0 | 0 | 0 | 7.48 | 0.12502 | 0 | 54.56 | 0 | 7.59 | 58.338 | 3.778 | 0 | 54.56 | 1 | 0 | 0 | 0 | 0
|  |  |  | 27.8 | 55.6 | 0 | 0 | 0 | 0 | 0 | 12.23 | 0.12502 | 0 | 55.6 | 0 | 2.833 | 55.6 | 0 | 0 | 55.6 | 1 | 0 | 0 | 0 | 0
|  |  |  | 27.88 | 55.76 | 0 | 0 | 0 | 0 | 0 | 12.23 | 0.12502 | 0 | 55.76 | 10.893 | 0 | 44.867 | 0 | 0 | 44.867 | 1 | 0 | 0 | 0 | 0
|  |  |  | 27.24 | 54.48 | 0 | 0 | 0 | 0 | 0 | 12.23 | 0.12502 | 0 | 54.48 | 29.641 | 0 | 24.839 | 0 | 0 | 24.839 | 1 | 0 | 0 | 0 | 0
|  |  |  | 27.72 | 55.44 | 0 | 0 | 0 | 0 | 0 | 12.23 | 0.12502 | 0 | 55.44 | 53.362 | 0 | 2.078 | 0 | 0 | 2.078 | 1 | 0 | 0 | 0 | 0
|  |  |  | 28.12 | 56.24 | 0 | 0 | 0 | 0 | 0 | 7.48 | 0.12502 | 0 | 56.24 | 56.24 | 0 | 0 | 0 | 0 | 0 | 1 | 0 | 0 | 0 | 0
|  |  |  | 26.88 | 53.76 | 0 | 0 | 0 | 0 | 0 | 7.48 | 0.12502 | 0 | 53.76 | 43.728 | 0 | 0 | 0 | 0 | 0 | 0.64467 | 0 | 10.032 | 0 | 0
|  |  |  | 20.52 | 41.04 | 0 | 0 | 0 | 0 | 0 | 7.48 | 0.12502 | 0 | 41.04 | 28.486 | 0 | 0 | 0 | 0 | 0 | 0.2 | 0 | 12.554 | 0 | 0
|  |  |  | 20.28 | 40.56 | 0 | 0 | 0 | 0 | 0 | 7.48 | 0.10709 | 12.554 | 40.56 | 40.56 | 0 | 0 | 0 | 0 | 0 | 0.59956 | 0 | 0 | 0 | 0
|  |  |  | 20.56 | 41.12 | 0 | 0 | 0 | 0 | 0 | 7.48 | 0.10709 | 12.554 | 41.12 | 41.12 | 0 | 0 | 0 | 0 | 0 | 0.99913 | 0 | 0 | 0 | 0
|  |  |  | 17.08 | 34.16 | 0 | 0 | 0 | 0 | 0 | 7.48 | 0.10709 | 0.027 | 34.16 | 34.16 | 0 | 0 | 0 | 0 | 0 | 1 | 0 | 0 | 0 | 0
|  |  |  | 15 | 30 | 0 | 0 | 0 | 0 | 0 | 7.48 | 0.10709 | 0 | 30 | 30 | 0 | 0 | 0 | 0 | 0 | 1 | 0 | 0 | 0 | 0
|  |  |  | 13.68 | 27.36 | 0 | 0 | 0 | 0 | 0 | 7.48 | 0.10709 | 0 | 27.36 | 27.36 | 0 | 0 | 0 | 0 | 0 | 1 | 0 | 0 | 0 | 0
|  |  |  | 14.88 | 29.76 | 0 | 0 | 0 | 0 | 0 | 7.48 | 0.10709 | 0 | 29.76 | 29.76 | 0 | 0 | 0 | 0 | 0 | 1 | 0 | 0 | 0 | 0
|  |  |  | 12.08 | 24.16 | 0 | 0 | 0 | 0 | 0 | 7.48 | 0.10709 | 0 | 24.16 | 24.16 | 0 | 0 | 0 | 0 | 0 | 1 | 0 | 0 | 0 | 0
|  |  |  | 12.72 | 25.44 | 0 | 0 | 0 | 0 | 0 | 7.48 | 0.10709 | 0 | 25.44 | 25.44 | 0 | 0 | 0 | 0 | 0 | 1 | 0 | 0 | 0 | 0
|  |  |  | 18.72 | 37.44 | 0 | 0 | 0 | 0 | 0 | 7.48 | 0.10709 | 0 | 37.44 | 37.44 | 0 | 0 | 0 | 0 | 0 | 1 | 0 | 0 | 0 | 0
|  |  |  | 20.2 | 40.4 | 0 | 0 | 0 | 0 | 0 | 7.48 | 0.10709 | 0 | 40.4 | 40.4 | 0 | 0 | 0 | 0 | 0 | 1 | 0 | 0 | 0 | 0
|  |  |  | 27.68 | 55.36 | 0 | 0 | 0 | 0 | 0 | 7.48 | 0.10709 | 0 | 55.36 | 55.36 | 0 | 0 | 0 | 0 | 0 | 1 | 0 | 0 | 0 | 0
|  |  |  | 30.92 | 61.84 | 0 | 0 | 0 | 0 | 0 | 7.48 | 0.10709 | 0 | 61.84 | 51.007 | 0 | 10.833 | 0 | 0 | 10.833 | 1 | 0 | 0 | 0 | 0
|  |  |  | 33.12 | 66.24 | 0 | 0 | 0 | 0 | 0 | 7.48 | 0.10709 | 0 | 66.24 | 31.261 | 0 | 34.979 | 0 | 0 | 34.979 | 1 | 0 | 0 | 0 | 0
|  |  |  | 35.28 | 70.56 | 0 | 0 | 0 | 0 | 0 | 7.48 | 0.10709 | 0 | 70.56 | 15.364 | 0 | 55.196 | 0 | 0 | 55.196 | 1 | 0 | 0 | 0 | 0
|  |  |  | 38.4 | 76.8 | 0 | 0 | 0 | 0 | 0 | 7.48 | 0.12502 | 0 | 76.8 | 5.067 | 0 | 67.301 | 0 | 0 | 67.301 | 0.843 | 0 | 4.432 | 0 | 0
|  |  |  | 36.12 | 72.24 | 0 | 0 | 0 | 0 | 0 | 7.48 | 0.12502 | 0 | 72.24 | 0 | 0 | 72.188 | 0 | 0 | 72.188 | 0.84115 | 0 | 0.052 | 0 | 0
|  |  |  | 32.32 | 64.64 | 0 | 0 | 0 | 0 | 0 | 7.48 | 0.12502 | 0 | 64.64 | 0 | 0 | 69.631 | 4.991 | 0 | 64.64 | 1 | 0 | 0 | 0 | 0
|  |  |  | 30.92 | 61.84 | 0 | 0 | 0 | 0 | 0 | 12.23 | 0.12502 | 0 | 61.84 | 0.283 | 0 | 61.557 | 0 | 0 | 61.557 | 1 | 0 | 0 | 0 | 0
|  |  |  | 28 | 56 | 0 | 0 | 0 | 0 | 0 | 12.23 | 0.12502 | 0 | 56 | 8.992 | 0 | 47.008 | 0 | 0 | 47.008 | 1 | 0 | 0 | 0 | 0
|  |  |  | 28.04 | 56.08 | 0 | 0 | 0 | 0 | 0 | 12.23 | 0.12502 | 0 | 56.08 | 30.447 | 0 | 25.633 | 0 | 0 | 25.633 | 1 | 0 | 0 | 0 | 0
|  |  |  | 29.4 | 58.8 | 0 | 0 | 0 | 0 | 0 | 12.23 | 0.12502 | 0 | 58.8 | 54.404 | 0 | 4.396 | 0 | 0 | 4.396 | 1 | 0 | 0 | 0 | 0
|  |  |  | 30.4 | 60.8 | 0 | 0 | 0 | 0 | 0 | 7.48 | 0.12502 | 0 | 60.8 | 60.8 | 0 | 0 | 0 | 0 | 0 | 1 | 0 | 0 | 0 | 0
|  |  |  | 31.24 | 62.48 | 0 | 0 | 0 | 0 | 0 | 7.48 | 0.12502 | 0 | 62.48 | 53.316 | 0 | 0 | 0 | 0 | 0 | 0.6754 | 0 | 9.164 | 0 | 0
|  |  |  | 31.8 | 63.6 | 0 | 0 | 0 | 0 | 0 | 7.48 | 0.12502 | 0 | 63.6 | 51.046 | 0 | 0 | 0 | 0 | 0 | 0.23073 | 0 | 12.554 | 0 | 0
|  |  |  | 30.84 | 61.68 | 0 | 0 | 0 | 0 | 0 | 7.48 | 0.10709 | 0 | 61.68 | 60.813 | 0 | 0 | 0 | 0 | 0 | 0.2 | 0 | 0.867 | 0 | 0
|  |  |  | 28.28 | 56.56 | 0 | 0 | 0 | 0 | 0 | 7.48 | 0.10709 | 4.253 | 56.56 | 56.56 | 0 | 0 | 0 | 0 | 0 | 0.33535 | 0 | 0 | 0 | 0
|  |  |  | 16.8 | 33.6 | 0 | 0 | 0 | 0 | 0 | 7.48 | 0.10709 | 2.389 | 33.6 | 33.6 | 0 | 0 | 0 | 0 | 0 | 0.41139 | 0 | 0 | 0 | 0
|  |  |  | 15.04 | 30.08 | 0 | 0 | 0 | 0 | 0 | 7.48 | 0.10709 | 0 | 30.08 | 30.08 | 0 | 0 | 0 | 0 | 0 | 0.41139 | 0 | 0 | 0 | 0
|  |  |  | 14.96 | 29.92 | 0 | 0 | 0 | 0 | 0 | 7.48 | 0.10709 | 0 | 29.92 | 29.92 | 0 | 0 | 0 | 0 | 0 | 0.41139 | 0 | 0 | 0 | 0
|  |  |  | 15.6 | 31.2 | 0 | 0 | 0 | 0 | 0 | 7.48 | 0.10709 | 0 | 31.2 | 31.2 | 0 | 0 | 0 | 0 | 0 | 0.41139 | 0 | 0 | 0 | 0
|  |  |  | 19.12 | 38.24 | 0 | 0 | 0 | 0 | 0 | 7.48 | 0.10709 | 0 | 38.24 | 38.24 | 0 | 0 | 0 | 0 | 0 | 0.41139 | 0 | 0 | 0 | 0
|  |  |  | 15.68 | 31.36 | 0 | 0 | 0 | 0 | 0 | 7.48 | 0.10709 | 0 | 31.36 | 31.36 | 0 | 0 | 0 | 0 | 0 | 0.41139 | 0 | 0 | 0 | 0
|  |  |  | 19.16 | 38.32 | 0 | 0 | 0 | 0 | 0 | 7.48 | 0.10709 | 0 | 38.32 | 38.32 | 0 | 0 | 0 | 0 | 0 | 0.41139 | 0 | 0 | 0 | 0
|  |  |  | 22.96 | 45.92 | 0 | 0 | 0 | 0 | 0 | 7.48 | 0.10709 | 0 | 45.92 | 45.92 | 0 | 0 | 0 | 0 | 0 | 0.41139 | 0 | 0 | 0 | 0
|  |  |  | 31.6 | 63.2 | 0 | 0 | 0 | 0 | 0 | 7.48 | 0.10709 | 0 | 63.2 | 60.813 | 0 | 0 | 0 | 0 | 0 | 0.32683 | 0 | 2.387 | 0 | 0
|  |  |  | 31.44 | 62.88 | 0 | 0 | 0 | 0 | 0 | 7.48 | 0.10709 | 0 | 62.88 | 51.518 | 0 | 11.362 | 0 | 0 | 11.362 | 0.32683 | 0 | 0 | 0 | 0
|  |  |  | 32.4 | 64.8 | 0 | 0 | 0 | 0 | 0 | 7.48 | 0.10709 | 0 | 64.8 | 28.725 | 0 | 36.075 | 0 | 0 | 36.075 | 0.32683 | 0 | 0 | 0 | 0
|  |  |  | 33.2 | 66.4 | 0 | 0 | 0 | 0 | 0 | 7.48 | 0.10709 | 0 | 66.4 | 10.134 | 0 | 56.266 | 0 | 0 | 56.266 | 0.32683 | 0 | 0 | 0 | 0
|  |  |  | 34.32 | 68.64 | 0 | 0 | 0 | 0 | 0 | 7.48 | 0.10709 | 0 | 68.64 | 0.357 | 0 | 68.283 | 0 | 0 | 68.283 | 0.32683 | 0 | 0 | 0 | 0
|  |  |  | 33.08 | 66.16 | 0 | 0 | 0 | 0 | 0 | 7.48 | 0.10709 | 0 | 66.16 | 0 | 0 | 73.07 | 6.91 | 0 | 66.16 | 0.54674 | 0 | 0 | 0 | 0
|  |  |  | 30.32 | 60.64 | 0 | 0 | 0 | 0 | 0 | 7.48 | 0.10709 | 0 | 60.64 | 0 | 0 | 71.445 | 10.805 | 0 | 60.64 | 0.89063 | 0 | 0 | 0 | 0
|  |  |  | 29.52 | 59.04 | 0 | 0 | 0 | 0 | 0 | 7.48 | 0.10709 | 0 | 59.04 | 0 | 0 | 62.476 | 3.436 | 0 | 59.04 | 1 | 0 | 0 | 0 | 0
|  |  |  | 28.28 | 56.56 | 0 | 0 | 0 | 0 | 0 | 7.48 | 0.10709 | 0 | 56.56 | 8.808 | 0 | 47.752 | 0 | 0 | 47.752 | 1 | 0 | 0 | 0 | 0
|  |  |  | 26.88 | 53.76 | 0 | 0 | 0 | 0 | 0 | 7.48 | 0.10709 | 0 | 53.76 | 27.094 | 0 | 26.666 | 0 | 0 | 26.666 | 1 | 0 | 0 | 0 | 0
|  |  |  | 28.36 | 56.72 | 0 | 0 | 0 | 0 | 0 | 7.48 | 0.10709 | 0 | 56.72 | 51.682 | 0 | 5.038 | 0 | 0 | 5.038 | 1 | 0 | 0 | 0 | 0
|  |  |  | 30.24 | 60.48 | 0 | 0 | 0 | 0 | 0 | 7.48 | 0.10709 | 0 | 60.48 | 60.48 | 0 | 0 | 0 | 0 | 0 | 1 | 0 | 0 | 0 | 0
|  |  |  | 29.72 | 59.44 | 0 | 0 | 0 | 0 | 0 | 7.48 | 0.10709 | 0 | 59.44 | 59.44 | 0 | 0 | 0 | 0 | 0 | 1 | 0 | 0 | 0 | 0
|  |  |  | 30.4 | 60.8 | 0 | 0 | 0 | 0 | 0 | 7.48 | 0.10709 | 0 | 60.8 | 60.8 | 0 | 0 | 0 | 0 | 0 | 1 | 0 | 0 | 0 | 0
|  |  |  | 29.76 | 59.52 | 0 | 0 | 0 | 0 | 0 | 7.48 | 0.10709 | 0 | 59.52 | 59.52 | 0 | 0 | 0 | 0 | 0 | 1 | 0 | 0 | 0 | 0
|  |  |  | 24.16 | 48.32 | 0 | 0 | 0 | 0 | 0 | 7.48 | 0.10709 | 0 | 48.32 | 48.32 | 0 | 0 | 0 | 0 | 0 | 1 | 0 | 0 | 0 | 0
|  |  |  | 15.96 | 31.92 | 0 | 0 | 0 | 0 | 0 | 7.48 | 0.10709 | 0 | 31.92 | 31.92 | 0 | 0 | 0 | 0 | 0 | 1 | 0 | 0 | 0 | 0
|  |  |  | 14.12 | 28.24 | 0 | 0 | 0 | 0 | 0 | 7.48 | 0.10709 | 0 | 28.24 | 28.24 | 0 | 0 | 0 | 0 | 0 | 1 | 0 | 0 | 0 | 0
|  |  |  | 13.88 | 27.76 | 0 | 0 | 0 | 0 | 0 | 7.48 | 0.10709 | 0 | 27.76 | 27.76 | 0 | 0 | 0 | 0 | 0 | 1 | 0 | 0 | 0 | 0
|  |  |  | 14.4 | 28.8 | 0 | 0 | 0 | 0 | 0 | 7.48 | 0.10709 | 0 | 28.8 | 28.8 | 0 | 0 | 0 | 0 | 0 | 1 | 0 | 0 | 0 | 0
|  |  |  | 12.92 | 25.84 | 0 | 0 | 0 | 0 | 0 | 7.48 | 0.10709 | 0 | 25.84 | 25.84 | 0 | 0 | 0 | 0 | 0 | 1 | 0 | 0 | 0 | 0
|  |  |  | 13.56 | 27.12 | 0 | 0 | 0 | 0 | 0 | 7.48 | 0.10709 | 0 | 27.12 | 27.12 | 0 | 0 | 0 | 0 | 0 | 1 | 0 | 0 | 0 | 0
|  |  |  | 18.56 | 37.12 | 0 | 0 | 0 | 0 | 0 | 7.48 | 0.10709 | 0 | 37.12 | 37.12 | 0 | 0 | 0 | 0 | 0 | 1 | 0 | 0 | 0 | 0
|  |  |  | 20.32 | 40.64 | 0 | 0 | 0 | 0 | 0 | 7.48 | 0.10709 | 0 | 40.64 | 40.64 | 0 | 0 | 0 | 0 | 0 | 1 | 0 | 0 | 0 | 0
|  |  |  | 30.28 | 60.56 | 0 | 0 | 0 | 0 | 0 | 7.48 | 0.10709 | 0 | 60.56 | 60.56 | 0 | 0 | 0 | 0 | 0 | 1 | 0 | 0 | 0 | 0
|  |  |  | 31.52 | 63.04 | 0 | 0 | 0 | 0 | 0 | 7.48 | 0.10709 | 0 | 63.04 | 52.774 | 0 | 10.266 | 0 | 0 | 10.266 | 1 | 0 | 0 | 0 | 0
|  |  |  | 32.88 | 65.76 | 0 | 0 | 0 | 0 | 0 | 7.48 | 0.10709 | 0 | 65.76 | 32.129 | 0 | 33.631 | 0 | 0 | 33.631 | 1 | 0 | 0 | 0 | 0
|  |  |  | 32.36 | 64.72 | 0 | 0 | 0 | 0 | 0 | 7.48 | 0.10709 | 0 | 64.72 | 12.283 | 0 | 52.437 | 0 | 0 | 52.437 | 1 | 0 | 0 | 0 | 0
|  |  |  | 32.32 | 64.64 | 0 | 0 | 0 | 0 | 0 | 7.48 | 0.10709 | 0 | 64.64 | 1.836 | 0 | 62.804 | 0 | 0 | 62.804 | 1 | 0 | 0 | 0 | 0
|  |  |  | 35.48 | 70.96 | 0 | 0 | 0 | 0 | 0 | 7.48 | 0.10709 | 0 | 70.96 | 5.07 | 0 | 65.89 | 0 | 0 | 65.89 | 1 | 0 | 0 | 0 | 0
|  |  |  | 31.88 | 63.76 | 0 | 0 | 0 | 0 | 0 | 7.48 | 0.10709 | 0 | 63.76 | 1.523 | 0 | 62.237 | 0 | 0 | 62.237 | 1 | 0 | 0 | 0 | 0
|  |  |  | 31.16 | 62.32 | 0 | 0 | 0 | 0 | 0 | 7.48 | 0.10709 | 0 | 62.32 | 7.263 | 0 | 55.057 | 0 | 0 | 55.057 | 1 | 0 | 0 | 0 | 0
|  |  |  | 30.8 | 61.6 | 0 | 0 | 0 | 0 | 0 | 7.48 | 0.10709 | 0 | 61.6 | 19.441 | 0 | 42.159 | 0 | 0 | 42.159 | 1 | 0 | 0 | 0 | 0
|  |  |  | 26.6 | 53.2 | 0 | 0 | 0 | 0 | 0 | 7.48 | 0.10709 | 0 | 53.2 | 29.608 | 0 | 23.592 | 0 | 0 | 23.592 | 1 | 0 | 0 | 0 | 0
|  |  |  | 29.64 | 59.28 | 0 | 0 | 0 | 0 | 0 | 7.48 | 0.10709 | 0 | 59.28 | 57.139 | 0 | 2.141 | 0 | 0 | 2.141 | 1 | 0 | 0 | 0 | 0
|  |  |  | 30.2 | 60.4 | 0 | 0 | 0 | 0 | 0 | 7.48 | 0.10709 | 0 | 60.4 | 60.4 | 0 | 0 | 0 | 0 | 0 | 1 | 0 | 0 | 0 | 0
|  |  |  | 30.64 | 61.28 | 0 | 0 | 0 | 0 | 0 | 7.48 | 0.10709 | 0 | 61.28 | 60.813 | 0 | 0 | 0 | 0 | 0 | 0.98344 | 0 | 0.467 | 0 | 0
|  |  |  | 30.64 | 61.28 | 0 | 0 | 0 | 0 | 0 | 7.48 | 0.10709 | 0 | 61.28 | 60.813 | 0 | 0 | 0 | 0 | 0 | 0.96688 | 0 | 0.467 | 0 | 0
|  |  |  | 30.32 | 60.64 | 0 | 0 | 0 | 0 | 0 | 7.48 | 0.10709 | 0.173 | 60.64 | 60.64 | 0 | 0 | 0 | 0 | 0 | 0.97238 | 0 | 0 | 0 | 0
|  |  |  | 28.32 | 56.64 | 0 | 0 | 0 | 0 | 0 | 7.48 | 0.10709 | 0.868 | 56.64 | 56.64 | 0 | 0 | 0 | 0 | 0 | 1 | 0 | 0 | 0 | 0
|  |  |  | 20.52 | 41.04 | 0 | 0 | 0 | 0 | 0 | 7.48 | 0.10709 | 0 | 41.04 | 41.04 | 0 | 0 | 0 | 0 | 0 | 1 | 0 | 0 | 0 | 0
|  |  |  | 14.04 | 28.08 | 0 | 0 | 0 | 0 | 0 | 7.48 | 0.10709 | 0 | 28.08 | 28.08 | 0 | 0 | 0 | 0 | 0 | 1 | 0 | 0 | 0 | 0
|  |  |  | 13.48 | 26.96 | 0 | 0 | 0 | 0 | 0 | 7.48 | 0.10709 | 0 | 26.96 | 26.96 | 0 | 0 | 0 | 0 | 0 | 1 | 0 | 0 | 0 | 0
|  |  |  | 14.56 | 29.12 | 0 | 0 | 0 | 0 | 0 | 7.48 | 0.10709 | 0 | 29.12 | 29.12 | 0 | 0 | 0 | 0 | 0 | 1 | 0 | 0 | 0 | 0
|  |  |  | 12.04 | 24.08 | 0 | 0 | 0 | 0 | 0 | 7.48 | 0.10709 | 0 | 24.08 | 24.08 | 0 | 0 | 0 | 0 | 0 | 1 | 0 | 0 | 0 | 0
|  |  |  | 13.12 | 26.24 | 0 | 0 | 0 | 0 | 0 | 7.48 | 0.10709 | 0 | 26.24 | 26.24 | 0 | 0 | 0 | 0 | 0 | 1 | 0 | 0 | 0 | 0
|  |  |  | 18.76 | 37.52 | 0 | 0 | 0 | 0 | 0 | 7.48 | 0.10709 | 0 | 37.52 | 37.52 | 0 | 0 | 0 | 0 | 0 | 1 | 0 | 0 | 0 | 0
|  |  |  | 22.84 | 45.68 | 0 | 0 | 0 | 0 | 0 | 7.48 | 0.10709 | 0 | 45.68 | 45.68 | 0 | 0 | 0 | 0 | 0 | 1 | 0 | 0 | 0 | 0
|  |  |  | 30.88 | 61.76 | 0 | 0 | 0 | 0 | 0 | 7.48 | 0.10709 | 0 | 61.76 | 60.813 | 0 | 0 | 0 | 0 | 0 | 0.96644 | 0 | 0.947 | 0 | 0
|  |  |  | 28.4 | 56.8 | 0 | 0 | 0 | 0 | 0 | 7.48 | 0.10709 | 1.054 | 56.8 | 53.462 | 0 | 3.338 | 0 | 0 | 3.338 | 1 | 0 | 0 | 0 | 0
|  |  |  | 30.72 | 61.44 | 0 | 0 | 0 | 0 | 0 | 7.48 | 0.10709 | 0 | 61.44 | 47.484 | 0 | 13.956 | 0 | 0 | 13.956 | 1 | 0 | 0 | 0 | 0
|  |  |  | 30.96 | 61.92 | 0 | 0 | 0 | 0 | 0 | 7.48 | 0.10709 | 0 | 61.92 | 60.813 | 0 | 0.894 | 0 | 0 | 0.894 | 0.99245 | 0 | 0.213 | 0 | 0
|  |  |  | 31.72 | 63.44 | 0 | 0 | 0 | 0 | 0 | 7.48 | 0.12502 | 0 | 63.44 | 54.535 | 0 | 8.905 | 0 | 0 | 8.905 | 0.99245 | 0 | 0 | 0 | 0
|  |  |  | 35.96 | 71.92 | 0 | 0 | 0 | 0 | 0 | 7.48 | 0.12502 | 0 | 71.92 | 60.813 | 0 | 3.502 | 0 | 0 | 3.502 | 0.72305 | 0 | 7.606 | 0 | 0
|  |  |  | 31 | 62 | 0 | 0 | 0 | 0 | 0 | 7.48 | 0.12502 | 0 | 62 | 49.209 | 0 | 8.893 | 0 | 0 | 8.893 | 0.58496 | 0 | 3.898 | 0 | 0
|  |  |  | 26.68 | 53.36 | 0 | 0 | 0 | 0 | 0 | 12.23 | 0.12502 | 0 | 53.36 | 45.765 | 0 | 7.595 | 0 | 0 | 7.595 | 0.58496 | 0 | 0 | 0 | 0
|  |  |  | 25.84 | 51.68 | 0 | 0 | 0 | 0 | 0 | 12.23 | 0.12502 | 0 | 51.68 | 46.213 | 0 | 5.467 | 0 | 0 | 5.467 | 0.58496 | 0 | 0 | 0 | 0
|  |  |  | 24.32 | 48.64 | 0 | 0 | 0 | 0 | 0 | 12.23 | 0.12502 | 0 | 48.64 | 46.083 | 0 | 2.557 | 0 | 0 | 2.557 | 0.58496 | 0 | 0 | 0 | 0
|  |  |  | 26.36 | 52.72 | 0 | 0 | 0 | 0 | 0 | 12.23 | 0.12502 | 0 | 52.72 | 52.72 | 0 | 0 | 0 | 0 | 0 | 0.58496 | 0 | 0 | 0 | 0
|  |  |  | 25.28 | 50.56 | 0 | 0 | 0 | 0 | 0 | 7.48 | 0.12502 | 0 | 50.56 | 50.56 | 0 | 0 | 0 | 0 | 0 | 0.58496 | 0 | 0 | 0 | 0
|  |  |  | 28.16 | 56.32 | 0 | 0 | 0 | 0 | 0 | 7.48 | 0.12502 | 0 | 56.32 | 56.32 | 0 | 0 | 0 | 0 | 0 | 0.58496 | 0 | 0 | 0 | 0
|  |  |  | 28.92 | 57.84 | 0 | 0 | 0 | 0 | 0 | 7.48 | 0.12502 | 0 | 57.84 | 46.972 | 0 | 0 | 0 | 0 | 0 | 0.2 | 0 | 10.868 | 0 | 0
|  |  |  | 29.68 | 59.36 | 0 | 0 | 0 | 0 | 0 | 7.48 | 0.10709 | 1.453 | 59.36 | 59.36 | 0 | 0 | 0 | 0 | 0 | 0.24623 | 0 | 0 | 0 | 0
|  |  |  | 25.12 | 50.24 | 0 | 0 | 0 | 0 | 0 | 7.48 | 0.10709 | 10.573 | 50.24 | 50.24 | 0 | 0 | 0 | 0 | 0 | 0.58273 | 0 | 0 | 0 | 0
|  |  |  | 16.56 | 33.12 | 0 | 0 | 0 | 0 | 0 | 7.48 | 0.10709 | 12.554 | 33.12 | 33.12 | 0 | 0 | 0 | 0 | 0 | 0.9823 | 0 | 0 | 0 | 0
|  |  |  | 14.96 | 29.92 | 0 | 0 | 0 | 0 | 0 | 7.48 | 0.10709 | 0.556 | 29.92 | 29.92 | 0 | 0 | 0 | 0 | 0 | 1 | 0 | 0 | 0 | 0
|  |  |  | 13.76 | 27.52 | 0 | 0 | 0 | 0 | 0 | 7.48 | 0.10709 | 0 | 27.52 | 27.52 | 0 | 0 | 0 | 0 | 0 | 1 | 0 | 0 | 0 | 0
|  |  |  | 14.2 | 28.4 | 0 | 0 | 0 | 0 | 0 | 7.48 | 0.10709 | 0 | 28.4 | 28.4 | 0 | 0 | 0 | 0 | 0 | 1 | 0 | 0 | 0 | 0
|  |  |  | 11.8 | 23.6 | 0 | 0 | 0 | 0 | 0 | 7.48 | 0.10709 | 0 | 23.6 | 23.6 | 0 | 0 | 0 | 0 | 0 | 1 | 0 | 0 | 0 | 0
|  |  |  | 12.72 | 25.44 | 0 | 0 | 0 | 0 | 0 | 7.48 | 0.10709 | 0 | 25.44 | 25.44 | 0 | 0 | 0 | 0 | 0 | 1 | 0 | 0 | 0 | 0
|  |  |  | 17.88 | 35.76 | 0 | 0 | 0 | 0 | 0 | 7.48 | 0.10709 | 0 | 35.76 | 35.76 | 0 | 0 | 0 | 0 | 0 | 1 | 0 | 0 | 0 | 0
|  |  |  | 22.52 | 45.04 | 0 | 0 | 0 | 0 | 0 | 7.48 | 0.10709 | 0 | 45.04 | 45.04 | 0 | 0 | 0 | 0 | 0 | 1 | 0 | 0 | 0 | 0
|  |  |  | 30.92 | 61.84 | 0 | 0 | 0 | 0 | 0 | 7.48 | 0.10709 | 0 | 61.84 | 60.813 | 0 | 0 | 0 | 0 | 0 | 0.96361 | 0 | 1.027 | 0 | 0
|  |  |  | 30.96 | 61.92 | 0 | 0 | 0 | 0 | 0 | 7.48 | 0.10709 | 0 | 61.92 | 60.813 | 0 | 0.705 | 0 | 0 | 0.705 | 0.94936 | 0 | 0.402 | 0 | 0
|  |  |  | 33.8 | 67.6 | 0 | 0 | 0 | 0 | 0 | 7.48 | 0.10709 | 0 | 67.6 | 60.813 | 0 | 4.396 | 0 | 0 | 4.396 | 0.86466 | 0 | 2.391 | 0 | 0
|  |  |  | 32.68 | 65.36 | 0 | 0 | 0 | 0 | 0 | 7.48 | 0.10709 | 0 | 65.36 | 60.813 | 0 | 0.025 | 0 | 0 | 0.025 | 0.70447 | 0 | 4.522 | 0 | 0
|  |  |  | 35.68 | 71.36 | 0 | 0 | 0 | 0 | 0 | 7.48 | 0.12502 | 0 | 71.36 | 37.326 | 0 | 34.034 | 0 | 0 | 34.034 | 0.70447 | 0 | 0 | 0 | 0
|  |  |  | 38.08 | 76.16 | 0 | 0 | 0 | 0 | 0 | 7.48 | 0.12502 | 0 | 76.16 | 49.053 | 0 | 27.107 | 0 | 0 | 27.107 | 0.70447 | 0 | 0 | 0 | 0
|  |  |  | 35.96 | 71.92 | 0 | 0 | 0 | 0 | 0 | 7.48 | 0.12502 | 0 | 71.92 | 6.383 | 0 | 65.537 | 0 | 0 | 65.537 | 0.70447 | 0 | 0 | 0 | 0
|  |  |  | 29.12 | 58.24 | 0 | 0 | 0 | 0 | 0 | 12.23 | 0.12502 | 0 | 58.24 | 16.232 | 0 | 42.008 | 0 | 0 | 42.008 | 0.70447 | 0 | 0 | 0 | 0
|  |  |  | 28.28 | 56.56 | 0 | 0 | 0 | 0 | 0 | 12.23 | 0.12502 | 0 | 56.56 | 13.671 | 0 | 42.889 | 0 | 0 | 42.889 | 0.70447 | 0 | 0 | 0 | 0
|  |  |  | 28.04 | 56.08 | 0 | 0 | 0 | 0 | 0 | 12.23 | 0.12502 | 0 | 56.08 | 32.954 | 0 | 23.126 | 0 | 0 | 23.126 | 0.70447 | 0 | 0 | 0 | 0
|  |  |  | 28.52 | 57.04 | 0 | 0 | 0 | 0 | 0 | 12.23 | 0.12502 | 0 | 57.04 | 54.748 | 0 | 2.292 | 0 | 0 | 2.292 | 0.70447 | 0 | 0 | 0 | 0
|  |  |  | 30.08 | 60.16 | 0 | 0 | 0 | 0 | 0 | 7.48 | 0.12502 | 0 | 60.16 | 60.16 | 0 | 0 | 0 | 0 | 0 | 0.70447 | 0 | 0 | 0 | 0
|  |  |  | 30.12 | 60.24 | 0 | 0 | 0 | 0 | 0 | 7.48 | 0.12502 | 0 | 60.24 | 58.552 | 0 | 0 | 0 | 0 | 0 | 0.64467 | 0 | 1.688 | 0 | 0
|  |  |  | 29.76 | 59.52 | 0 | 0 | 0 | 0 | 0 | 7.48 | 0.12502 | 0 | 59.52 | 46.966 | 0 | 0 | 0 | 0 | 0 | 0.2 | 0 | 12.554 | 0 | 0
|  |  |  | 29.24 | 58.48 | 0 | 0 | 0 | 0 | 0 | 7.48 | 0.10709 | 2.333 | 58.48 | 58.48 | 0 | 0 | 0 | 0 | 0 | 0.27424 | 0 | 0 | 0 | 0
|  |  |  | 27.44 | 54.88 | 0 | 0 | 0 | 0 | 0 | 7.48 | 0.10709 | 5.933 | 54.88 | 54.88 | 0 | 0 | 0 | 0 | 0 | 0.46306 | 0 | 0 | 0 | 0
|  |  |  | 22.28 | 44.56 | 0 | 0 | 0 | 0 | 0 | 7.48 | 0.10709 | 12.554 | 44.56 | 44.56 | 0 | 0 | 0 | 0 | 0 | 0.86262 | 0 | 0 | 0 | 0
|  |  |  | 18.68 | 37.36 | 0 | 0 | 0 | 0 | 0 | 7.48 | 0.10709 | 4.316 | 37.36 | 37.36 | 0 | 0 | 0 | 0 | 0 | 1 | 0 | 0 | 0 | 0
|  |  |  | 18.16 | 36.32 | 0 | 0 | 0 | 0 | 0 | 7.48 | 0.10709 | 0 | 36.32 | 36.32 | 0 | 0 | 0 | 0 | 0 | 1 | 0 | 0 | 0 | 0
|  |  |  | 17.52 | 35.04 | 0 | 0 | 0 | 0 | 0 | 7.48 | 0.10709 | 0 | 35.04 | 35.04 | 0 | 0 | 0 | 0 | 0 | 1 | 0 | 0 | 0 | 0
|  |  |  | 17.56 | 35.12 | 0 | 0 | 0 | 0 | 0 | 7.48 | 0.10709 | 0 | 35.12 | 35.12 | 0 | 0 | 0 | 0 | 0 | 1 | 0 | 0 | 0 | 0
|  |  |  | 17.2 | 34.4 | 0 | 0 | 0 | 0 | 0 | 7.48 | 0.10709 | 0 | 34.4 | 34.4 | 0 | 0 | 0 | 0 | 0 | 1 | 0 | 0 | 0 | 0
|  |  |  | 17.76 | 35.52 | 0 | 0 | 0 | 0 | 0 | 7.48 | 0.10709 | 0 | 35.52 | 35.52 | 0 | 0 | 0 | 0 | 0 | 1 | 0 | 0 | 0 | 0
|  |  |  | 19.44 | 38.88 | 0 | 0 | 0 | 0 | 0 | 7.48 | 0.10709 | 0 | 38.88 | 38.88 | 0 | 0 | 0 | 0 | 0 | 1 | 0 | 0 | 0 | 0
|  |  |  | 20.44 | 40.88 | 0 | 0 | 0 | 0 | 0 | 7.48 | 0.10709 | 0 | 40.88 | 40.88 | 0 | 0 | 0 | 0 | 0 | 1 | 0 | 0 | 0 | 0
|  |  |  | 26.68 | 53.36 | 0 | 0 | 0 | 0 | 0 | 7.48 | 0.10709 | 0 | 53.36 | 52.541 | 0 | 0.819 | 0 | 0 | 0.819 | 1 | 0 | 0 | 0 | 0
|  |  |  | 27.16 | 54.32 | 0 | 0 | 0 | 0 | 0 | 7.48 | 0.10709 | 0 | 54.32 | 49.307 | 0 | 5.013 | 0 | 0 | 5.013 | 1 | 0 | 0 | 0 | 0
|  |  |  | 28.88 | 57.76 | 0 | 0 | 0 | 0 | 0 | 7.48 | 0.10709 | 0 | 57.76 | 46.386 | 0 | 11.374 | 0 | 0 | 11.374 | 1 | 0 | 0 | 0 | 0
|  |  |  | 28.88 | 57.76 | 0 | 0 | 0 | 0 | 0 | 7.48 | 0.12502 | 0 | 57.76 | 49.837 | 0 | 7.923 | 0 | 0 | 7.923 | 1 | 0 | 0 | 0 | 0
|  |  |  | 28.88 | 57.76 | 0 | 0 | 0 | 0 | 0 | 7.48 | 0.12502 | 0 | 57.76 | 41.234 | 0 | 16.526 | 0 | 0 | 16.526 | 1 | 0 | 0 | 0 | 0
|  |  |  | 27.52 | 55.04 | 0 | 0 | 0 | 0 | 0 | 7.48 | 0.12502 | 0 | 55.04 | 38.892 | 0 | 16.148 | 0 | 0 | 16.148 | 1 | 0 | 0 | 0 | 0
|  |  |  | 27.32 | 54.64 | 0 | 0 | 0 | 0 | 0 | 12.23 | 0.12502 | 0 | 54.64 | 47.045 | 0 | 7.595 | 0 | 0 | 7.595 | 1 | 0 | 0 | 0 | 0
|  |  |  | 28.04 | 56.08 | 0 | 0 | 0 | 0 | 0 | 12.23 | 0.12502 | 0 | 56.08 | 48.195 | 0 | 7.885 | 0 | 0 | 7.885 | 1 | 0 | 0 | 0 | 0
|  |  |  | 27.68 | 55.36 | 0 | 0 | 0 | 0 | 0 | 12.23 | 0.12502 | 0 | 55.36 | 49.209 | 0 | 3.917 | 0 | 0 | 3.917 | 0.92088 | 0 | 2.234 | 0 | 0
|  |  |  | 29.4 | 58.8 | 0 | 0 | 0 | 0 | 0 | 12.23 | 0.12502 | 0 | 58.8 | 58.8 | 0 | 0 | 0 | 0 | 0 | 0.92088 | 0 | 0 | 0 | 0
|  |  |  | 27.8 | 55.6 | 0 | 0 | 0 | 0 | 0 | 7.48 | 0.12502 | 0 | 55.6 | 55.6 | 0 | 0 | 0 | 0 | 0 | 0.92088 | 0 | 0 | 0 | 0
|  |  |  | 26.72 | 53.44 | 0 | 0 | 0 | 0 | 0 | 7.48 | 0.12502 | 0 | 53.44 | 45.642 | 0 | 0 | 0 | 0 | 0 | 0.64467 | 0 | 7.798 | 0 | 0
|  |  |  | 26.92 | 53.84 | 0 | 0 | 0 | 0 | 0 | 7.48 | 0.12502 | 0 | 53.84 | 41.286 | 0 | 0 | 0 | 0 | 0 | 0.2 | 0 | 12.554 | 0 | 0
|  |  |  | 26.88 | 53.76 | 0 | 0 | 0 | 0 | 0 | 7.48 | 0.10709 | 0 | 53.76 | 53.76 | 0 | 0 | 0 | 0 | 0 | 0.2 | 0 | 0 | 0 | 0
|  |  |  | 26.24 | 52.48 | 0 | 0 | 0 | 0 | 0 | 7.48 | 0.10709 | 0 | 52.48 | 52.48 | 0 | 0 | 0 | 0 | 0 | 0.2 | 0 | 0 | 0 | 0
|  |  |  | 21.68 | 43.36 | 0 | 0 | 0 | 0 | 0 | 7.48 | 0.10709 | 0 | 43.36 | 43.36 | 0 | 0 | 0 | 0 | 0 | 0.2 | 0 | 0 | 0 | 0
|  |  |  | 22 | 44 | 0 | 0 | 0 | 0 | 0 | 7.48 | 0.10709 | 0 | 44 | 44 | 0 | 0 | 0 | 0 | 0 | 0.2 | 0 | 0 | 0 | 0
|  |  |  | 19 | 38 | 0 | 0 | 0 | 0 | 0 | 7.48 | 0.10709 | 0 | 38 | 38 | 0 | 0 | 0 | 0 | 0 | 0.2 | 0 | 0 | 0 | 0
|  |  |  | 18 | 36 | 0 | 0 | 0 | 0 | 0 | 7.48 | 0.10709 | 0 | 36 | 36 | 0 | 0 | 0 | 0 | 0 | 0.2 | 0 | 0 | 0 | 0
|  |  |  | 17.96 | 35.92 | 0 | 0 | 0 | 0 | 0 | 7.48 | 0.10709 | 0 | 35.92 | 35.92 | 0 | 0 | 0 | 0 | 0 | 0.2 | 0 | 0 | 0 | 0
|  |  |  | 18.64 | 37.28 | 0 | 0 | 0 | 0 | 0 | 7.48 | 0.10709 | 0 | 37.28 | 37.28 | 0 | 0 | 0 | 0 | 0 | 0.2 | 0 | 0 | 0 | 0
|  |  |  | 23.36 | 46.72 | 0 | 0 | 0 | 0 | 0 | 7.48 | 0.10709 | 0 | 46.72 | 46.72 | 0 | 0 | 0 | 0 | 0 | 0.2 | 0 | 0 | 0 | 0
|  |  |  | 25.08 | 50.16 | 0 | 0 | 0 | 0 | 0 | 7.48 | 0.10709 | 0 | 50.16 | 50.16 | 0 | 0 | 0 | 0 | 0 | 0.2 | 0 | 0 | 0 | 0
|  |  |  | 22.56 | 45.12 | 0 | 0 | 0 | 0 | 0 | 7.48 | 0.10709 | 0 | 45.12 | 45.12 | 0 | 0 | 0 | 0 | 0 | 0.2 | 0 | 0 | 0 | 0
|  |  |  | 20 | 40 | 0 | 0 | 0 | 0 | 0 | 7.48 | 0.10709 | 0 | 40 | 31.095 | 0 | 8.905 | 0 | 0 | 8.905 | 0.2 | 0 | 0 | 0 | 0
|  |  |  | 24 | 48 | 0 | 0 | 0 | 0 | 0 | 7.48 | 0.10709 | 0 | 48 | 16.094 | 0 | 31.906 | 0 | 0 | 31.906 | 0.2 | 0 | 0 | 0 | 0
|  |  |  | 24.88 | 49.76 | 0 | 0 | 0 | 0 | 0 | 7.48 | 0.10709 | 0 | 49.76 | 0 | 0 | 52.286 | 2.526 | 0 | 49.76 | 0.2804 | 0 | 0 | 0 | 0
|  |  |  | 26.4 | 52.8 | 0 | 0 | 0 | 0 | 0 | 7.48 | 0.12502 | 0 | 52.8 | 0 | 0.574 | 65.354 | 12.554 | 0 | 52.8 | 0.67996 | 0 | 0 | 0 | 0
|  |  |  | 26.8 | 53.6 | 0 | 0 | 0 | 0 | 0 | 7.48 | 0.12502 | 0 | 53.6 | 0 | 8.847 | 63.655 | 10.055 | 0 | 53.6 | 1 | 0 | 0 | 0 | 0
|  |  |  | 27.28 | 54.56 | 0 | 0 | 0 | 0 | 0 | 7.48 | 0.12502 | 0 | 54.56 | 0 | 16.608 | 54.56 | 0 | 0 | 54.56 | 1 | 0 | 0 | 0 | 0
|  |  |  | 26.52 | 53.04 | 0 | 0 | 0 | 0 | 0 | 12.23 | 0.12502 | 0 | 53.04 | 0 | 10.394 | 53.04 | 0 | 0 | 53.04 | 1 | 0 | 0 | 0 | 0
|  |  |  | 25.12 | 50.24 | 0 | 0 | 0 | 0 | 0 | 12.23 | 0.12502 | 0 | 50.24 | 2.237 | 0 | 48.003 | 0 | 0 | 48.003 | 1 | 0 | 0 | 0 | 0
|  |  |  | 25.08 | 50.16 | 0 | 0 | 0 | 0 | 0 | 12.23 | 0.12502 | 0 | 50.16 | 23.809 | 0 | 26.351 | 0 | 0 | 26.351 | 1 | 0 | 0 | 0 | 0
|  |  |  | 26.44 | 52.88 | 0 | 0 | 0 | 0 | 0 | 12.23 | 0.12502 | 0 | 52.88 | 47.892 | 0 | 4.988 | 0 | 0 | 4.988 | 1 | 0 | 0 | 0 | 0
|  |  |  | 26.22 | 52.44 | 0 | 0 | 0 | 0 | 0 | 7.48 | 0.12502 | 0 | 52.44 | 52.44 | 0 | 0 | 0 | 0 | 0 | 1 | 0 | 0 | 0 | 0
|  |  |  | 22.52 | 45.04 | 0 | 0 | 0 | 0 | 0 | 7.48 | 0.12502 | 0 | 45.04 | 35.008 | 0 | 0 | 0 | 0 | 0 | 0.64467 | 0 | 10.032 | 0 | 0
|  |  |  | 19.08 | 38.16 | 0 | 0 | 0 | 0 | 0 | 7.48 | 0.12502 | 0 | 38.16 | 25.606 | 0 | 0 | 0 | 0 | 0 | 0.2 | 0 | 12.554 | 0 | 0
|  |  |  | 18.8 | 37.6 | 0 | 0 | 0 | 0 | 0 | 7.48 | 0.10709 | 12.554 | 37.6 | 37.6 | 0 | 0 | 0 | 0 | 0 | 0.59956 | 0 | 0 | 0 | 0
|  |  |  | 19.56 | 39.12 | 0 | 0 | 0 | 0 | 0 | 7.48 | 0.10709 | 10.901 | 39.12 | 39.12 | 0 | 0 | 0 | 0 | 0 | 0.94652 | 0 | 0 | 0 | 0
|  |  |  | 16.36 | 32.72 | 0 | 0 | 0 | 0 | 0 | 7.48 | 0.10709 | 0 | 32.72 | 32.72 | 0 | 0 | 0 | 0 | 0 | 0.94652 | 0 | 0 | 0 | 0
|  |  |  | 14.28 | 28.56 | 0 | 0 | 0 | 0 | 0 | 7.48 | 0.10709 | 0 | 28.56 | 28.56 | 0 | 0 | 0 | 0 | 0 | 0.94652 | 0 | 0 | 0 | 0
|  |  |  | 14.12 | 28.24 | 0 | 0 | 0 | 0 | 0 | 7.48 | 0.10709 | 0 | 28.24 | 28.24 | 0 | 0 | 0 | 0 | 0 | 0.94652 | 0 | 0 | 0 | 0
|  |  |  | 16.24 | 32.48 | 0 | 0 | 0 | 0 | 0 | 7.48 | 0.10709 | 0 | 32.48 | 32.48 | 0 | 0 | 0 | 0 | 0 | 0.94652 | 0 | 0 | 0 | 0
|  |  |  | 19.24 | 38.48 | 0 | 0 | 0 | 0 | 0 | 7.48 | 0.10709 | 0 | 38.48 | 38.48 | 0 | 0 | 0 | 0 | 0 | 0.94652 | 0 | 0 | 0 | 0
|  |  |  | 18.68 | 37.36 | 0 | 0 | 0 | 0 | 0 | 7.48 | 0.10709 | 0 | 37.36 | 37.36 | 0 | 0 | 0 | 0 | 0 | 0.94652 | 0 | 0 | 0 | 0
|  |  |  | 16.76 | 33.52 | 0 | 0 | 0 | 0 | 0 | 7.48 | 0.10709 | 0 | 33.52 | 33.52 | 0 | 0 | 0 | 0 | 0 | 0.94652 | 0 | 0 | 0 | 0
|  |  |  | 21.04 | 42.08 | 0 | 0 | 0 | 0 | 0 | 7.48 | 0.10709 | 0 | 42.08 | 42.08 | 0 | 0 | 0 | 0 | 0 | 0.94652 | 0 | 0 | 0 | 0
|  |  |  | 29.76 | 59.52 | 0 | 0 | 0 | 0 | 0 | 7.48 | 0.10709 | 0 | 59.52 | 59.52 | 0 | 0 | 0 | 0 | 0 | 0.94652 | 0 | 0 | 0 | 0
|  |  |  | 29.12 | 58.24 | 0 | 0 | 0 | 0 | 0 | 7.48 | 0.10709 | 0 | 58.24 | 48.843 | 0 | 9.397 | 0 | 0 | 9.397 | 0.94652 | 0 | 0 | 0 | 0
|  |  |  | 30.8 | 61.6 | 0 | 0 | 0 | 0 | 0 | 7.48 | 0.10709 | 0 | 61.6 | 28.964 | 0 | 32.636 | 0 | 0 | 32.636 | 0.94652 | 0 | 0 | 0 | 0
|  |  |  | 30.92 | 61.84 | 0 | 0 | 0 | 0 | 0 | 7.48 | 0.10709 | 0 | 61.84 | 9.869 | 0 | 51.971 | 0 | 0 | 51.971 | 0.94652 | 0 | 0 | 0 | 0
|  |  |  | 31.16 | 62.32 | 0 | 0 | 0 | 0 | 0 | 7.48 | 0.12502 | 0 | 62.32 | 0 | 0 | 64 | 1.68 | 0 | 62.32 | 1 | 0 | 0 | 0 | 0
|  |  |  | 35.6 | 71.2 | 0 | 0 | 0 | 0 | 0 | 7.48 | 0.12502 | 0 | 71.2 | 3.496 | 0 | 67.704 | 0 | 0 | 67.704 | 1 | 0 | 0 | 0 | 0
|  |  |  | 34.72 | 69.44 | 0 | 0 | 0 | 0 | 0 | 7.48 | 0.12502 | 0 | 69.44 | 0.918 | 0 | 66.608 | 0 | 0 | 66.608 | 0.93218 | 0 | 1.915 | 0 | 0
|  |  |  | 29.48 | 58.96 | 0 | 0 | 0 | 0 | 0 | 12.23 | 0.12502 | 0 | 58.96 | 0 | 0 | 61.091 | 2.131 | 0 | 58.96 | 1 | 0 | 0 | 0 | 0
|  |  |  | 28.4 | 56.8 | 0 | 0 | 0 | 0 | 0 | 12.23 | 0.12502 | 0 | 56.8 | 10.018 | 0 | 46.782 | 0 | 0 | 46.782 | 1 | 0 | 0 | 0 | 0
|  |  |  | 25.56 | 51.12 | 0 | 0 | 0 | 0 | 0 | 12.23 | 0.12502 | 0 | 51.12 | 25.097 | 0 | 26.023 | 0 | 0 | 26.023 | 1 | 0 | 0 | 0 | 0
|  |  |  | 25.88 | 51.76 | 0 | 0 | 0 | 0 | 0 | 12.23 | 0.12502 | 0 | 51.76 | 46.759 | 0 | 5.001 | 0 | 0 | 5.001 | 1 | 0 | 0 | 0 | 0
|  |  |  | 28.12 | 56.24 | 0 | 0 | 0 | 0 | 0 | 7.48 | 0.12502 | 0 | 56.24 | 56.24 | 0 | 0 | 0 | 0 | 0 | 1 | 0 | 0 | 0 | 0
|  |  |  | 29.64 | 59.28 | 0 | 0 | 0 | 0 | 0 | 7.48 | 0.12502 | 0 | 59.28 | 49.248 | 0 | 0 | 0 | 0 | 0 | 0.64467 | 0 | 10.032 | 0 | 0
|  |  |  | 29.48 | 58.96 | 0 | 0 | 0 | 0 | 0 | 7.48 | 0.12502 | 0 | 58.96 | 46.406 | 0 | 0 | 0 | 0 | 0 | 0.2 | 0 | 12.554 | 0 | 0
|  |  |  | 29.2 | 58.4 | 0 | 0 | 0 | 0 | 0 | 7.48 | 0.10709 | 0 | 58.4 | 58.4 | 0 | 0 | 0 | 0 | 0 | 0.2 | 0 | 0 | 0 | 0
|  |  |  | 25.8 | 51.6 | 0 | 0 | 0 | 0 | 0 | 7.48 | 0.10709 | 0 | 51.6 | 51.6 | 0 | 0 | 0 | 0 | 0 | 0.2 | 0 | 0 | 0 | 0
|  |  |  | 16.16 | 32.32 | 0 | 0 | 0 | 0 | 0 | 7.48 | 0.10709 | 0 | 32.32 | 32.32 | 0 | 0 | 0 | 0 | 0 | 0.2 | 0 | 0 | 0 | 0
|  |  |  | 13.96 | 27.92 | 0 | 0 | 0 | 0 | 0 | 7.48 | 0.10709 | 0 | 27.92 | 27.92 | 0 | 0 | 0 | 0 | 0 | 0.2 | 0 | 0 | 0 | 0
|  |  |  | 13.84 | 27.68 | 0 | 0 | 0 | 0 | 0 | 7.48 | 0.10709 | 0 | 27.68 | 27.68 | 0 | 0 | 0 | 0 | 0 | 0.2 | 0 | 0 | 0 | 0
|  |  |  | 12.8 | 25.6 | 0 | 0 | 0 | 0 | 0 | 7.48 | 0.10709 | 0 | 25.6 | 25.6 | 0 | 0 | 0 | 0 | 0 | 0.2 | 0 | 0 | 0 | 0
|  |  |  | 11.8 | 23.6 | 0 | 0 | 0 | 0 | 0 | 7.48 | 0.10709 | 0 | 23.6 | 23.6 | 0 | 0 | 0 | 0 | 0 | 0.2 | 0 | 0 | 0 | 0
|  |  |  | 12.24 | 24.48 | 0 | 0 | 0 | 0 | 0 | 7.48 | 0.10709 | 0 | 24.48 | 24.48 | 0 | 0 | 0 | 0 | 0 | 0.2 | 0 | 0 | 0 | 0
|  |  |  | 16.16 | 32.32 | 0 | 0 | 0 | 0 | 0 | 7.48 | 0.10709 | 0 | 32.32 | 32.32 | 0 | 0 | 0 | 0 | 0 | 0.2 | 0 | 0 | 0 | 0
|  |  |  | 18.2 | 36.4 | 0 | 0 | 0 | 0 | 0 | 7.48 | 0.10709 | 0 | 36.4 | 36.4 | 0 | 0 | 0 | 0 | 0 | 0.2 | 0 | 0 | 0 | 0
|  |  |  | 29.08 | 58.16 | 0 | 0 | 0 | 0 | 0 | 7.48 | 0.10709 | 0 | 58.16 | 58.16 | 0 | 0 | 0 | 0 | 0 | 0.2 | 0 | 0 | 0 | 0
|  |  |  | 29.04 | 58.08 | 0 | 0 | 0 | 0 | 0 | 7.48 | 0.10709 | 0 | 58.08 | 52.991 | 0 | 5.089 | 0 | 0 | 5.089 | 0.2 | 0 | 0 | 0 | 0
|  |  |  | 30.96 | 61.92 | 0 | 0 | 0 | 0 | 0 | 7.48 | 0.10709 | 0 | 61.92 | 42.321 | 0 | 19.599 | 0 | 0 | 19.599 | 0.2 | 0 | 0 | 0 | 0
|  |  |  | 26.6 | 53.2 | 0 | 0 | 0 | 0 | 0 | 7.48 | 0.10709 | 0 | 53.2 | 20.539 | 0 | 32.661 | 0 | 0 | 32.661 | 0.2 | 0 | 0 | 0 | 0
|  |  |  | 26.52 | 53.04 | 0 | 0 | 0 | 0 | 0 | 7.48 | 0.10709 | 0 | 53.04 | 10.629 | 0 | 42.411 | 0 | 0 | 42.411 | 0.2 | 0 | 0 | 0 | 0
|  |  |  | 29.68 | 59.36 | 0 | 0 | 0 | 0 | 0 | 7.48 | 0.10709 | 0 | 59.36 | 0 | 0 | 70.361 | 11.001 | 0 | 59.36 | 0.55015 | 0 | 0 | 0 | 0
|  |  |  | 28.6 | 57.2 | 0 | 0 | 0 | 0 | 0 | 7.48 | 0.10709 | 0 | 57.2 | 2.281 | 0 | 54.919 | 0 | 0 | 54.919 | 0.55015 | 0 | 0 | 0 | 0
|  |  |  | 26.88 | 53.76 | 0 | 0 | 0 | 0 | 0 | 7.48 | 0.10709 | 0 | 53.76 | 0 | 0 | 54.969 | 1.209 | 0 | 53.76 | 0.58863 | 0 | 0 | 0 | 0
|  |  |  | 26.08 | 52.16 | 0 | 0 | 0 | 0 | 0 | 7.48 | 0.10709 | 0 | 52.16 | 11.639 | 0 | 40.521 | 0 | 0 | 40.521 | 0.58863 | 0 | 0 | 0 | 0
|  |  |  | 24.24 | 48.48 | 0 | 0 | 0 | 0 | 0 | 7.48 | 0.10709 | 0 | 48.48 | 26.223 | 0 | 22.257 | 0 | 0 | 22.257 | 0.58863 | 0 | 0 | 0 | 0
|  |  |  | 24.56 | 49.12 | 0 | 0 | 0 | 0 | 0 | 7.48 | 0.10709 | 0 | 49.12 | 43.993 | 0 | 5.127 | 0 | 0 | 5.127 | 0.58863 | 0 | 0 | 0 | 0
|  |  |  | 25.76 | 51.52 | 0 | 0 | 0 | 0 | 0 | 7.48 | 0.10709 | 0 | 51.52 | 51.52 | 0 | 0 | 0 | 0 | 0 | 0.58863 | 0 | 0 | 0 | 0
|  |  |  | 26.3 | 52.6 | 0 | 0 | 0 | 0 | 0 | 7.48 | 0.10709 | 0 | 52.6 | 52.6 | 0 | 0 | 0 | 0 | 0 | 0.58863 | 0 | 0 | 0 | 0
|  |  |  | 25.88 | 51.76 | 0 | 0 | 0 | 0 | 0 | 7.48 | 0.10709 | 0 | 51.76 | 51.76 | 0 | 0 | 0 | 0 | 0 | 0.58863 | 0 | 0 | 0 | 0
|  |  |  | 23.44 | 46.88 | 0 | 0 | 0 | 0 | 0 | 7.48 | 0.10709 | 0 | 46.88 | 46.88 | 0 | 0 | 0 | 0 | 0 | 0.58863 | 0 | 0 | 0 | 0
|  |  |  | 21.08 | 42.16 | 0 | 0 | 0 | 0 | 0 | 7.48 | 0.10709 | 0 | 42.16 | 42.16 | 0 | 0 | 0 | 0 | 0 | 0.58863 | 0 | 0 | 0 | 0
|  |  |  | 15.88 | 31.76 | 0 | 0 | 0 | 0 | 0 | 7.48 | 0.10709 | 0 | 31.76 | 31.76 | 0 | 0 | 0 | 0 | 0 | 0.58863 | 0 | 0 | 0 | 0
|  |  |  | 14.48 | 28.96 | 0 | 0 | 0 | 0 | 0 | 7.48 | 0.10709 | 0 | 28.96 | 28.96 | 0 | 0 | 0 | 0 | 0 | 0.58863 | 0 | 0 | 0 | 0
|  |  |  | 13.56 | 27.12 | 0 | 0 | 0 | 0 | 0 | 7.48 | 0.10709 | 0 | 27.12 | 27.12 | 0 | 0 | 0 | 0 | 0 | 0.58863 | 0 | 0 | 0 | 0
|  |  |  | 13.64 | 27.28 | 0 | 0 | 0 | 0 | 0 | 7.48 | 0.10709 | 0 | 27.28 | 27.28 | 0 | 0 | 0 | 0 | 0 | 0.58863 | 0 | 0 | 0 | 0
|  |  |  | 13.4 | 26.8 | 0 | 0 | 0 | 0 | 0 | 7.48 | 0.10709 | 0 | 26.8 | 26.8 | 0 | 0 | 0 | 0 | 0 | 0.58863 | 0 | 0 | 0 | 0
|  |  |  | 14 | 28 | 0 | 0 | 0 | 0 | 0 | 7.48 | 0.10709 | 0 | 28 | 28 | 0 | 0 | 0 | 0 | 0 | 0.58863 | 0 | 0 | 0 | 0
|  |  |  | 14.76 | 29.52 | 0 | 0 | 0 | 0 | 0 | 7.48 | 0.10709 | 0 | 29.52 | 29.52 | 0 | 0 | 0 | 0 | 0 | 0.58863 | 0 | 0 | 0 | 0
|  |  |  | 14.96 | 29.92 | 0 | 0 | 0 | 0 | 0 | 7.48 | 0.10709 | 0 | 29.92 | 29.92 | 0 | 0 | 0 | 0 | 0 | 0.58863 | 0 | 0 | 0 | 0
|  |  |  | 26.12 | 52.24 | 0 | 0 | 0 | 0 | 0 | 7.48 | 0.10709 | 0 | 52.24 | 52.24 | 0 | 0 | 0 | 0 | 0 | 0.58863 | 0 | 0 | 0 | 0
|  |  |  | 25.76 | 51.52 | 0 | 0 | 0 | 0 | 0 | 7.48 | 0.10709 | 0 | 51.52 | 42.426 | 0 | 9.094 | 0 | 0 | 9.094 | 0.58863 | 0 | 0 | 0 | 0
|  |  |  | 26.04 | 52.08 | 0 | 0 | 0 | 0 | 0 | 7.48 | 0.10709 | 0 | 52.08 | 12.174 | 0 | 32.246 | 0 | 0 | 32.246 | 0.31731 | 0 | 7.66 | 0 | 0
|  |  |  | 27.44 | 54.88 | 0 | 0 | 0 | 0 | 0 | 7.48 | 0.10709 | 0 | 54.88 | 0 | 0 | 51.568 | 0 | 0 | 51.568 | 0.2 | 0 | 3.312 | 0 | 0
|  |  |  | 29.84 | 59.68 | 0 | 0 | 0 | 0 | 0 | 7.48 | 0.10709 | 0 | 59.68 | 0 | 0 | 63.698 | 4.018 | 0 | 59.68 | 0.32789 | 0 | 0 | 0 | 0
|  |  |  | 28.44 | 56.88 | 0 | 0 | 0 | 0 | 0 | 7.48 | 0.10709 | 0 | 56.88 | 0 | 0 | 66.897 | 10.017 | 0 | 56.88 | 0.64672 | 0 | 0 | 0 | 0
|  |  |  | 27.36 | 54.72 | 0 | 0 | 0 | 0 | 0 | 7.48 | 0.10709 | 0 | 54.72 | 0 | 0 | 63.711 | 8.991 | 0 | 54.72 | 0.93288 | 0 | 0 | 0 | 0
|  |  |  | 24.8 | 49.6 | 0 | 0 | 0 | 0 | 0 | 7.48 | 0.10709 | 0 | 49.6 | 0 | 4.772 | 51.709 | 2.109 | 0 | 49.6 | 1 | 0 | 0 | 0 | 0
|  |  |  | 25.16 | 50.32 | 0 | 0 | 0 | 0 | 0 | 7.48 | 0.10709 | 0 | 50.32 | 6.486 | 0 | 43.834 | 0 | 0 | 43.834 | 1 | 0 | 0 | 0 | 0
|  |  |  | 25.32 | 50.64 | 0 | 0 | 0 | 0 | 0 | 7.48 | 0.10709 | 0 | 50.64 | 24.843 | 0 | 25.797 | 0 | 0 | 25.797 | 1 | 0 | 0 | 0 | 0
|  |  |  | 26.84 | 53.68 | 0 | 0 | 0 | 0 | 0 | 7.48 | 0.10709 | 0 | 53.68 | 48.163 | 0 | 5.517 | 0 | 0 | 5.517 | 1 | 0 | 0 | 0 | 0
|  |  |  | 26.24 | 52.48 | 0 | 0 | 0 | 0 | 0 | 7.48 | 0.10709 | 0 | 52.48 | 52.48 | 0 | 0 | 0 | 0 | 0 | 1 | 0 | 0 | 0 | 0
|  |  |  | 26.4 | 52.8 | 0 | 0 | 0 | 0 | 0 | 7.48 | 0.10709 | 0 | 52.8 | 52.8 | 0 | 0 | 0 | 0 | 0 | 1 | 0 | 0 | 0 | 0
|  |  |  | 26.92 | 53.84 | 0 | 0 | 0 | 0 | 0 | 7.48 | 0.10709 | 0 | 53.84 | 53.84 | 0 | 0 | 0 | 0 | 0 | 1 | 0 | 0 | 0 | 0
|  |  |  | 26.2 | 52.4 | 0 | 0 | 0 | 0 | 0 | 7.48 | 0.10709 | 0 | 52.4 | 52.4 | 0 | 0 | 0 | 0 | 0 | 1 | 0 | 0 | 0 | 0
|  |  |  | 22.68 | 45.36 | 0 | 0 | 0 | 0 | 0 | 7.48 | 0.10709 | 0 | 45.36 | 45.36 | 0 | 0 | 0 | 0 | 0 | 1 | 0 | 0 | 0 | 0
|  |  |  | 21.28 | 42.56 | 0 | 0 | 0 | 0 | 0 | 7.48 | 0.10709 | 0 | 42.56 | 42.56 | 0 | 0 | 0 | 0 | 0 | 1 | 0 | 0 | 0 | 0
|  |  |  | 19.32 | 38.64 | 0 | 0 | 0 | 0 | 0 | 7.48 | 0.10709 | 0 | 38.64 | 38.64 | 0 | 0 | 0 | 0 | 0 | 1 | 0 | 0 | 0 | 0
|  |  |  | 18.52 | 37.04 | 0 | 0 | 0 | 0 | 0 | 7.48 | 0.10709 | 0 | 37.04 | 37.04 | 0 | 0 | 0 | 0 | 0 | 1 | 0 | 0 | 0 | 0
|  |  |  | 17.28 | 34.56 | 0 | 0 | 0 | 0 | 0 | 7.48 | 0.10709 | 0 | 34.56 | 34.56 | 0 | 0 | 0 | 0 | 0 | 1 | 0 | 0 | 0 | 0
|  |  |  | 17.64 | 35.28 | 0 | 0 | 0 | 0 | 0 | 7.48 | 0.10709 | 0 | 35.28 | 35.28 | 0 | 0 | 0 | 0 | 0 | 1 | 0 | 0 | 0 | 0
|  |  |  | 15.92 | 31.84 | 0 | 0 | 0 | 0 | 0 | 7.48 | 0.10709 | 0 | 31.84 | 31.84 | 0 | 0 | 0 | 0 | 0 | 1 | 0 | 0 | 0 | 0
|  |  |  | 14.4 | 28.8 | 0 | 0 | 0 | 0 | 0 | 7.48 | 0.10709 | 0 | 28.8 | 28.8 | 0 | 0 | 0 | 0 | 0 | 1 | 0 | 0 | 0 | 0
|  |  |  | 15 | 30 | 0 | 0 | 0 | 0 | 0 | 7.48 | 0.10709 | 0 | 30 | 30 | 0 | 0 | 0 | 0 | 0 | 1 | 0 | 0 | 0 | 0
|  |  |  | 25.56 | 51.12 | 0 | 0 | 0 | 0 | 0 | 7.48 | 0.10709 | 0 | 51.12 | 51.12 | 0 | 0 | 0 | 0 | 0 | 1 | 0 | 0 | 0 | 0
|  |  |  | 25.28 | 50.56 | 0 | 0 | 0 | 0 | 0 | 7.48 | 0.10709 | 0 | 50.56 | 41.529 | 0 | 9.031 | 0 | 0 | 9.031 | 1 | 0 | 0 | 0 | 0
|  |  |  | 27.72 | 55.44 | 0 | 0 | 0 | 0 | 0 | 7.48 | 0.10709 | 0 | 55.44 | 17.425 | 0 | 31.843 | 0 | 0 | 31.843 | 0.78139 | 0 | 6.172 | 0 | 0
|  |  |  | 31.16 | 62.32 | 0 | 0 | 0 | 0 | 0 | 7.48 | 0.10709 | 0 | 62.32 | 0 | 0 | 51.001 | 0 | 0 | 51.001 | 0.38047 | 0 | 11.319 | 0 | 0
|  |  |  | 31.72 | 63.44 | 0 | 0 | 0 | 0 | 0 | 7.48 | 0.12502 | 0 | 63.44 | 0 | 0 | 62.716 | 0 | 0 | 62.716 | 0.35481 | 0 | 0.724 | 0 | 0
|  |  |  | 30.96 | 61.92 | 0 | 0 | 0 | 0 | 0 | 7.48 | 0.12502 | 0 | 61.92 | 0 | 0 | 66.532 | 4.612 | 0 | 61.92 | 0.5016 | 0 | 0 | 0 | 0
|  |  |  | 27.52 | 55.04 | 0 | 0 | 0 | 0 | 0 | 7.48 | 0.12502 | 0 | 55.04 | 0 | 0 | 65.524 | 10.484 | 0 | 55.04 | 0.8353 | 0 | 0 | 0 | 0
|  |  |  | 25.76 | 51.52 | 0 | 0 | 0 | 0 | 0 | 12.23 | 0.12502 | 0 | 51.52 | 0 | 0 | 56.695 | 5.175 | 0 | 51.52 | 1 | 0 | 0 | 0 | 0
|  |  |  | 25.64 | 51.28 | 0 | 0 | 0 | 0 | 0 | 12.23 | 0.12502 | 0 | 51.28 | 7.106 | 0 | 44.174 | 0 | 0 | 44.174 | 1 | 0 | 0 | 0 | 0
|  |  |  | 25.04 | 50.08 | 0 | 0 | 0 | 0 | 0 | 12.23 | 0.12502 | 0 | 50.08 | 24.346 | 0 | 25.734 | 0 | 0 | 25.734 | 1 | 0 | 0 | 0 | 0
|  |  |  | 26.12 | 52.24 | 0 | 0 | 0 | 0 | 0 | 12.23 | 0.12502 | 0 | 52.24 | 46.647 | 0 | 5.593 | 0 | 0 | 5.593 | 1 | 0 | 0 | 0 | 0
|  |  |  | 26.32 | 52.64 | 0 | 0 | 0 | 0 | 0 | 7.48 | 0.12502 | 0 | 52.64 | 52.64 | 0 | 0 | 0 | 0 | 0 | 1 | 0 | 0 | 0 | 0
|  |  |  | 27.64 | 55.28 | 0 | 0 | 0 | 0 | 0 | 7.48 | 0.12502 | 0 | 55.28 | 45.248 | 0 | 0 | 0 | 0 | 0 | 0.64467 | 0 | 10.032 | 0 | 0
|  |  |  | 27.48 | 54.96 | 0 | 0 | 0 | 0 | 0 | 7.48 | 0.12502 | 0 | 54.96 | 42.406 | 0 | 0 | 0 | 0 | 0 | 0.2 | 0 | 12.554 | 0 | 0
|  |  |  | 26.96 | 53.92 | 0 | 0 | 0 | 0 | 0 | 7.48 | 0.10709 | 0.027 | 53.92 | 53.92 | 0 | 0 | 0 | 0 | 0 | 0.20087 | 0 | 0 | 0 | 0
|  |  |  | 23.92 | 47.84 | 0 | 0 | 0 | 0 | 0 | 7.48 | 0.10709 | 0 | 47.84 | 47.84 | 0 | 0 | 0 | 0 | 0 | 0.20087 | 0 | 0 | 0 | 0
|  |  |  | 18.12 | 36.24 | 0 | 0 | 0 | 0 | 0 | 7.48 | 0.10709 | 0 | 36.24 | 36.24 | 0 | 0 | 0 | 0 | 0 | 0.20087 | 0 | 0 | 0 | 0
|  |  |  | 14.56 | 29.12 | 0 | 0 | 0 | 0 | 0 | 7.48 | 0.10709 | 0 | 29.12 | 29.12 | 0 | 0 | 0 | 0 | 0 | 0.20087 | 0 | 0 | 0 | 0
|  |  |  | 14.24 | 28.48 | 0 | 0 | 0 | 0 | 0 | 7.48 | 0.10709 | 0 | 28.48 | 28.48 | 0 | 0 | 0 | 0 | 0 | 0.20087 | 0 | 0 | 0 | 0
|  |  |  | 13.28 | 26.56 | 0 | 0 | 0 | 0 | 0 | 7.48 | 0.10709 | 0 | 26.56 | 26.56 | 0 | 0 | 0 | 0 | 0 | 0.20087 | 0 | 0 | 0 | 0
|  |  |  | 12.48 | 24.96 | 0 | 0 | 0 | 0 | 0 | 7.48 | 0.10709 | 0 | 24.96 | 24.96 | 0 | 0 | 0 | 0 | 0 | 0.20087 | 0 | 0 | 0 | 0
|  |  |  | 13.84 | 27.68 | 0 | 0 | 0 | 0 | 0 | 7.48 | 0.10709 | 0 | 27.68 | 27.68 | 0 | 0 | 0 | 0 | 0 | 0.20087 | 0 | 0 | 0 | 0
|  |  |  | 16.28 | 32.56 | 0 | 0 | 0 | 0 | 0 | 7.48 | 0.10709 | 0 | 32.56 | 32.56 | 0 | 0 | 0 | 0 | 0 | 0.20087 | 0 | 0 | 0 | 0
|  |  |  | 16.84 | 33.68 | 0 | 0 | 0 | 0 | 0 | 7.48 | 0.10709 | 0 | 33.68 | 33.68 | 0 | 0 | 0 | 0 | 0 | 0.20087 | 0 | 0 | 0 | 0
|  |  |  | 16.8 | 33.6 | 0 | 0 | 0 | 0 | 0 | 7.48 | 0.10709 | 0 | 33.6 | 33.6 | 0 | 0 | 0 | 0 | 0 | 0.20087 | 0 | 0 | 0 | 0
|  |  |  | 16.48 | 32.96 | 0 | 0 | 0 | 0 | 0 | 7.48 | 0.10709 | 0 | 32.96 | 24.445 | 0 | 8.515 | 0 | 0 | 8.515 | 0.20087 | 0 | 0 | 0 | 0
|  |  |  | 17.48 | 34.96 | 0 | 0 | 0 | 0 | 0 | 7.48 | 0.10709 | 0 | 34.96 | 4.326 | 0 | 30.634 | 0 | 0 | 30.634 | 0.20087 | 0 | 0 | 0 | 0
|  |  |  | 17.92 | 35.84 | 0 | 0 | 0 | 0 | 0 | 7.48 | 0.10709 | 0 | 35.84 | 0 | 1.146 | 48.394 | 12.554 | 0 | 35.84 | 0.60044 | 0 | 0 | 0 | 0
|  |  |  | 20.88 | 41.76 | 0 | 0 | 0 | 0 | 0 | 7.48 | 0.12502 | 0 | 41.76 | 0 | 6.525 | 54.314 | 12.554 | 0 | 41.76 | 1 | 0 | 0 | 0 | 0
|  |  |  | 33.6 | 67.2 | 0 | 0 | 0 | 0 | 0 | 7.48 | 0.12502 | 0 | 67.2 | 0.945 | 0 | 66.255 | 0 | 0 | 66.255 | 1 | 0 | 0 | 0 | 0
|  |  |  | 36.32 | 72.64 | 0 | 0 | 0 | 0 | 0 | 7.48 | 0.12502 | 0 | 72.64 | 8.955 | 0 | 63.685 | 0 | 0 | 63.685 | 1 | 0 | 0 | 0 | 0
|  |  |  | 33.08 | 66.16 | 0 | 0 | 0 | 0 | 0 | 12.23 | 0.12502 | 0 | 66.16 | 9.302 | 0 | 56.858 | 0 | 0 | 56.858 | 1 | 0 | 0 | 0 | 0
|  |  |  | 31.36 | 62.72 | 0 | 0 | 0 | 0 | 0 | 12.23 | 0.12502 | 0 | 62.72 | 18.621 | 0 | 44.099 | 0 | 0 | 44.099 | 1 | 0 | 0 | 0 | 0
|  |  |  | 29.8 | 59.6 | 0 | 0 | 0 | 0 | 0 | 12.23 | 0.12502 | 0 | 59.6 | 34.798 | 0 | 24.802 | 0 | 0 | 24.802 | 1 | 0 | 0 | 0 | 0
|  |  |  | 30.4 | 60.8 | 0 | 0 | 0 | 0 | 0 | 12.23 | 0.12502 | 0 | 60.8 | 55.346 | 0 | 5.454 | 0 | 0 | 5.454 | 1 | 0 | 0 | 0 | 0
|  |  |  | 30.4 | 60.8 | 0 | 0 | 0 | 0 | 0 | 7.48 | 0.12502 | 0 | 60.8 | 60.8 | 0 | 0 | 0 | 0 | 0 | 1 | 0 | 0 | 0 | 0
|  |  |  | 30.56 | 61.12 | 0 | 0 | 0 | 0 | 0 | 7.48 | 0.12502 | 0 | 61.12 | 51.088 | 0 | 0 | 0 | 0 | 0 | 0.64467 | 0 | 10.032 | 0 | 0
|  |  |  | 30.24 | 60.48 | 0 | 0 | 0 | 0 | 0 | 7.48 | 0.12502 | 0 | 60.48 | 47.926 | 0 | 0 | 0 | 0 | 0 | 0.2 | 0 | 12.554 | 0 | 0
|  |  |  | 29.16 | 58.32 | 0 | 0 | 0 | 0 | 0 | 7.48 | 0.10709 | 2.493 | 58.32 | 58.32 | 0 | 0 | 0 | 0 | 0 | 0.27933 | 0 | 0 | 0 | 0
|  |  |  | 23.4 | 46.8 | 0 | 0 | 0 | 0 | 0 | 7.48 | 0.10709 | 12.554 | 46.8 | 46.8 | 0 | 0 | 0 | 0 | 0 | 0.67889 | 0 | 0 | 0 | 0
|  |  |  | 21.52 | 43.04 | 0 | 0 | 0 | 0 | 0 | 7.48 | 0.10709 | 10.089 | 43.04 | 43.04 | 0 | 0 | 0 | 0 | 0 | 1 | 0 | 0 | 0 | 0
|  |  |  | 15.24 | 30.48 | 0 | 0 | 0 | 0 | 0 | 7.48 | 0.10709 | 0 | 30.48 | 30.48 | 0 | 0 | 0 | 0 | 0 | 1 | 0 | 0 | 0 | 0
|  |  |  | 14.24 | 28.48 | 0 | 0 | 0 | 0 | 0 | 7.48 | 0.10709 | 0 | 28.48 | 28.48 | 0 | 0 | 0 | 0 | 0 | 1 | 0 | 0 | 0 | 0
|  |  |  | 12.92 | 25.84 | 0 | 0 | 0 | 0 | 0 | 7.48 | 0.10709 | 0 | 25.84 | 25.84 | 0 | 0 | 0 | 0 | 0 | 1 | 0 | 0 | 0 | 0
|  |  |  | 12.96 | 25.92 | 0 | 0 | 0 | 0 | 0 | 7.48 | 0.10709 | 0 | 25.92 | 25.92 | 0 | 0 | 0 | 0 | 0 | 1 | 0 | 0 | 0 | 0
|  |  |  | 13.4 | 26.8 | 0 | 0 | 0 | 0 | 0 | 7.48 | 0.10709 | 0 | 26.8 | 26.8 | 0 | 0 | 0 | 0 | 0 | 1 | 0 | 0 | 0 | 0
|  |  |  | 14.52 | 29.04 | 0 | 0 | 0 | 0 | 0 | 7.48 | 0.10709 | 0 | 29.04 | 29.04 | 0 | 0 | 0 | 0 | 0 | 1 | 0 | 0 | 0 | 0
|  |  |  | 14.72 | 29.44 | 0 | 0 | 0 | 0 | 0 | 7.48 | 0.10709 | 0 | 29.44 | 29.44 | 0 | 0 | 0 | 0 | 0 | 1 | 0 | 0 | 0 | 0
|  |  |  | 16 | 32 | 0 | 0 | 0 | 0 | 0 | 7.48 | 0.10709 | 0 | 32 | 32 | 0 | 0 | 0 | 0 | 0 | 1 | 0 | 0 | 0 | 0
|  |  |  | 20.64 | 41.28 | 0 | 0 | 0 | 0 | 0 | 7.48 | 0.10709 | 0 | 41.28 | 38.358 | 0 | 2.922 | 0 | 0 | 2.922 | 1 | 0 | 0 | 0 | 0
|  |  |  | 20.24 | 40.48 | 0 | 0 | 0 | 0 | 0 | 7.48 | 0.10709 | 0 | 40.48 | 25.617 | 0 | 14.863 | 0 | 0 | 14.863 | 1 | 0 | 0 | 0 | 0
|  |  |  | 21.88 | 43.76 | 0 | 0 | 0 | 0 | 0 | 7.48 | 0.10709 | 0 | 43.76 | 17.837 | 0 | 25.923 | 0 | 0 | 25.923 | 1 | 0 | 0 | 0 | 0
|  |  |  | 22.44 | 44.88 | 0 | 0 | 0 | 0 | 0 | 7.48 | 0.12502 | 0 | 44.88 | 8.746 | 0 | 33.757 | 0 | 0 | 33.757 | 0.91582 | 0 | 2.377 | 0 | 0
|  |  |  | 22.52 | 45.04 | 0 | 0 | 0 | 0 | 0 | 7.48 | 0.12502 | 0 | 45.04 | 0 | 0 | 37.297 | 0 | 0 | 37.297 | 0.64155 | 0 | 7.743 | 0 | 0
|  |  |  | 21.4 | 42.8 | 0 | 0 | 0 | 0 | 0 | 7.48 | 0.12502 | 0 | 42.8 | 0 | 0 | 54.062 | 11.262 | 0 | 42.8 | 1 | 0 | 0 | 0 | 0
|  |  |  | 21.8 | 43.6 | 0 | 0 | 0 | 0 | 0 | 12.23 | 0.12502 | 0 | 43.6 | 34.984 | 0 | 8.616 | 0 | 0 | 8.616 | 1 | 0 | 0 | 0 | 0
|  |  |  | 21.2 | 42.4 | 0 | 0 | 0 | 0 | 0 | 12.23 | 0.12502 | 0 | 42.4 | 28.393 | 0 | 14.007 | 0 | 0 | 14.007 | 1 | 0 | 0 | 0 | 0
|  |  |  | 21.24 | 42.48 | 0 | 0 | 0 | 0 | 0 | 12.23 | 0.12502 | 0 | 42.48 | 35.074 | 0 | 7.406 | 0 | 0 | 7.406 | 1 | 0 | 0 | 0 | 0
|  |  |  | 23.32 | 46.64 | 0 | 0 | 0 | 0 | 0 | 12.23 | 0.12502 | 0 | 46.64 | 45.935 | 0 | 0.705 | 0 | 0 | 0.705 | 1 | 0 | 0 | 0 | 0
|  |  |  | 24.16 | 48.32 | 0 | 0 | 0 | 0 | 0 | 7.48 | 0.12502 | 0 | 48.32 | 48.32 | 0 | 0 | 0 | 0 | 0 | 1 | 0 | 0 | 0 | 0
|  |  |  | 21.76 | 43.52 | 0 | 0 | 0 | 0 | 0 | 7.48 | 0.12502 | 0 | 43.52 | 33.488 | 0 | 0 | 0 | 0 | 0 | 0.64467 | 0 | 10.032 | 0 | 0
|  |  |  | 20.04 | 40.08 | 0 | 0 | 0 | 0 | 0 | 7.48 | 0.12502 | 0 | 40.08 | 27.526 | 0 | 0 | 0 | 0 | 0 | 0.2 | 0 | 12.554 | 0 | 0
|  |  |  | 20.4 | 40.8 | 0 | 0 | 0 | 0 | 0 | 7.48 | 0.10709 | 12.554 | 40.8 | 40.8 | 0 | 0 | 0 | 0 | 0 | 0.59956 | 0 | 0 | 0 | 0
|  |  |  | 20.32 | 40.64 | 0 | 0 | 0 | 0 | 0 | 7.48 | 0.10709 | 12.554 | 40.64 | 40.64 | 0 | 0 | 0 | 0 | 0 | 0.99913 | 0 | 0 | 0 | 0
|  |  |  | 16.8 | 33.6 | 0 | 0 | 0 | 0 | 0 | 7.48 | 0.10709 | 0.027 | 33.6 | 33.6 | 0 | 0 | 0 | 0 | 0 | 1 | 0 | 0 | 0 | 0
|  |  |  | 16.88 | 33.76 | 0 | 0 | 0 | 0 | 0 | 7.48 | 0.10709 | 0 | 33.76 | 33.76 | 0 | 0 | 0 | 0 | 0 | 1 | 0 | 0 | 0 | 0
|  |  |  | 16.44 | 32.88 | 0 | 0 | 0 | 0 | 0 | 7.48 | 0.10709 | 0 | 32.88 | 32.88 | 0 | 0 | 0 | 0 | 0 | 1 | 0 | 0 | 0 | 0
|  |  |  | 15.68 | 31.36 | 0 | 0 | 0 | 0 | 0 | 7.48 | 0.10709 | 0 | 31.36 | 31.36 | 0 | 0 | 0 | 0 | 0 | 1 | 0 | 0 | 0 | 0
|  |  |  | 13.52 | 27.04 | 0 | 0 | 0 | 0 | 0 | 7.48 | 0.10709 | 0 | 27.04 | 27.04 | 0 | 0 | 0 | 0 | 0 | 1 | 0 | 0 | 0 | 0
|  |  |  | 12.64 | 25.28 | 0 | 0 | 0 | 0 | 0 | 7.48 | 0.10709 | 0 | 25.28 | 25.28 | 0 | 0 | 0 | 0 | 0 | 1 | 0 | 0 | 0 | 0
|  |  |  | 13.6 | 27.2 | 0 | 0 | 0 | 0 | 0 | 7.48 | 0.10709 | 0 | 27.2 | 27.2 | 0 | 0 | 0 | 0 | 0 | 1 | 0 | 0 | 0 | 0
|  |  |  | 13.92 | 27.84 | 0 | 0 | 0 | 0 | 0 | 7.48 | 0.10709 | 0 | 27.84 | 27.84 | 0 | 0 | 0 | 0 | 0 | 1 | 0 | 0 | 0 | 0
|  |  |  | 14.4 | 28.8 | 0 | 0 | 0 | 0 | 0 | 7.48 | 0.10709 | 0 | 28.8 | 28.8 | 0 | 0 | 0 | 0 | 0 | 1 | 0 | 0 | 0 | 0
|  |  |  | 13.64 | 27.28 | 0 | 0 | 0 | 0 | 0 | 7.48 | 0.10709 | 0 | 27.28 | 25.781 | 0 | 1.499 | 0 | 0 | 1.499 | 1 | 0 | 0 | 0 | 0
|  |  |  | 20.48 | 40.96 | 0 | 0 | 0 | 0 | 0 | 7.48 | 0.10709 | 0 | 40.96 | 32.508 | 0 | 8.452 | 0 | 0 | 8.452 | 1 | 0 | 0 | 0 | 0
|  |  |  | 21.32 | 42.64 | 0 | 0 | 0 | 0 | 0 | 7.48 | 0.10709 | 0 | 42.64 | 27.588 | 0 | 15.052 | 0 | 0 | 15.052 | 1 | 0 | 0 | 0 | 0
|  |  |  | 21.44 | 42.88 | 0 | 0 | 0 | 0 | 0 | 7.48 | 0.12502 | 0 | 42.88 | 23.041 | 0 | 19.839 | 0 | 0 | 19.839 | 1 | 0 | 0 | 0 | 0
|  |  |  | 22.28 | 44.56 | 0 | 0 | 0 | 0 | 0 | 7.48 | 0.12502 | 0 | 44.56 | 22.404 | 0 | 22.156 | 0 | 0 | 22.156 | 1 | 0 | 0 | 0 | 0
|  |  |  | 22.28 | 44.56 | 0 | 0 | 0 | 0 | 0 | 7.48 | 0.12502 | 0 | 44.56 | 22.454 | 0 | 22.106 | 0 | 0 | 22.106 | 1 | 0 | 0 | 0 | 0
|  |  |  | 22.92 | 45.84 | 0 | 0 | 0 | 0 | 0 | 12.23 | 0.12502 | 0 | 45.84 | 26.493 | 0 | 19.347 | 0 | 0 | 19.347 | 1 | 0 | 0 | 0 | 0
|  |  |  | 21.44 | 42.88 | 0 | 0 | 0 | 0 | 0 | 12.23 | 0.12502 | 0 | 42.88 | 28.634 | 0 | 14.246 | 0 | 0 | 14.246 | 1 | 0 | 0 | 0 | 0
|  |  |  | 21.16 | 42.32 | 0 | 0 | 0 | 0 | 0 | 12.23 | 0.12502 | 0 | 42.32 | 34.8 | 0 | 7.52 | 0 | 0 | 7.52 | 1 | 0 | 0 | 0 | 0
|  |  |  | 22.48 | 44.96 | 0 | 0 | 0 | 0 | 0 | 12.23 | 0.12502 | 0 | 44.96 | 38.775 | 0 | 6.185 | 0 | 0 | 6.185 | 1 | 0 | 0 | 0 | 0
|  |  |  | 22.92 | 45.84 | 0 | 0 | 0 | 0 | 0 | 7.48 | 0.12502 | 0 | 45.84 | 45.84 | 0 | 0 | 0 | 0 | 0 | 1 | 0 | 0 | 0 | 0
|  |  |  | 21.84 | 43.68 | 0 | 0 | 0 | 0 | 0 | 7.48 | 0.12502 | 0 | 43.68 | 33.648 | 0 | 0 | 0 | 0 | 0 | 0.64467 | 0 | 10.032 | 0 | 0
|  |  |  | 16.32 | 32.64 | 0 | 0 | 0 | 0 | 0 | 7.48 | 0.12502 | 0 | 32.64 | 20.086 | 0 | 0 | 0 | 0 | 0 | 0.2 | 0 | 12.554 | 0 | 0
|  |  |  | 16.56 | 33.12 | 0 | 0 | 0 | 0 | 0 | 7.48 | 0.10709 | 0 | 33.12 | 33.12 | 0 | 0 | 0 | 0 | 0 | 0.2 | 0 | 0 | 0 | 0
|  |  |  | 16.68 | 33.36 | 0 | 0 | 0 | 0 | 0 | 7.48 | 0.10709 | 0 | 33.36 | 33.36 | 0 | 0 | 0 | 0 | 0 | 0.2 | 0 | 0 | 0 | 0
|  |  |  | 18.44 | 36.88 | 0 | 0 | 0 | 0 | 0 | 7.48 | 0.10709 | 0 | 36.88 | 36.88 | 0 | 0 | 0 | 0 | 0 | 0.2 | 0 | 0 | 0 | 0
|  |  |  | 18.4 | 36.8 | 0 | 0 | 0 | 0 | 0 | 7.48 | 0.10709 | 0 | 36.8 | 36.8 | 0 | 0 | 0 | 0 | 0 | 0.2 | 0 | 0 | 0 | 0