## Sites
add_soc_incentive | optimality_tolerance_bau | optimality_tolerance_techs | time_steps_per_hour | timeout_seconds | user_uuid | webtool_uuid | address | elevation_ft | land_acres | latitude | longitude | roof_squarefeet | error_message
TRUE | 0.001 | 0.001 | 1 | 420 |  |  |  | 0 |  | 34.1404 | -118.2764
TRUE | 0.001 | 0.001 | 1 | 420 |  |  |  | 0 |  | 34.1404 | -118.2764

## Financial_inputs
| analysis_years | boiler_fuel_escalation_pct | chp_fuel_escalation_pct | escalation_pct | microgrid_upgrade_cost_pct | newboiler_fuel_escalation_pct | offtaker_discount_pct | offtaker_tax_pct | om_cost_escalation_pct | owner_discount_pct | owner_tax_pct | third_party_ownership | value_of_lost_load_us_dollars_per_kwh
site3-No-PV | 25 | 0.034 | 0.034 | 0.023 | 0.3 | 0.034 | 0.083 | 0.26 | 0.025 | 0.083 | 0.26 | FALSE | 100
site3-With-PV | 25 | 0.034 | 0.034 | 0.023 | 0.3 | 0.034 | 0.083 | 0.26 | 0.025 | 0.083 | 0.26 | FALSE | 100

## LoadProfile_inputs
| annual_kwh | critical_load_pct | critical_loads_kw_is_net | loads_kw_is_net | outage_end_hour | outage_end_time_step | outage_is_major_event | outage_start_hour | outage_start_time_step | percent_share | year
site3-No-PV |  | 0.5 | FALSE | TRUE |  |  | TRUE |  |  | 100 | 2020
site3-With-PV |  | 0.5 | FALSE | TRUE |  |  | TRUE |  |  | 100 | 2020

## LoadProfileBoilerFuel_inputs
| addressable_load_fraction | annual_mmbtu
site3-No-PV | 1
site3-With-PV | 1

## LoadProfileChillerThermal_inputs
| annual_fraction | annual_tonhour | chiller_cop
site3-No-PV |  |  | 4.4
site3-With-PV |  |  | 4.4

## ElectricTariff_inputs
| add_blended_rates_to_urdb_rate | add_tou_energy_rates_to_urdb_rate | blended_annual_demand_charges_us_dollars_per_kw | blended_annual_rates_us_dollars_per_kwh | chp_does_not_reduce_demand_charges | chp_standby_rate_us_dollars_per_kw_per_month | interconnection_limit_kw | net_metering_limit_kw | urdb_label | urdb_rate_name | urdb_utility_name
site3-No-PV | FALSE | FALSE | 0 | 0 | FALSE | 0 | 100000000 | 0 | 5a3821035457a32645d2dd80 | Primary Service A-2 Rate Time-Of-Use (TOU) | Los Angeles Department of Water & Power
site3-With-PV | FALSE | FALSE | 0 | 0 | FALSE | 0 | 100000000 | 0 | 5a3821035457a32645d2dd80 | Primary Service A-2 Rate Time-Of-Use (TOU) | Los Angeles Department of Water & Power

## FuelTariff_inputs
| boiler_fuel_blended_annual_rates_us_dollars_per_mmbtu | chp_fuel_blended_annual_rates_us_dollars_per_mmbtu | chp_fuel_type | existing_boiler_fuel_type | newboiler_fuel_blended_annual_rates_us_dollars_per_mmbtu | newboiler_fuel_type
site3-No-PV | 0 | 0 | natural_gas | natural_gas | 0 | natural_gas
site3-With-PV | 0 | 0 | natural_gas | natural_gas | 0 | natural_gas

## Wind_inputs
| can_curtail | can_export_beyond_site_load | can_net_meter | can_wholesale | federal_itc_pct | federal_rebate_us_dollars_per_kw | installed_cost_us_dollars_per_kw | macrs_bonus_pct | macrs_itc_reduction | macrs_option_years | max_kw | min_kw | om_cost_us_dollars_per_kw | pbi_max_us_dollars | pbi_system_max_kw | pbi_us_dollars_per_kwh | pbi_years | size_class | state_ibi_max_us_dollars | state_ibi_pct | state_rebate_max_us_dollars | state_rebate_us_dollars_per_kw | utility_ibi_max_us_dollars | utility_ibi_pct | utility_rebate_max_us_dollars | utility_rebate_us_dollars_per_kw
site3-No-PV | TRUE | TRUE | TRUE | TRUE | 0.26 | 0 | 3013 | 0 | 0.5 | 5 | 0 | 0 | 40 | 1000000000 | 1000000000 | 0 | 1 |  | 10000000000 | 0 | 10000000000 | 0 | 10000000000 | 0 | 10000000000 | 0
site3-With-PV | TRUE | TRUE | TRUE | TRUE | 0.26 | 0 | 3013 | 0 | 0.5 | 5 | 0 | 0 | 40 | 1000000000 | 1000000000 | 0 | 1 |  | 10000000000 | 0 | 10000000000 | 0 | 10000000000 | 0 | 10000000000 | 0

## PV_inputs
| array_type | azimuth | can_curtail | can_export_beyond_site_load | can_net_meter | can_wholesale | dc_ac_ratio | degradation_pct | existing_kw | federal_itc_pct | federal_rebate_us_dollars_per_kw | gcr | installed_cost_us_dollars_per_kw | inv_eff | location | losses | macrs_bonus_pct | macrs_itc_reduction | macrs_option_years | max_kw | min_kw | module_type | om_cost_us_dollars_per_kw | pbi_max_us_dollars | pbi_system_max_kw | pbi_us_dollars_per_kwh | pbi_years | pv_name | radius | state_ibi_max_us_dollars | state_ibi_pct | state_rebate_max_us_dollars | state_rebate_us_dollars_per_kw | tilt | utility_ibi_max_us_dollars | utility_ibi_pct | utility_rebate_max_us_dollars | utility_rebate_us_dollars_per_kw
site3-No-PV | 1 | 180 | TRUE | TRUE | TRUE | TRUE | 1.2 | 0.005 | 0 | 0.26 | 0 | 0.4 | 1600 | 0.96 | both | 0.14 | 1 | 0.5 | 5 | 0 | 0 | 0 | 16 | 1000000000 | 1000000000 | 0 | 1 |  | 0 | 10000000000 | 0 | 10000000000 | 0 | 0.537 | 10000000000 | 0 | 10000000000 | 0
site3-With-PV | 1 | 180 | TRUE | TRUE | TRUE | TRUE | 1.2 | 0.005 | 0 | 0.26 | 0 | 0.4 | 1600 | 0.96 | both | 0.14 | 1 | 0.5 | 5 | 1000000000 | 0 | 0 | 16 | 1000000000 | 1000000000 | 0 | 1 |  | 0 | 10000000000 | 0 | 10000000000 | 0 | 10 | 10000000000 | 0 | 10000000000 | 0

## Storage_inputs
| battery_replacement_year | installed_cost_us_dollars_per_kw | installed_cost_us_dollars_per_kwh | internal_efficiency_pct | inverter_efficiency_pct | inverter_replacement_year | macrs_bonus_pct | macrs_itc_reduction | macrs_option_years | max_kw | max_kwh | min_kw | min_kwh | rectifier_efficiency_pct | replace_cost_us_dollars_per_kw | replace_cost_us_dollars_per_kwh | soc_init_pct | soc_min_pct | total_itc_pct | total_rebate_us_dollars_per_kw | total_rebate_us_dollars_per_kwh
site3-No-PV | 10 | 840 | 420 | 0.975 | 0.96 | 10 | 1 | 0.5 | 7 | 1000000 | 1000000 | 0 | 0 | 0.96 | 410 | 200 | 0.5 | 0.2 | 0 | 0 | 0
site3-With-PV | 10 | 840 | 420 | 0.975 | 0.96 | 10 | 1 | 0.5 | 7 | 1000000 | 1000000 | 0 | 0 | 0.96 | 410 | 200 | 0.5 | 0.2 | 0 | 0 | 0

## Generator_inputs
| can_curtail | can_export_beyond_site_load | can_net_meter | can_wholesale | diesel_fuel_cost_us_dollars_per_gallon | existing_kw | federal_itc_pct | federal_rebate_us_dollars_per_kw | fuel_avail_gal | fuel_intercept_gal_per_hr | fuel_slope_gal_per_kwh | generator_only_runs_during_grid_outage | generator_sells_energy_back_to_grid | installed_cost_us_dollars_per_kw | macrs_bonus_pct | macrs_itc_reduction | macrs_option_years | max_kw | min_kw | min_turn_down_pct | om_cost_us_dollars_per_kw | om_cost_us_dollars_per_kwh | pbi_max_us_dollars | pbi_system_max_kw | pbi_us_dollars_per_kwh | pbi_years | state_ibi_max_us_dollars | state_ibi_pct | state_rebate_max_us_dollars | state_rebate_us_dollars_per_kw | utility_ibi_max_us_dollars | utility_ibi_pct | utility_rebate_max_us_dollars | utility_rebate_us_dollars_per_kw
site3-No-PV | FALSE | FALSE | FALSE | FALSE | 3 | 0 | 0 | 0 | 660 | 0.0125 | 0.076 | TRUE | FALSE | 500 | 1 | 0 | 0 | 1000000000 | 0 | 0 | 10 | 0 | 0 | 0 | 0 | 0 | 0 | 0 | 0 | 0 | 0 | 0 | 0 | 0
site3-With-PV | FALSE | FALSE | FALSE | FALSE | 3 | 0 | 0 | 0 | 660 | 0.0125 | 0.076 | TRUE | FALSE | 500 | 1 | 0 | 0 | 1000000000 | 0 | 0 | 10 | 0 | 0 | 0 | 0 | 0 | 0 | 0 | 0 | 0 | 0 | 0 | 0 | 0

## CHP_inputs
| can_curtail | can_export_beyond_site_load | can_net_meter | can_supply_steam_turbine | can_wholesale | chp_unavailability_periods | cooling_thermal_factor | elec_effic_full_load | elec_effic_half_load | federal_itc_pct | federal_rebate_us_dollars_per_kw | macrs_bonus_pct | macrs_itc_reduction | macrs_option_years | max_derate_factor | max_kw | min_allowable_kw | min_kw | min_turn_down_pct | om_cost_us_dollars_per_hr_per_kw_rated | om_cost_us_dollars_per_kw | om_cost_us_dollars_per_kwh | pbi_max_us_dollars | pbi_system_max_kw | pbi_us_dollars_per_kwh | pbi_years | prime_mover | size_class | state_ibi_max_us_dollars | state_ibi_pct | state_rebate_max_us_dollars | state_rebate_us_dollars_per_kw | supplementary_firing_capital_cost_per_kw | supplementary_firing_efficiency | supplementary_firing_max_steam_ratio | thermal_effic_full_load | thermal_effic_half_load | use_default_derate | utility_ibi_max_us_dollars | utility_ibi_pct | utility_rebate_max_us_dollars | utility_rebate_us_dollars_per_kw
site3-No-PV | FALSE | FALSE | FALSE | FALSE | FALSE |  |  |  |  | 0.1 | 0 | 1 | 0.5 | 5 | 1 | 0 |  | 0 |  | 0 | 0 |  | 10000000000 | 1000000000 | 0 | 1 |  |  | 10000000000 | 0 | 10000000000 | 0 | 150 | 0.92 | 1 |  |  | TRUE | 10000000000 | 0 | 10000000000 | 0
site3-With-PV | FALSE | FALSE | FALSE | FALSE | FALSE |  |  |  |  | 0.1 | 0 | 1 | 0.5 | 5 | 1 | 0 |  | 0 |  | 0 | 0 |  | 10000000000 | 1000000000 | 0 | 1 |  |  | 10000000000 | 0 | 10000000000 | 0 | 150 | 0.92 | 1 |  |  | TRUE | 10000000000 | 0 | 10000000000 | 0

## ColdTES_inputs
| installed_cost_us_dollars_per_gal | internal_efficiency_pct | macrs_bonus_pct | macrs_option_years | max_gal | min_gal | om_cost_us_dollars_per_gal | soc_init_pct | soc_min_pct | thermal_decay_rate_fraction
site3-No-PV | 1.5 | 1 | 0 | 0 | 0 | 0 | 0 | 0.5 | 0.1 | 0.0004
site3-With-PV | 1.5 | 1 | 0 | 0 | 0 | 0 | 0 | 0.5 | 0.1 | 0.0004

## HotTES_inputs
| installed_cost_us_dollars_per_gal | internal_efficiency_pct | macrs_bonus_pct | macrs_option_years | max_gal | min_gal | om_cost_us_dollars_per_gal | soc_init_pct | soc_min_pct | thermal_decay_rate_fraction
site3-No-PV | 1.5 | 1 | 0 | 0 | 0 | 0 | 0 | 0.5 | 0.1 | 0.0004
site3-With-PV | 1.5 | 1 | 0 | 0 | 0 | 0 | 0 | 0.5 | 0.1 | 0.0004

## Boiler_inputs
| boiler_efficiency | can_supply_steam_turbine | existing_boiler_production_type_steam_or_hw | max_thermal_factor_on_peak_load
site3-No-PV | 0.8 | FALSE | hot_water | 1.25
site3-With-PV | 0.8 | FALSE | hot_water | 1.25

## ElectricChiller_inputs
max_thermal_factor_on_peak_load
site3-No-PV | 1.25
site3-With-PV | 1.25

## AbsorptionChiller_inputs
| chiller_cop | chiller_elec_cop | installed_cost_us_dollars_per_ton | macrs_bonus_pct | macrs_option_years | max_ton | min_ton | om_cost_us_dollars_per_ton
site3-No-PV | 0.74 | 14.1 |  | 0 | 0 | 0 | 0
site3-With-PV | 0.74 | 14.1 |  | 0 | 0 | 0 | 0

## NewBoiler_inputs
| boiler_efficiency | can_supply_steam_turbine | installed_cost_us_dollars_per_mmbtu_per_hr | macrs_bonus_pct | macrs_option_years | max_mmbtu_per_hr | min_mmbtu_per_hr | om_cost_us_dollars_per_mmbtu | om_cost_us_dollars_per_mmbtu_per_hr
site3-No-PV | 0.8 | TRUE | 293000 | 0 | 0 | 0 | 0 | 0 | 2930
site3-With-PV | 0.8 | TRUE | 293000 | 0 | 0 | 0 | 0 | 0 | 2930

## SteamTurbine_inputs
| can_curtail | can_export_beyond_site_load | can_net_meter | can_wholesale | electric_produced_to_thermal_consumed_ratio | gearbox_generator_efficiency | inlet_steam_pressure_psig | installed_cost_us_dollars_per_kw | is_condensing | isentropic_efficiency | macrs_bonus_pct | macrs_option_years | max_kw | min_kw | net_to_gross_electric_ratio | om_cost_us_dollars_per_kw | om_cost_us_dollars_per_kwh | outlet_steam_min_vapor_fraction | outlet_steam_pressure_psig | size_class | thermal_produced_to_thermal_consumed_ratio
site3-No-PV | FALSE | FALSE | FALSE | FALSE |  |  |  |  | FALSE |  | 0 | 0 | 0 | 0 |  |  |  | 0.8
site3-With-PV | FALSE | FALSE | FALSE | FALSE |  |  |  |  | FALSE |  | 0 | 0 | 0 | 0 |  |  |  | 0.8

## GHP_inputs
| building_sqft | can_serve_dhw | federal_itc_pct | federal_rebate_us_dollars_per_ton | heatpump_capacity_sizing_factor_on_peak_load | installed_cost_building_hydronic_loop_us_dollars_per_sqft | installed_cost_ghx_us_dollars_per_ft | installed_cost_heatpump_us_dollars_per_ton | macrs_bonus_pct | macrs_itc_reduction | macrs_option_years | om_cost_us_dollars_per_sqft_year | require_ghp_purchase | state_ibi_max_us_dollars | state_ibi_pct | state_rebate_max_us_dollars | state_rebate_us_dollars_per_ton | utility_ibi_max_us_dollars | utility_ibi_pct | utility_rebate_max_us_dollars | utility_rebate_us_dollars_per_ton
site3-No-PV |  | FALSE | 0.1 | 0 | 1.1 | 1.7 | 14 | 1075 | 1 | 0.5 | 5 | -0.51 | FALSE | 10000000000 | 0 | 10000000000 | 0 | 10000000000 | 0 | 10000000000 | 0
site3-With-PV |  | FALSE | 0.1 | 0 | 1.1 | 1.7 | 14 | 1075 | 1 | 0.5 | 5 | -0.51 | FALSE | 10000000000 | 0 | 10000000000 | 0 | 10000000000 | 0 | 10000000000 | 0

## Financial_outputs
| annualized_payment_to_third_party_us_dollars | avoided_outage_costs_us_dollars | developer_om_and_replacement_present_cost_after_tax_us_dollars | initial_capital_costs | initial_capital_costs_after_incentives | irr_pct | lcc_bau_us_dollars | lcc_us_dollars | microgrid_upgrade_cost_us_dollars | net_capital_costs | net_capital_costs_plus_om_us_dollars | net_om_us_dollars_bau | net_present_cost_us_dollars | npv_us_dollars | om_and_replacement_present_cost_after_tax_us_dollars | replacement_costs | simple_payback_years | total_om_costs_us_dollars | year_one_om_costs_before_tax_us_dollars | year_one_om_costs_us_dollars
site3-No-PV |  |  |  | 3791.25 | 2881.07 | 0.1094 | 669809 | 669038 | 1047.606 | 3492.02 | 3492 | 0 |  | 771 | 610.95 | 1832.56 | 9.7088 | 0 | 0 | 0
site3-With-PV |  |  |  | 220900.22 | 124867.8 | 0.1432 | 669809 | 584149 | 38184.282 | 127280.94 | 147404 | 0 |  | 85660 | 22536.14 | 7238.27 | 6.5103 | 20123 | 2059 | 1523

## LoadProfile_outputs
| annual_calculated_kwh | bau_sustained_time_steps | resilience_check_flag | sustain_hours
site3-No-PV | 450548 | 0 | TRUE | 0
site3-With-PV | 450548 | 0 | TRUE | 0

## LoadProfileBoilerFuel_outputs
annual_calculated_boiler_fuel_load_mmbtu_bau
site3-No-PV | 0
site3-With-PV | 0

## LoadProfileChillerThermal_outputs
annual_calculated_kwh_bau
site3-No-PV | 0
site3-With-PV | 0

## ElectricTariff_outputs
| emissions_region | total_chp_standby_cost_us_dollars | total_coincident_peak_cost_bau_us_dollars | total_coincident_peak_cost_us_dollars | total_demand_cost_bau_us_dollars | total_demand_cost_us_dollars | total_energy_cost_bau_us_dollars | total_energy_cost_us_dollars | total_export_benefit_bau_us_dollars | total_export_benefit_us_dollars | total_fixed_cost_bau_us_dollars | total_fixed_cost_us_dollars | total_min_charge_adder_bau_us_dollars | total_min_charge_adder_us_dollars | year_one_bill_bau_us_dollars | year_one_bill_us_dollars | year_one_chp_standby_cost_us_dollars | year_one_coincident_peak_cost_bau_us_dollars | year_one_coincident_peak_cost_us_dollars | year_one_demand_cost_bau_us_dollars | year_one_demand_cost_us_dollars | year_one_energy_cost_bau_us_dollars | year_one_energy_cost_us_dollars | year_one_energy_supplied_kwh | year_one_energy_supplied_kwh_bau | year_one_export_benefit_bau_us_dollars | year_one_export_benefit_us_dollars | year_one_fixed_cost_bau_us_dollars | year_one_fixed_cost_us_dollars | year_one_min_charge_adder_bau_us_dollars | year_one_min_charge_adder_us_dollars
site3-No-PV | California |  | 0 | 0 | 177466.47 | 173263.82 | 489122.74 | 489062.9 | 0 | 0 | 3219.61 | 3219.61 | 0 | 0 | 69901.62 | 69456.79 |  | 0 | 0 | 18520.5 | 18081.91 | 51045.12 | 51038.88 | 450630.8 | 450547.59 | 0 | 0 | 336 | 336 | 0 | 0
site3-With-PV | California |  | 0 | 0 | 177466.47 | 137080.46 | 489122.74 | 296444.79 | 0 | 0 | 3219.61 | 3219.61 | 0 | 0 | 69901.62 | 45578.94 |  | 0 | 0 | 18520.5 | 14305.79 | 51045.12 | 30937.14 | 278473.62 | 450547.59 | 0 | 0 | 336 | 336 | 0 | 0

## FuelTariff_outputs
| total_boiler_fuel_cost_bau_us_dollars | total_boiler_fuel_cost_us_dollars | total_chp_fuel_cost_us_dollars | total_newboiler_fuel_cost_us_dollars | year_one_boiler_fuel_cost_bau_us_dollars | year_one_boiler_fuel_cost_us_dollars | year_one_chp_fuel_cost_us_dollars | year_one_newboiler_fuel_cost_us_dollars
site3-No-PV | 0 | 0 | 0 | 0 | 0 | 0 | 0 | 0
site3-With-PV | 0 | 0 | 0 | 0 | 0 | 0 | 0 | 0

## Storage_outputs
| size_kw | size_kwh
site3-No-PV | 2.72 | 3.5868
site3-With-PV | 8.3647 | 19.0437

## Generator_outputs
| average_yearly_energy_exported_kwh | average_yearly_energy_produced_kwh | existing_gen_total_fixed_om_cost_us_dollars | existing_gen_total_fuel_cost_us_dollars | existing_gen_total_variable_om_cost_us_dollars | existing_gen_year_one_fuel_cost_us_dollars | existing_gen_year_one_variable_om_cost_us_dollars | fuel_used_gal | fuel_used_gal_bau | size_kw | total_fixed_om_cost_us_dollars | total_fuel_cost_us_dollars | total_variable_om_cost_us_dollars | year_one_energy_produced_kwh | year_one_fixed_om_cost_us_dollars | year_one_fuel_cost_us_dollars | year_one_variable_om_cost_us_dollars
site3-No-PV | 0 | 0 | 0 | 0 | 0 | 0 | 0 | 0 | 0 | 0 | 0 | 0 | 0 | 0 |  | 0 | 0
site3-With-PV | 0 | 0 | 0 | 0 | 0 | 0 | 0 | 0 | 0 | 0 | 0 | 0 | 0 | 0 |  | 0 | 0

## Wind_outputs
| average_yearly_energy_exported_kwh | average_yearly_energy_produced_kwh | lcoe_us_dollars_per_kwh | size_kw | year_one_energy_produced_kwh
site3-No-PV | 0 |  |  | 0
site3-With-PV | 0 |  |  | 0

## CHP_outputs
| size_kw | size_supplementary_firing_kw | year_one_electric_energy_produced_kwh | year_one_fuel_used_mmbtu | year_one_thermal_energy_produced_mmbtu
site3-No-PV | 0 | 0 | 0 | 0 | 0
site3-With-PV | 0 | 0 | 0 | 0 | 0

## Boiler_outputs
| year_one_boiler_fuel_consumption_mmbtu | year_one_boiler_thermal_production_mmbtu
site3-No-PV | 0 | 0
site3-With-PV | 0 | 0

## ElectricChiller_outputs
| year_one_electric_chiller_electric_consumption_kwh | year_one_electric_chiller_thermal_production_tonhr
site3-No-PV | 0 | 0
site3-With-PV | 0 | 0

## AbsorptionChiller_outputs
| size_ton | year_one_absorp_chl_electric_consumption_kwh | year_one_absorp_chl_thermal_consumption_mmbtu | year_one_absorp_chl_thermal_production_tonhr
site3-No-PV | 0 |  | 0 | 0
site3-With-PV | 0 |  | 0 | 0

## HotTES_outputs
size_gal
site3-No-PV | 0
site3-With-PV | 0

## ColdTES_outputs
size_gal
site3-No-PV | 0
site3-With-PV | 0

## NewBoiler_outputs
| size_mmbtu_per_hr | year_one_boiler_fuel_consumption_mmbtu | year_one_boiler_thermal_production_mmbtu
site3-No-PV | 0 | 0 | 0
site3-With-PV | 0 | 0 | 0

## SteamTurbine_outputs
| size_kw | year_one_electric_energy_produced_kwh | year_one_thermal_consumption_mmbtu | year_one_thermal_energy_produced_mmbtu
site3-No-PV | 0 | 0 | 0 | 0
site3-With-PV | 0 | 0 | 0 | 0

## GHP_outputs
| ghp_chosen_uuid | ghpghx_chosen_outputs | size_heat_pump_ton
site3-No-PV
site3-With-PV

## PV_outputs
| average_yearly_energy_exported_kwh | average_yearly_energy_produced_bau_kwh | average_yearly_energy_produced_kwh | existing_pv_om_cost_us_dollars | lcoe_us_dollars_per_kwh | pv_name | size_kw | station_distance_km | station_latitude | station_longitude | year_one_energy_produced_bau_kwh | year_one_energy_produced_kwh
site3-No-PV |  | 0 |  | 0 |  |  | 0 |  |  |  | 0
site3-With-PV | 0 | 0 | 188793 | 0 | 0.0667 |  | 128.6722 | 1.9 | 34.13 | -118.26 | 0 | 200367

## site3-No-PV_time_series
Financial¦offtaker_annual_free_cashflow_series_bau_us_dollars | Financial¦offtaker_annual_free_cashflow_series_us_dollars | Financial¦offtaker_discounted_annual_free_cashflow_series_bau_us_dollars | Financial¦offtaker_discounted_annual_free_cashflow_series_us_dollars | LoadProfile¦critical_load_series_kw | LoadProfile¦year_one_electric_load_series_kw | LoadProfileBoilerFuel¦year_one_boiler_fuel_load_series_mmbtu_per_hr | LoadProfileBoilerFuel¦year_one_boiler_thermal_load_series_mmbtu_per_hr | LoadProfileChillerThermal¦year_one_chiller_electric_load_series_kw | LoadProfileChillerThermal¦year_one_chiller_electric_load_series_kw_bau | LoadProfileChillerThermal¦year_one_chiller_thermal_load_series_ton | ElectricTariff¦year_one_demand_cost_series_us_dollars_per_kw | ElectricTariff¦year_one_energy_cost_series_us_dollars_per_kwh | ElectricTariff¦year_one_to_battery_series_kw | ElectricTariff¦year_one_to_load_series_bau_kw | ElectricTariff¦year_one_to_load_series_kw | Storage¦year_one_soc_series_pct | Storage¦year_one_to_grid_series_kw | Storage¦year_one_to_load_series_kw | ColdTES¦year_one_cold_tes_soc_series_pct | ColdTES¦year_one_thermal_from_cold_tes_series_ton | HotTES¦year_one_hot_tes_soc_series_pct | HotTES¦year_one_thermal_from_hot_tes_series_mmbtu_per_hr
0 | -3791.25 | 0 | -3791.25 | 19.52 | 39.04 | 0 | 0 | 0 | 0 | 0 | 7.48 | 0.10709 | 1.892 | 39.04 | 39.04 | 1 | 0 | 0 |  | 0 |  | 0
-52916.92 | -51594.45 | -48861.43 | -47640.3 | 18.08 | 36.16 | 0 | 0 | 0 | 0 | 0 | 7.48 | 0.10709 | 0 | 36.16 | 36.16 | 1 | 0 | 0 |  | 0 |  | 0
-54134.01 | -53789.52 | -46154.42 | -45860.71 | 18.4 | 36.8 | 0 | 0 | 0 | 0 | 0 | 7.48 | 0.10709 | 0 | 36.8 | 36.8 | 1 | 0 | 0 |  | 0 |  | 0
-55379.1 | -55026.68 | -43597.39 | -43319.95 | 19.2 | 38.4 | 0 | 0 | 0 | 0 | 0 | 7.48 | 0.10709 | 0 | 38.4 | 38.4 | 1 | 0 | 0 |  | 0 |  | 0
-56652.82 | -56292.3 | -41182.02 | -40919.96 | 25.12 | 50.24 | 0 | 0 | 0 | 0 | 0 | 7.48 | 0.10709 | 0 | 50.24 | 50.24 | 1 | 0 | 0 |  | 0 |  | 0
-57955.83 | -57587.02 | -38900.47 | -38652.92 | 27.04 | 54.08 | 0 | 0 | 0 | 0 | 0 | 7.48 | 0.10709 | 0 | 54.08 | 54.08 | 1 | 0 | 0 |  | 0 |  | 0
-59288.81 | -58911.52 | -36745.32 | -36511.48 | 22.56 | 45.12 | 0 | 0 | 0 | 0 | 0 | 7.48 | 0.10709 | 0 | 45.12 | 45.12 | 1 | 0 | 0 |  | 0 |  | 0
-60652.46 | -60266.49 | -34709.57 | -34488.69 | 20.48 | 40.96 | 0 | 0 | 0 | 0 | 0 | 7.48 | 0.10709 | 0 | 40.96 | 40.96 | 1 | 0 | 0 |  | 0 |  | 0
-62047.46 | -61652.61 | -32786.6 | -32577.95 | 20 | 40 | 0 | 0 | 0 | 0 | 0 | 7.48 | 0.10709 | 0 | 40 | 40 | 1 | 0 | 0 |  | 0 |  | 0
-63474.55 | -63070.62 | -30970.17 | -30773.08 | 19.84 | 39.68 | 0 | 0 | 0 | 0 | 0 | 7.48 | 0.10709 | 0 | 39.68 | 39.68 | 1 | 0 | 0 |  | 0 |  | 0
-64934.47 | -65877.34 | -29254.37 | -29679.15 | 19.84 | 39.68 | 0 | 0 | 0 | 0 | 0 | 7.48 | 0.12502 | 0 | 39.68 | 39.68 | 1 | 0 | 0 |  | 0 |  | 0
-66427.96 | -66005.24 | -27633.63 | -27457.78 | 19.84 | 39.68 | 0 | 0 | 0 | 0 | 0 | 7.48 | 0.12502 | 0 | 39.68 | 39.68 | 1 | 0 | 0 |  | 0 |  | 0
-67955.81 | -67523.36 | -26102.68 | -25936.57 | 19.52 | 39.04 | 0 | 0 | 0 | 0 | 0 | 7.48 | 0.12502 | 0 | 39.04 | 39.04 | 1 | 0 | 0 |  | 0 |  | 0
-69518.79 | -69076.4 | -24656.55 | -24499.64 | 19.36 | 38.72 | 0 | 0 | 0 | 0 | 0 | 12.23 | 0.12502 | 0 | 38.72 | 38.72 | 1 | 0 | 0 |  | 0 |  | 0
-71117.72 | -70665.15 | -23290.53 | -23142.32 | 20.16 | 40.32 | 0 | 0 | 0 | 0 | 0 | 12.23 | 0.12502 | 0 | 40.32 | 40.32 | 1 | 0 | 0 |  | 0 |  | 0
-72753.43 | -72290.45 | -22000.2 | -21860.2 | 19.84 | 39.68 | 0 | 0 | 0 | 0 | 0 | 12.23 | 0.12502 | 0 | 39.68 | 39.68 | 1 | 0 | 0 |  | 0 |  | 0
-74426.76 | -73953.13 | -20781.35 | -20649.11 | 20.48 | 40.96 | 0 | 0 | 0 | 0 | 0 | 12.23 | 0.12502 | 0 | 40.96 | 40.96 | 1 | 0 | 0 |  | 0 |  | 0
-76138.57 | -75654.05 | -19630.03 | -19505.11 | 20.8 | 41.6 | 0 | 0 | 0 | 0 | 0 | 7.48 | 0.12502 | 0 | 41.6 | 41.6 | 1 | 0 | 0 |  | 0 |  | 0
-77889.76 | -77394.1 | -18542.49 | -18424.5 | 20.8 | 41.6 | 0 | 0 | 0 | 0 | 0 | 7.48 | 0.12502 | 0 | 41.6 | 41.6 | 1 | 0 | 0 |  | 0 |  | 0
-79681.22 | -79174.16 | -17515.21 | -17403.75 | 20.8 | 41.6 | 0 | 0 | 0 | 0 | 0 | 7.48 | 0.12502 | 0 | 41.6 | 38.88 | 0.2 | 0 | 2.72 |  | 0 |  | 0
-81513.89 | -80995.17 | -16544.84 | -16439.55 | 20.96 | 41.92 | 0 | 0 | 0 | 0 | 0 | 7.48 | 0.10709 | 2.72 | 41.92 | 41.92 | 0.91885 | 0 | 0 |  | 0 |  | 0
-83388.71 | -82858.06 | -15628.23 | -15528.77 | 21.28 | 42.56 | 0 | 0 | 0 | 0 | 0 | 7.48 | 0.10709 | 0.307 | 42.56 | 42.56 | 1 | 0 | 0 |  | 0 |  | 0
-85306.65 | -84763.79 | -14762.4 | -14668.45 | 16.8 | 33.6 | 0 | 0 | 0 | 0 | 0 | 7.48 | 0.10709 | 0 | 33.6 | 33.6 | 1 | 0 | 0 |  | 0 |  | 0
-87268.71 | -86713.36 | -13944.53 | -13855.8 | 14.08 | 28.16 | 0 | 0 | 0 | 0 | 0 | 7.48 | 0.10709 | 0 | 28.16 | 28.16 | 1 | 0 | 0 |  | 0 |  | 0
-89275.89 | -88707.76 | -13171.98 | -13088.16 | 14.08 | 28.16 | 0 | 0 | 0 | 0 | 0 | 7.48 | 0.10709 | 0 | 28.16 | 28.16 | 1 | 0 | 0 |  | 0 |  | 0
-91329.23 | -90748.04 | -12442.23 | -12363.06 | 15.5733 | 31.1467 | 0 | 0 | 0 | 0 | 0 | 7.48 | 0.10709 | 0 | 31.147 | 31.147 | 1 | 0 | 0 |  | 0 |  | 0
|  |  |  | 14.4 | 28.8 | 0 | 0 | 0 | 0 | 0 | 7.48 | 0.10709 | 0 | 28.8 | 28.8 | 1 | 0 | 0 |  | 0 |  | 0
|  |  |  | 13.7067 | 27.4133 | 0 | 0 | 0 | 0 | 0 | 7.48 | 0.10709 | 0 | 27.413 | 27.413 | 1 | 0 | 0 |  | 0 |  | 0
|  |  |  | 18.1867 | 36.3733 | 0 | 0 | 0 | 0 | 0 | 7.48 | 0.10709 | 0 | 36.373 | 36.373 | 1 | 0 | 0 |  | 0 |  | 0
|  |  |  | 22.0267 | 44.0533 | 0 | 0 | 0 | 0 | 0 | 7.48 | 0.10709 | 0 | 44.053 | 44.053 | 1 | 0 | 0 |  | 0 |  | 0
|  |  |  | 22.24 | 44.48 | 0 | 0 | 0 | 0 | 0 | 7.48 | 0.10709 | 0 | 44.48 | 44.48 | 1 | 0 | 0 |  | 0 |  | 0
|  |  |  | 19.84 | 39.68 | 0 | 0 | 0 | 0 | 0 | 7.48 | 0.10709 | 0 | 39.68 | 39.68 | 1 | 0 | 0 |  | 0 |  | 0
|  |  |  | 18.9333 | 37.8667 | 0 | 0 | 0 | 0 | 0 | 7.48 | 0.10709 | 0 | 37.867 | 37.867 | 1 | 0 | 0 |  | 0 |  | 0
|  |  |  | 21.7067 | 43.4133 | 0 | 0 | 0 | 0 | 0 | 7.48 | 0.10709 | 0 | 43.413 | 43.413 | 1 | 0 | 0 |  | 0 |  | 0
|  |  |  | 29.12 | 58.24 | 0 | 0 | 0 | 0 | 0 | 7.48 | 0.12502 | 0 | 58.24 | 58.24 | 1 | 0 | 0 |  | 0 |  | 0
|  |  |  | 30.4 | 60.8 | 0 | 0 | 0 | 0 | 0 | 7.48 | 0.12502 | 0 | 60.8 | 60.8 | 1 | 0 | 0 |  | 0 |  | 0
|  |  |  | 31.36 | 62.72 | 0 | 0 | 0 | 0 | 0 | 7.48 | 0.12502 | 0 | 62.72 | 62.72 | 1 | 0 | 0 |  | 0 |  | 0
|  |  |  | 30.56 | 61.12 | 0 | 0 | 0 | 0 | 0 | 12.23 | 0.12502 | 0 | 61.12 | 61.12 | 1 | 0 | 0 |  | 0 |  | 0
|  |  |  | 30.56 | 61.12 | 0 | 0 | 0 | 0 | 0 | 12.23 | 0.12502 | 0 | 61.12 | 61.12 | 1 | 0 | 0 |  | 0 |  | 0
|  |  |  | 30.72 | 61.44 | 0 | 0 | 0 | 0 | 0 | 12.23 | 0.12502 | 0 | 61.44 | 61.44 | 1 | 0 | 0 |  | 0 |  | 0
|  |  |  | 32.32 | 64.64 | 0 | 0 | 0 | 0 | 0 | 12.23 | 0.12502 | 0 | 64.64 | 64.001 | 0.81194 | 0 | 0.639 |  | 0 |  | 0
|  |  |  | 32.96 | 65.92 | 0 | 0 | 0 | 0 | 0 | 7.48 | 0.12502 | 0 | 65.92 | 65.92 | 0.81194 | 0 | 0 |  | 0 |  | 0
|  |  |  | 32.48 | 64.96 | 0 | 0 | 0 | 0 | 0 | 7.48 | 0.12502 | 0 | 64.96 | 64.96 | 0.81194 | 0 | 0 |  | 0 |  | 0
|  |  |  | 31.68 | 63.36 | 0 | 0 | 0 | 0 | 0 | 7.48 | 0.12502 | 0 | 63.36 | 61.279 | 0.2 | 0 | 2.081 |  | 0 |  | 0
|  |  |  | 31.52 | 63.04 | 0 | 0 | 0 | 0 | 0 | 7.48 | 0.10709 | 2.72 | 63.04 | 63.04 | 0.91885 | 0 | 0 |  | 0 |  | 0
|  |  |  | 29.12 | 58.24 | 0 | 0 | 0 | 0 | 0 | 7.48 | 0.10709 | 0.307 | 58.24 | 58.24 | 1 | 0 | 0 |  | 0 |  | 0
|  |  |  | 17.28 | 34.56 | 0 | 0 | 0 | 0 | 0 | 7.48 | 0.10709 | 0 | 34.56 | 34.56 | 1 | 0 | 0 |  | 0 |  | 0
|  |  |  | 14.72 | 29.44 | 0 | 0 | 0 | 0 | 0 | 7.48 | 0.10709 | 0 | 29.44 | 29.44 | 1 | 0 | 0 |  | 0 |  | 0
|  |  |  | 14.4 | 28.8 | 0 | 0 | 0 | 0 | 0 | 7.48 | 0.10709 | 0 | 28.8 | 28.8 | 1 | 0 | 0 |  | 0 |  | 0
|  |  |  | 16.96 | 33.92 | 0 | 0 | 0 | 0 | 0 | 7.48 | 0.10709 | 0 | 33.92 | 33.92 | 1 | 0 | 0 |  | 0 |  | 0
|  |  |  | 18.72 | 37.44 | 0 | 0 | 0 | 0 | 0 | 7.48 | 0.10709 | 0 | 37.44 | 37.44 | 1 | 0 | 0 |  | 0 |  | 0
|  |  |  | 15.2 | 30.4 | 0 | 0 | 0 | 0 | 0 | 7.48 | 0.10709 | 0 | 30.4 | 30.4 | 1 | 0 | 0 |  | 0 |  | 0
|  |  |  | 17.92 | 35.84 | 0 | 0 | 0 | 0 | 0 | 7.48 | 0.10709 | 0 | 35.84 | 35.84 | 1 | 0 | 0 |  | 0 |  | 0
|  |  |  | 22.4 | 44.8 | 0 | 0 | 0 | 0 | 0 | 7.48 | 0.10709 | 0 | 44.8 | 44.8 | 1 | 0 | 0 |  | 0 |  | 0
|  |  |  | 30.72 | 61.44 | 0 | 0 | 0 | 0 | 0 | 7.48 | 0.10709 | 0 | 61.44 | 61.44 | 1 | 0 | 0 |  | 0 |  | 0
|  |  |  | 30.24 | 60.48 | 0 | 0 | 0 | 0 | 0 | 7.48 | 0.10709 | 0 | 60.48 | 60.48 | 1 | 0 | 0 |  | 0 |  | 0
|  |  |  | 36.32 | 72.64 | 0 | 0 | 0 | 0 | 0 | 7.48 | 0.10709 | 0 | 72.64 | 72.64 | 1 | 0 | 0 |  | 0 |  | 0
|  |  |  | 38 | 76 | 0 | 0 | 0 | 0 | 0 | 7.48 | 0.10709 | 0 | 76 | 75.04 | 0.71765 | 0 | 0.96 |  | 0 |  | 0
|  |  |  | 37.36 | 74.72 | 0 | 0 | 0 | 0 | 0 | 7.48 | 0.12502 | 0 | 74.72 | 74.72 | 0.71765 | 0 | 0 |  | 0 |  | 0
|  |  |  | 36.32 | 72.64 | 0 | 0 | 0 | 0 | 0 | 7.48 | 0.12502 | 0 | 72.64 | 72.64 | 0.71765 | 0 | 0 |  | 0 |  | 0
|  |  |  | 32.48 | 64.96 | 0 | 0 | 0 | 0 | 0 | 7.48 | 0.12502 | 0 | 64.96 | 64.96 | 0.71765 | 0 | 0 |  | 0 |  | 0
|  |  |  | 31.84 | 63.68 | 0 | 0 | 0 | 0 | 0 | 12.23 | 0.12502 | 0 | 63.68 | 63.68 | 0.71765 | 0 | 0 |  | 0 |  | 0
|  |  |  | 31.04 | 62.08 | 0 | 0 | 0 | 0 | 0 | 12.23 | 0.12502 | 0 | 62.08 | 62.08 | 0.71765 | 0 | 0 |  | 0 |  | 0
|  |  |  | 30.56 | 61.12 | 0 | 0 | 0 | 0 | 0 | 12.23 | 0.12502 | 0 | 61.12 | 61.12 | 0.71765 | 0 | 0 |  | 0 |  | 0
|  |  |  | 31.84 | 63.68 | 0 | 0 | 0 | 0 | 0 | 12.23 | 0.12502 | 0 | 63.68 | 63.68 | 0.71765 | 0 | 0 |  | 0 |  | 0
|  |  |  | 31.2 | 62.4 | 0 | 0 | 0 | 0 | 0 | 7.48 | 0.12502 | 0 | 62.4 | 62.4 | 0.71765 | 0 | 0 |  | 0 |  | 0
|  |  |  | 30.24 | 60.48 | 0 | 0 | 0 | 0 | 0 | 7.48 | 0.12502 | 0 | 60.48 | 60.48 | 0.71765 | 0 | 0 |  | 0 |  | 0
|  |  |  | 22.4 | 44.8 | 0 | 0 | 0 | 0 | 0 | 7.48 | 0.12502 | 0 | 44.8 | 43.04 | 0.2 | 0 | 1.76 |  | 0 |  | 0
|  |  |  | 20.32 | 40.64 | 0 | 0 | 0 | 0 | 0 | 7.48 | 0.10709 | 2.72 | 40.64 | 40.64 | 0.91885 | 0 | 0 |  | 0 |  | 0
|  |  |  | 20 | 40 | 0 | 0 | 0 | 0 | 0 | 7.48 | 0.10709 | 0.307 | 40 | 40 | 1 | 0 | 0 |  | 0 |  | 0
|  |  |  | 16.8 | 33.6 | 0 | 0 | 0 | 0 | 0 | 7.48 | 0.10709 | 0 | 33.6 | 33.6 | 1 | 0 | 0 |  | 0 |  | 0
|  |  |  | 14.72 | 29.44 | 0 | 0 | 0 | 0 | 0 | 7.48 | 0.10709 | 0 | 29.44 | 29.44 | 1 | 0 | 0 |  | 0 |  | 0
|  |  |  | 14.5067 | 29.0133 | 0 | 0 | 0 | 0 | 0 | 7.48 | 0.10709 | 0 | 29.013 | 29.013 | 1 | 0 | 0 |  | 0 |  | 0
|  |  |  | 16.5867 | 33.1733 | 0 | 0 | 0 | 0 | 0 | 7.48 | 0.10709 | 0 | 33.173 | 33.173 | 1 | 0 | 0 |  | 0 |  | 0
|  |  |  | 17.44 | 34.88 | 0 | 0 | 0 | 0 | 0 | 7.48 | 0.10709 | 0 | 34.88 | 34.88 | 1 | 0 | 0 |  | 0 |  | 0
|  |  |  | 15.36 | 30.72 | 0 | 0 | 0 | 0 | 0 | 7.48 | 0.10709 | 0 | 30.72 | 30.72 | 1 | 0 | 0 |  | 0 |  | 0
|  |  |  | 18.08 | 36.16 | 0 | 0 | 0 | 0 | 0 | 7.48 | 0.10709 | 0 | 36.16 | 36.16 | 1 | 0 | 0 |  | 0 |  | 0
|  |  |  | 19.68 | 39.36 | 0 | 0 | 0 | 0 | 0 | 7.48 | 0.10709 | 0 | 39.36 | 39.36 | 1 | 0 | 0 |  | 0 |  | 0
|  |  |  | 19.84 | 39.68 | 0 | 0 | 0 | 0 | 0 | 7.48 | 0.10709 | 0 | 39.68 | 39.68 | 1 | 0 | 0 |  | 0 |  | 0
|  |  |  | 18.88 | 37.76 | 0 | 0 | 0 | 0 | 0 | 7.48 | 0.10709 | 0 | 37.76 | 37.76 | 1 | 0 | 0 |  | 0 |  | 0
|  |  |  | 18.72 | 37.44 | 0 | 0 | 0 | 0 | 0 | 7.48 | 0.10709 | 0 | 37.44 | 37.44 | 1 | 0 | 0 |  | 0 |  | 0
|  |  |  | 18.4 | 36.8 | 0 | 0 | 0 | 0 | 0 | 7.48 | 0.10709 | 0 | 36.8 | 36.8 | 1 | 0 | 0 |  | 0 |  | 0
|  |  |  | 18.56 | 37.12 | 0 | 0 | 0 | 0 | 0 | 7.48 | 0.10709 | 0 | 37.12 | 37.12 | 1 | 0 | 0 |  | 0 |  | 0
|  |  |  | 17.92 | 35.84 | 0 | 0 | 0 | 0 | 0 | 7.48 | 0.10709 | 0 | 35.84 | 35.84 | 1 | 0 | 0 |  | 0 |  | 0
|  |  |  | 17.44 | 34.88 | 0 | 0 | 0 | 0 | 0 | 7.48 | 0.10709 | 0 | 34.88 | 34.88 | 1 | 0 | 0 |  | 0 |  | 0
|  |  |  | 17.76 | 35.52 | 0 | 0 | 0 | 0 | 0 | 7.48 | 0.10709 | 0 | 35.52 | 35.52 | 1 | 0 | 0 |  | 0 |  | 0
|  |  |  | 18.08 | 36.16 | 0 | 0 | 0 | 0 | 0 | 7.48 | 0.10709 | 0 | 36.16 | 36.16 | 1 | 0 | 0 |  | 0 |  | 0
|  |  |  | 17.76 | 35.52 | 0 | 0 | 0 | 0 | 0 | 7.48 | 0.10709 | 0 | 35.52 | 35.52 | 1 | 0 | 0 |  | 0 |  | 0
|  |  |  | 19.2 | 38.4 | 0 | 0 | 0 | 0 | 0 | 7.48 | 0.10709 | 0 | 38.4 | 38.4 | 1 | 0 | 0 |  | 0 |  | 0
|  |  |  | 19.36 | 38.72 | 0 | 0 | 0 | 0 | 0 | 7.48 | 0.10709 | 0 | 38.72 | 38.72 | 1 | 0 | 0 |  | 0 |  | 0
|  |  |  | 20.16 | 40.32 | 0 | 0 | 0 | 0 | 0 | 7.48 | 0.10709 | 0 | 40.32 | 40.32 | 1 | 0 | 0 |  | 0 |  | 0
|  |  |  | 18.72 | 37.44 | 0 | 0 | 0 | 0 | 0 | 7.48 | 0.10709 | 0 | 37.44 | 37.44 | 1 | 0 | 0 |  | 0 |  | 0
|  |  |  | 18.72 | 37.44 | 0 | 0 | 0 | 0 | 0 | 7.48 | 0.10709 | 0 | 37.44 | 37.44 | 1 | 0 | 0 |  | 0 |  | 0
|  |  |  | 18.4 | 36.8 | 0 | 0 | 0 | 0 | 0 | 7.48 | 0.10709 | 0 | 36.8 | 36.8 | 1 | 0 | 0 |  | 0 |  | 0
|  |  |  | 14.4 | 28.8 | 0 | 0 | 0 | 0 | 0 | 7.48 | 0.10709 | 0 | 28.8 | 28.8 | 1 | 0 | 0 |  | 0 |  | 0
|  |  |  | 13.12 | 26.24 | 0 | 0 | 0 | 0 | 0 | 7.48 | 0.10709 | 0 | 26.24 | 26.24 | 1 | 0 | 0 |  | 0 |  | 0
|  |  |  | 10.72 | 21.44 | 0 | 0 | 0 | 0 | 0 | 7.48 | 0.10709 | 0 | 21.44 | 21.44 | 1 | 0 | 0 |  | 0 |  | 0
|  |  |  | 16 | 32 | 0 | 0 | 0 | 0 | 0 | 7.48 | 0.10709 | 0 | 32 | 32 | 1 | 0 | 0 |  | 0 |  | 0
|  |  |  | 13.28 | 26.56 | 0 | 0 | 0 | 0 | 0 | 7.48 | 0.10709 | 0 | 26.56 | 26.56 | 1 | 0 | 0 |  | 0 |  | 0
|  |  |  | 13.28 | 26.56 | 0 | 0 | 0 | 0 | 0 | 7.48 | 0.10709 | 0 | 26.56 | 26.56 | 1 | 0 | 0 |  | 0 |  | 0
|  |  |  | 17.28 | 34.56 | 0 | 0 | 0 | 0 | 0 | 7.48 | 0.10709 | 0 | 34.56 | 34.56 | 1 | 0 | 0 |  | 0 |  | 0
|  |  |  | 20.48 | 40.96 | 0 | 0 | 0 | 0 | 0 | 7.48 | 0.10709 | 0 | 40.96 | 40.96 | 1 | 0 | 0 |  | 0 |  | 0
|  |  |  | 31.04 | 62.08 | 0 | 0 | 0 | 0 | 0 | 7.48 | 0.10709 | 0 | 62.08 | 62.08 | 1 | 0 | 0 |  | 0 |  | 0
|  |  |  | 30.56 | 61.12 | 0 | 0 | 0 | 0 | 0 | 7.48 | 0.10709 | 0 | 61.12 | 61.12 | 1 | 0 | 0 |  | 0 |  | 0
|  |  |  | 38.08 | 76.16 | 0 | 0 | 0 | 0 | 0 | 7.48 | 0.10709 | 0 | 76.16 | 75.04 | 0.67059 | 0 | 1.12 |  | 0 |  | 0
|  |  |  | 36.64 | 73.28 | 0 | 0 | 0 | 0 | 0 | 7.48 | 0.10709 | 1.246 | 73.28 | 73.28 | 1 | 0 | 0 |  | 0 |  | 0
|  |  |  | 35.68 | 71.36 | 0 | 0 | 0 | 0 | 0 | 7.48 | 0.10709 | 0 | 71.36 | 71.36 | 1 | 0 | 0 |  | 0 |  | 0
|  |  |  | 31.84 | 63.68 | 0 | 0 | 0 | 0 | 0 | 7.48 | 0.10709 | 0 | 63.68 | 63.68 | 1 | 0 | 0 |  | 0 |  | 0
|  |  |  | 30.4 | 60.8 | 0 | 0 | 0 | 0 | 0 | 7.48 | 0.10709 | 0 | 60.8 | 60.8 | 1 | 0 | 0 |  | 0 |  | 0
|  |  |  | 28.64 | 57.28 | 0 | 0 | 0 | 0 | 0 | 7.48 | 0.10709 | 0 | 57.28 | 57.28 | 1 | 0 | 0 |  | 0 |  | 0
|  |  |  | 29.28 | 58.56 | 0 | 0 | 0 | 0 | 0 | 7.48 | 0.10709 | 0 | 58.56 | 58.56 | 1 | 0 | 0 |  | 0 |  | 0
|  |  |  | 29.44 | 58.88 | 0 | 0 | 0 | 0 | 0 | 7.48 | 0.10709 | 0 | 58.88 | 58.88 | 1 | 0 | 0 |  | 0 |  | 0
|  |  |  | 30.08 | 60.16 | 0 | 0 | 0 | 0 | 0 | 7.48 | 0.10709 | 0 | 60.16 | 60.16 | 1 | 0 | 0 |  | 0 |  | 0
|  |  |  | 30.08 | 60.16 | 0 | 0 | 0 | 0 | 0 | 7.48 | 0.10709 | 0 | 60.16 | 60.16 | 1 | 0 | 0 |  | 0 |  | 0
|  |  |  | 29.28 | 58.56 | 0 | 0 | 0 | 0 | 0 | 7.48 | 0.10709 | 0 | 58.56 | 58.56 | 1 | 0 | 0 |  | 0 |  | 0
|  |  |  | 28.64 | 57.28 | 0 | 0 | 0 | 0 | 0 | 7.48 | 0.10709 | 0 | 57.28 | 57.28 | 1 | 0 | 0 |  | 0 |  | 0
|  |  |  | 29.44 | 58.88 | 0 | 0 | 0 | 0 | 0 | 7.48 | 0.10709 | 0 | 58.88 | 58.88 | 1 | 0 | 0 |  | 0 |  | 0
|  |  |  | 26.56 | 53.12 | 0 | 0 | 0 | 0 | 0 | 7.48 | 0.10709 | 0 | 53.12 | 53.12 | 1 | 0 | 0 |  | 0 |  | 0
|  |  |  | 15.36 | 30.72 | 0 | 0 | 0 | 0 | 0 | 7.48 | 0.10709 | 0 | 30.72 | 30.72 | 1 | 0 | 0 |  | 0 |  | 0
|  |  |  | 13.76 | 27.52 | 0 | 0 | 0 | 0 | 0 | 7.48 | 0.10709 | 0 | 27.52 | 27.52 | 1 | 0 | 0 |  | 0 |  | 0
|  |  |  | 13.6 | 27.2 | 0 | 0 | 0 | 0 | 0 | 7.48 | 0.10709 | 0 | 27.2 | 27.2 | 1 | 0 | 0 |  | 0 |  | 0
|  |  |  | 13.6 | 27.2 | 0 | 0 | 0 | 0 | 0 | 7.48 | 0.10709 | 0 | 27.2 | 27.2 | 1 | 0 | 0 |  | 0 |  | 0
|  |  |  | 12.32 | 24.64 | 0 | 0 | 0 | 0 | 0 | 7.48 | 0.10709 | 0 | 24.64 | 24.64 | 1 | 0 | 0 |  | 0 |  | 0
|  |  |  | 13.6 | 27.2 | 0 | 0 | 0 | 0 | 0 | 7.48 | 0.10709 | 0 | 27.2 | 27.2 | 1 | 0 | 0 |  | 0 |  | 0
|  |  |  | 18.4 | 36.8 | 0 | 0 | 0 | 0 | 0 | 7.48 | 0.10709 | 0 | 36.8 | 36.8 | 1 | 0 | 0 |  | 0 |  | 0
|  |  |  | 23.68 | 47.36 | 0 | 0 | 0 | 0 | 0 | 7.48 | 0.10709 | 0 | 47.36 | 47.36 | 1 | 0 | 0 |  | 0 |  | 0
|  |  |  | 27.2 | 54.4 | 0 | 0 | 0 | 0 | 0 | 7.48 | 0.10709 | 0 | 54.4 | 54.4 | 1 | 0 | 0 |  | 0 |  | 0
|  |  |  | 29.6 | 59.2 | 0 | 0 | 0 | 0 | 0 | 7.48 | 0.10709 | 0 | 59.2 | 59.2 | 1 | 0 | 0 |  | 0 |  | 0
|  |  |  | 33.6 | 67.2 | 0 | 0 | 0 | 0 | 0 | 7.48 | 0.10709 | 0 | 67.2 | 67.2 | 1 | 0 | 0 |  | 0 |  | 0
|  |  |  | 34.88 | 69.76 | 0 | 0 | 0 | 0 | 0 | 7.48 | 0.10709 | 0 | 69.76 | 69.76 | 1 | 0 | 0 |  | 0 |  | 0
|  |  |  | 34.4 | 68.8 | 0 | 0 | 0 | 0 | 0 | 7.48 | 0.12502 | 0 | 68.8 | 68.8 | 1 | 0 | 0 |  | 0 |  | 0
|  |  |  | 34.72 | 69.44 | 0 | 0 | 0 | 0 | 0 | 7.48 | 0.12502 | 0 | 69.44 | 69.44 | 1 | 0 | 0 |  | 0 |  | 0
|  |  |  | 35.84 | 71.68 | 0 | 0 | 0 | 0 | 0 | 7.48 | 0.12502 | 0 | 71.68 | 71.68 | 1 | 0 | 0 |  | 0 |  | 0
|  |  |  | 33.28 | 66.56 | 0 | 0 | 0 | 0 | 0 | 12.23 | 0.12502 | 0 | 66.56 | 64.001 | 0.24724 | 0 | 2.559 |  | 0 |  | 0
|  |  |  | 31.52 | 63.04 | 0 | 0 | 0 | 0 | 0 | 12.23 | 0.12502 | 0.961 | 63.04 | 63.04 | 0.50111 | 0 | 0 |  | 0 |  | 0
|  |  |  | 31.68 | 63.36 | 0 | 0 | 0 | 0 | 0 | 12.23 | 0.12502 | 0.641 | 63.36 | 63.36 | 0.67041 | 0 | 0 |  | 0 |  | 0
|  |  |  | 32.8 | 65.6 | 0 | 0 | 0 | 0 | 0 | 12.23 | 0.12502 | 0 | 65.6 | 64.001 | 0.2 | 0 | 1.599 |  | 0 |  | 0
|  |  |  | 32.8 | 65.6 | 0 | 0 | 0 | 0 | 0 | 7.48 | 0.12502 | 0 | 65.6 | 65.6 | 0.2 | 0 | 0 |  | 0 |  | 0
|  |  |  | 32.64 | 65.28 | 0 | 0 | 0 | 0 | 0 | 7.48 | 0.12502 | 0 | 65.28 | 65.28 | 0.2 | 0 | 0 |  | 0 |  | 0
|  |  |  | 32 | 64 | 0 | 0 | 0 | 0 | 0 | 7.48 | 0.12502 | 0 | 64 | 64 | 0.2 | 0 | 0 |  | 0 |  | 0
|  |  |  | 29.76 | 59.52 | 0 | 0 | 0 | 0 | 0 | 7.48 | 0.10709 | 2.72 | 59.52 | 59.52 | 0.91885 | 0 | 0 |  | 0 |  | 0
|  |  |  | 24.64 | 49.28 | 0 | 0 | 0 | 0 | 0 | 7.48 | 0.10709 | 0.307 | 49.28 | 49.28 | 1 | 0 | 0 |  | 0 |  | 0
|  |  |  | 18.72 | 37.44 | 0 | 0 | 0 | 0 | 0 | 7.48 | 0.10709 | 0 | 37.44 | 37.44 | 1 | 0 | 0 |  | 0 |  | 0
|  |  |  | 13.92 | 27.84 | 0 | 0 | 0 | 0 | 0 | 7.48 | 0.10709 | 0 | 27.84 | 27.84 | 1 | 0 | 0 |  | 0 |  | 0
|  |  |  | 13.12 | 26.24 | 0 | 0 | 0 | 0 | 0 | 7.48 | 0.10709 | 0 | 26.24 | 26.24 | 1 | 0 | 0 |  | 0 |  | 0
|  |  |  | 12.48 | 24.96 | 0 | 0 | 0 | 0 | 0 | 7.48 | 0.10709 | 0 | 24.96 | 24.96 | 1 | 0 | 0 |  | 0 |  | 0
|  |  |  | 12.32 | 24.64 | 0 | 0 | 0 | 0 | 0 | 7.48 | 0.10709 | 0 | 24.64 | 24.64 | 1 | 0 | 0 |  | 0 |  | 0
|  |  |  | 13.28 | 26.56 | 0 | 0 | 0 | 0 | 0 | 7.48 | 0.10709 | 0 | 26.56 | 26.56 | 1 | 0 | 0 |  | 0 |  | 0
|  |  |  | 19.04 | 38.08 | 0 | 0 | 0 | 0 | 0 | 7.48 | 0.10709 | 0 | 38.08 | 38.08 | 1 | 0 | 0 |  | 0 |  | 0
|  |  |  | 21.28 | 42.56 | 0 | 0 | 0 | 0 | 0 | 7.48 | 0.10709 | 0 | 42.56 | 42.56 | 1 | 0 | 0 |  | 0 |  | 0
|  |  |  | 22.4 | 44.8 | 0 | 0 | 0 | 0 | 0 | 7.48 | 0.10709 | 0 | 44.8 | 44.8 | 1 | 0 | 0 |  | 0 |  | 0
|  |  |  | 28.64 | 57.28 | 0 | 0 | 0 | 0 | 0 | 7.48 | 0.10709 | 0 | 57.28 | 57.28 | 1 | 0 | 0 |  | 0 |  | 0
|  |  |  | 27.68 | 55.36 | 0 | 0 | 0 | 0 | 0 | 7.48 | 0.10709 | 0 | 55.36 | 55.36 | 1 | 0 | 0 |  | 0 |  | 0
|  |  |  | 28.48 | 56.96 | 0 | 0 | 0 | 0 | 0 | 7.48 | 0.10709 | 0 | 56.96 | 56.96 | 1 | 0 | 0 |  | 0 |  | 0
|  |  |  | 27.68 | 55.36 | 0 | 0 | 0 | 0 | 0 | 7.48 | 0.12502 | 0 | 55.36 | 55.36 | 1 | 0 | 0 |  | 0 |  | 0
|  |  |  | 26.72 | 53.44 | 0 | 0 | 0 | 0 | 0 | 7.48 | 0.12502 | 0 | 53.44 | 53.44 | 1 | 0 | 0 |  | 0 |  | 0
|  |  |  | 25.44 | 50.88 | 0 | 0 | 0 | 0 | 0 | 7.48 | 0.12502 | 0 | 50.88 | 50.88 | 1 | 0 | 0 |  | 0 |  | 0
|  |  |  | 25.12 | 50.24 | 0 | 0 | 0 | 0 | 0 | 12.23 | 0.12502 | 0 | 50.24 | 50.24 | 1 | 0 | 0 |  | 0 |  | 0
|  |  |  | 25.12 | 50.24 | 0 | 0 | 0 | 0 | 0 | 12.23 | 0.12502 | 0 | 50.24 | 50.24 | 1 | 0 | 0 |  | 0 |  | 0
|  |  |  | 25.12 | 50.24 | 0 | 0 | 0 | 0 | 0 | 12.23 | 0.12502 | 0 | 50.24 | 50.24 | 1 | 0 | 0 |  | 0 |  | 0
|  |  |  | 26.24 | 52.48 | 0 | 0 | 0 | 0 | 0 | 12.23 | 0.12502 | 0 | 52.48 | 52.48 | 1 | 0 | 0 |  | 0 |  | 0
|  |  |  | 26.88 | 53.76 | 0 | 0 | 0 | 0 | 0 | 7.48 | 0.12502 | 0 | 53.76 | 53.76 | 1 | 0 | 0 |  | 0 |  | 0
|  |  |  | 26.24 | 52.48 | 0 | 0 | 0 | 0 | 0 | 7.48 | 0.12502 | 0 | 52.48 | 52.48 | 1 | 0 | 0 |  | 0 |  | 0
|  |  |  | 26.88 | 53.76 | 0 | 0 | 0 | 0 | 0 | 7.48 | 0.12502 | 0 | 53.76 | 51.04 | 0.2 | 0 | 2.72 |  | 0 |  | 0
|  |  |  | 26.88 | 53.76 | 0 | 0 | 0 | 0 | 0 | 7.48 | 0.10709 | 2.72 | 53.76 | 53.76 | 0.91885 | 0 | 0 |  | 0 |  | 0
|  |  |  | 26.88 | 53.76 | 0 | 0 | 0 | 0 | 0 | 7.48 | 0.10709 | 0.307 | 53.76 | 53.76 | 1 | 0 | 0 |  | 0 |  | 0
|  |  |  | 21.76 | 43.52 | 0 | 0 | 0 | 0 | 0 | 7.48 | 0.10709 | 0 | 43.52 | 43.52 | 1 | 0 | 0 |  | 0 |  | 0
|  |  |  | 20.48 | 40.96 | 0 | 0 | 0 | 0 | 0 | 7.48 | 0.10709 | 0 | 40.96 | 40.96 | 1 | 0 | 0 |  | 0 |  | 0
|  |  |  | 19.52 | 39.04 | 0 | 0 | 0 | 0 | 0 | 7.48 | 0.10709 | 0 | 39.04 | 39.04 | 1 | 0 | 0 |  | 0 |  | 0
|  |  |  | 18.08 | 36.16 | 0 | 0 | 0 | 0 | 0 | 7.48 | 0.10709 | 0 | 36.16 | 36.16 | 1 | 0 | 0 |  | 0 |  | 0
|  |  |  | 18.4 | 36.8 | 0 | 0 | 0 | 0 | 0 | 7.48 | 0.10709 | 0 | 36.8 | 36.8 | 1 | 0 | 0 |  | 0 |  | 0
|  |  |  | 19.2 | 38.4 | 0 | 0 | 0 | 0 | 0 | 7.48 | 0.10709 | 0 | 38.4 | 38.4 | 1 | 0 | 0 |  | 0 |  | 0
|  |  |  | 25.12 | 50.24 | 0 | 0 | 0 | 0 | 0 | 7.48 | 0.10709 | 0 | 50.24 | 50.24 | 1 | 0 | 0 |  | 0 |  | 0
|  |  |  | 27.04 | 54.08 | 0 | 0 | 0 | 0 | 0 | 7.48 | 0.10709 | 0 | 54.08 | 54.08 | 1 | 0 | 0 |  | 0 |  | 0
|  |  |  | 22.56 | 45.12 | 0 | 0 | 0 | 0 | 0 | 7.48 | 0.10709 | 0 | 45.12 | 45.12 | 1 | 0 | 0 |  | 0 |  | 0
|  |  |  | 20.48 | 40.96 | 0 | 0 | 0 | 0 | 0 | 7.48 | 0.10709 | 0 | 40.96 | 40.96 | 1 | 0 | 0 |  | 0 |  | 0
|  |  |  | 20 | 40 | 0 | 0 | 0 | 0 | 0 | 7.48 | 0.10709 | 0 | 40 | 40 | 1 | 0 | 0 |  | 0 |  | 0
|  |  |  | 19.84 | 39.68 | 0 | 0 | 0 | 0 | 0 | 7.48 | 0.10709 | 0 | 39.68 | 39.68 | 1 | 0 | 0 |  | 0 |  | 0
|  |  |  | 19.84 | 39.68 | 0 | 0 | 0 | 0 | 0 | 7.48 | 0.12502 | 0 | 39.68 | 39.68 | 1 | 0 | 0 |  | 0 |  | 0
|  |  |  | 19.84 | 39.68 | 0 | 0 | 0 | 0 | 0 | 7.48 | 0.12502 | 0 | 39.68 | 39.68 | 1 | 0 | 0 |  | 0 |  | 0
|  |  |  | 19.52 | 39.04 | 0 | 0 | 0 | 0 | 0 | 7.48 | 0.12502 | 0 | 39.04 | 39.04 | 1 | 0 | 0 |  | 0 |  | 0
|  |  |  | 19.36 | 38.72 | 0 | 0 | 0 | 0 | 0 | 12.23 | 0.12502 | 0 | 38.72 | 38.72 | 1 | 0 | 0 |  | 0 |  | 0
|  |  |  | 20.16 | 40.32 | 0 | 0 | 0 | 0 | 0 | 12.23 | 0.12502 | 0 | 40.32 | 40.32 | 1 | 0 | 0 |  | 0 |  | 0
|  |  |  | 19.84 | 39.68 | 0 | 0 | 0 | 0 | 0 | 12.23 | 0.12502 | 0 | 39.68 | 39.68 | 1 | 0 | 0 |  | 0 |  | 0
|  |  |  | 20.48 | 40.96 | 0 | 0 | 0 | 0 | 0 | 12.23 | 0.12502 | 0 | 40.96 | 40.96 | 1 | 0 | 0 |  | 0 |  | 0
|  |  |  | 20.8 | 41.6 | 0 | 0 | 0 | 0 | 0 | 7.48 | 0.12502 | 0 | 41.6 | 41.6 | 1 | 0 | 0 |  | 0 |  | 0
|  |  |  | 20.8 | 41.6 | 0 | 0 | 0 | 0 | 0 | 7.48 | 0.12502 | 0 | 41.6 | 41.6 | 1 | 0 | 0 |  | 0 |  | 0
|  |  |  | 20.8 | 41.6 | 0 | 0 | 0 | 0 | 0 | 7.48 | 0.12502 | 0 | 41.6 | 38.88 | 0.2 | 0 | 2.72 |  | 0 |  | 0
|  |  |  | 20.96 | 41.92 | 0 | 0 | 0 | 0 | 0 | 7.48 | 0.10709 | 2.72 | 41.92 | 41.92 | 0.91885 | 0 | 0 |  | 0 |  | 0
|  |  |  | 21.28 | 42.56 | 0 | 0 | 0 | 0 | 0 | 7.48 | 0.10709 | 0.307 | 42.56 | 42.56 | 1 | 0 | 0 |  | 0 |  | 0
|  |  |  | 16.8 | 33.6 | 0 | 0 | 0 | 0 | 0 | 7.48 | 0.10709 | 0 | 33.6 | 33.6 | 1 | 0 | 0 |  | 0 |  | 0
|  |  |  | 14.08 | 28.16 | 0 | 0 | 0 | 0 | 0 | 7.48 | 0.10709 | 0 | 28.16 | 28.16 | 1 | 0 | 0 |  | 0 |  | 0
|  |  |  | 14.08 | 28.16 | 0 | 0 | 0 | 0 | 0 | 7.48 | 0.10709 | 0 | 28.16 | 28.16 | 1 | 0 | 0 |  | 0 |  | 0
|  |  |  | 15.5733 | 31.1467 | 0 | 0 | 0 | 0 | 0 | 7.48 | 0.10709 | 0 | 31.147 | 31.147 | 1 | 0 | 0 |  | 0 |  | 0
|  |  |  | 14.4 | 28.8 | 0 | 0 | 0 | 0 | 0 | 7.48 | 0.10709 | 0 | 28.8 | 28.8 | 1 | 0 | 0 |  | 0 |  | 0
|  |  |  | 13.7067 | 27.4133 | 0 | 0 | 0 | 0 | 0 | 7.48 | 0.10709 | 0 | 27.413 | 27.413 | 1 | 0 | 0 |  | 0 |  | 0
|  |  |  | 18.1867 | 36.3733 | 0 | 0 | 0 | 0 | 0 | 7.48 | 0.10709 | 0 | 36.373 | 36.373 | 1 | 0 | 0 |  | 0 |  | 0
|  |  |  | 22.0267 | 44.0533 | 0 | 0 | 0 | 0 | 0 | 7.48 | 0.10709 | 0 | 44.053 | 44.053 | 1 | 0 | 0 |  | 0 |  | 0
|  |  |  | 22.24 | 44.48 | 0 | 0 | 0 | 0 | 0 | 7.48 | 0.10709 | 0 | 44.48 | 44.48 | 1 | 0 | 0 |  | 0 |  | 0
|  |  |  | 19.84 | 39.68 | 0 | 0 | 0 | 0 | 0 | 7.48 | 0.10709 | 0 | 39.68 | 39.68 | 1 | 0 | 0 |  | 0 |  | 0
|  |  |  | 18.9333 | 37.8667 | 0 | 0 | 0 | 0 | 0 | 7.48 | 0.10709 | 0 | 37.867 | 37.867 | 1 | 0 | 0 |  | 0 |  | 0
|  |  |  | 21.7067 | 43.4133 | 0 | 0 | 0 | 0 | 0 | 7.48 | 0.10709 | 0 | 43.413 | 43.413 | 1 | 0 | 0 |  | 0 |  | 0
|  |  |  | 29.12 | 58.24 | 0 | 0 | 0 | 0 | 0 | 7.48 | 0.12502 | 0 | 58.24 | 58.24 | 1 | 0 | 0 |  | 0 |  | 0
|  |  |  | 30.4 | 60.8 | 0 | 0 | 0 | 0 | 0 | 7.48 | 0.12502 | 0 | 60.8 | 60.8 | 1 | 0 | 0 |  | 0 |  | 0
|  |  |  | 31.36 | 62.72 | 0 | 0 | 0 | 0 | 0 | 7.48 | 0.12502 | 0 | 62.72 | 62.72 | 1 | 0 | 0 |  | 0 |  | 0
|  |  |  | 30.56 | 61.12 | 0 | 0 | 0 | 0 | 0 | 12.23 | 0.12502 | 0 | 61.12 | 61.12 | 1 | 0 | 0 |  | 0 |  | 0
|  |  |  | 30.56 | 61.12 | 0 | 0 | 0 | 0 | 0 | 12.23 | 0.12502 | 0 | 61.12 | 61.12 | 1 | 0 | 0 |  | 0 |  | 0
|  |  |  | 30.72 | 61.44 | 0 | 0 | 0 | 0 | 0 | 12.23 | 0.12502 | 0 | 61.44 | 61.44 | 1 | 0 | 0 |  | 0 |  | 0
|  |  |  | 32.32 | 64.64 | 0 | 0 | 0 | 0 | 0 | 12.23 | 0.12502 | 0 | 64.64 | 64.001 | 0.81194 | 0 | 0.639 |  | 0 |  | 0
|  |  |  | 32.96 | 65.92 | 0 | 0 | 0 | 0 | 0 | 7.48 | 0.12502 | 0 | 65.92 | 65.92 | 0.81194 | 0 | 0 |  | 0 |  | 0
|  |  |  | 32.48 | 64.96 | 0 | 0 | 0 | 0 | 0 | 7.48 | 0.12502 | 0 | 64.96 | 64.96 | 0.81194 | 0 | 0 |  | 0 |  | 0
|  |  |  | 31.68 | 63.36 | 0 | 0 | 0 | 0 | 0 | 7.48 | 0.12502 | 0 | 63.36 | 61.279 | 0.2 | 0 | 2.081 |  | 0 |  | 0
|  |  |  | 31.52 | 63.04 | 0 | 0 | 0 | 0 | 0 | 7.48 | 0.10709 | 2.72 | 63.04 | 63.04 | 0.91885 | 0 | 0 |  | 0 |  | 0
|  |  |  | 29.12 | 58.24 | 0 | 0 | 0 | 0 | 0 | 7.48 | 0.10709 | 0.307 | 58.24 | 58.24 | 1 | 0 | 0 |  | 0 |  | 0
|  |  |  | 17.28 | 34.56 | 0 | 0 | 0 | 0 | 0 | 7.48 | 0.10709 | 0 | 34.56 | 34.56 | 1 | 0 | 0 |  | 0 |  | 0
|  |  |  | 14.72 | 29.44 | 0 | 0 | 0 | 0 | 0 | 7.48 | 0.10709 | 0 | 29.44 | 29.44 | 1 | 0 | 0 |  | 0 |  | 0
|  |  |  | 14.4 | 28.8 | 0 | 0 | 0 | 0 | 0 | 7.48 | 0.10709 | 0 | 28.8 | 28.8 | 1 | 0 | 0 |  | 0 |  | 0
|  |  |  | 16.96 | 33.92 | 0 | 0 | 0 | 0 | 0 | 7.48 | 0.10709 | 0 | 33.92 | 33.92 | 1 | 0 | 0 |  | 0 |  | 0
|  |  |  | 18.72 | 37.44 | 0 | 0 | 0 | 0 | 0 | 7.48 | 0.10709 | 0 | 37.44 | 37.44 | 1 | 0 | 0 |  | 0 |  | 0
|  |  |  | 15.2 | 30.4 | 0 | 0 | 0 | 0 | 0 | 7.48 | 0.10709 | 0 | 30.4 | 30.4 | 1 | 0 | 0 |  | 0 |  | 0
|  |  |  | 17.92 | 35.84 | 0 | 0 | 0 | 0 | 0 | 7.48 | 0.10709 | 0 | 35.84 | 35.84 | 1 | 0 | 0 |  | 0 |  | 0
|  |  |  | 22.4 | 44.8 | 0 | 0 | 0 | 0 | 0 | 7.48 | 0.10709 | 0 | 44.8 | 44.8 | 1 | 0 | 0 |  | 0 |  | 0
|  |  |  | 30.72 | 61.44 | 0 | 0 | 0 | 0 | 0 | 7.48 | 0.10709 | 0 | 61.44 | 61.44 | 1 | 0 | 0 |  | 0 |  | 0
|  |  |  | 30.24 | 60.48 | 0 | 0 | 0 | 0 | 0 | 7.48 | 0.10709 | 0 | 60.48 | 60.48 | 1 | 0 | 0 |  | 0 |  | 0
|  |  |  | 36.32 | 72.64 | 0 | 0 | 0 | 0 | 0 | 7.48 | 0.10709 | 0 | 72.64 | 72.64 | 1 | 0 | 0 |  | 0 |  | 0
|  |  |  | 38 | 76 | 0 | 0 | 0 | 0 | 0 | 7.48 | 0.10709 | 0 | 76 | 75.04 | 0.71765 | 0 | 0.96 |  | 0 |  | 0
|  |  |  | 37.36 | 74.72 | 0 | 0 | 0 | 0 | 0 | 7.48 | 0.12502 | 0 | 74.72 | 74.72 | 0.71765 | 0 | 0 |  | 0 |  | 0
|  |  |  | 36.32 | 72.64 | 0 | 0 | 0 | 0 | 0 | 7.48 | 0.12502 | 0 | 72.64 | 72.64 | 0.71765 | 0 | 0 |  | 0 |  | 0
|  |  |  | 32.48 | 64.96 | 0 | 0 | 0 | 0 | 0 | 7.48 | 0.12502 | 0 | 64.96 | 64.96 | 0.71765 | 0 | 0 |  | 0 |  | 0
|  |  |  | 31.84 | 63.68 | 0 | 0 | 0 | 0 | 0 | 12.23 | 0.12502 | 0 | 63.68 | 63.68 | 0.71765 | 0 | 0 |  | 0 |  | 0
|  |  |  | 31.04 | 62.08 | 0 | 0 | 0 | 0 | 0 | 12.23 | 0.12502 | 0 | 62.08 | 62.08 | 0.71765 | 0 | 0 |  | 0 |  | 0
|  |  |  | 30.56 | 61.12 | 0 | 0 | 0 | 0 | 0 | 12.23 | 0.12502 | 0 | 61.12 | 61.12 | 0.71765 | 0 | 0 |  | 0 |  | 0
|  |  |  | 31.84 | 63.68 | 0 | 0 | 0 | 0 | 0 | 12.23 | 0.12502 | 0 | 63.68 | 63.68 | 0.71765 | 0 | 0 |  | 0 |  | 0
|  |  |  | 31.2 | 62.4 | 0 | 0 | 0 | 0 | 0 | 7.48 | 0.12502 | 0 | 62.4 | 62.4 | 0.71765 | 0 | 0 |  | 0 |  | 0
|  |  |  | 30.24 | 60.48 | 0 | 0 | 0 | 0 | 0 | 7.48 | 0.12502 | 0 | 60.48 | 60.48 | 0.71765 | 0 | 0 |  | 0 |  | 0
|  |  |  | 22.4 | 44.8 | 0 | 0 | 0 | 0 | 0 | 7.48 | 0.12502 | 0 | 44.8 | 43.04 | 0.2 | 0 | 1.76 |  | 0 |  | 0
|  |  |  | 20.32 | 40.64 | 0 | 0 | 0 | 0 | 0 | 7.48 | 0.10709 | 2.72 | 40.64 | 40.64 | 0.91885 | 0 | 0 |  | 0 |  | 0
|  |  |  | 20 | 40 | 0 | 0 | 0 | 0 | 0 | 7.48 | 0.10709 | 0.307 | 40 | 40 | 1 | 0 | 0 |  | 0 |  | 0
|  |  |  | 16.8 | 33.6 | 0 | 0 | 0 | 0 | 0 | 7.48 | 0.10709 | 0 | 33.6 | 33.6 | 1 | 0 | 0 |  | 0 |  | 0
|  |  |  | 14.72 | 29.44 | 0 | 0 | 0 | 0 | 0 | 7.48 | 0.10709 | 0 | 29.44 | 29.44 | 1 | 0 | 0 |  | 0 |  | 0
|  |  |  | 14.5067 | 29.0133 | 0 | 0 | 0 | 0 | 0 | 7.48 | 0.10709 | 0 | 29.013 | 29.013 | 1 | 0 | 0 |  | 0 |  | 0
|  |  |  | 16.5867 | 33.1733 | 0 | 0 | 0 | 0 | 0 | 7.48 | 0.10709 | 0 | 33.173 | 33.173 | 1 | 0 | 0 |  | 0 |  | 0
|  |  |  | 17.44 | 34.88 | 0 | 0 | 0 | 0 | 0 | 7.48 | 0.10709 | 0 | 34.88 | 34.88 | 1 | 0 | 0 |  | 0 |  | 0
|  |  |  | 15.36 | 30.72 | 0 | 0 | 0 | 0 | 0 | 7.48 | 0.10709 | 0 | 30.72 | 30.72 | 1 | 0 | 0 |  | 0 |  | 0
|  |  |  | 18.08 | 36.16 | 0 | 0 | 0 | 0 | 0 | 7.48 | 0.10709 | 0 | 36.16 | 36.16 | 1 | 0 | 0 |  | 0 |  | 0
|  |  |  | 19.68 | 39.36 | 0 | 0 | 0 | 0 | 0 | 7.48 | 0.10709 | 0 | 39.36 | 39.36 | 1 | 0 | 0 |  | 0 |  | 0
|  |  |  | 19.84 | 39.68 | 0 | 0 | 0 | 0 | 0 | 7.48 | 0.10709 | 0 | 39.68 | 39.68 | 1 | 0 | 0 |  | 0 |  | 0
|  |  |  | 18.88 | 37.76 | 0 | 0 | 0 | 0 | 0 | 7.48 | 0.10709 | 0 | 37.76 | 37.76 | 1 | 0 | 0 |  | 0 |  | 0
|  |  |  | 18.72 | 37.44 | 0 | 0 | 0 | 0 | 0 | 7.48 | 0.10709 | 0 | 37.44 | 37.44 | 1 | 0 | 0 |  | 0 |  | 0
|  |  |  | 18.4 | 36.8 | 0 | 0 | 0 | 0 | 0 | 7.48 | 0.10709 | 0 | 36.8 | 36.8 | 1 | 0 | 0 |  | 0 |  | 0
|  |  |  | 18.56 | 37.12 | 0 | 0 | 0 | 0 | 0 | 7.48 | 0.10709 | 0 | 37.12 | 37.12 | 1 | 0 | 0 |  | 0 |  | 0
|  |  |  | 17.92 | 35.84 | 0 | 0 | 0 | 0 | 0 | 7.48 | 0.10709 | 0 | 35.84 | 35.84 | 1 | 0 | 0 |  | 0 |  | 0
|  |  |  | 17.44 | 34.88 | 0 | 0 | 0 | 0 | 0 | 7.48 | 0.10709 | 0 | 34.88 | 34.88 | 1 | 0 | 0 |  | 0 |  | 0
|  |  |  | 17.76 | 35.52 | 0 | 0 | 0 | 0 | 0 | 7.48 | 0.10709 | 0 | 35.52 | 35.52 | 1 | 0 | 0 |  | 0 |  | 0
|  |  |  | 18.08 | 36.16 | 0 | 0 | 0 | 0 | 0 | 7.48 | 0.10709 | 0 | 36.16 | 36.16 | 1 | 0 | 0 |  | 0 |  | 0
|  |  |  | 17.76 | 35.52 | 0 | 0 | 0 | 0 | 0 | 7.48 | 0.10709 | 0 | 35.52 | 35.52 | 1 | 0 | 0 |  | 0 |  | 0
|  |  |  | 19.2 | 38.4 | 0 | 0 | 0 | 0 | 0 | 7.48 | 0.10709 | 0 | 38.4 | 38.4 | 1 | 0 | 0 |  | 0 |  | 0
|  |  |  | 19.36 | 38.72 | 0 | 0 | 0 | 0 | 0 | 7.48 | 0.10709 | 0 | 38.72 | 38.72 | 1 | 0 | 0 |  | 0 |  | 0
|  |  |  | 20.16 | 40.32 | 0 | 0 | 0 | 0 | 0 | 7.48 | 0.10709 | 0 | 40.32 | 40.32 | 1 | 0 | 0 |  | 0 |  | 0
|  |  |  | 18.72 | 37.44 | 0 | 0 | 0 | 0 | 0 | 7.48 | 0.10709 | 0 | 37.44 | 37.44 | 1 | 0 | 0 |  | 0 |  | 0
|  |  |  | 18.72 | 37.44 | 0 | 0 | 0 | 0 | 0 | 7.48 | 0.10709 | 0 | 37.44 | 37.44 | 1 | 0 | 0 |  | 0 |  | 0
|  |  |  | 18.4 | 36.8 | 0 | 0 | 0 | 0 | 0 | 7.48 | 0.10709 | 0 | 36.8 | 36.8 | 1 | 0 | 0 |  | 0 |  | 0
|  |  |  | 14.4 | 28.8 | 0 | 0 | 0 | 0 | 0 | 7.48 | 0.10709 | 0 | 28.8 | 28.8 | 1 | 0 | 0 |  | 0 |  | 0
|  |  |  | 13.12 | 26.24 | 0 | 0 | 0 | 0 | 0 | 7.48 | 0.10709 | 0 | 26.24 | 26.24 | 1 | 0 | 0 |  | 0 |  | 0
|  |  |  | 13.44 | 26.88 | 0 | 0 | 0 | 0 | 0 | 7.48 | 0.10709 | 0 | 26.88 | 26.88 | 1 | 0 | 0 |  | 0 |  | 0
|  |  |  | 16.16 | 32.32 | 0 | 0 | 0 | 0 | 0 | 7.48 | 0.10709 | 0 | 32.32 | 32.32 | 1 | 0 | 0 |  | 0 |  | 0
|  |  |  | 12.16 | 24.32 | 0 | 0 | 0 | 0 | 0 | 7.48 | 0.10709 | 0 | 24.32 | 24.32 | 1 | 0 | 0 |  | 0 |  | 0
|  |  |  | 12.32 | 24.64 | 0 | 0 | 0 | 0 | 0 | 7.48 | 0.10709 | 0 | 24.64 | 24.64 | 1 | 0 | 0 |  | 0 |  | 0
|  |  |  | 18.24 | 36.48 | 0 | 0 | 0 | 0 | 0 | 7.48 | 0.10709 | 0 | 36.48 | 36.48 | 1 | 0 | 0 |  | 0 |  | 0
|  |  |  | 20 | 40 | 0 | 0 | 0 | 0 | 0 | 7.48 | 0.10709 | 0 | 40 | 40 | 1 | 0 | 0 |  | 0 |  | 0
|  |  |  | 20.32 | 40.64 | 0 | 0 | 0 | 0 | 0 | 7.48 | 0.10709 | 0 | 40.64 | 40.64 | 1 | 0 | 0 |  | 0 |  | 0
|  |  |  | 19.36 | 38.72 | 0 | 0 | 0 | 0 | 0 | 7.48 | 0.10709 | 0 | 38.72 | 38.72 | 1 | 0 | 0 |  | 0 |  | 0
|  |  |  | 18.72 | 37.44 | 0 | 0 | 0 | 0 | 0 | 7.48 | 0.10709 | 0 | 37.44 | 37.44 | 1 | 0 | 0 |  | 0 |  | 0
|  |  |  | 18.88 | 37.76 | 0 | 0 | 0 | 0 | 0 | 7.48 | 0.10709 | 0 | 37.76 | 37.76 | 1 | 0 | 0 |  | 0 |  | 0
|  |  |  | 27.2 | 54.4 | 0 | 0 | 0 | 0 | 0 | 7.48 | 0.10709 | 0 | 54.4 | 54.4 | 1 | 0 | 0 |  | 0 |  | 0
|  |  |  | 29.28 | 58.56 | 0 | 0 | 0 | 0 | 0 | 7.48 | 0.10709 | 0 | 58.56 | 58.56 | 1 | 0 | 0 |  | 0 |  | 0
|  |  |  | 28.16 | 56.32 | 0 | 0 | 0 | 0 | 0 | 7.48 | 0.10709 | 0 | 56.32 | 56.32 | 1 | 0 | 0 |  | 0 |  | 0
|  |  |  | 26.72 | 53.44 | 0 | 0 | 0 | 0 | 0 | 7.48 | 0.10709 | 0 | 53.44 | 53.44 | 1 | 0 | 0 |  | 0 |  | 0
|  |  |  | 27.2 | 54.4 | 0 | 0 | 0 | 0 | 0 | 7.48 | 0.10709 | 0 | 54.4 | 54.4 | 1 | 0 | 0 |  | 0 |  | 0
|  |  |  | 26.56 | 53.12 | 0 | 0 | 0 | 0 | 0 | 7.48 | 0.10709 | 0 | 53.12 | 53.12 | 1 | 0 | 0 |  | 0 |  | 0
|  |  |  | 28.8 | 57.6 | 0 | 0 | 0 | 0 | 0 | 7.48 | 0.10709 | 0 | 57.6 | 57.6 | 1 | 0 | 0 |  | 0 |  | 0
|  |  |  | 28.8 | 57.6 | 0 | 0 | 0 | 0 | 0 | 7.48 | 0.10709 | 0 | 57.6 | 57.6 | 1 | 0 | 0 |  | 0 |  | 0
|  |  |  | 20.48 | 40.96 | 0 | 0 | 0 | 0 | 0 | 7.48 | 0.10709 | 0 | 40.96 | 40.96 | 1 | 0 | 0 |  | 0 |  | 0
|  |  |  | 20.64 | 41.28 | 0 | 0 | 0 | 0 | 0 | 7.48 | 0.10709 | 0 | 41.28 | 41.28 | 1 | 0 | 0 |  | 0 |  | 0
|  |  |  | 20.96 | 41.92 | 0 | 0 | 0 | 0 | 0 | 7.48 | 0.10709 | 0 | 41.92 | 41.92 | 1 | 0 | 0 |  | 0 |  | 0
|  |  |  | 20.96 | 41.92 | 0 | 0 | 0 | 0 | 0 | 7.48 | 0.10709 | 0 | 41.92 | 41.92 | 1 | 0 | 0 |  | 0 |  | 0
|  |  |  | 17.76 | 35.52 | 0 | 0 | 0 | 0 | 0 | 7.48 | 0.10709 | 0 | 35.52 | 35.52 | 1 | 0 | 0 |  | 0 |  | 0
|  |  |  | 15.68 | 31.36 | 0 | 0 | 0 | 0 | 0 | 7.48 | 0.10709 | 0 | 31.36 | 31.36 | 1 | 0 | 0 |  | 0 |  | 0
|  |  |  | 14.72 | 29.44 | 0 | 0 | 0 | 0 | 0 | 7.48 | 0.10709 | 0 | 29.44 | 29.44 | 1 | 0 | 0 |  | 0 |  | 0
|  |  |  | 15.36 | 30.72 | 0 | 0 | 0 | 0 | 0 | 7.48 | 0.10709 | 0 | 30.72 | 30.72 | 1 | 0 | 0 |  | 0 |  | 0
|  |  |  | 17.44 | 34.88 | 0 | 0 | 0 | 0 | 0 | 7.48 | 0.10709 | 0 | 34.88 | 34.88 | 1 | 0 | 0 |  | 0 |  | 0
|  |  |  | 13.28 | 26.56 | 0 | 0 | 0 | 0 | 0 | 7.48 | 0.10709 | 0 | 26.56 | 26.56 | 1 | 0 | 0 |  | 0 |  | 0
|  |  |  | 19.36 | 38.72 | 0 | 0 | 0 | 0 | 0 | 7.48 | 0.10709 | 0 | 38.72 | 38.72 | 1 | 0 | 0 |  | 0 |  | 0
|  |  |  | 20.32 | 40.64 | 0 | 0 | 0 | 0 | 0 | 7.48 | 0.10709 | 0 | 40.64 | 40.64 | 1 | 0 | 0 |  | 0 |  | 0
|  |  |  | 20.32 | 40.64 | 0 | 0 | 0 | 0 | 0 | 7.48 | 0.10709 | 0 | 40.64 | 40.64 | 1 | 0 | 0 |  | 0 |  | 0
|  |  |  | 19.84 | 39.68 | 0 | 0 | 0 | 0 | 0 | 7.48 | 0.10709 | 0 | 39.68 | 39.68 | 1 | 0 | 0 |  | 0 |  | 0
|  |  |  | 19.36 | 38.72 | 0 | 0 | 0 | 0 | 0 | 7.48 | 0.10709 | 0 | 38.72 | 38.72 | 1 | 0 | 0 |  | 0 |  | 0
|  |  |  | 21.28 | 42.56 | 0 | 0 | 0 | 0 | 0 | 7.48 | 0.10709 | 0 | 42.56 | 42.56 | 1 | 0 | 0 |  | 0 |  | 0
|  |  |  | 30.56 | 61.12 | 0 | 0 | 0 | 0 | 0 | 7.48 | 0.12502 | 0 | 61.12 | 61.12 | 1 | 0 | 0 |  | 0 |  | 0
|  |  |  | 31.36 | 62.72 | 0 | 0 | 0 | 0 | 0 | 7.48 | 0.12502 | 0 | 62.72 | 62.72 | 1 | 0 | 0 |  | 0 |  | 0
|  |  |  | 30.56 | 61.12 | 0 | 0 | 0 | 0 | 0 | 7.48 | 0.12502 | 0 | 61.12 | 61.12 | 1 | 0 | 0 |  | 0 |  | 0
|  |  |  | 30.72 | 61.44 | 0 | 0 | 0 | 0 | 0 | 12.23 | 0.12502 | 0 | 61.44 | 61.44 | 1 | 0 | 0 |  | 0 |  | 0
|  |  |  | 29.44 | 58.88 | 0 | 0 | 0 | 0 | 0 | 12.23 | 0.12502 | 0 | 58.88 | 58.88 | 1 | 0 | 0 |  | 0 |  | 0
|  |  |  | 30.24 | 60.48 | 0 | 0 | 0 | 0 | 0 | 12.23 | 0.12502 | 0 | 60.48 | 60.48 | 1 | 0 | 0 |  | 0 |  | 0
|  |  |  | 29.76 | 59.52 | 0 | 0 | 0 | 0 | 0 | 12.23 | 0.12502 | 0 | 59.52 | 59.52 | 1 | 0 | 0 |  | 0 |  | 0
|  |  |  | 29.76 | 59.52 | 0 | 0 | 0 | 0 | 0 | 7.48 | 0.12502 | 0 | 59.52 | 59.52 | 1 | 0 | 0 |  | 0 |  | 0
|  |  |  | 28.64 | 57.28 | 0 | 0 | 0 | 0 | 0 | 7.48 | 0.12502 | 0 | 57.28 | 57.28 | 1 | 0 | 0 |  | 0 |  | 0
|  |  |  | 28.96 | 57.92 | 0 | 0 | 0 | 0 | 0 | 7.48 | 0.12502 | 0 | 57.92 | 55.2 | 0.2 | 0 | 2.72 |  | 0 |  | 0
|  |  |  | 27.36 | 54.72 | 0 | 0 | 0 | 0 | 0 | 7.48 | 0.10709 | 2.72 | 54.72 | 54.72 | 0.91885 | 0 | 0 |  | 0 |  | 0
|  |  |  | 24.32 | 48.64 | 0 | 0 | 0 | 0 | 0 | 7.48 | 0.10709 | 0.307 | 48.64 | 48.64 | 1 | 0 | 0 |  | 0 |  | 0
|  |  |  | 18.72 | 37.44 | 0 | 0 | 0 | 0 | 0 | 7.48 | 0.10709 | 0 | 37.44 | 37.44 | 1 | 0 | 0 |  | 0 |  | 0
|  |  |  | 14.24 | 28.48 | 0 | 0 | 0 | 0 | 0 | 7.48 | 0.10709 | 0 | 28.48 | 28.48 | 1 | 0 | 0 |  | 0 |  | 0
|  |  |  | 13.12 | 26.24 | 0 | 0 | 0 | 0 | 0 | 7.48 | 0.10709 | 0 | 26.24 | 26.24 | 1 | 0 | 0 |  | 0 |  | 0
|  |  |  | 12.8 | 25.6 | 0 | 0 | 0 | 0 | 0 | 7.48 | 0.10709 | 0 | 25.6 | 25.6 | 1 | 0 | 0 |  | 0 |  | 0
|  |  |  | 12.64 | 25.28 | 0 | 0 | 0 | 0 | 0 | 7.48 | 0.10709 | 0 | 25.28 | 25.28 | 1 | 0 | 0 |  | 0 |  | 0
|  |  |  | 12.64 | 25.28 | 0 | 0 | 0 | 0 | 0 | 7.48 | 0.10709 | 0 | 25.28 | 25.28 | 1 | 0 | 0 |  | 0 |  | 0
|  |  |  | 19.2 | 38.4 | 0 | 0 | 0 | 0 | 0 | 7.48 | 0.10709 | 0 | 38.4 | 38.4 | 1 | 0 | 0 |  | 0 |  | 0
|  |  |  | 20.48 | 40.96 | 0 | 0 | 0 | 0 | 0 | 7.48 | 0.10709 | 0 | 40.96 | 40.96 | 1 | 0 | 0 |  | 0 |  | 0
|  |  |  | 19.36 | 38.72 | 0 | 0 | 0 | 0 | 0 | 7.48 | 0.10709 | 0 | 38.72 | 38.72 | 1 | 0 | 0 |  | 0 |  | 0
|  |  |  | 24.32 | 48.64 | 0 | 0 | 0 | 0 | 0 | 7.48 | 0.10709 | 0 | 48.64 | 48.64 | 1 | 0 | 0 |  | 0 |  | 0
|  |  |  | 25.92 | 51.84 | 0 | 0 | 0 | 0 | 0 | 7.48 | 0.10709 | 0 | 51.84 | 51.84 | 1 | 0 | 0 |  | 0 |  | 0
|  |  |  | 26.56 | 53.12 | 0 | 0 | 0 | 0 | 0 | 7.48 | 0.10709 | 0 | 53.12 | 53.12 | 1 | 0 | 0 |  | 0 |  | 0
|  |  |  | 26.72 | 53.44 | 0 | 0 | 0 | 0 | 0 | 7.48 | 0.12502 | 0 | 53.44 | 53.44 | 1 | 0 | 0 |  | 0 |  | 0
|  |  |  | 26.24 | 52.48 | 0 | 0 | 0 | 0 | 0 | 7.48 | 0.12502 | 0 | 52.48 | 52.48 | 1 | 0 | 0 |  | 0 |  | 0
|  |  |  | 25.6 | 51.2 | 0 | 0 | 0 | 0 | 0 | 7.48 | 0.12502 | 0 | 51.2 | 51.2 | 1 | 0 | 0 |  | 0 |  | 0
|  |  |  | 26.56 | 53.12 | 0 | 0 | 0 | 0 | 0 | 12.23 | 0.12502 | 0 | 53.12 | 53.12 | 1 | 0 | 0 |  | 0 |  | 0
|  |  |  | 25.76 | 51.52 | 0 | 0 | 0 | 0 | 0 | 12.23 | 0.12502 | 0 | 51.52 | 51.52 | 1 | 0 | 0 |  | 0 |  | 0
|  |  |  | 25.92 | 51.84 | 0 | 0 | 0 | 0 | 0 | 12.23 | 0.12502 | 0 | 51.84 | 51.84 | 1 | 0 | 0 |  | 0 |  | 0
|  |  |  | 27.68 | 55.36 | 0 | 0 | 0 | 0 | 0 | 12.23 | 0.12502 | 0 | 55.36 | 55.36 | 1 | 0 | 0 |  | 0 |  | 0
|  |  |  | 28.48 | 56.96 | 0 | 0 | 0 | 0 | 0 | 7.48 | 0.12502 | 0 | 56.96 | 56.96 | 1 | 0 | 0 |  | 0 |  | 0
|  |  |  | 26.72 | 53.44 | 0 | 0 | 0 | 0 | 0 | 7.48 | 0.12502 | 0 | 53.44 | 53.44 | 1 | 0 | 0 |  | 0 |  | 0
|  |  |  | 26.24 | 52.48 | 0 | 0 | 0 | 0 | 0 | 7.48 | 0.12502 | 0 | 52.48 | 49.76 | 0.2 | 0 | 2.72 |  | 0 |  | 0
|  |  |  | 26.56 | 53.12 | 0 | 0 | 0 | 0 | 0 | 7.48 | 0.10709 | 2.72 | 53.12 | 53.12 | 0.91885 | 0 | 0 |  | 0 |  | 0
|  |  |  | 25.6 | 51.2 | 0 | 0 | 0 | 0 | 0 | 7.48 | 0.10709 | 0.307 | 51.2 | 51.2 | 1 | 0 | 0 |  | 0 |  | 0
|  |  |  | 21.28 | 42.56 | 0 | 0 | 0 | 0 | 0 | 7.48 | 0.10709 | 0 | 42.56 | 42.56 | 1 | 0 | 0 |  | 0 |  | 0
|  |  |  | 20.8 | 41.6 | 0 | 0 | 0 | 0 | 0 | 7.48 | 0.10709 | 0 | 41.6 | 41.6 | 1 | 0 | 0 |  | 0 |  | 0
|  |  |  | 18.4 | 36.8 | 0 | 0 | 0 | 0 | 0 | 7.48 | 0.10709 | 0 | 36.8 | 36.8 | 1 | 0 | 0 |  | 0 |  | 0
|  |  |  | 18.4 | 36.8 | 0 | 0 | 0 | 0 | 0 | 7.48 | 0.10709 | 0 | 36.8 | 36.8 | 1 | 0 | 0 |  | 0 |  | 0
|  |  |  | 17.44 | 34.88 | 0 | 0 | 0 | 0 | 0 | 7.48 | 0.10709 | 0 | 34.88 | 34.88 | 1 | 0 | 0 |  | 0 |  | 0
|  |  |  | 18.4 | 36.8 | 0 | 0 | 0 | 0 | 0 | 7.48 | 0.10709 | 0 | 36.8 | 36.8 | 1 | 0 | 0 |  | 0 |  | 0
|  |  |  | 24.32 | 48.64 | 0 | 0 | 0 | 0 | 0 | 7.48 | 0.10709 | 0 | 48.64 | 48.64 | 1 | 0 | 0 |  | 0 |  | 0
|  |  |  | 26.56 | 53.12 | 0 | 0 | 0 | 0 | 0 | 7.48 | 0.10709 | 0 | 53.12 | 53.12 | 1 | 0 | 0 |  | 0 |  | 0
|  |  |  | 26.4 | 52.8 | 0 | 0 | 0 | 0 | 0 | 7.48 | 0.10709 | 0 | 52.8 | 52.8 | 1 | 0 | 0 |  | 0 |  | 0
|  |  |  | 26.24 | 52.48 | 0 | 0 | 0 | 0 | 0 | 7.48 | 0.10709 | 0 | 52.48 | 52.48 | 1 | 0 | 0 |  | 0 |  | 0
|  |  |  | 29.6 | 59.2 | 0 | 0 | 0 | 0 | 0 | 7.48 | 0.10709 | 0 | 59.2 | 59.2 | 1 | 0 | 0 |  | 0 |  | 0
|  |  |  | 30.08 | 60.16 | 0 | 0 | 0 | 0 | 0 | 7.48 | 0.10709 | 0 | 60.16 | 60.16 | 1 | 0 | 0 |  | 0 |  | 0
|  |  |  | 30.24 | 60.48 | 0 | 0 | 0 | 0 | 0 | 7.48 | 0.12502 | 0 | 60.48 | 60.48 | 1 | 0 | 0 |  | 0 |  | 0
|  |  |  | 30.56 | 61.12 | 0 | 0 | 0 | 0 | 0 | 7.48 | 0.12502 | 0 | 61.12 | 61.12 | 1 | 0 | 0 |  | 0 |  | 0
|  |  |  | 27.7867 | 55.5733 | 0 | 0 | 0 | 0 | 0 | 7.48 | 0.12502 | 0 | 55.573 | 55.573 | 1 | 0 | 0 |  | 0 |  | 0
|  |  |  | 23.68 | 47.36 | 0 | 0 | 0 | 0 | 0 | 12.23 | 0.12502 | 0 | 47.36 | 47.36 | 1 | 0 | 0 |  | 0 |  | 0
|  |  |  | 23.68 | 47.36 | 0 | 0 | 0 | 0 | 0 | 12.23 | 0.12502 | 0 | 47.36 | 47.36 | 1 | 0 | 0 |  | 0 |  | 0
|  |  |  | 28.48 | 56.96 | 0 | 0 | 0 | 0 | 0 | 12.23 | 0.12502 | 0 | 56.96 | 56.96 | 1 | 0 | 0 |  | 0 |  | 0
|  |  |  | 29.92 | 59.84 | 0 | 0 | 0 | 0 | 0 | 12.23 | 0.12502 | 0 | 59.84 | 59.84 | 1 | 0 | 0 |  | 0 |  | 0
|  |  |  | 30.56 | 61.12 | 0 | 0 | 0 | 0 | 0 | 7.48 | 0.12502 | 0 | 61.12 | 61.12 | 1 | 0 | 0 |  | 0 |  | 0
|  |  |  | 24.64 | 49.28 | 0 | 0 | 0 | 0 | 0 | 7.48 | 0.12502 | 0 | 49.28 | 49.28 | 1 | 0 | 0 |  | 0 |  | 0
|  |  |  | 20.48 | 40.96 | 0 | 0 | 0 | 0 | 0 | 7.48 | 0.12502 | 0 | 40.96 | 38.24 | 0.2 | 0 | 2.72 |  | 0 |  | 0
|  |  |  | 20.8 | 41.6 | 0 | 0 | 0 | 0 | 0 | 7.48 | 0.10709 | 2.72 | 41.6 | 41.6 | 0.91885 | 0 | 0 |  | 0 |  | 0
|  |  |  | 21.28 | 42.56 | 0 | 0 | 0 | 0 | 0 | 7.48 | 0.10709 | 0.307 | 42.56 | 42.56 | 1 | 0 | 0 |  | 0 |  | 0
|  |  |  | 17.6 | 35.2 | 0 | 0 | 0 | 0 | 0 | 7.48 | 0.10709 | 0 | 35.2 | 35.2 | 1 | 0 | 0 |  | 0 |  | 0
|  |  |  | 15.36 | 30.72 | 0 | 0 | 0 | 0 | 0 | 7.48 | 0.10709 | 0 | 30.72 | 30.72 | 1 | 0 | 0 |  | 0 |  | 0
|  |  |  | 13.96 | 27.92 | 0 | 0 | 0 | 0 | 0 | 7.48 | 0.10709 | 0 | 27.92 | 27.92 | 1 | 0 | 0 |  | 0 |  | 0
|  |  |  | 15.08 | 30.16 | 0 | 0 | 0 | 0 | 0 | 7.48 | 0.10709 | 0 | 30.16 | 30.16 | 1 | 0 | 0 |  | 0 |  | 0
|  |  |  | 15.88 | 31.76 | 0 | 0 | 0 | 0 | 0 | 7.48 | 0.10709 | 0 | 31.76 | 31.76 | 1 | 0 | 0 |  | 0 |  | 0
|  |  |  | 14.36 | 28.72 | 0 | 0 | 0 | 0 | 0 | 7.48 | 0.10709 | 0 | 28.72 | 28.72 | 1 | 0 | 0 |  | 0 |  | 0
|  |  |  | 18.88 | 37.76 | 0 | 0 | 0 | 0 | 0 | 7.48 | 0.10709 | 0 | 37.76 | 37.76 | 1 | 0 | 0 |  | 0 |  | 0
|  |  |  | 21.1467 | 42.2933 | 0 | 0 | 0 | 0 | 0 | 7.48 | 0.10709 | 0 | 42.293 | 42.293 | 1 | 0 | 0 |  | 0 |  | 0
|  |  |  | 24.1067 | 48.2133 | 0 | 0 | 0 | 0 | 0 | 7.48 | 0.10709 | 0 | 48.213 | 48.213 | 1 | 0 | 0 |  | 0 |  | 0
|  |  |  | 23.8133 | 47.6267 | 0 | 0 | 0 | 0 | 0 | 7.48 | 0.10709 | 0 | 47.627 | 47.627 | 1 | 0 | 0 |  | 0 |  | 0
|  |  |  | 23.4933 | 46.9867 | 0 | 0 | 0 | 0 | 0 | 7.48 | 0.10709 | 0 | 46.987 | 46.987 | 1 | 0 | 0 |  | 0 |  | 0
|  |  |  | 24.5333 | 49.0667 | 0 | 0 | 0 | 0 | 0 | 7.48 | 0.10709 | 0 | 49.067 | 49.067 | 1 | 0 | 0 |  | 0 |  | 0
|  |  |  | 29.0933 | 58.1867 | 0 | 0 | 0 | 0 | 0 | 7.48 | 0.12502 | 0 | 58.187 | 58.187 | 1 | 0 | 0 |  | 0 |  | 0
|  |  |  | 28.8533 | 57.7067 | 0 | 0 | 0 | 0 | 0 | 7.48 | 0.12502 | 0 | 57.707 | 57.707 | 1 | 0 | 0 |  | 0 |  | 0
|  |  |  | 27.8533 | 55.7067 | 0 | 0 | 0 | 0 | 0 | 7.48 | 0.12502 | 0 | 55.707 | 55.707 | 1 | 0 | 0 |  | 0 |  | 0
|  |  |  | 27.8533 | 55.7067 | 0 | 0 | 0 | 0 | 0 | 12.23 | 0.12502 | 0 | 55.707 | 55.707 | 1 | 0 | 0 |  | 0 |  | 0
|  |  |  | 26.5467 | 53.0933 | 0 | 0 | 0 | 0 | 0 | 12.23 | 0.12502 | 0 | 53.093 | 53.093 | 1 | 0 | 0 |  | 0 |  | 0
|  |  |  | 26.52 | 53.04 | 0 | 0 | 0 | 0 | 0 | 12.23 | 0.12502 | 0 | 53.04 | 53.04 | 1 | 0 | 0 |  | 0 |  | 0
|  |  |  | 30.5733 | 61.1467 | 0 | 0 | 0 | 0 | 0 | 12.23 | 0.12502 | 0 | 61.147 | 61.147 | 1 | 0 | 0 |  | 0 |  | 0
|  |  |  | 31.16 | 62.32 | 0 | 0 | 0 | 0 | 0 | 7.48 | 0.12502 | 0 | 62.32 | 62.32 | 1 | 0 | 0 |  | 0 |  | 0
|  |  |  | 32.96 | 65.92 | 0 | 0 | 0 | 0 | 0 | 7.48 | 0.12502 | 0 | 65.92 | 65.92 | 1 | 0 | 0 |  | 0 |  | 0
|  |  |  | 32.2 | 64.4 | 0 | 0 | 0 | 0 | 0 | 7.48 | 0.12502 | 0 | 64.4 | 61.68 | 0.2 | 0 | 2.72 |  | 0 |  | 0
|  |  |  | 32.24 | 64.48 | 0 | 0 | 0 | 0 | 0 | 7.48 | 0.10709 | 2.72 | 64.48 | 64.48 | 0.91885 | 0 | 0 |  | 0 |  | 0
|  |  |  | 28.76 | 57.52 | 0 | 0 | 0 | 0 | 0 | 7.48 | 0.10709 | 0.307 | 57.52 | 57.52 | 1 | 0 | 0 |  | 0 |  | 0
|  |  |  | 16.48 | 32.96 | 0 | 0 | 0 | 0 | 0 | 7.48 | 0.10709 | 0 | 32.96 | 32.96 | 1 | 0 | 0 |  | 0 |  | 0
|  |  |  | 14.24 | 28.48 | 0 | 0 | 0 | 0 | 0 | 7.48 | 0.10709 | 0 | 28.48 | 28.48 | 1 | 0 | 0 |  | 0 |  | 0
|  |  |  | 14.8 | 29.6 | 0 | 0 | 0 | 0 | 0 | 7.48 | 0.10709 | 0 | 29.6 | 29.6 | 1 | 0 | 0 |  | 0 |  | 0
|  |  |  | 18.28 | 36.56 | 0 | 0 | 0 | 0 | 0 | 7.48 | 0.10709 | 0 | 36.56 | 36.56 | 1 | 0 | 0 |  | 0 |  | 0
|  |  |  | 18.52 | 37.04 | 0 | 0 | 0 | 0 | 0 | 7.48 | 0.10709 | 0 | 37.04 | 37.04 | 1 | 0 | 0 |  | 0 |  | 0
|  |  |  | 16.96 | 33.92 | 0 | 0 | 0 | 0 | 0 | 7.48 | 0.10709 | 0 | 33.92 | 33.92 | 1 | 0 | 0 |  | 0 |  | 0
|  |  |  | 18.84 | 37.68 | 0 | 0 | 0 | 0 | 0 | 7.48 | 0.10709 | 0 | 37.68 | 37.68 | 1 | 0 | 0 |  | 0 |  | 0
|  |  |  | 20.24 | 40.48 | 0 | 0 | 0 | 0 | 0 | 7.48 | 0.10709 | 0 | 40.48 | 40.48 | 1 | 0 | 0 |  | 0 |  | 0
|  |  |  | 20.28 | 40.56 | 0 | 0 | 0 | 0 | 0 | 7.48 | 0.10709 | 0 | 40.56 | 40.56 | 1 | 0 | 0 |  | 0 |  | 0
|  |  |  | 19.68 | 39.36 | 0 | 0 | 0 | 0 | 0 | 7.48 | 0.10709 | 0 | 39.36 | 39.36 | 1 | 0 | 0 |  | 0 |  | 0
|  |  |  | 19 | 38 | 0 | 0 | 0 | 0 | 0 | 7.48 | 0.10709 | 0 | 38 | 38 | 1 | 0 | 0 |  | 0 |  | 0
|  |  |  | 19 | 38 | 0 | 0 | 0 | 0 | 0 | 7.48 | 0.10709 | 0 | 38 | 38 | 1 | 0 | 0 |  | 0 |  | 0
|  |  |  | 18.84 | 37.68 | 0 | 0 | 0 | 0 | 0 | 7.48 | 0.12502 | 0 | 37.68 | 37.68 | 1 | 0 | 0 |  | 0 |  | 0
|  |  |  | 18.88 | 37.76 | 0 | 0 | 0 | 0 | 0 | 7.48 | 0.12502 | 0 | 37.76 | 37.76 | 1 | 0 | 0 |  | 0 |  | 0
|  |  |  | 18.6 | 37.2 | 0 | 0 | 0 | 0 | 0 | 7.48 | 0.12502 | 0 | 37.2 | 37.2 | 1 | 0 | 0 |  | 0 |  | 0
|  |  |  | 18.8 | 37.6 | 0 | 0 | 0 | 0 | 0 | 12.23 | 0.12502 | 0 | 37.6 | 37.6 | 1 | 0 | 0 |  | 0 |  | 0
|  |  |  | 18.64 | 37.28 | 0 | 0 | 0 | 0 | 0 | 12.23 | 0.12502 | 0 | 37.28 | 37.28 | 1 | 0 | 0 |  | 0 |  | 0
|  |  |  | 18.6 | 37.2 | 0 | 0 | 0 | 0 | 0 | 12.23 | 0.12502 | 0 | 37.2 | 37.2 | 1 | 0 | 0 |  | 0 |  | 0
|  |  |  | 20.08 | 40.16 | 0 | 0 | 0 | 0 | 0 | 12.23 | 0.12502 | 0 | 40.16 | 40.16 | 1 | 0 | 0 |  | 0 |  | 0
|  |  |  | 20.12 | 40.24 | 0 | 0 | 0 | 0 | 0 | 7.48 | 0.12502 | 0 | 40.24 | 40.24 | 1 | 0 | 0 |  | 0 |  | 0
|  |  |  | 20.16 | 40.32 | 0 | 0 | 0 | 0 | 0 | 7.48 | 0.12502 | 0 | 40.32 | 40.32 | 1 | 0 | 0 |  | 0 |  | 0
|  |  |  | 20.6 | 41.2 | 0 | 0 | 0 | 0 | 0 | 7.48 | 0.12502 | 0 | 41.2 | 38.48 | 0.2 | 0 | 2.72 |  | 0 |  | 0
|  |  |  | 20.44 | 40.88 | 0 | 0 | 0 | 0 | 0 | 7.48 | 0.10709 | 2.72 | 40.88 | 40.88 | 0.91885 | 0 | 0 |  | 0 |  | 0
|  |  |  | 20.52 | 41.04 | 0 | 0 | 0 | 0 | 0 | 7.48 | 0.10709 | 0.307 | 41.04 | 41.04 | 1 | 0 | 0 |  | 0 |  | 0
|  |  |  | 14.96 | 29.92 | 0 | 0 | 0 | 0 | 0 | 7.48 | 0.10709 | 0 | 29.92 | 29.92 | 1 | 0 | 0 |  | 0 |  | 0
|  |  |  | 13.04 | 26.08 | 0 | 0 | 0 | 0 | 0 | 7.48 | 0.10709 | 0 | 26.08 | 26.08 | 1 | 0 | 0 |  | 0 |  | 0
|  |  |  | 12.32 | 24.64 | 0 | 0 | 0 | 0 | 0 | 7.48 | 0.10709 | 0 | 24.64 | 24.64 | 1 | 0 | 0 |  | 0 |  | 0
|  |  |  | 11.6 | 23.2 | 0 | 0 | 0 | 0 | 0 | 7.48 | 0.10709 | 0 | 23.2 | 23.2 | 1 | 0 | 0 |  | 0 |  | 0
|  |  |  | 11.68 | 23.36 | 0 | 0 | 0 | 0 | 0 | 7.48 | 0.10709 | 0 | 23.36 | 23.36 | 1 | 0 | 0 |  | 0 |  | 0
|  |  |  | 12.84 | 25.68 | 0 | 0 | 0 | 0 | 0 | 7.48 | 0.10709 | 0 | 25.68 | 25.68 | 1 | 0 | 0 |  | 0 |  | 0
|  |  |  | 18.44 | 36.88 | 0 | 0 | 0 | 0 | 0 | 7.48 | 0.10709 | 0 | 36.88 | 36.88 | 1 | 0 | 0 |  | 0 |  | 0
|  |  |  | 22.88 | 45.76 | 0 | 0 | 0 | 0 | 0 | 7.48 | 0.10709 | 0 | 45.76 | 45.76 | 1 | 0 | 0 |  | 0 |  | 0
|  |  |  | 31.72 | 63.44 | 0 | 0 | 0 | 0 | 0 | 7.48 | 0.10709 | 0 | 63.44 | 63.44 | 1 | 0 | 0 |  | 0 |  | 0
|  |  |  | 31.92 | 63.84 | 0 | 0 | 0 | 0 | 0 | 7.48 | 0.10709 | 0 | 63.84 | 63.84 | 1 | 0 | 0 |  | 0 |  | 0
|  |  |  | 32.12 | 64.24 | 0 | 0 | 0 | 0 | 0 | 7.48 | 0.10709 | 0 | 64.24 | 64.24 | 1 | 0 | 0 |  | 0 |  | 0
|  |  |  | 33.32 | 66.64 | 0 | 0 | 0 | 0 | 0 | 7.48 | 0.10709 | 0 | 66.64 | 66.64 | 1 | 0 | 0 |  | 0 |  | 0
|  |  |  | 37.88 | 75.76 | 0 | 0 | 0 | 0 | 0 | 7.48 | 0.10709 | 0 | 75.76 | 75.04 | 0.78824 | 0 | 0.72 |  | 0 |  | 0
|  |  |  | 36.32 | 72.64 | 0 | 0 | 0 | 0 | 0 | 7.48 | 0.10709 | 0.801 | 72.64 | 72.64 | 1 | 0 | 0 |  | 0 |  | 0
|  |  |  | 34.4 | 68.8 | 0 | 0 | 0 | 0 | 0 | 7.48 | 0.10709 | 0 | 68.8 | 68.8 | 1 | 0 | 0 |  | 0 |  | 0
|  |  |  | 34.04 | 68.08 | 0 | 0 | 0 | 0 | 0 | 7.48 | 0.10709 | 0 | 68.08 | 68.08 | 1 | 0 | 0 |  | 0 |  | 0
|  |  |  | 31.56 | 63.12 | 0 | 0 | 0 | 0 | 0 | 7.48 | 0.10709 | 0 | 63.12 | 63.12 | 1 | 0 | 0 |  | 0 |  | 0
|  |  |  | 30.72 | 61.44 | 0 | 0 | 0 | 0 | 0 | 7.48 | 0.10709 | 0 | 61.44 | 61.44 | 1 | 0 | 0 |  | 0 |  | 0
|  |  |  | 31.76 | 63.52 | 0 | 0 | 0 | 0 | 0 | 7.48 | 0.10709 | 0 | 63.52 | 63.52 | 1 | 0 | 0 |  | 0 |  | 0
|  |  |  | 32.64 | 65.28 | 0 | 0 | 0 | 0 | 0 | 7.48 | 0.10709 | 0 | 65.28 | 65.28 | 1 | 0 | 0 |  | 0 |  | 0
|  |  |  | 32.52 | 65.04 | 0 | 0 | 0 | 0 | 0 | 7.48 | 0.10709 | 0 | 65.04 | 65.04 | 1 | 0 | 0 |  | 0 |  | 0
|  |  |  | 32.56 | 65.12 | 0 | 0 | 0 | 0 | 0 | 7.48 | 0.10709 | 0 | 65.12 | 65.12 | 1 | 0 | 0 |  | 0 |  | 0
|  |  |  | 31.84 | 63.68 | 0 | 0 | 0 | 0 | 0 | 7.48 | 0.10709 | 0 | 63.68 | 63.68 | 1 | 0 | 0 |  | 0 |  | 0
|  |  |  | 27.92 | 55.84 | 0 | 0 | 0 | 0 | 0 | 7.48 | 0.10709 | 0 | 55.84 | 55.84 | 1 | 0 | 0 |  | 0 |  | 0
|  |  |  | 18.36 | 36.72 | 0 | 0 | 0 | 0 | 0 | 7.48 | 0.10709 | 0 | 36.72 | 36.72 | 1 | 0 | 0 |  | 0 |  | 0
|  |  |  | 13.16 | 26.32 | 0 | 0 | 0 | 0 | 0 | 7.48 | 0.10709 | 0 | 26.32 | 26.32 | 1 | 0 | 0 |  | 0 |  | 0
|  |  |  | 12.72 | 25.44 | 0 | 0 | 0 | 0 | 0 | 7.48 | 0.10709 | 0 | 25.44 | 25.44 | 1 | 0 | 0 |  | 0 |  | 0
|  |  |  | 13.88 | 27.76 | 0 | 0 | 0 | 0 | 0 | 7.48 | 0.10709 | 0 | 27.76 | 27.76 | 1 | 0 | 0 |  | 0 |  | 0
|  |  |  | 12 | 24 | 0 | 0 | 0 | 0 | 0 | 7.48 | 0.10709 | 0 | 24 | 24 | 1 | 0 | 0 |  | 0 |  | 0
|  |  |  | 12.96 | 25.92 | 0 | 0 | 0 | 0 | 0 | 7.48 | 0.10709 | 0 | 25.92 | 25.92 | 1 | 0 | 0 |  | 0 |  | 0
|  |  |  | 18.6 | 37.2 | 0 | 0 | 0 | 0 | 0 | 7.48 | 0.10709 | 0 | 37.2 | 37.2 | 1 | 0 | 0 |  | 0 |  | 0
|  |  |  | 23.44 | 46.88 | 0 | 0 | 0 | 0 | 0 | 7.48 | 0.10709 | 0 | 46.88 | 46.88 | 1 | 0 | 0 |  | 0 |  | 0
|  |  |  | 30.92 | 61.84 | 0 | 0 | 0 | 0 | 0 | 7.48 | 0.10709 | 0 | 61.84 | 61.84 | 1 | 0 | 0 |  | 0 |  | 0
|  |  |  | 30.72 | 61.44 | 0 | 0 | 0 | 0 | 0 | 7.48 | 0.10709 | 0 | 61.44 | 61.44 | 1 | 0 | 0 |  | 0 |  | 0
|  |  |  | 32.76 | 65.52 | 0 | 0 | 0 | 0 | 0 | 7.48 | 0.10709 | 0 | 65.52 | 65.52 | 1 | 0 | 0 |  | 0 |  | 0
|  |  |  | 31.68 | 63.36 | 0 | 0 | 0 | 0 | 0 | 7.48 | 0.10709 | 0 | 63.36 | 63.36 | 1 | 0 | 0 |  | 0 |  | 0
|  |  |  | 34.6 | 69.2 | 0 | 0 | 0 | 0 | 0 | 7.48 | 0.10709 | 0 | 69.2 | 69.2 | 1 | 0 | 0 |  | 0 |  | 0
|  |  |  | 34.04 | 68.08 | 0 | 0 | 0 | 0 | 0 | 7.48 | 0.10709 | 0 | 68.08 | 68.08 | 1 | 0 | 0 |  | 0 |  | 0
|  |  |  | 31.04 | 62.08 | 0 | 0 | 0 | 0 | 0 | 7.48 | 0.10709 | 0 | 62.08 | 62.08 | 1 | 0 | 0 |  | 0 |  | 0
|  |  |  | 30.72 | 61.44 | 0 | 0 | 0 | 0 | 0 | 7.48 | 0.10709 | 0 | 61.44 | 61.44 | 1 | 0 | 0 |  | 0 |  | 0
|  |  |  | 29.76 | 59.52 | 0 | 0 | 0 | 0 | 0 | 7.48 | 0.10709 | 0 | 59.52 | 59.52 | 1 | 0 | 0 |  | 0 |  | 0
|  |  |  | 29.4 | 58.8 | 0 | 0 | 0 | 0 | 0 | 7.48 | 0.10709 | 0 | 58.8 | 58.8 | 1 | 0 | 0 |  | 0 |  | 0
|  |  |  | 30.52 | 61.04 | 0 | 0 | 0 | 0 | 0 | 7.48 | 0.10709 | 0 | 61.04 | 61.04 | 1 | 0 | 0 |  | 0 |  | 0
|  |  |  | 30.68 | 61.36 | 0 | 0 | 0 | 0 | 0 | 7.48 | 0.10709 | 0 | 61.36 | 61.36 | 1 | 0 | 0 |  | 0 |  | 0
|  |  |  | 31.12 | 62.24 | 0 | 0 | 0 | 0 | 0 | 7.48 | 0.10709 | 0 | 62.24 | 62.24 | 1 | 0 | 0 |  | 0 |  | 0
|  |  |  | 32.48 | 64.96 | 0 | 0 | 0 | 0 | 0 | 7.48 | 0.10709 | 0 | 64.96 | 64.96 | 1 | 0 | 0 |  | 0 |  | 0
|  |  |  | 32.56 | 65.12 | 0 | 0 | 0 | 0 | 0 | 7.48 | 0.10709 | 0 | 65.12 | 65.12 | 1 | 0 | 0 |  | 0 |  | 0
|  |  |  | 29.64 | 59.28 | 0 | 0 | 0 | 0 | 0 | 7.48 | 0.10709 | 0 | 59.28 | 59.28 | 1 | 0 | 0 |  | 0 |  | 0
|  |  |  | 18.8 | 37.6 | 0 | 0 | 0 | 0 | 0 | 7.48 | 0.10709 | 0 | 37.6 | 37.6 | 1 | 0 | 0 |  | 0 |  | 0
|  |  |  | 16.24 | 32.48 | 0 | 0 | 0 | 0 | 0 | 7.48 | 0.10709 | 0 | 32.48 | 32.48 | 1 | 0 | 0 |  | 0 |  | 0
|  |  |  | 15.64 | 31.28 | 0 | 0 | 0 | 0 | 0 | 7.48 | 0.10709 | 0 | 31.28 | 31.28 | 1 | 0 | 0 |  | 0 |  | 0
|  |  |  | 17.64 | 35.28 | 0 | 0 | 0 | 0 | 0 | 7.48 | 0.10709 | 0 | 35.28 | 35.28 | 1 | 0 | 0 |  | 0 |  | 0
|  |  |  | 19.2 | 38.4 | 0 | 0 | 0 | 0 | 0 | 7.48 | 0.10709 | 0 | 38.4 | 38.4 | 1 | 0 | 0 |  | 0 |  | 0
|  |  |  | 16.56 | 33.12 | 0 | 0 | 0 | 0 | 0 | 7.48 | 0.10709 | 0 | 33.12 | 33.12 | 1 | 0 | 0 |  | 0 |  | 0
|  |  |  | 18.92 | 37.84 | 0 | 0 | 0 | 0 | 0 | 7.48 | 0.10709 | 0 | 37.84 | 37.84 | 1 | 0 | 0 |  | 0 |  | 0
|  |  |  | 23.52 | 47.04 | 0 | 0 | 0 | 0 | 0 | 7.48 | 0.10709 | 0 | 47.04 | 47.04 | 1 | 0 | 0 |  | 0 |  | 0
|  |  |  | 32.48 | 64.96 | 0 | 0 | 0 | 0 | 0 | 7.48 | 0.10709 | 0 | 64.96 | 64.96 | 1 | 0 | 0 |  | 0 |  | 0
|  |  |  | 32.52 | 65.04 | 0 | 0 | 0 | 0 | 0 | 7.48 | 0.10709 | 0 | 65.04 | 65.04 | 1 | 0 | 0 |  | 0 |  | 0
|  |  |  | 35.2 | 70.4 | 0 | 0 | 0 | 0 | 0 | 7.48 | 0.10709 | 0 | 70.4 | 70.4 | 1 | 0 | 0 |  | 0 |  | 0
|  |  |  | 35.48 | 70.96 | 0 | 0 | 0 | 0 | 0 | 7.48 | 0.10709 | 0 | 70.96 | 70.96 | 1 | 0 | 0 |  | 0 |  | 0
|  |  |  | 38.88 | 77.76 | 0 | 0 | 0 | 0 | 0 | 7.48 | 0.12502 | 0 | 77.76 | 75.04 | 0.2 | 0 | 2.72 |  | 0 |  | 0
|  |  |  | 35.92 | 71.84 | 0 | 0 | 0 | 0 | 0 | 7.48 | 0.12502 | 1.958 | 71.84 | 71.84 | 0.71747 | 0 | 0 |  | 0 |  | 0
|  |  |  | 33.88 | 67.76 | 0 | 0 | 0 | 0 | 0 | 7.48 | 0.12502 | 0 | 67.76 | 67.76 | 0.71747 | 0 | 0 |  | 0 |  | 0
|  |  |  | 32.88 | 65.76 | 0 | 0 | 0 | 0 | 0 | 12.23 | 0.12502 | 0 | 65.76 | 64.001 | 0.2 | 0 | 1.759 |  | 0 |  | 0
|  |  |  | 31.64 | 63.28 | 0 | 0 | 0 | 0 | 0 | 12.23 | 0.12502 | 0 | 63.28 | 63.28 | 0.2 | 0 | 0 |  | 0 |  | 0
|  |  |  | 30.68 | 61.36 | 0 | 0 | 0 | 0 | 0 | 12.23 | 0.12502 | 0 | 61.36 | 61.36 | 0.2 | 0 | 0 |  | 0 |  | 0
|  |  |  | 31.44 | 62.88 | 0 | 0 | 0 | 0 | 0 | 12.23 | 0.12502 | 0 | 62.88 | 62.88 | 0.2 | 0 | 0 |  | 0 |  | 0
|  |  |  | 30.4 | 60.8 | 0 | 0 | 0 | 0 | 0 | 7.48 | 0.12502 | 0 | 60.8 | 60.8 | 0.2 | 0 | 0 |  | 0 |  | 0
|  |  |  | 31.64 | 63.28 | 0 | 0 | 0 | 0 | 0 | 7.48 | 0.12502 | 0 | 63.28 | 63.28 | 0.2 | 0 | 0 |  | 0 |  | 0
|  |  |  | 31.44 | 62.88 | 0 | 0 | 0 | 0 | 0 | 7.48 | 0.12502 | 0 | 62.88 | 62.88 | 0.2 | 0 | 0 |  | 0 |  | 0
|  |  |  | 30.32 | 60.64 | 0 | 0 | 0 | 0 | 0 | 7.48 | 0.10709 | 2.72 | 60.64 | 60.64 | 0.91885 | 0 | 0 |  | 0 |  | 0
|  |  |  | 26.88 | 53.76 | 0 | 0 | 0 | 0 | 0 | 7.48 | 0.10709 | 0.307 | 53.76 | 53.76 | 1 | 0 | 0 |  | 0 |  | 0
|  |  |  | 17.92 | 35.84 | 0 | 0 | 0 | 0 | 0 | 7.48 | 0.10709 | 0 | 35.84 | 35.84 | 1 | 0 | 0 |  | 0 |  | 0
|  |  |  | 13.36 | 26.72 | 0 | 0 | 0 | 0 | 0 | 7.48 | 0.10709 | 0 | 26.72 | 26.72 | 1 | 0 | 0 |  | 0 |  | 0
|  |  |  | 12.84 | 25.68 | 0 | 0 | 0 | 0 | 0 | 7.48 | 0.10709 | 0 | 25.68 | 25.68 | 1 | 0 | 0 |  | 0 |  | 0
|  |  |  | 12.24 | 24.48 | 0 | 0 | 0 | 0 | 0 | 7.48 | 0.10709 | 0 | 24.48 | 24.48 | 1 | 0 | 0 |  | 0 |  | 0
|  |  |  | 11.96 | 23.92 | 0 | 0 | 0 | 0 | 0 | 7.48 | 0.10709 | 0 | 23.92 | 23.92 | 1 | 0 | 0 |  | 0 |  | 0
|  |  |  | 12.96 | 25.92 | 0 | 0 | 0 | 0 | 0 | 7.48 | 0.10709 | 0 | 25.92 | 25.92 | 1 | 0 | 0 |  | 0 |  | 0
|  |  |  | 18.88 | 37.76 | 0 | 0 | 0 | 0 | 0 | 7.48 | 0.10709 | 0 | 37.76 | 37.76 | 1 | 0 | 0 |  | 0 |  | 0
|  |  |  | 20.52 | 41.04 | 0 | 0 | 0 | 0 | 0 | 7.48 | 0.10709 | 0 | 41.04 | 41.04 | 1 | 0 | 0 |  | 0 |  | 0
|  |  |  | 22.32 | 44.64 | 0 | 0 | 0 | 0 | 0 | 7.48 | 0.10709 | 0 | 44.64 | 44.64 | 1 | 0 | 0 |  | 0 |  | 0
|  |  |  | 27.64 | 55.28 | 0 | 0 | 0 | 0 | 0 | 7.48 | 0.10709 | 0 | 55.28 | 55.28 | 1 | 0 | 0 |  | 0 |  | 0
|  |  |  | 27.04 | 54.08 | 0 | 0 | 0 | 0 | 0 | 7.48 | 0.10709 | 0 | 54.08 | 54.08 | 1 | 0 | 0 |  | 0 |  | 0
|  |  |  | 28.68 | 57.36 | 0 | 0 | 0 | 0 | 0 | 7.48 | 0.10709 | 0 | 57.36 | 57.36 | 1 | 0 | 0 |  | 0 |  | 0
|  |  |  | 29.2 | 58.4 | 0 | 0 | 0 | 0 | 0 | 7.48 | 0.12502 | 0 | 58.4 | 58.4 | 1 | 0 | 0 |  | 0 |  | 0
|  |  |  | 29.16 | 58.32 | 0 | 0 | 0 | 0 | 0 | 7.48 | 0.12502 | 0 | 58.32 | 58.32 | 1 | 0 | 0 |  | 0 |  | 0
|  |  |  | 29.12 | 58.24 | 0 | 0 | 0 | 0 | 0 | 7.48 | 0.12502 | 0 | 58.24 | 58.24 | 1 | 0 | 0 |  | 0 |  | 0
|  |  |  | 30.12 | 60.24 | 0 | 0 | 0 | 0 | 0 | 12.23 | 0.12502 | 0 | 60.24 | 60.24 | 1 | 0 | 0 |  | 0 |  | 0
|  |  |  | 28.84 | 57.68 | 0 | 0 | 0 | 0 | 0 | 12.23 | 0.12502 | 0 | 57.68 | 57.68 | 1 | 0 | 0 |  | 0 |  | 0
|  |  |  | 28.64 | 57.28 | 0 | 0 | 0 | 0 | 0 | 12.23 | 0.12502 | 0 | 57.28 | 57.28 | 1 | 0 | 0 |  | 0 |  | 0
|  |  |  | 30.96 | 61.92 | 0 | 0 | 0 | 0 | 0 | 12.23 | 0.12502 | 0 | 61.92 | 61.92 | 1 | 0 | 0 |  | 0 |  | 0
|  |  |  | 30.88 | 61.76 | 0 | 0 | 0 | 0 | 0 | 7.48 | 0.12502 | 0 | 61.76 | 61.76 | 1 | 0 | 0 |  | 0 |  | 0
|  |  |  | 28.72 | 57.44 | 0 | 0 | 0 | 0 | 0 | 7.48 | 0.12502 | 0 | 57.44 | 57.44 | 1 | 0 | 0 |  | 0 |  | 0
|  |  |  | 27.2 | 54.4 | 0 | 0 | 0 | 0 | 0 | 7.48 | 0.12502 | 0 | 54.4 | 51.68 | 0.2 | 0 | 2.72 |  | 0 |  | 0
|  |  |  | 26.52 | 53.04 | 0 | 0 | 0 | 0 | 0 | 7.48 | 0.10709 | 2.72 | 53.04 | 53.04 | 0.91885 | 0 | 0 |  | 0 |  | 0
|  |  |  | 26.88 | 53.76 | 0 | 0 | 0 | 0 | 0 | 7.48 | 0.10709 | 0.307 | 53.76 | 53.76 | 1 | 0 | 0 |  | 0 |  | 0
|  |  |  | 22.04 | 44.08 | 0 | 0 | 0 | 0 | 0 | 7.48 | 0.10709 | 0 | 44.08 | 44.08 | 1 | 0 | 0 |  | 0 |  | 0
|  |  |  | 21.68 | 43.36 | 0 | 0 | 0 | 0 | 0 | 7.48 | 0.10709 | 0 | 43.36 | 43.36 | 1 | 0 | 0 |  | 0 |  | 0
|  |  |  | 20.04 | 40.08 | 0 | 0 | 0 | 0 | 0 | 7.48 | 0.10709 | 0 | 40.08 | 40.08 | 1 | 0 | 0 |  | 0 |  | 0
|  |  |  | 17.64 | 35.28 | 0 | 0 | 0 | 0 | 0 | 7.48 | 0.10709 | 0 | 35.28 | 35.28 | 1 | 0 | 0 |  | 0 |  | 0
|  |  |  | 17.36 | 34.72 | 0 | 0 | 0 | 0 | 0 | 7.48 | 0.10709 | 0 | 34.72 | 34.72 | 1 | 0 | 0 |  | 0 |  | 0
|  |  |  | 18.16 | 36.32 | 0 | 0 | 0 | 0 | 0 | 7.48 | 0.10709 | 0 | 36.32 | 36.32 | 1 | 0 | 0 |  | 0 |  | 0
|  |  |  | 24.24 | 48.48 | 0 | 0 | 0 | 0 | 0 | 7.48 | 0.10709 | 0 | 48.48 | 48.48 | 1 | 0 | 0 |  | 0 |  | 0
|  |  |  | 25.52 | 51.04 | 0 | 0 | 0 | 0 | 0 | 7.48 | 0.10709 | 0 | 51.04 | 51.04 | 1 | 0 | 0 |  | 0 |  | 0
|  |  |  | 20.68 | 41.36 | 0 | 0 | 0 | 0 | 0 | 7.48 | 0.10709 | 0 | 41.36 | 41.36 | 1 | 0 | 0 |  | 0 |  | 0
|  |  |  | 20.32 | 40.64 | 0 | 0 | 0 | 0 | 0 | 7.48 | 0.10709 | 0 | 40.64 | 40.64 | 1 | 0 | 0 |  | 0 |  | 0
|  |  |  | 24.8 | 49.6 | 0 | 0 | 0 | 0 | 0 | 7.48 | 0.10709 | 0 | 49.6 | 49.6 | 1 | 0 | 0 |  | 0 |  | 0
|  |  |  | 27.68 | 55.36 | 0 | 0 | 0 | 0 | 0 | 7.48 | 0.10709 | 0 | 55.36 | 55.36 | 1 | 0 | 0 |  | 0 |  | 0
|  |  |  | 28.48 | 56.96 | 0 | 0 | 0 | 0 | 0 | 7.48 | 0.12502 | 0 | 56.96 | 56.96 | 1 | 0 | 0 |  | 0 |  | 0
|  |  |  | 27.84 | 55.68 | 0 | 0 | 0 | 0 | 0 | 7.48 | 0.12502 | 0 | 55.68 | 55.68 | 1 | 0 | 0 |  | 0 |  | 0
|  |  |  | 27.28 | 54.56 | 0 | 0 | 0 | 0 | 0 | 7.48 | 0.12502 | 0 | 54.56 | 54.56 | 1 | 0 | 0 |  | 0 |  | 0
|  |  |  | 27.8 | 55.6 | 0 | 0 | 0 | 0 | 0 | 12.23 | 0.12502 | 0 | 55.6 | 55.6 | 1 | 0 | 0 |  | 0 |  | 0
|  |  |  | 27.88 | 55.76 | 0 | 0 | 0 | 0 | 0 | 12.23 | 0.12502 | 0 | 55.76 | 55.76 | 1 | 0 | 0 |  | 0 |  | 0
|  |  |  | 27.24 | 54.48 | 0 | 0 | 0 | 0 | 0 | 12.23 | 0.12502 | 0 | 54.48 | 54.48 | 1 | 0 | 0 |  | 0 |  | 0
|  |  |  | 27.72 | 55.44 | 0 | 0 | 0 | 0 | 0 | 12.23 | 0.12502 | 0 | 55.44 | 55.44 | 1 | 0 | 0 |  | 0 |  | 0
|  |  |  | 28.12 | 56.24 | 0 | 0 | 0 | 0 | 0 | 7.48 | 0.12502 | 0 | 56.24 | 56.24 | 1 | 0 | 0 |  | 0 |  | 0
|  |  |  | 26.88 | 53.76 | 0 | 0 | 0 | 0 | 0 | 7.48 | 0.12502 | 0 | 53.76 | 53.76 | 1 | 0 | 0 |  | 0 |  | 0
|  |  |  | 20.52 | 41.04 | 0 | 0 | 0 | 0 | 0 | 7.48 | 0.12502 | 0 | 41.04 | 38.32 | 0.2 | 0 | 2.72 |  | 0 |  | 0
|  |  |  | 20.28 | 40.56 | 0 | 0 | 0 | 0 | 0 | 7.48 | 0.10709 | 2.72 | 40.56 | 40.56 | 0.91885 | 0 | 0 |  | 0 |  | 0
|  |  |  | 20.56 | 41.12 | 0 | 0 | 0 | 0 | 0 | 7.48 | 0.10709 | 0.307 | 41.12 | 41.12 | 1 | 0 | 0 |  | 0 |  | 0
|  |  |  | 17.08 | 34.16 | 0 | 0 | 0 | 0 | 0 | 7.48 | 0.10709 | 0 | 34.16 | 34.16 | 1 | 0 | 0 |  | 0 |  | 0
|  |  |  | 15 | 30 | 0 | 0 | 0 | 0 | 0 | 7.48 | 0.10709 | 0 | 30 | 30 | 1 | 0 | 0 |  | 0 |  | 0
|  |  |  | 13.68 | 27.36 | 0 | 0 | 0 | 0 | 0 | 7.48 | 0.10709 | 0 | 27.36 | 27.36 | 1 | 0 | 0 |  | 0 |  | 0
|  |  |  | 14.88 | 29.76 | 0 | 0 | 0 | 0 | 0 | 7.48 | 0.10709 | 0 | 29.76 | 29.76 | 1 | 0 | 0 |  | 0 |  | 0
|  |  |  | 12.08 | 24.16 | 0 | 0 | 0 | 0 | 0 | 7.48 | 0.10709 | 0 | 24.16 | 24.16 | 1 | 0 | 0 |  | 0 |  | 0
|  |  |  | 12.72 | 25.44 | 0 | 0 | 0 | 0 | 0 | 7.48 | 0.10709 | 0 | 25.44 | 25.44 | 1 | 0 | 0 |  | 0 |  | 0
|  |  |  | 18.72 | 37.44 | 0 | 0 | 0 | 0 | 0 | 7.48 | 0.10709 | 0 | 37.44 | 37.44 | 1 | 0 | 0 |  | 0 |  | 0
|  |  |  | 20.2 | 40.4 | 0 | 0 | 0 | 0 | 0 | 7.48 | 0.10709 | 0 | 40.4 | 40.4 | 1 | 0 | 0 |  | 0 |  | 0
|  |  |  | 27.68 | 55.36 | 0 | 0 | 0 | 0 | 0 | 7.48 | 0.10709 | 0 | 55.36 | 55.36 | 1 | 0 | 0 |  | 0 |  | 0
|  |  |  | 30.92 | 61.84 | 0 | 0 | 0 | 0 | 0 | 7.48 | 0.10709 | 0 | 61.84 | 61.84 | 1 | 0 | 0 |  | 0 |  | 0
|  |  |  | 33.12 | 66.24 | 0 | 0 | 0 | 0 | 0 | 7.48 | 0.10709 | 0 | 66.24 | 66.24 | 1 | 0 | 0 |  | 0 |  | 0
|  |  |  | 35.28 | 70.56 | 0 | 0 | 0 | 0 | 0 | 7.48 | 0.10709 | 0 | 70.56 | 70.56 | 1 | 0 | 0 |  | 0 |  | 0
|  |  |  | 38.4 | 76.8 | 0 | 0 | 0 | 0 | 0 | 7.48 | 0.12502 | 0 | 76.8 | 75.04 | 0.48235 | 0 | 1.76 |  | 0 |  | 0
|  |  |  | 36.12 | 72.24 | 0 | 0 | 0 | 0 | 0 | 7.48 | 0.12502 | 0 | 72.24 | 72.24 | 0.48235 | 0 | 0 |  | 0 |  | 0
|  |  |  | 32.32 | 64.64 | 0 | 0 | 0 | 0 | 0 | 7.48 | 0.12502 | 0 | 64.64 | 64.64 | 0.48235 | 0 | 0 |  | 0 |  | 0
|  |  |  | 30.92 | 61.84 | 0 | 0 | 0 | 0 | 0 | 12.23 | 0.12502 | 0 | 61.84 | 61.84 | 0.48235 | 0 | 0 |  | 0 |  | 0
|  |  |  | 28 | 56 | 0 | 0 | 0 | 0 | 0 | 12.23 | 0.12502 | 0 | 56 | 56 | 0.48235 | 0 | 0 |  | 0 |  | 0
|  |  |  | 28.04 | 56.08 | 0 | 0 | 0 | 0 | 0 | 12.23 | 0.12502 | 0 | 56.08 | 56.08 | 0.48235 | 0 | 0 |  | 0 |  | 0
|  |  |  | 29.4 | 58.8 | 0 | 0 | 0 | 0 | 0 | 12.23 | 0.12502 | 0 | 58.8 | 58.8 | 0.48235 | 0 | 0 |  | 0 |  | 0
|  |  |  | 30.4 | 60.8 | 0 | 0 | 0 | 0 | 0 | 7.48 | 0.12502 | 0 | 60.8 | 60.8 | 0.48235 | 0 | 0 |  | 0 |  | 0
|  |  |  | 31.24 | 62.48 | 0 | 0 | 0 | 0 | 0 | 7.48 | 0.12502 | 0 | 62.48 | 62.48 | 0.48235 | 0 | 0 |  | 0 |  | 0
|  |  |  | 31.8 | 63.6 | 0 | 0 | 0 | 0 | 0 | 7.48 | 0.12502 | 0 | 63.6 | 62.64 | 0.2 | 0 | 0.96 |  | 0 |  | 0
|  |  |  | 30.84 | 61.68 | 0 | 0 | 0 | 0 | 0 | 7.48 | 0.10709 | 2.72 | 61.68 | 61.68 | 0.91885 | 0 | 0 |  | 0 |  | 0
|  |  |  | 28.28 | 56.56 | 0 | 0 | 0 | 0 | 0 | 7.48 | 0.10709 | 0.307 | 56.56 | 56.56 | 1 | 0 | 0 |  | 0 |  | 0
|  |  |  | 16.8 | 33.6 | 0 | 0 | 0 | 0 | 0 | 7.48 | 0.10709 | 0 | 33.6 | 33.6 | 1 | 0 | 0 |  | 0 |  | 0
|  |  |  | 15.04 | 30.08 | 0 | 0 | 0 | 0 | 0 | 7.48 | 0.10709 | 0 | 30.08 | 30.08 | 1 | 0 | 0 |  | 0 |  | 0
|  |  |  | 14.96 | 29.92 | 0 | 0 | 0 | 0 | 0 | 7.48 | 0.10709 | 0 | 29.92 | 29.92 | 1 | 0 | 0 |  | 0 |  | 0
|  |  |  | 15.6 | 31.2 | 0 | 0 | 0 | 0 | 0 | 7.48 | 0.10709 | 0 | 31.2 | 31.2 | 1 | 0 | 0 |  | 0 |  | 0
|  |  |  | 19.12 | 38.24 | 0 | 0 | 0 | 0 | 0 | 7.48 | 0.10709 | 0 | 38.24 | 38.24 | 1 | 0 | 0 |  | 0 |  | 0
|  |  |  | 15.68 | 31.36 | 0 | 0 | 0 | 0 | 0 | 7.48 | 0.10709 | 0 | 31.36 | 31.36 | 1 | 0 | 0 |  | 0 |  | 0
|  |  |  | 19.16 | 38.32 | 0 | 0 | 0 | 0 | 0 | 7.48 | 0.10709 | 0 | 38.32 | 38.32 | 1 | 0 | 0 |  | 0 |  | 0
|  |  |  | 22.96 | 45.92 | 0 | 0 | 0 | 0 | 0 | 7.48 | 0.10709 | 0 | 45.92 | 45.92 | 1 | 0 | 0 |  | 0 |  | 0
|  |  |  | 31.6 | 63.2 | 0 | 0 | 0 | 0 | 0 | 7.48 | 0.10709 | 0 | 63.2 | 63.2 | 1 | 0 | 0 |  | 0 |  | 0
|  |  |  | 31.44 | 62.88 | 0 | 0 | 0 | 0 | 0 | 7.48 | 0.10709 | 0 | 62.88 | 62.88 | 1 | 0 | 0 |  | 0 |  | 0
|  |  |  | 32.4 | 64.8 | 0 | 0 | 0 | 0 | 0 | 7.48 | 0.10709 | 0 | 64.8 | 64.8 | 1 | 0 | 0 |  | 0 |  | 0
|  |  |  | 33.2 | 66.4 | 0 | 0 | 0 | 0 | 0 | 7.48 | 0.10709 | 0 | 66.4 | 66.4 | 1 | 0 | 0 |  | 0 |  | 0
|  |  |  | 34.32 | 68.64 | 0 | 0 | 0 | 0 | 0 | 7.48 | 0.12502 | 0 | 68.64 | 68.64 | 1 | 0 | 0 |  | 0 |  | 0
|  |  |  | 33.08 | 66.16 | 0 | 0 | 0 | 0 | 0 | 7.48 | 0.12502 | 0 | 66.16 | 66.16 | 1 | 0 | 0 |  | 0 |  | 0
|  |  |  | 30.32 | 60.64 | 0 | 0 | 0 | 0 | 0 | 7.48 | 0.12502 | 0 | 60.64 | 60.64 | 1 | 0 | 0 |  | 0 |  | 0
|  |  |  | 29.52 | 59.04 | 0 | 0 | 0 | 0 | 0 | 12.23 | 0.12502 | 0 | 59.04 | 59.04 | 1 | 0 | 0 |  | 0 |  | 0
|  |  |  | 28.28 | 56.56 | 0 | 0 | 0 | 0 | 0 | 12.23 | 0.12502 | 0 | 56.56 | 56.56 | 1 | 0 | 0 |  | 0 |  | 0
|  |  |  | 26.88 | 53.76 | 0 | 0 | 0 | 0 | 0 | 12.23 | 0.12502 | 0 | 53.76 | 53.76 | 1 | 0 | 0 |  | 0 |  | 0
|  |  |  | 28.36 | 56.72 | 0 | 0 | 0 | 0 | 0 | 12.23 | 0.12502 | 0 | 56.72 | 56.72 | 1 | 0 | 0 |  | 0 |  | 0
|  |  |  | 30.24 | 60.48 | 0 | 0 | 0 | 0 | 0 | 7.48 | 0.12502 | 0 | 60.48 | 60.48 | 1 | 0 | 0 |  | 0 |  | 0
|  |  |  | 29.72 | 59.44 | 0 | 0 | 0 | 0 | 0 | 7.48 | 0.12502 | 0 | 59.44 | 59.44 | 1 | 0 | 0 |  | 0 |  | 0
|  |  |  | 30.4 | 60.8 | 0 | 0 | 0 | 0 | 0 | 7.48 | 0.12502 | 0 | 60.8 | 58.08 | 0.2 | 0 | 2.72 |  | 0 |  | 0
|  |  |  | 29.76 | 59.52 | 0 | 0 | 0 | 0 | 0 | 7.48 | 0.10709 | 2.72 | 59.52 | 59.52 | 0.91885 | 0 | 0 |  | 0 |  | 0
|  |  |  | 24.16 | 48.32 | 0 | 0 | 0 | 0 | 0 | 7.48 | 0.10709 | 0.307 | 48.32 | 48.32 | 1 | 0 | 0 |  | 0 |  | 0
|  |  |  | 15.96 | 31.92 | 0 | 0 | 0 | 0 | 0 | 7.48 | 0.10709 | 0 | 31.92 | 31.92 | 1 | 0 | 0 |  | 0 |  | 0
|  |  |  | 14.12 | 28.24 | 0 | 0 | 0 | 0 | 0 | 7.48 | 0.10709 | 0 | 28.24 | 28.24 | 1 | 0 | 0 |  | 0 |  | 0
|  |  |  | 13.88 | 27.76 | 0 | 0 | 0 | 0 | 0 | 7.48 | 0.10709 | 0 | 27.76 | 27.76 | 1 | 0 | 0 |  | 0 |  | 0
|  |  |  | 14.4 | 28.8 | 0 | 0 | 0 | 0 | 0 | 7.48 | 0.10709 | 0 | 28.8 | 28.8 | 1 | 0 | 0 |  | 0 |  | 0
|  |  |  | 12.92 | 25.84 | 0 | 0 | 0 | 0 | 0 | 7.48 | 0.10709 | 0 | 25.84 | 25.84 | 1 | 0 | 0 |  | 0 |  | 0
|  |  |  | 13.56 | 27.12 | 0 | 0 | 0 | 0 | 0 | 7.48 | 0.10709 | 0 | 27.12 | 27.12 | 1 | 0 | 0 |  | 0 |  | 0
|  |  |  | 18.56 | 37.12 | 0 | 0 | 0 | 0 | 0 | 7.48 | 0.10709 | 0 | 37.12 | 37.12 | 1 | 0 | 0 |  | 0 |  | 0
|  |  |  | 20.32 | 40.64 | 0 | 0 | 0 | 0 | 0 | 7.48 | 0.10709 | 0 | 40.64 | 40.64 | 1 | 0 | 0 |  | 0 |  | 0
|  |  |  | 30.28 | 60.56 | 0 | 0 | 0 | 0 | 0 | 7.48 | 0.10709 | 0 | 60.56 | 60.56 | 1 | 0 | 0 |  | 0 |  | 0
|  |  |  | 31.52 | 63.04 | 0 | 0 | 0 | 0 | 0 | 7.48 | 0.10709 | 0 | 63.04 | 63.04 | 1 | 0 | 0 |  | 0 |  | 0
|  |  |  | 32.88 | 65.76 | 0 | 0 | 0 | 0 | 0 | 7.48 | 0.10709 | 0 | 65.76 | 65.76 | 1 | 0 | 0 |  | 0 |  | 0
|  |  |  | 32.36 | 64.72 | 0 | 0 | 0 | 0 | 0 | 7.48 | 0.10709 | 0 | 64.72 | 64.72 | 1 | 0 | 0 |  | 0 |  | 0
|  |  |  | 32.32 | 64.64 | 0 | 0 | 0 | 0 | 0 | 7.48 | 0.10709 | 0 | 64.64 | 64.64 | 1 | 0 | 0 |  | 0 |  | 0
|  |  |  | 35.48 | 70.96 | 0 | 0 | 0 | 0 | 0 | 7.48 | 0.10709 | 0 | 70.96 | 70.96 | 1 | 0 | 0 |  | 0 |  | 0
|  |  |  | 31.88 | 63.76 | 0 | 0 | 0 | 0 | 0 | 7.48 | 0.10709 | 0 | 63.76 | 63.76 | 1 | 0 | 0 |  | 0 |  | 0
|  |  |  | 31.16 | 62.32 | 0 | 0 | 0 | 0 | 0 | 7.48 | 0.10709 | 0 | 62.32 | 62.32 | 1 | 0 | 0 |  | 0 |  | 0
|  |  |  | 30.8 | 61.6 | 0 | 0 | 0 | 0 | 0 | 7.48 | 0.10709 | 0 | 61.6 | 61.6 | 1 | 0 | 0 |  | 0 |  | 0
|  |  |  | 26.6 | 53.2 | 0 | 0 | 0 | 0 | 0 | 7.48 | 0.10709 | 0 | 53.2 | 53.2 | 1 | 0 | 0 |  | 0 |  | 0
|  |  |  | 29.64 | 59.28 | 0 | 0 | 0 | 0 | 0 | 7.48 | 0.10709 | 0 | 59.28 | 59.28 | 1 | 0 | 0 |  | 0 |  | 0
|  |  |  | 30.2 | 60.4 | 0 | 0 | 0 | 0 | 0 | 7.48 | 0.10709 | 0 | 60.4 | 60.4 | 1 | 0 | 0 |  | 0 |  | 0
|  |  |  | 30.64 | 61.28 | 0 | 0 | 0 | 0 | 0 | 7.48 | 0.10709 | 0 | 61.28 | 61.28 | 1 | 0 | 0 |  | 0 |  | 0
|  |  |  | 30.64 | 61.28 | 0 | 0 | 0 | 0 | 0 | 7.48 | 0.10709 | 0 | 61.28 | 61.28 | 1 | 0 | 0 |  | 0 |  | 0
|  |  |  | 30.32 | 60.64 | 0 | 0 | 0 | 0 | 0 | 7.48 | 0.10709 | 0 | 60.64 | 60.64 | 1 | 0 | 0 |  | 0 |  | 0
|  |  |  | 28.32 | 56.64 | 0 | 0 | 0 | 0 | 0 | 7.48 | 0.10709 | 0 | 56.64 | 56.64 | 1 | 0 | 0 |  | 0 |  | 0
|  |  |  | 20.52 | 41.04 | 0 | 0 | 0 | 0 | 0 | 7.48 | 0.10709 | 0 | 41.04 | 41.04 | 1 | 0 | 0 |  | 0 |  | 0
|  |  |  | 14.04 | 28.08 | 0 | 0 | 0 | 0 | 0 | 7.48 | 0.10709 | 0 | 28.08 | 28.08 | 1 | 0 | 0 |  | 0 |  | 0
|  |  |  | 13.48 | 26.96 | 0 | 0 | 0 | 0 | 0 | 7.48 | 0.10709 | 0 | 26.96 | 26.96 | 1 | 0 | 0 |  | 0 |  | 0
|  |  |  | 14.56 | 29.12 | 0 | 0 | 0 | 0 | 0 | 7.48 | 0.10709 | 0 | 29.12 | 29.12 | 1 | 0 | 0 |  | 0 |  | 0
|  |  |  | 12.04 | 24.08 | 0 | 0 | 0 | 0 | 0 | 7.48 | 0.10709 | 0 | 24.08 | 24.08 | 1 | 0 | 0 |  | 0 |  | 0
|  |  |  | 13.12 | 26.24 | 0 | 0 | 0 | 0 | 0 | 7.48 | 0.10709 | 0 | 26.24 | 26.24 | 1 | 0 | 0 |  | 0 |  | 0
|  |  |  | 18.76 | 37.52 | 0 | 0 | 0 | 0 | 0 | 7.48 | 0.10709 | 0 | 37.52 | 37.52 | 1 | 0 | 0 |  | 0 |  | 0
|  |  |  | 22.84 | 45.68 | 0 | 0 | 0 | 0 | 0 | 7.48 | 0.10709 | 0 | 45.68 | 45.68 | 1 | 0 | 0 |  | 0 |  | 0
|  |  |  | 30.88 | 61.76 | 0 | 0 | 0 | 0 | 0 | 7.48 | 0.10709 | 0 | 61.76 | 61.76 | 1 | 0 | 0 |  | 0 |  | 0
|  |  |  | 28.4 | 56.8 | 0 | 0 | 0 | 0 | 0 | 7.48 | 0.10709 | 0 | 56.8 | 56.8 | 1 | 0 | 0 |  | 0 |  | 0
|  |  |  | 30.72 | 61.44 | 0 | 0 | 0 | 0 | 0 | 7.48 | 0.10709 | 0 | 61.44 | 61.44 | 1 | 0 | 0 |  | 0 |  | 0
|  |  |  | 30.96 | 61.92 | 0 | 0 | 0 | 0 | 0 | 7.48 | 0.10709 | 0 | 61.92 | 61.92 | 1 | 0 | 0 |  | 0 |  | 0
|  |  |  | 31.72 | 63.44 | 0 | 0 | 0 | 0 | 0 | 7.48 | 0.10709 | 0 | 63.44 | 63.44 | 1 | 0 | 0 |  | 0 |  | 0
|  |  |  | 35.96 | 71.92 | 0 | 0 | 0 | 0 | 0 | 7.48 | 0.10709 | 0 | 71.92 | 71.92 | 1 | 0 | 0 |  | 0 |  | 0
|  |  |  | 31 | 62 | 0 | 0 | 0 | 0 | 0 | 7.48 | 0.10709 | 0 | 62 | 62 | 1 | 0 | 0 |  | 0 |  | 0
|  |  |  | 26.68 | 53.36 | 0 | 0 | 0 | 0 | 0 | 7.48 | 0.10709 | 0 | 53.36 | 53.36 | 1 | 0 | 0 |  | 0 |  | 0
|  |  |  | 25.84 | 51.68 | 0 | 0 | 0 | 0 | 0 | 7.48 | 0.10709 | 0 | 51.68 | 51.68 | 1 | 0 | 0 |  | 0 |  | 0
|  |  |  | 24.32 | 48.64 | 0 | 0 | 0 | 0 | 0 | 7.48 | 0.10709 | 0 | 48.64 | 48.64 | 1 | 0 | 0 |  | 0 |  | 0
|  |  |  | 26.36 | 52.72 | 0 | 0 | 0 | 0 | 0 | 7.48 | 0.10709 | 0 | 52.72 | 52.72 | 1 | 0 | 0 |  | 0 |  | 0
|  |  |  | 25.28 | 50.56 | 0 | 0 | 0 | 0 | 0 | 7.48 | 0.10709 | 0 | 50.56 | 50.56 | 1 | 0 | 0 |  | 0 |  | 0
|  |  |  | 28.16 | 56.32 | 0 | 0 | 0 | 0 | 0 | 7.48 | 0.10709 | 0 | 56.32 | 56.32 | 1 | 0 | 0 |  | 0 |  | 0
|  |  |  | 28.92 | 57.84 | 0 | 0 | 0 | 0 | 0 | 7.48 | 0.10709 | 0 | 57.84 | 57.84 | 1 | 0 | 0 |  | 0 |  | 0
|  |  |  | 29.68 | 59.36 | 0 | 0 | 0 | 0 | 0 | 7.48 | 0.10709 | 0 | 59.36 | 59.36 | 1 | 0 | 0 |  | 0 |  | 0
|  |  |  | 25.12 | 50.24 | 0 | 0 | 0 | 0 | 0 | 7.48 | 0.10709 | 0 | 50.24 | 50.24 | 1 | 0 | 0 |  | 0 |  | 0
|  |  |  | 16.56 | 33.12 | 0 | 0 | 0 | 0 | 0 | 7.48 | 0.10709 | 0 | 33.12 | 33.12 | 1 | 0 | 0 |  | 0 |  | 0
|  |  |  | 14.96 | 29.92 | 0 | 0 | 0 | 0 | 0 | 7.48 | 0.10709 | 0 | 29.92 | 29.92 | 1 | 0 | 0 |  | 0 |  | 0
|  |  |  | 13.76 | 27.52 | 0 | 0 | 0 | 0 | 0 | 7.48 | 0.10709 | 0 | 27.52 | 27.52 | 1 | 0 | 0 |  | 0 |  | 0
|  |  |  | 14.2 | 28.4 | 0 | 0 | 0 | 0 | 0 | 7.48 | 0.10709 | 0 | 28.4 | 28.4 | 1 | 0 | 0 |  | 0 |  | 0
|  |  |  | 11.8 | 23.6 | 0 | 0 | 0 | 0 | 0 | 7.48 | 0.10709 | 0 | 23.6 | 23.6 | 1 | 0 | 0 |  | 0 |  | 0
|  |  |  | 12.72 | 25.44 | 0 | 0 | 0 | 0 | 0 | 7.48 | 0.10709 | 0 | 25.44 | 25.44 | 1 | 0 | 0 |  | 0 |  | 0
|  |  |  | 17.88 | 35.76 | 0 | 0 | 0 | 0 | 0 | 7.48 | 0.10709 | 0 | 35.76 | 35.76 | 1 | 0 | 0 |  | 0 |  | 0
|  |  |  | 22.52 | 45.04 | 0 | 0 | 0 | 0 | 0 | 7.48 | 0.10709 | 0 | 45.04 | 45.04 | 1 | 0 | 0 |  | 0 |  | 0
|  |  |  | 30.92 | 61.84 | 0 | 0 | 0 | 0 | 0 | 7.48 | 0.10709 | 0 | 61.84 | 61.84 | 1 | 0 | 0 |  | 0 |  | 0
|  |  |  | 30.96 | 61.92 | 0 | 0 | 0 | 0 | 0 | 7.48 | 0.10709 | 0 | 61.92 | 61.92 | 1 | 0 | 0 |  | 0 |  | 0
|  |  |  | 33.8 | 67.6 | 0 | 0 | 0 | 0 | 0 | 7.48 | 0.10709 | 0 | 67.6 | 67.6 | 1 | 0 | 0 |  | 0 |  | 0
|  |  |  | 32.68 | 65.36 | 0 | 0 | 0 | 0 | 0 | 7.48 | 0.10709 | 0 | 65.36 | 65.36 | 1 | 0 | 0 |  | 0 |  | 0
|  |  |  | 35.68 | 71.36 | 0 | 0 | 0 | 0 | 0 | 7.48 | 0.12502 | 0 | 71.36 | 71.36 | 1 | 0 | 0 |  | 0 |  | 0
|  |  |  | 38.08 | 76.16 | 0 | 0 | 0 | 0 | 0 | 7.48 | 0.12502 | 0 | 76.16 | 75.04 | 0.67059 | 0 | 1.12 |  | 0 |  | 0
|  |  |  | 35.96 | 71.92 | 0 | 0 | 0 | 0 | 0 | 7.48 | 0.12502 | 0 | 71.92 | 71.92 | 0.67059 | 0 | 0 |  | 0 |  | 0
|  |  |  | 29.12 | 58.24 | 0 | 0 | 0 | 0 | 0 | 12.23 | 0.12502 | 0 | 58.24 | 58.24 | 0.67059 | 0 | 0 |  | 0 |  | 0
|  |  |  | 28.28 | 56.56 | 0 | 0 | 0 | 0 | 0 | 12.23 | 0.12502 | 0 | 56.56 | 56.56 | 0.67059 | 0 | 0 |  | 0 |  | 0
|  |  |  | 28.04 | 56.08 | 0 | 0 | 0 | 0 | 0 | 12.23 | 0.12502 | 0 | 56.08 | 56.08 | 0.67059 | 0 | 0 |  | 0 |  | 0
|  |  |  | 28.52 | 57.04 | 0 | 0 | 0 | 0 | 0 | 12.23 | 0.12502 | 0 | 57.04 | 57.04 | 0.67059 | 0 | 0 |  | 0 |  | 0
|  |  |  | 30.08 | 60.16 | 0 | 0 | 0 | 0 | 0 | 7.48 | 0.12502 | 0 | 60.16 | 60.16 | 0.67059 | 0 | 0 |  | 0 |  | 0
|  |  |  | 30.12 | 60.24 | 0 | 0 | 0 | 0 | 0 | 7.48 | 0.12502 | 0 | 60.24 | 60.24 | 0.67059 | 0 | 0 |  | 0 |  | 0
|  |  |  | 29.76 | 59.52 | 0 | 0 | 0 | 0 | 0 | 7.48 | 0.12502 | 0 | 59.52 | 57.92 | 0.2 | 0 | 1.6 |  | 0 |  | 0
|  |  |  | 29.24 | 58.48 | 0 | 0 | 0 | 0 | 0 | 7.48 | 0.10709 | 2.72 | 58.48 | 58.48 | 0.91885 | 0 | 0 |  | 0 |  | 0
|  |  |  | 27.44 | 54.88 | 0 | 0 | 0 | 0 | 0 | 7.48 | 0.10709 | 0.307 | 54.88 | 54.88 | 1 | 0 | 0 |  | 0 |  | 0
|  |  |  | 22.28 | 44.56 | 0 | 0 | 0 | 0 | 0 | 7.48 | 0.10709 | 0 | 44.56 | 44.56 | 1 | 0 | 0 |  | 0 |  | 0
|  |  |  | 18.68 | 37.36 | 0 | 0 | 0 | 0 | 0 | 7.48 | 0.10709 | 0 | 37.36 | 37.36 | 1 | 0 | 0 |  | 0 |  | 0
|  |  |  | 18.16 | 36.32 | 0 | 0 | 0 | 0 | 0 | 7.48 | 0.10709 | 0 | 36.32 | 36.32 | 1 | 0 | 0 |  | 0 |  | 0
|  |  |  | 17.52 | 35.04 | 0 | 0 | 0 | 0 | 0 | 7.48 | 0.10709 | 0 | 35.04 | 35.04 | 1 | 0 | 0 |  | 0 |  | 0
|  |  |  | 17.56 | 35.12 | 0 | 0 | 0 | 0 | 0 | 7.48 | 0.10709 | 0 | 35.12 | 35.12 | 1 | 0 | 0 |  | 0 |  | 0
|  |  |  | 17.2 | 34.4 | 0 | 0 | 0 | 0 | 0 | 7.48 | 0.10709 | 0 | 34.4 | 34.4 | 1 | 0 | 0 |  | 0 |  | 0
|  |  |  | 17.76 | 35.52 | 0 | 0 | 0 | 0 | 0 | 7.48 | 0.10709 | 0 | 35.52 | 35.52 | 1 | 0 | 0 |  | 0 |  | 0
|  |  |  | 19.44 | 38.88 | 0 | 0 | 0 | 0 | 0 | 7.48 | 0.10709 | 0 | 38.88 | 38.88 | 1 | 0 | 0 |  | 0 |  | 0
|  |  |  | 20.44 | 40.88 | 0 | 0 | 0 | 0 | 0 | 7.48 | 0.10709 | 0 | 40.88 | 40.88 | 1 | 0 | 0 |  | 0 |  | 0
|  |  |  | 26.68 | 53.36 | 0 | 0 | 0 | 0 | 0 | 7.48 | 0.10709 | 0 | 53.36 | 53.36 | 1 | 0 | 0 |  | 0 |  | 0
|  |  |  | 27.16 | 54.32 | 0 | 0 | 0 | 0 | 0 | 7.48 | 0.10709 | 0 | 54.32 | 54.32 | 1 | 0 | 0 |  | 0 |  | 0
|  |  |  | 28.88 | 57.76 | 0 | 0 | 0 | 0 | 0 | 7.48 | 0.10709 | 0 | 57.76 | 57.76 | 1 | 0 | 0 |  | 0 |  | 0
|  |  |  | 28.88 | 57.76 | 0 | 0 | 0 | 0 | 0 | 7.48 | 0.12502 | 0 | 57.76 | 57.76 | 1 | 0 | 0 |  | 0 |  | 0
|  |  |  | 28.88 | 57.76 | 0 | 0 | 0 | 0 | 0 | 7.48 | 0.12502 | 0 | 57.76 | 57.76 | 1 | 0 | 0 |  | 0 |  | 0
|  |  |  | 27.52 | 55.04 | 0 | 0 | 0 | 0 | 0 | 7.48 | 0.12502 | 0 | 55.04 | 55.04 | 1 | 0 | 0 |  | 0 |  | 0
|  |  |  | 27.32 | 54.64 | 0 | 0 | 0 | 0 | 0 | 12.23 | 0.12502 | 0 | 54.64 | 54.64 | 1 | 0 | 0 |  | 0 |  | 0
|  |  |  | 28.04 | 56.08 | 0 | 0 | 0 | 0 | 0 | 12.23 | 0.12502 | 0 | 56.08 | 56.08 | 1 | 0 | 0 |  | 0 |  | 0
|  |  |  | 27.68 | 55.36 | 0 | 0 | 0 | 0 | 0 | 12.23 | 0.12502 | 0 | 55.36 | 55.36 | 1 | 0 | 0 |  | 0 |  | 0
|  |  |  | 29.4 | 58.8 | 0 | 0 | 0 | 0 | 0 | 12.23 | 0.12502 | 0 | 58.8 | 58.8 | 1 | 0 | 0 |  | 0 |  | 0
|  |  |  | 27.8 | 55.6 | 0 | 0 | 0 | 0 | 0 | 7.48 | 0.12502 | 0 | 55.6 | 55.6 | 1 | 0 | 0 |  | 0 |  | 0
|  |  |  | 26.72 | 53.44 | 0 | 0 | 0 | 0 | 0 | 7.48 | 0.12502 | 0 | 53.44 | 53.44 | 1 | 0 | 0 |  | 0 |  | 0
|  |  |  | 26.92 | 53.84 | 0 | 0 | 0 | 0 | 0 | 7.48 | 0.12502 | 0 | 53.84 | 51.12 | 0.2 | 0 | 2.72 |  | 0 |  | 0
|  |  |  | 26.88 | 53.76 | 0 | 0 | 0 | 0 | 0 | 7.48 | 0.10709 | 2.72 | 53.76 | 53.76 | 0.91885 | 0 | 0 |  | 0 |  | 0
|  |  |  | 26.24 | 52.48 | 0 | 0 | 0 | 0 | 0 | 7.48 | 0.10709 | 0.307 | 52.48 | 52.48 | 1 | 0 | 0 |  | 0 |  | 0
|  |  |  | 21.68 | 43.36 | 0 | 0 | 0 | 0 | 0 | 7.48 | 0.10709 | 0 | 43.36 | 43.36 | 1 | 0 | 0 |  | 0 |  | 0
|  |  |  | 22 | 44 | 0 | 0 | 0 | 0 | 0 | 7.48 | 0.10709 | 0 | 44 | 44 | 1 | 0 | 0 |  | 0 |  | 0
|  |  |  | 19 | 38 | 0 | 0 | 0 | 0 | 0 | 7.48 | 0.10709 | 0 | 38 | 38 | 1 | 0 | 0 |  | 0 |  | 0
|  |  |  | 18 | 36 | 0 | 0 | 0 | 0 | 0 | 7.48 | 0.10709 | 0 | 36 | 36 | 1 | 0 | 0 |  | 0 |  | 0
|  |  |  | 17.96 | 35.92 | 0 | 0 | 0 | 0 | 0 | 7.48 | 0.10709 | 0 | 35.92 | 35.92 | 1 | 0 | 0 |  | 0 |  | 0
|  |  |  | 18.64 | 37.28 | 0 | 0 | 0 | 0 | 0 | 7.48 | 0.10709 | 0 | 37.28 | 37.28 | 1 | 0 | 0 |  | 0 |  | 0
|  |  |  | 23.36 | 46.72 | 0 | 0 | 0 | 0 | 0 | 7.48 | 0.10709 | 0 | 46.72 | 46.72 | 1 | 0 | 0 |  | 0 |  | 0
|  |  |  | 25.08 | 50.16 | 0 | 0 | 0 | 0 | 0 | 7.48 | 0.10709 | 0 | 50.16 | 50.16 | 1 | 0 | 0 |  | 0 |  | 0
|  |  |  | 22.56 | 45.12 | 0 | 0 | 0 | 0 | 0 | 7.48 | 0.10709 | 0 | 45.12 | 45.12 | 1 | 0 | 0 |  | 0 |  | 0
|  |  |  | 20 | 40 | 0 | 0 | 0 | 0 | 0 | 7.48 | 0.10709 | 0 | 40 | 40 | 1 | 0 | 0 |  | 0 |  | 0
|  |  |  | 24 | 48 | 0 | 0 | 0 | 0 | 0 | 7.48 | 0.10709 | 0 | 48 | 48 | 1 | 0 | 0 |  | 0 |  | 0
|  |  |  | 24.88 | 49.76 | 0 | 0 | 0 | 0 | 0 | 7.48 | 0.10709 | 0 | 49.76 | 49.76 | 1 | 0 | 0 |  | 0 |  | 0
|  |  |  | 26.4 | 52.8 | 0 | 0 | 0 | 0 | 0 | 7.48 | 0.12502 | 0 | 52.8 | 52.8 | 1 | 0 | 0 |  | 0 |  | 0
|  |  |  | 26.8 | 53.6 | 0 | 0 | 0 | 0 | 0 | 7.48 | 0.12502 | 0 | 53.6 | 53.6 | 1 | 0 | 0 |  | 0 |  | 0
|  |  |  | 27.28 | 54.56 | 0 | 0 | 0 | 0 | 0 | 7.48 | 0.12502 | 0 | 54.56 | 54.56 | 1 | 0 | 0 |  | 0 |  | 0
|  |  |  | 26.52 | 53.04 | 0 | 0 | 0 | 0 | 0 | 12.23 | 0.12502 | 0 | 53.04 | 53.04 | 1 | 0 | 0 |  | 0 |  | 0
|  |  |  | 25.12 | 50.24 | 0 | 0 | 0 | 0 | 0 | 12.23 | 0.12502 | 0 | 50.24 | 50.24 | 1 | 0 | 0 |  | 0 |  | 0
|  |  |  | 25.08 | 50.16 | 0 | 0 | 0 | 0 | 0 | 12.23 | 0.12502 | 0 | 50.16 | 50.16 | 1 | 0 | 0 |  | 0 |  | 0
|  |  |  | 26.44 | 52.88 | 0 | 0 | 0 | 0 | 0 | 12.23 | 0.12502 | 0 | 52.88 | 52.88 | 1 | 0 | 0 |  | 0 |  | 0
|  |  |  | 26.22 | 52.44 | 0 | 0 | 0 | 0 | 0 | 7.48 | 0.12502 | 0 | 52.44 | 52.44 | 1 | 0 | 0 |  | 0 |  | 0
|  |  |  | 22.52 | 45.04 | 0 | 0 | 0 | 0 | 0 | 7.48 | 0.12502 | 0 | 45.04 | 45.04 | 1 | 0 | 0 |  | 0 |  | 0
|  |  |  | 19.08 | 38.16 | 0 | 0 | 0 | 0 | 0 | 7.48 | 0.12502 | 0 | 38.16 | 35.44 | 0.2 | 0 | 2.72 |  | 0 |  | 0
|  |  |  | 18.8 | 37.6 | 0 | 0 | 0 | 0 | 0 | 7.48 | 0.10709 | 2.72 | 37.6 | 37.6 | 0.91885 | 0 | 0 |  | 0 |  | 0
|  |  |  | 19.56 | 39.12 | 0 | 0 | 0 | 0 | 0 | 7.48 | 0.10709 | 0.307 | 39.12 | 39.12 | 1 | 0 | 0 |  | 0 |  | 0
|  |  |  | 16.36 | 32.72 | 0 | 0 | 0 | 0 | 0 | 7.48 | 0.10709 | 0 | 32.72 | 32.72 | 1 | 0 | 0 |  | 0 |  | 0
|  |  |  | 14.28 | 28.56 | 0 | 0 | 0 | 0 | 0 | 7.48 | 0.10709 | 0 | 28.56 | 28.56 | 1 | 0 | 0 |  | 0 |  | 0
|  |  |  | 14.12 | 28.24 | 0 | 0 | 0 | 0 | 0 | 7.48 | 0.10709 | 0 | 28.24 | 28.24 | 1 | 0 | 0 |  | 0 |  | 0
|  |  |  | 16.24 | 32.48 | 0 | 0 | 0 | 0 | 0 | 7.48 | 0.10709 | 0 | 32.48 | 32.48 | 1 | 0 | 0 |  | 0 |  | 0
|  |  |  | 19.24 | 38.48 | 0 | 0 | 0 | 0 | 0 | 7.48 | 0.10709 | 0 | 38.48 | 38.48 | 1 | 0 | 0 |  | 0 |  | 0
|  |  |  | 18.68 | 37.36 | 0 | 0 | 0 | 0 | 0 | 7.48 | 0.10709 | 0 | 37.36 | 37.36 | 1 | 0 | 0 |  | 0 |  | 0
|  |  |  | 16.76 | 33.52 | 0 | 0 | 0 | 0 | 0 | 7.48 | 0.10709 | 0 | 33.52 | 33.52 | 1 | 0 | 0 |  | 0 |  | 0
|  |  |  | 21.04 | 42.08 | 0 | 0 | 0 | 0 | 0 | 7.48 | 0.10709 | 0 | 42.08 | 42.08 | 1 | 0 | 0 |  | 0 |  | 0
|  |  |  | 29.76 | 59.52 | 0 | 0 | 0 | 0 | 0 | 7.48 | 0.10709 | 0 | 59.52 | 59.52 | 1 | 0 | 0 |  | 0 |  | 0
|  |  |  | 29.12 | 58.24 | 0 | 0 | 0 | 0 | 0 | 7.48 | 0.10709 | 0 | 58.24 | 58.24 | 1 | 0 | 0 |  | 0 |  | 0
|  |  |  | 30.8 | 61.6 | 0 | 0 | 0 | 0 | 0 | 7.48 | 0.10709 | 0 | 61.6 | 61.6 | 1 | 0 | 0 |  | 0 |  | 0
|  |  |  | 30.92 | 61.84 | 0 | 0 | 0 | 0 | 0 | 7.48 | 0.10709 | 0 | 61.84 | 61.84 | 1 | 0 | 0 |  | 0 |  | 0
|  |  |  | 31.16 | 62.32 | 0 | 0 | 0 | 0 | 0 | 7.48 | 0.12502 | 0 | 62.32 | 62.32 | 1 | 0 | 0 |  | 0 |  | 0
|  |  |  | 35.6 | 71.2 | 0 | 0 | 0 | 0 | 0 | 7.48 | 0.12502 | 0 | 71.2 | 71.2 | 1 | 0 | 0 |  | 0 |  | 0
|  |  |  | 34.72 | 69.44 | 0 | 0 | 0 | 0 | 0 | 7.48 | 0.12502 | 0 | 69.44 | 69.44 | 1 | 0 | 0 |  | 0 |  | 0
|  |  |  | 29.48 | 58.96 | 0 | 0 | 0 | 0 | 0 | 12.23 | 0.12502 | 0 | 58.96 | 58.96 | 1 | 0 | 0 |  | 0 |  | 0
|  |  |  | 28.4 | 56.8 | 0 | 0 | 0 | 0 | 0 | 12.23 | 0.12502 | 0 | 56.8 | 56.8 | 1 | 0 | 0 |  | 0 |  | 0
|  |  |  | 25.56 | 51.12 | 0 | 0 | 0 | 0 | 0 | 12.23 | 0.12502 | 0 | 51.12 | 51.12 | 1 | 0 | 0 |  | 0 |  | 0
|  |  |  | 25.88 | 51.76 | 0 | 0 | 0 | 0 | 0 | 12.23 | 0.12502 | 0 | 51.76 | 51.76 | 1 | 0 | 0 |  | 0 |  | 0
|  |  |  | 28.12 | 56.24 | 0 | 0 | 0 | 0 | 0 | 7.48 | 0.12502 | 0 | 56.24 | 56.24 | 1 | 0 | 0 |  | 0 |  | 0
|  |  |  | 29.64 | 59.28 | 0 | 0 | 0 | 0 | 0 | 7.48 | 0.12502 | 0 | 59.28 | 59.28 | 1 | 0 | 0 |  | 0 |  | 0
|  |  |  | 29.48 | 58.96 | 0 | 0 | 0 | 0 | 0 | 7.48 | 0.12502 | 0 | 58.96 | 56.24 | 0.2 | 0 | 2.72 |  | 0 |  | 0
|  |  |  | 29.2 | 58.4 | 0 | 0 | 0 | 0 | 0 | 7.48 | 0.10709 | 2.72 | 58.4 | 58.4 | 0.91885 | 0 | 0 |  | 0 |  | 0
|  |  |  | 25.8 | 51.6 | 0 | 0 | 0 | 0 | 0 | 7.48 | 0.10709 | 0.307 | 51.6 | 51.6 | 1 | 0 | 0 |  | 0 |  | 0
|  |  |  | 16.16 | 32.32 | 0 | 0 | 0 | 0 | 0 | 7.48 | 0.10709 | 0 | 32.32 | 32.32 | 1 | 0 | 0 |  | 0 |  | 0
|  |  |  | 13.96 | 27.92 | 0 | 0 | 0 | 0 | 0 | 7.48 | 0.10709 | 0 | 27.92 | 27.92 | 1 | 0 | 0 |  | 0 |  | 0
|  |  |  | 13.84 | 27.68 | 0 | 0 | 0 | 0 | 0 | 7.48 | 0.10709 | 0 | 27.68 | 27.68 | 1 | 0 | 0 |  | 0 |  | 0
|  |  |  | 12.8 | 25.6 | 0 | 0 | 0 | 0 | 0 | 7.48 | 0.10709 | 0 | 25.6 | 25.6 | 1 | 0 | 0 |  | 0 |  | 0
|  |  |  | 11.8 | 23.6 | 0 | 0 | 0 | 0 | 0 | 7.48 | 0.10709 | 0 | 23.6 | 23.6 | 1 | 0 | 0 |  | 0 |  | 0
|  |  |  | 12.24 | 24.48 | 0 | 0 | 0 | 0 | 0 | 7.48 | 0.10709 | 0 | 24.48 | 24.48 | 1 | 0 | 0 |  | 0 |  | 0
|  |  |  | 16.16 | 32.32 | 0 | 0 | 0 | 0 | 0 | 7.48 | 0.10709 | 0 | 32.32 | 32.32 | 1 | 0 | 0 |  | 0 |  | 0
|  |  |  | 18.2 | 36.4 | 0 | 0 | 0 | 0 | 0 | 7.48 | 0.10709 | 0 | 36.4 | 36.4 | 1 | 0 | 0 |  | 0 |  | 0
|  |  |  | 29.08 | 58.16 | 0 | 0 | 0 | 0 | 0 | 7.48 | 0.10709 | 0 | 58.16 | 58.16 | 1 | 0 | 0 |  | 0 |  | 0
|  |  |  | 29.04 | 58.08 | 0 | 0 | 0 | 0 | 0 | 7.48 | 0.10709 | 0 | 58.08 | 58.08 | 1 | 0 | 0 |  | 0 |  | 0
|  |  |  | 30.96 | 61.92 | 0 | 0 | 0 | 0 | 0 | 7.48 | 0.10709 | 0 | 61.92 | 61.92 | 1 | 0 | 0 |  | 0 |  | 0
|  |  |  | 26.6 | 53.2 | 0 | 0 | 0 | 0 | 0 | 7.48 | 0.10709 | 0 | 53.2 | 53.2 | 1 | 0 | 0 |  | 0 |  | 0
|  |  |  | 26.52 | 53.04 | 0 | 0 | 0 | 0 | 0 | 7.48 | 0.12502 | 0 | 53.04 | 53.04 | 1 | 0 | 0 |  | 0 |  | 0
|  |  |  | 29.68 | 59.36 | 0 | 0 | 0 | 0 | 0 | 7.48 | 0.12502 | 0 | 59.36 | 59.36 | 1 | 0 | 0 |  | 0 |  | 0
|  |  |  | 28.6 | 57.2 | 0 | 0 | 0 | 0 | 0 | 7.48 | 0.12502 | 0 | 57.2 | 57.2 | 1 | 0 | 0 |  | 0 |  | 0
|  |  |  | 26.88 | 53.76 | 0 | 0 | 0 | 0 | 0 | 12.23 | 0.12502 | 0 | 53.76 | 53.76 | 1 | 0 | 0 |  | 0 |  | 0
|  |  |  | 26.08 | 52.16 | 0 | 0 | 0 | 0 | 0 | 12.23 | 0.12502 | 0 | 52.16 | 52.16 | 1 | 0 | 0 |  | 0 |  | 0
|  |  |  | 24.24 | 48.48 | 0 | 0 | 0 | 0 | 0 | 12.23 | 0.12502 | 0 | 48.48 | 48.48 | 1 | 0 | 0 |  | 0 |  | 0
|  |  |  | 24.56 | 49.12 | 0 | 0 | 0 | 0 | 0 | 12.23 | 0.12502 | 0 | 49.12 | 49.12 | 1 | 0 | 0 |  | 0 |  | 0
|  |  |  | 25.76 | 51.52 | 0 | 0 | 0 | 0 | 0 | 7.48 | 0.12502 | 0 | 51.52 | 51.52 | 1 | 0 | 0 |  | 0 |  | 0
|  |  |  | 26.3 | 52.6 | 0 | 0 | 0 | 0 | 0 | 7.48 | 0.12502 | 0 | 52.6 | 52.6 | 1 | 0 | 0 |  | 0 |  | 0
|  |  |  | 25.88 | 51.76 | 0 | 0 | 0 | 0 | 0 | 7.48 | 0.12502 | 0 | 51.76 | 49.04 | 0.2 | 0 | 2.72 |  | 0 |  | 0
|  |  |  | 23.44 | 46.88 | 0 | 0 | 0 | 0 | 0 | 7.48 | 0.10709 | 2.72 | 46.88 | 46.88 | 0.91885 | 0 | 0 |  | 0 |  | 0
|  |  |  | 21.08 | 42.16 | 0 | 0 | 0 | 0 | 0 | 7.48 | 0.10709 | 0.307 | 42.16 | 42.16 | 1 | 0 | 0 |  | 0 |  | 0
|  |  |  | 15.88 | 31.76 | 0 | 0 | 0 | 0 | 0 | 7.48 | 0.10709 | 0 | 31.76 | 31.76 | 1 | 0 | 0 |  | 0 |  | 0
|  |  |  | 14.48 | 28.96 | 0 | 0 | 0 | 0 | 0 | 7.48 | 0.10709 | 0 | 28.96 | 28.96 | 1 | 0 | 0 |  | 0 |  | 0
|  |  |  | 13.56 | 27.12 | 0 | 0 | 0 | 0 | 0 | 7.48 | 0.10709 | 0 | 27.12 | 27.12 | 1 | 0 | 0 |  | 0 |  | 0
|  |  |  | 13.64 | 27.28 | 0 | 0 | 0 | 0 | 0 | 7.48 | 0.10709 | 0 | 27.28 | 27.28 | 1 | 0 | 0 |  | 0 |  | 0
|  |  |  | 13.4 | 26.8 | 0 | 0 | 0 | 0 | 0 | 7.48 | 0.10709 | 0 | 26.8 | 26.8 | 1 | 0 | 0 |  | 0 |  | 0
|  |  |  | 14 | 28 | 0 | 0 | 0 | 0 | 0 | 7.48 | 0.10709 | 0 | 28 | 28 | 1 | 0 | 0 |  | 0 |  | 0
|  |  |  | 14.76 | 29.52 | 0 | 0 | 0 | 0 | 0 | 7.48 | 0.10709 | 0 | 29.52 | 29.52 | 1 | 0 | 0 |  | 0 |  | 0
|  |  |  | 14.96 | 29.92 | 0 | 0 | 0 | 0 | 0 | 7.48 | 0.10709 | 0 | 29.92 | 29.92 | 1 | 0 | 0 |  | 0 |  | 0
|  |  |  | 26.12 | 52.24 | 0 | 0 | 0 | 0 | 0 | 7.48 | 0.10709 | 0 | 52.24 | 52.24 | 1 | 0 | 0 |  | 0 |  | 0
|  |  |  | 25.76 | 51.52 | 0 | 0 | 0 | 0 | 0 | 7.48 | 0.10709 | 0 | 51.52 | 51.52 | 1 | 0 | 0 |  | 0 |  | 0
|  |  |  | 26.04 | 52.08 | 0 | 0 | 0 | 0 | 0 | 7.48 | 0.10709 | 0 | 52.08 | 52.08 | 1 | 0 | 0 |  | 0 |  | 0
|  |  |  | 27.44 | 54.88 | 0 | 0 | 0 | 0 | 0 | 7.48 | 0.10709 | 0 | 54.88 | 54.88 | 1 | 0 | 0 |  | 0 |  | 0
|  |  |  | 29.84 | 59.68 | 0 | 0 | 0 | 0 | 0 | 7.48 | 0.10709 | 0 | 59.68 | 59.68 | 1 | 0 | 0 |  | 0 |  | 0
|  |  |  | 28.44 | 56.88 | 0 | 0 | 0 | 0 | 0 | 7.48 | 0.10709 | 0 | 56.88 | 56.88 | 1 | 0 | 0 |  | 0 |  | 0
|  |  |  | 27.36 | 54.72 | 0 | 0 | 0 | 0 | 0 | 7.48 | 0.10709 | 0 | 54.72 | 54.72 | 1 | 0 | 0 |  | 0 |  | 0
|  |  |  | 24.8 | 49.6 | 0 | 0 | 0 | 0 | 0 | 7.48 | 0.10709 | 0 | 49.6 | 49.6 | 1 | 0 | 0 |  | 0 |  | 0
|  |  |  | 25.16 | 50.32 | 0 | 0 | 0 | 0 | 0 | 7.48 | 0.10709 | 0 | 50.32 | 50.32 | 1 | 0 | 0 |  | 0 |  | 0
|  |  |  | 25.32 | 50.64 | 0 | 0 | 0 | 0 | 0 | 7.48 | 0.10709 | 0 | 50.64 | 50.64 | 1 | 0 | 0 |  | 0 |  | 0
|  |  |  | 26.84 | 53.68 | 0 | 0 | 0 | 0 | 0 | 7.48 | 0.10709 | 0 | 53.68 | 53.68 | 1 | 0 | 0 |  | 0 |  | 0
|  |  |  | 26.24 | 52.48 | 0 | 0 | 0 | 0 | 0 | 7.48 | 0.10709 | 0 | 52.48 | 52.48 | 1 | 0 | 0 |  | 0 |  | 0
|  |  |  | 26.4 | 52.8 | 0 | 0 | 0 | 0 | 0 | 7.48 | 0.10709 | 0 | 52.8 | 52.8 | 1 | 0 | 0 |  | 0 |  | 0
|  |  |  | 26.92 | 53.84 | 0 | 0 | 0 | 0 | 0 | 7.48 | 0.10709 | 0 | 53.84 | 53.84 | 1 | 0 | 0 |  | 0 |  | 0
|  |  |  | 26.2 | 52.4 | 0 | 0 | 0 | 0 | 0 | 7.48 | 0.10709 | 0 | 52.4 | 52.4 | 1 | 0 | 0 |  | 0 |  | 0
|  |  |  | 22.68 | 45.36 | 0 | 0 | 0 | 0 | 0 | 7.48 | 0.10709 | 0 | 45.36 | 45.36 | 1 | 0 | 0 |  | 0 |  | 0
|  |  |  | 21.28 | 42.56 | 0 | 0 | 0 | 0 | 0 | 7.48 | 0.10709 | 0 | 42.56 | 42.56 | 1 | 0 | 0 |  | 0 |  | 0
|  |  |  | 19.32 | 38.64 | 0 | 0 | 0 | 0 | 0 | 7.48 | 0.10709 | 0 | 38.64 | 38.64 | 1 | 0 | 0 |  | 0 |  | 0
|  |  |  | 18.52 | 37.04 | 0 | 0 | 0 | 0 | 0 | 7.48 | 0.10709 | 0 | 37.04 | 37.04 | 1 | 0 | 0 |  | 0 |  | 0
|  |  |  | 17.28 | 34.56 | 0 | 0 | 0 | 0 | 0 | 7.48 | 0.10709 | 0 | 34.56 | 34.56 | 1 | 0 | 0 |  | 0 |  | 0
|  |  |  | 17.64 | 35.28 | 0 | 0 | 0 | 0 | 0 | 7.48 | 0.10709 | 0 | 35.28 | 35.28 | 1 | 0 | 0 |  | 0 |  | 0
|  |  |  | 15.92 | 31.84 | 0 | 0 | 0 | 0 | 0 | 7.48 | 0.10709 | 0 | 31.84 | 31.84 | 1 | 0 | 0 |  | 0 |  | 0
|  |  |  | 14.4 | 28.8 | 0 | 0 | 0 | 0 | 0 | 7.48 | 0.10709 | 0 | 28.8 | 28.8 | 1 | 0 | 0 |  | 0 |  | 0
|  |  |  | 15 | 30 | 0 | 0 | 0 | 0 | 0 | 7.48 | 0.10709 | 0 | 30 | 30 | 1 | 0 | 0 |  | 0 |  | 0
|  |  |  | 25.56 | 51.12 | 0 | 0 | 0 | 0 | 0 | 7.48 | 0.10709 | 0 | 51.12 | 51.12 | 1 | 0 | 0 |  | 0 |  | 0
|  |  |  | 25.28 | 50.56 | 0 | 0 | 0 | 0 | 0 | 7.48 | 0.10709 | 0 | 50.56 | 50.56 | 1 | 0 | 0 |  | 0 |  | 0
|  |  |  | 27.72 | 55.44 | 0 | 0 | 0 | 0 | 0 | 7.48 | 0.10709 | 0 | 55.44 | 55.44 | 1 | 0 | 0 |  | 0 |  | 0
|  |  |  | 31.16 | 62.32 | 0 | 0 | 0 | 0 | 0 | 7.48 | 0.10709 | 0 | 62.32 | 62.32 | 1 | 0 | 0 |  | 0 |  | 0
|  |  |  | 31.72 | 63.44 | 0 | 0 | 0 | 0 | 0 | 7.48 | 0.10709 | 0 | 63.44 | 63.44 | 1 | 0 | 0 |  | 0 |  | 0
|  |  |  | 30.96 | 61.92 | 0 | 0 | 0 | 0 | 0 | 7.48 | 0.10709 | 0 | 61.92 | 61.92 | 1 | 0 | 0 |  | 0 |  | 0
|  |  |  | 27.52 | 55.04 | 0 | 0 | 0 | 0 | 0 | 7.48 | 0.10709 | 0 | 55.04 | 55.04 | 1 | 0 | 0 |  | 0 |  | 0
|  |  |  | 25.76 | 51.52 | 0 | 0 | 0 | 0 | 0 | 7.48 | 0.10709 | 0 | 51.52 | 51.52 | 1 | 0 | 0 |  | 0 |  | 0
|  |  |  | 25.64 | 51.28 | 0 | 0 | 0 | 0 | 0 | 7.48 | 0.10709 | 0 | 51.28 | 51.28 | 1 | 0 | 0 |  | 0 |  | 0
|  |  |  | 25.04 | 50.08 | 0 | 0 | 0 | 0 | 0 | 7.48 | 0.10709 | 0 | 50.08 | 50.08 | 1 | 0 | 0 |  | 0 |  | 0
|  |  |  | 26.12 | 52.24 | 0 | 0 | 0 | 0 | 0 | 7.48 | 0.10709 | 0 | 52.24 | 52.24 | 1 | 0 | 0 |  | 0 |  | 0
|  |  |  | 26.32 | 52.64 | 0 | 0 | 0 | 0 | 0 | 7.48 | 0.10709 | 0 | 52.64 | 52.64 | 1 | 0 | 0 |  | 0 |  | 0
|  |  |  | 27.64 | 55.28 | 0 | 0 | 0 | 0 | 0 | 7.48 | 0.10709 | 0 | 55.28 | 55.28 | 1 | 0 | 0 |  | 0 |  | 0
|  |  |  | 27.48 | 54.96 | 0 | 0 | 0 | 0 | 0 | 7.48 | 0.10709 | 0 | 54.96 | 54.96 | 1 | 0 | 0 |  | 0 |  | 0
|  |  |  | 26.96 | 53.92 | 0 | 0 | 0 | 0 | 0 | 7.48 | 0.10709 | 0 | 53.92 | 53.92 | 1 | 0 | 0 |  | 0 |  | 0
|  |  |  | 23.92 | 47.84 | 0 | 0 | 0 | 0 | 0 | 7.48 | 0.10709 | 0 | 47.84 | 47.84 | 1 | 0 | 0 |  | 0 |  | 0
|  |  |  | 18.12 | 36.24 | 0 | 0 | 0 | 0 | 0 | 7.48 | 0.10709 | 0 | 36.24 | 36.24 | 1 | 0 | 0 |  | 0 |  | 0
|  |  |  | 14.56 | 29.12 | 0 | 0 | 0 | 0 | 0 | 7.48 | 0.10709 | 0 | 29.12 | 29.12 | 1 | 0 | 0 |  | 0 |  | 0
|  |  |  | 14.24 | 28.48 | 0 | 0 | 0 | 0 | 0 | 7.48 | 0.10709 | 0 | 28.48 | 28.48 | 1 | 0 | 0 |  | 0 |  | 0
|  |  |  | 13.28 | 26.56 | 0 | 0 | 0 | 0 | 0 | 7.48 | 0.10709 | 0 | 26.56 | 26.56 | 1 | 0 | 0 |  | 0 |  | 0
|  |  |  | 12.48 | 24.96 | 0 | 0 | 0 | 0 | 0 | 7.48 | 0.10709 | 0 | 24.96 | 24.96 | 1 | 0 | 0 |  | 0 |  | 0
|  |  |  | 13.84 | 27.68 | 0 | 0 | 0 | 0 | 0 | 7.48 | 0.10709 | 0 | 27.68 | 27.68 | 1 | 0 | 0 |  | 0 |  | 0
|  |  |  | 16.28 | 32.56 | 0 | 0 | 0 | 0 | 0 | 7.48 | 0.10709 | 0 | 32.56 | 32.56 | 1 | 0 | 0 |  | 0 |  | 0
|  |  |  | 16.84 | 33.68 | 0 | 0 | 0 | 0 | 0 | 7.48 | 0.10709 | 0 | 33.68 | 33.68 | 1 | 0 | 0 |  | 0 |  | 0
|  |  |  | 16.8 | 33.6 | 0 | 0 | 0 | 0 | 0 | 7.48 | 0.10709 | 0 | 33.6 | 33.6 | 1 | 0 | 0 |  | 0 |  | 0
|  |  |  | 16.48 | 32.96 | 0 | 0 | 0 | 0 | 0 | 7.48 | 0.10709 | 0 | 32.96 | 32.96 | 1 | 0 | 0 |  | 0 |  | 0
|  |  |  | 17.48 | 34.96 | 0 | 0 | 0 | 0 | 0 | 7.48 | 0.10709 | 0 | 34.96 | 34.96 | 1 | 0 | 0 |  | 0 |  | 0
|  |  |  | 17.92 | 35.84 | 0 | 0 | 0 | 0 | 0 | 7.48 | 0.10709 | 0 | 35.84 | 35.84 | 1 | 0 | 0 |  | 0 |  | 0
|  |  |  | 20.88 | 41.76 | 0 | 0 | 0 | 0 | 0 | 7.48 | 0.12502 | 0 | 41.76 | 41.76 | 1 | 0 | 0 |  | 0 |  | 0
|  |  |  | 33.6 | 67.2 | 0 | 0 | 0 | 0 | 0 | 7.48 | 0.12502 | 0 | 67.2 | 67.2 | 1 | 0 | 0 |  | 0 |  | 0
|  |  |  | 36.32 | 72.64 | 0 | 0 | 0 | 0 | 0 | 7.48 | 0.12502 | 0 | 72.64 | 72.64 | 1 | 0 | 0 |  | 0 |  | 0
|  |  |  | 33.08 | 66.16 | 0 | 0 | 0 | 0 | 0 | 12.23 | 0.12502 | 0 | 66.16 | 63.44 | 0.2 | 0 | 2.72 |  | 0 |  | 0
|  |  |  | 31.36 | 62.72 | 0 | 0 | 0 | 0 | 0 | 12.23 | 0.12502 | 0 | 62.72 | 62.72 | 0.2 | 0 | 0 |  | 0 |  | 0
|  |  |  | 29.8 | 59.6 | 0 | 0 | 0 | 0 | 0 | 12.23 | 0.12502 | 0 | 59.6 | 59.6 | 0.2 | 0 | 0 |  | 0 |  | 0
|  |  |  | 30.4 | 60.8 | 0 | 0 | 0 | 0 | 0 | 12.23 | 0.12502 | 0 | 60.8 | 60.8 | 0.2 | 0 | 0 |  | 0 |  | 0
|  |  |  | 30.4 | 60.8 | 0 | 0 | 0 | 0 | 0 | 7.48 | 0.12502 | 0 | 60.8 | 60.8 | 0.2 | 0 | 0 |  | 0 |  | 0
|  |  |  | 30.56 | 61.12 | 0 | 0 | 0 | 0 | 0 | 7.48 | 0.12502 | 0 | 61.12 | 61.12 | 0.2 | 0 | 0 |  | 0 |  | 0
|  |  |  | 30.24 | 60.48 | 0 | 0 | 0 | 0 | 0 | 7.48 | 0.12502 | 0 | 60.48 | 60.48 | 0.2 | 0 | 0 |  | 0 |  | 0
|  |  |  | 29.16 | 58.32 | 0 | 0 | 0 | 0 | 0 | 7.48 | 0.10709 | 2.72 | 58.32 | 58.32 | 0.91885 | 0 | 0 |  | 0 |  | 0
|  |  |  | 23.4 | 46.8 | 0 | 0 | 0 | 0 | 0 | 7.48 | 0.10709 | 0.307 | 46.8 | 46.8 | 1 | 0 | 0 |  | 0 |  | 0
|  |  |  | 21.52 | 43.04 | 0 | 0 | 0 | 0 | 0 | 7.48 | 0.10709 | 0 | 43.04 | 43.04 | 1 | 0 | 0 |  | 0 |  | 0
|  |  |  | 15.24 | 30.48 | 0 | 0 | 0 | 0 | 0 | 7.48 | 0.10709 | 0 | 30.48 | 30.48 | 1 | 0 | 0 |  | 0 |  | 0
|  |  |  | 14.24 | 28.48 | 0 | 0 | 0 | 0 | 0 | 7.48 | 0.10709 | 0 | 28.48 | 28.48 | 1 | 0 | 0 |  | 0 |  | 0
|  |  |  | 12.92 | 25.84 | 0 | 0 | 0 | 0 | 0 | 7.48 | 0.10709 | 0 | 25.84 | 25.84 | 1 | 0 | 0 |  | 0 |  | 0
|  |  |  | 12.96 | 25.92 | 0 | 0 | 0 | 0 | 0 | 7.48 | 0.10709 | 0 | 25.92 | 25.92 | 1 | 0 | 0 |  | 0 |  | 0
|  |  |  | 13.4 | 26.8 | 0 | 0 | 0 | 0 | 0 | 7.48 | 0.10709 | 0 | 26.8 | 26.8 | 1 | 0 | 0 |  | 0 |  | 0
|  |  |  | 14.52 | 29.04 | 0 | 0 | 0 | 0 | 0 | 7.48 | 0.10709 | 0 | 29.04 | 29.04 | 1 | 0 | 0 |  | 0 |  | 0
|  |  |  | 14.72 | 29.44 | 0 | 0 | 0 | 0 | 0 | 7.48 | 0.10709 | 0 | 29.44 | 29.44 | 1 | 0 | 0 |  | 0 |  | 0
|  |  |  | 16 | 32 | 0 | 0 | 0 | 0 | 0 | 7.48 | 0.10709 | 0 | 32 | 32 | 1 | 0 | 0 |  | 0 |  | 0
|  |  |  | 20.64 | 41.28 | 0 | 0 | 0 | 0 | 0 | 7.48 | 0.10709 | 0 | 41.28 | 41.28 | 1 | 0 | 0 |  | 0 |  | 0
|  |  |  | 20.24 | 40.48 | 0 | 0 | 0 | 0 | 0 | 7.48 | 0.10709 | 0 | 40.48 | 40.48 | 1 | 0 | 0 |  | 0 |  | 0
|  |  |  | 21.88 | 43.76 | 0 | 0 | 0 | 0 | 0 | 7.48 | 0.10709 | 0 | 43.76 | 43.76 | 1 | 0 | 0 |  | 0 |  | 0
|  |  |  | 22.44 | 44.88 | 0 | 0 | 0 | 0 | 0 | 7.48 | 0.12502 | 0 | 44.88 | 44.88 | 1 | 0 | 0 |  | 0 |  | 0
|  |  |  | 22.52 | 45.04 | 0 | 0 | 0 | 0 | 0 | 7.48 | 0.12502 | 0 | 45.04 | 45.04 | 1 | 0 | 0 |  | 0 |  | 0
|  |  |  | 21.4 | 42.8 | 0 | 0 | 0 | 0 | 0 | 7.48 | 0.12502 | 0 | 42.8 | 42.8 | 1 | 0 | 0 |  | 0 |  | 0
|  |  |  | 21.8 | 43.6 | 0 | 0 | 0 | 0 | 0 | 12.23 | 0.12502 | 0 | 43.6 | 43.6 | 1 | 0 | 0 |  | 0 |  | 0
|  |  |  | 21.2 | 42.4 | 0 | 0 | 0 | 0 | 0 | 12.23 | 0.12502 | 0 | 42.4 | 42.4 | 1 | 0 | 0 |  | 0 |  | 0
|  |  |  | 21.24 | 42.48 | 0 | 0 | 0 | 0 | 0 | 12.23 | 0.12502 | 0 | 42.48 | 42.48 | 1 | 0 | 0 |  | 0 |  | 0
|  |  |  | 23.32 | 46.64 | 0 | 0 | 0 | 0 | 0 | 12.23 | 0.12502 | 0 | 46.64 | 46.64 | 1 | 0 | 0 |  | 0 |  | 0
|  |  |  | 24.16 | 48.32 | 0 | 0 | 0 | 0 | 0 | 7.48 | 0.12502 | 0 | 48.32 | 48.32 | 1 | 0 | 0 |  | 0 |  | 0
|  |  |  | 21.76 | 43.52 | 0 | 0 | 0 | 0 | 0 | 7.48 | 0.12502 | 0 | 43.52 | 43.52 | 1 | 0 | 0 |  | 0 |  | 0
|  |  |  | 20.04 | 40.08 | 0 | 0 | 0 | 0 | 0 | 7.48 | 0.12502 | 0 | 40.08 | 37.36 | 0.2 | 0 | 2.72 |  | 0 |  | 0
|  |  |  | 20.4 | 40.8 | 0 | 0 | 0 | 0 | 0 | 7.48 | 0.10709 | 2.72 | 40.8 | 40.8 | 0.91885 | 0 | 0 |  | 0 |  | 0
|  |  |  | 20.32 | 40.64 | 0 | 0 | 0 | 0 | 0 | 7.48 | 0.10709 | 0.307 | 40.64 | 40.64 | 1 | 0 | 0 |  | 0 |  | 0
|  |  |  | 16.8 | 33.6 | 0 | 0 | 0 | 0 | 0 | 7.48 | 0.10709 | 0 | 33.6 | 33.6 | 1 | 0 | 0 |  | 0 |  | 0
|  |  |  | 16.88 | 33.76 | 0 | 0 | 0 | 0 | 0 | 7.48 | 0.10709 | 0 | 33.76 | 33.76 | 1 | 0 | 0 |  | 0 |  | 0
|  |  |  | 16.44 | 32.88 | 0 | 0 | 0 | 0 | 0 | 7.48 | 0.10709 | 0 | 32.88 | 32.88 | 1 | 0 | 0 |  | 0 |  | 0
|  |  |  | 15.68 | 31.36 | 0 | 0 | 0 | 0 | 0 | 7.48 | 0.10709 | 0 | 31.36 | 31.36 | 1 | 0 | 0 |  | 0 |  | 0
|  |  |  | 13.52 | 27.04 | 0 | 0 | 0 | 0 | 0 | 7.48 | 0.10709 | 0 | 27.04 | 27.04 | 1 | 0 | 0 |  | 0 |  | 0
|  |  |  | 12.64 | 25.28 | 0 | 0 | 0 | 0 | 0 | 7.48 | 0.10709 | 0 | 25.28 | 25.28 | 1 | 0 | 0 |  | 0 |  | 0
|  |  |  | 13.6 | 27.2 | 0 | 0 | 0 | 0 | 0 | 7.48 | 0.10709 | 0 | 27.2 | 27.2 | 1 | 0 | 0 |  | 0 |  | 0
|  |  |  | 13.92 | 27.84 | 0 | 0 | 0 | 0 | 0 | 7.48 | 0.10709 | 0 | 27.84 | 27.84 | 1 | 0 | 0 |  | 0 |  | 0
|  |  |  | 14.4 | 28.8 | 0 | 0 | 0 | 0 | 0 | 7.48 | 0.10709 | 0 | 28.8 | 28.8 | 1 | 0 | 0 |  | 0 |  | 0
|  |  |  | 13.64 | 27.28 | 0 | 0 | 0 | 0 | 0 | 7.48 | 0.10709 | 0 | 27.28 | 27.28 | 1 | 0 | 0 |  | 0 |  | 0
|  |  |  | 20.48 | 40.96 | 0 | 0 | 0 | 0 | 0 | 7.48 | 0.10709 | 0 | 40.96 | 40.96 | 1 | 0 | 0 |  | 0 |  | 0
|  |  |  | 21.32 | 42.64 | 0 | 0 | 0 | 0 | 0 | 7.48 | 0.10709 | 0 | 42.64 | 42.64 | 1 | 0 | 0 |  | 0 |  | 0
|  |  |  | 21.44 | 42.88 | 0 | 0 | 0 | 0 | 0 | 7.48 | 0.12502 | 0 | 42.88 | 42.88 | 1 | 0 | 0 |  | 0 |  | 0
|  |  |  | 22.28 | 44.56 | 0 | 0 | 0 | 0 | 0 | 7.48 | 0.12502 | 0 | 44.56 | 44.56 | 1 | 0 | 0 |  | 0 |  | 0
|  |  |  | 22.28 | 44.56 | 0 | 0 | 0 | 0 | 0 | 7.48 | 0.12502 | 0 | 44.56 | 44.56 | 1 | 0 | 0 |  | 0 |  | 0
|  |  |  | 22.92 | 45.84 | 0 | 0 | 0 | 0 | 0 | 12.23 | 0.12502 | 0 | 45.84 | 45.84 | 1 | 0 | 0 |  | 0 |  | 0
|  |  |  | 21.44 | 42.88 | 0 | 0 | 0 | 0 | 0 | 12.23 | 0.12502 | 0 | 42.88 | 42.88 | 1 | 0 | 0 |  | 0 |  | 0
|  |  |  | 21.16 | 42.32 | 0 | 0 | 0 | 0 | 0 | 12.23 | 0.12502 | 0 | 42.32 | 42.32 | 1 | 0 | 0 |  | 0 |  | 0
|  |  |  | 22.48 | 44.96 | 0 | 0 | 0 | 0 | 0 | 12.23 | 0.12502 | 0 | 44.96 | 44.96 | 1 | 0 | 0 |  | 0 |  | 0
|  |  |  | 22.92 | 45.84 | 0 | 0 | 0 | 0 | 0 | 7.48 | 0.12502 | 0 | 45.84 | 45.84 | 1 | 0 | 0 |  | 0 |  | 0
|  |  |  | 21.84 | 43.68 | 0 | 0 | 0 | 0 | 0 | 7.48 | 0.12502 | 0 | 43.68 | 43.68 | 1 | 0 | 0 |  | 0 |  | 0
|  |  |  | 16.32 | 32.64 | 0 | 0 | 0 | 0 | 0 | 7.48 | 0.12502 | 0 | 32.64 | 29.92 | 0.2 | 0 | 2.72 |  | 0 |  | 0
|  |  |  | 16.56 | 33.12 | 0 | 0 | 0 | 0 | 0 | 7.48 | 0.10709 | 2.72 | 33.12 | 33.12 | 0.91885 | 0 | 0 |  | 0 |  | 0
|  |  |  | 16.68 | 33.36 | 0 | 0 | 0 | 0 | 0 | 7.48 | 0.10709 | 0.307 | 33.36 | 33.36 | 1 | 0 | 0 |  | 0 |  | 0
|  |  |  | 18.44 | 36.88 | 0 | 0 | 0 | 0 | 0 | 7.48 | 0.10709 | 0 | 36.88 | 36.88 | 1 | 0 | 0 |  | 0 |  | 0
|  |  |  | 18.4 | 36.8 | 0 | 0 | 0 | 0 | 0 | 7.48 | 0.10709 | 0 | 36.8 | 36.8 | 1 | 0 | 0 |  | 0 |  | 0
|  |  |  | 17.16 | 34.32 | 0 | 0 | 0 | 0 | 0 | 7.48 | 0.10709 | 0 | 34.32 | 34.32 | 1 | 0 | 0 |  | 0 |  | 0
|  |  |  | 17.36 | 34.72 | 0 | 0 | 0 | 0 | 0 | 7.48 | 0.10709 | 0 | 34.72 | 34.72 | 1 | 0 | 0 |  | 0 |  | 0
|  |  |  | 19.04 | 38.08 | 0 | 0 | 0 | 0 | 0 | 7.48 | 0.10709 | 0 | 38.08 | 38.08 | 1 | 0 | 0 |  | 0 |  | 0
|  |  |  | 15.16 | 30.32 | 0 | 0 | 0 | 0 | 0 | 7.48 | 0.10709 | 0 | 30.32 | 30.32 | 1 | 0 | 0 |  | 0 |  | 0
|  |  |  | 12.96 | 25.92 | 0 | 0 | 0 | 0 | 0 | 7.48 | 0.10709 | 0 | 25.92 | 25.92 | 1 | 0 | 0 |  | 0 |  | 0
|  |  |  | 14.04 | 28.08 | 0 | 0 | 0 | 0 | 0 | 7.48 | 0.10709 | 0 | 28.08 | 28.08 | 1 | 0 | 0 |  | 0 |  | 0
|  |  |  | 20.04 | 40.08 | 0 | 0 | 0 | 0 | 0 | 7.48 | 0.10709 | 0 | 40.08 | 40.08 | 1 | 0 | 0 |  | 0 |  | 0
|  |  |  | 23.36 | 46.72 | 0 | 0 | 0 | 0 | 0 | 7.48 | 0.10709 | 0 | 46.72 | 46.72 | 1 | 0 | 0 |  | 0 |  | 0
|  |  |  | 30.2 | 60.4 | 0 | 0 | 0 | 0 | 0 | 7.48 | 0.10709 | 0 | 60.4 | 60.4 | 1 | 0 | 0 |  | 0 |  | 0
|  |  |  | 32.84 | 65.68 | 0 | 0 | 0 | 0 | 0 | 7.48 | 0.10709 | 0 | 65.68 | 65.68 | 1 | 0 | 0 |  | 0 |  | 0
|  |  |  | 35.72 | 71.44 | 0 | 0 | 0 | 0 | 0 | 7.48 | 0.12502 | 0 | 71.44 | 71.44 | 1 | 0 | 0 |  | 0 |  | 0
|  |  |  | 39.36 | 78.72 | 0 | 0 | 0 | 0 | 0 | 7.48 | 0.12502 | 0 | 78.72 | 76 | 0.2 | 0 | 2.72 |  | 0 |  | 0
|  |  |  | 35.16 | 70.32 | 0 | 0 | 0 | 0 | 0 | 7.48 | 0.12502 | 0 | 70.32 | 70.32 | 0.2 | 0 | 0 |  | 0 |  | 0
|  |  |  | 30.52 | 61.04 | 0 | 0 | 0 | 0 | 0 | 12.23 | 0.12502 | 0 | 61.04 | 61.04 | 0.2 | 0 | 0 |  | 0 |  | 0
|  |  |  | 28.8 | 57.6 | 0 | 0 | 0 | 0 | 0 | 12.23 | 0.12502 | 0 | 57.6 | 57.6 | 0.2 | 0 | 0 |  | 0 |  | 0
|  |  |  | 27.04 | 54.08 | 0 | 0 | 0 | 0 | 0 | 12.23 | 0.12502 | 0 | 54.08 | 54.08 | 0.2 | 0 | 0 |  | 0 |  | 0
|  |  |  | 28.2 | 56.4 | 0 | 0 | 0 | 0 | 0 | 12.23 | 0.12502 | 0 | 56.4 | 56.4 | 0.2 | 0 | 0 |  | 0 |  | 0
|  |  |  | 29.24 | 58.48 | 0 | 0 | 0 | 0 | 0 | 7.48 | 0.12502 | 0 | 58.48 | 58.48 | 0.2 | 0 | 0 |  | 0 |  | 0
|  |  |  | 31.28 | 62.56 | 0 | 0 | 0 | 0 | 0 | 7.48 | 0.12502 | 0 | 62.56 | 62.56 | 0.2 | 0 | 0 |  | 0 |  | 0
|  |  |  | 32.48 | 64.96 | 0 | 0 | 0 | 0 | 0 | 7.48 | 0.12502 | 0 | 64.96 | 64.96 | 0.2 | 0 | 0 |  | 0 |  | 0
|  |  |  | 30.96 | 61.92 | 0 | 0 | 0 | 0 | 0 | 7.48 | 0.10709 | 2.72 | 61.92 | 61.92 | 0.91885 | 0 | 0 |  | 0 |  | 0
|  |  |  | 28.04 | 56.08 | 0 | 0 | 0 | 0 | 0 | 7.48 | 0.10709 | 0.307 | 56.08 | 56.08 | 1 | 0 | 0 |  | 0 |  | 0
|  |  |  | 20.08 | 40.16 | 0 | 0 | 0 | 0 | 0 | 7.48 | 0.10709 | 0 | 40.16 | 40.16 | 1 | 0 | 0 |  | 0 |  | 0
|  |  |  | 19.92 | 39.84 | 0 | 0 | 0 | 0 | 0 | 7.48 | 0.10709 | 0 | 39.84 | 39.84 | 1 | 0 | 0 |  | 0 |  | 0
|  |  |  | 19.08 | 38.16 | 0 | 0 | 0 | 0 | 0 | 7.48 | 0.10709 | 0 | 38.16 | 38.16 | 1 | 0 | 0 |  | 0 |  | 0
|  |  |  | 21.28 | 42.56 | 0 | 0 | 0 | 0 | 0 | 7.48 | 0.10709 | 0 | 42.56 | 42.56 | 1 | 0 | 0 |  | 0 |  | 0
|  |  |  | 24.16 | 48.32 | 0 | 0 | 0 | 0 | 0 | 7.48 | 0.10709 | 0 | 48.32 | 48.32 | 1 | 0 | 0 |  | 0 |  | 0
|  |  |  | 19.84 | 39.68 | 0 | 0 | 0 | 0 | 0 | 7.48 | 0.10709 | 0 | 39.68 | 39.68 | 1 | 0 | 0 |  | 0 |  | 0
|  |  |  | 18.24 | 36.48 | 0 | 0 | 0 | 0 | 0 | 7.48 | 0.10709 | 0 | 36.48 | 36.48 | 1 | 0 | 0 |  | 0 |  | 0
|  |  |  | 20.96 | 41.92 | 0 | 0 | 0 | 0 | 0 | 7.48 | 0.10709 | 0 | 41.92 | 41.92 | 1 | 0 | 0 |  | 0 |  | 0
|  |  |  | 29.44 | 58.88 | 0 | 0 | 0 | 0 | 0 | 7.48 | 0.10709 | 0 | 58.88 | 58.88 | 1 | 0 | 0 |  | 0 |  | 0
|  |  |  | 26.84 | 53.68 | 0 | 0 | 0 | 0 | 0 | 7.48 | 0.10709 | 0 | 53.68 | 53.68 | 1 | 0 | 0 |  | 0 |  | 0
|  |  |  | 29.72 | 59.44 | 0 | 0 | 0 | 0 | 0 | 7.48 | 0.10709 | 0 | 59.44 | 59.44 | 1 | 0 | 0 |  | 0 |  | 0
|  |  |  | 31.48 | 62.96 | 0 | 0 | 0 | 0 | 0 | 7.48 | 0.10709 | 0 | 62.96 | 62.96 | 1 | 0 | 0 |  | 0 |  | 0
|  |  |  | 32.48 | 64.96 | 0 | 0 | 0 | 0 | 0 | 7.48 | 0.12502 | 0 | 64.96 | 64.96 | 1 | 0 | 0 |  | 0 |  | 0
|  |  |  | 36.08 | 72.16 | 0 | 0 | 0 | 0 | 0 | 7.48 | 0.12502 | 0 | 72.16 | 72.16 | 1 | 0 | 0 |  | 0 |  | 0
|  |  |  | 31.56 | 63.12 | 0 | 0 | 0 | 0 | 0 | 7.48 | 0.12502 | 0 | 63.12 | 63.12 | 1 | 0 | 0 |  | 0 |  | 0
|  |  |  | 29 | 58 | 0 | 0 | 0 | 0 | 0 | 12.23 | 0.12502 | 0 | 58 | 58 | 1 | 0 | 0 |  | 0 |  | 0
|  |  |  | 28.32 | 56.64 | 0 | 0 | 0 | 0 | 0 | 12.23 | 0.12502 | 0 | 56.64 | 56.64 | 1 | 0 | 0 |  | 0 |  | 0
|  |  |  | 27.36 | 54.72 | 0 | 0 | 0 | 0 | 0 | 12.23 | 0.12502 | 0 | 54.72 | 54.72 | 1 | 0 | 0 |  | 0 |  | 0
|  |  |  | 29.12 | 58.24 | 0 | 0 | 0 | 0 | 0 | 12.23 | 0.12502 | 0 | 58.24 | 58.24 | 1 | 0 | 0 |  | 0 |  | 0
|  |  |  | 30.36 | 60.72 | 0 | 0 | 0 | 0 | 0 | 7.48 | 0.12502 | 0 | 60.72 | 60.72 | 1 | 0 | 0 |  | 0 |  | 0
|  |  |  | 30.2 | 60.4 | 0 | 0 | 0 | 0 | 0 | 7.48 | 0.12502 | 0 | 60.4 | 60.4 | 1 | 0 | 0 |  | 0 |  | 0
|  |  |  | 30.08 | 60.16 | 0 | 0 | 0 | 0 | 0 | 7.48 | 0.12502 | 0 | 60.16 | 57.44 | 0.2 | 0 | 2.72 |  | 0 |  | 0
|  |  |  | 28.24 | 56.48 | 0 | 0 | 0 | 0 | 0 | 7.48 | 0.10709 | 2.72 | 56.48 | 56.48 | 0.91885 | 0 | 0 |  | 0 |  | 0
|  |  |  | 21.4 | 42.8 | 0 | 0 | 0 | 0 | 0 | 7.48 | 0.10709 | 0.307 | 42.8 | 42.8 | 1 | 0 | 0 |  | 0 |  | 0
|  |  |  | 21.52 | 43.04 | 0 | 0 | 0 | 0 | 0 | 7.48 | 0.10709 | 0 | 43.04 | 43.04 | 1 | 0 | 0 |  | 0 |  | 0
|  |  |  | 24.84 | 49.68 | 0 | 0 | 0 | 0 | 0 | 7.48 | 0.10709 | 0 | 49.68 | 49.68 | 1 | 0 | 0 |  | 0 |  | 0
|  |  |  | 24.64 | 49.28 | 0 | 0 | 0 | 0 | 0 | 7.48 | 0.10709 | 0 | 49.28 | 49.28 | 1 | 0 | 0 |  | 0 |  | 0
|  |  |  | 23.76 | 47.52 | 0 | 0 | 0 | 0 | 0 | 7.48 | 0.10709 | 0 | 47.52 | 47.52 | 1 | 0 | 0 |  | 0 |  | 0
|  |  |  | 24.32 | 48.64 | 0 | 0 | 0 | 0 | 0 | 7.48 | 0.10709 | 0 | 48.64 | 48.64 | 1 | 0 | 0 |  | 0 |  | 0
|  |  |  | 22.04 | 44.08 | 0 | 0 | 0 | 0 | 0 | 7.48 | 0.10709 | 0 | 44.08 | 44.08 | 1 | 0 | 0 |  | 0 |  | 0
|  |  |  | 18.16 | 36.32 | 0 | 0 | 0 | 0 | 0 | 7.48 | 0.10709 | 0 | 36.32 | 36.32 | 1 | 0 | 0 |  | 0 |  | 0
|  |  |  | 21.72 | 43.44 | 0 | 0 | 0 | 0 | 0 | 7.48 | 0.10709 | 0 | 43.44 | 43.44 | 1 | 0 | 0 |  | 0 |  | 0
|  |  |  | 30.64 | 61.28 | 0 | 0 | 0 | 0 | 0 | 7.48 | 0.10709 | 0 | 61.28 | 61.28 | 1 | 0 | 0 |  | 0 |  | 0
|  |  |  | 30.6467 | 61.2933 | 0 | 0 | 0 | 0 | 0 | 7.48 | 0.10709 | 0 | 61.293 | 61.293 | 1 | 0 | 0 |  | 0 |  | 0
|  |  |  | 30.0133 | 60.0266 | 0 | 0 | 0 | 0 | 0 | 7.48 | 0.10709 | 0 | 60.027 | 60.027 | 1 | 0 | 0 |  | 0 |  | 0
|  |  |  | 33.96 | 67.92 | 0 | 0 | 0 | 0 | 0 | 7.48 | 0.10709 | 0 | 67.92 | 67.92 | 1 | 0 | 0 |  | 0 |  | 0
|  |  |  | 36.72 | 73.44 | 0 | 0 | 0 | 0 | 0 | 7.48 | 0.10709 | 0 | 73.44 | 73.44 | 1 | 0 | 0 |  | 0 |  | 0
|  |  |  | 33.6 | 67.2 | 0 | 0 | 0 | 0 | 0 | 7.48 | 0.10709 | 0 | 67.2 | 67.2 | 1 | 0 | 0 |  | 0 |  | 0
|  |  |  | 27.28 | 54.56 | 0 | 0 | 0 | 0 | 0 | 7.48 | 0.10709 | 0 | 54.56 | 54.56 | 1 | 0 | 0 |  | 0 |  | 0
|  |  |  | 25.36 | 50.72 | 0 | 0 | 0 | 0 | 0 | 7.48 | 0.10709 | 0 | 50.72 | 50.72 | 1 | 0 | 0 |  | 0 |  | 0
|  |  |  | 24.2 | 48.4 | 0 | 0 | 0 | 0 | 0 | 7.48 | 0.10709 | 0 | 48.4 | 48.4 | 1 | 0 | 0 |  | 0 |  | 0
|  |  |  | 22.56 | 45.12 | 0 | 0 | 0 | 0 | 0 | 7.48 | 0.10709 | 0 | 45.12 | 45.12 | 1 | 0 | 0 |  | 0 |  | 0
|  |  |  | 23.84 | 47.68 | 0 | 0 | 0 | 0 | 0 | 7.48 | 0.10709 | 0 | 47.68 | 47.68 | 1 | 0 | 0 |  | 0 |  | 0
|  |  |  | 28.12 | 56.24 | 0 | 0 | 0 | 0 | 0 | 7.48 | 0.10709 | 0 | 56.24 | 56.24 | 1 | 0 | 0 |  | 0 |  | 0
|  |  |  | 31.8 | 63.6 | 0 | 0 | 0 | 0 | 0 | 7.48 | 0.10709 | 0 | 63.6 | 63.6 | 1 | 0 | 0 |  | 0 |  | 0
|  |  |  | 32.4 | 64.8 | 0 | 0 | 0 | 0 | 0 | 7.48 | 0.10709 | 0 | 64.8 | 64.8 | 1 | 0 | 0 |  | 0 |  | 0
|  |  |  | 31.12 | 62.24 | 0 | 0 | 0 | 0 | 0 | 7.48 | 0.10709 | 0 | 62.24 | 62.24 | 1 | 0 | 0 |  | 0 |  | 0
|  |  |  | 27.2 | 54.4 | 0 | 0 | 0 | 0 | 0 | 7.48 | 0.10709 | 0 | 54.4 | 54.4 | 1 | 0 | 0 |  | 0 |  | 0
|  |  |  | 24.56 | 49.12 | 0 | 0 | 0 | 0 | 0 | 7.48 | 0.10709 | 0 | 49.12 | 49.12 | 1 | 0 | 0 |  | 0 |  | 0
|  |  |  | 20.72 | 41.44 | 0 | 0 | 0 | 0 | 0 | 7.48 | 0.10709 | 0 | 41.44 | 41.44 | 1 | 0 | 0 |  | 0 |  | 0
|  |  |  | 20.44 | 40.88 | 0 | 0 | 0 | 0 | 0 | 7.48 | 0.10709 | 0 | 40.88 | 40.88 | 1 | 0 | 0 |  | 0 |  | 0
|  |  |  | 21.52 | 43.04 | 0 | 0 | 0 | 0 | 0 | 7.48 | 0.10709 | 0 | 43.04 | 43.04 | 1 | 0 | 0 |  | 0 |  | 0
|  |  |  | 24.44 | 48.88 | 0 | 0 | 0 | 0 | 0 | 7.48 | 0.10709 | 0 | 48.88 | 48.88 | 1 | 0 | 0 |  | 0 |  | 0
|  |  |  | 22.16 | 44.32 | 0 | 0 | 0 | 0 | 0 | 7.48 | 0.10709 | 0 | 44.32 | 44.32 | 1 | 0 | 0 |  | 0 |  | 0
|  |  |  | 18.28 | 36.56 | 0 | 0 | 0 | 0 | 0 | 7.48 | 0.10709 | 0 | 36.56 | 36.56 | 1 | 0 | 0 |  | 0 |  | 0
|  |  |  | 21.28 | 42.56 | 0 | 0 | 0 | 0 | 0 | 7.48 | 0.10709 | 0 | 42.56 | 42.56 | 1 | 0 | 0 |  | 0 |  | 0
|  |  |  | 30.32 | 60.64 | 0 | 0 | 0 | 0 | 0 | 7.48 | 0.10709 | 0 | 60.64 | 60.64 | 1 | 0 | 0 |  | 0 |  | 0
|  |  |  | 27.92 | 55.84 | 0 | 0 | 0 | 0 | 0 | 7.48 | 0.10709 | 0 | 55.84 | 55.84 | 1 | 0 | 0 |  | 0 |  | 0
|  |  |  | 27.68 | 55.36 | 0 | 0 | 0 | 0 | 0 | 7.48 | 0.10709 | 0 | 55.36 | 55.36 | 1 | 0 | 0 |  | 0 |  | 0
|  |  |  | 27.84 | 55.68 | 0 | 0 | 0 | 0 | 0 | 7.48 | 0.10709 | 0 | 55.68 | 55.68 | 1 | 0 | 0 |  | 0 |  | 0
|  |  |  | 31.08 | 62.16 | 0 | 0 | 0 | 0 | 0 | 7.48 | 0.10709 | 0 | 62.16 | 62.16 | 1 | 0 | 0 |  | 0 |  | 0
|  |  |  | 33.36 | 66.72 | 0 | 0 | 0 | 0 | 0 | 7.48 | 0.10709 | 0 | 66.72 | 66.72 | 1 | 0 | 0 |  | 0 |  | 0
|  |  |  | 27 | 54 | 0 | 0 | 0 | 0 | 0 | 7.48 | 0.10709 | 0 | 54 | 54 | 1 | 0 | 0 |  | 0 |  | 0
|  |  |  | 25.68 | 51.36 | 0 | 0 | 0 | 0 | 0 | 7.48 | 0.10709 | 0 | 51.36 | 51.36 | 1 | 0 | 0 |  | 0 |  | 0
|  |  |  | 25.08 | 50.16 | 0 | 0 | 0 | 0 | 0 | 7.48 | 0.10709 | 0 | 50.16 | 50.16 | 1 | 0 | 0 |  | 0 |  | 0
|  |  |  | 24.64 | 49.28 | 0 | 0 | 0 | 0 | 0 | 7.48 | 0.10709 | 0 | 49.28 | 49.28 | 1 | 0 | 0 |  | 0 |  | 0
|  |  |  | 25.96 | 51.92 | 0 | 0 | 0 | 0 | 0 | 7.48 | 0.10709 | 0 | 51.92 | 51.92 | 1 | 0 | 0 |  | 0 |  | 0
|  |  |  | 27 | 54 | 0 | 0 | 0 | 0 | 0 | 7.48 | 0.10709 | 0 | 54 | 54 | 1 | 0 | 0 |  | 0 |  | 0
|  |  |  | 26.48 | 52.96 | 0 | 0 | 0 | 0 | 0 | 7.48 | 0.10709 | 0 | 52.96 | 52.96 | 1 | 0 | 0 |  | 0 |  | 0
|  |  |  | 26.4 | 52.8 | 0 | 0 | 0 | 0 | 0 | 7.48 | 0.10709 | 0 | 52.8 | 52.8 | 1 | 0 | 0 |  | 0 |  | 0
|  |  |  | 26.56 | 53.12 | 0 | 0 | 0 | 0 | 0 | 7.48 | 0.10709 | 0 | 53.12 | 53.12 | 1 | 0 | 0 |  | 0 |  | 0
|  |  |  | 21.96 | 43.92 | 0 | 0 | 0 | 0 | 0 | 7.48 | 0.10709 | 0 | 43.92 | 43.92 | 1 | 0 | 0 |  | 0 |  | 0
|  |  |  | 16.16 | 32.32 | 0 | 0 | 0 | 0 | 0 | 7.48 | 0.10709 | 0 | 32.32 | 32.32 | 1 | 0 | 0 |  | 0 |  | 0
|  |  |  | 14.48 | 28.96 | 0 | 0 | 0 | 0 | 0 | 7.48 | 0.10709 | 0 | 28.96 | 28.96 | 1 | 0 | 0 |  | 0 |  | 0
|  |  |  | 14.3467 | 28.6933 | 0 | 0 | 0 | 0 | 0 | 7.48 | 0.10709 | 0 | 28.693 | 28.693 | 1 | 0 | 0 |  | 0 |  | 0
|  |  |  | 15.04 | 30.08 | 0 | 0 | 0 | 0 | 0 | 7.48 | 0.10709 | 0 | 30.08 | 30.08 | 1 | 0 | 0 |  | 0 |  | 0
|  |  |  | 14.4933 | 28.9867 | 0 | 0 | 0 | 0 | 0 | 7.48 | 0.10709 | 0 | 28.987 | 28.987 | 1 | 0 | 0 |  | 0 |  | 0
|  |  |  | 14.3733 | 28.7467 | 0 | 0 | 0 | 0 | 0 | 7.48 | 0.10709 | 0 | 28.747 | 28.747 | 1 | 0 | 0 |  | 0 |  | 0
|  |  |  | 17.6933 | 35.3867 | 0 | 0 | 0 | 0 | 0 | 7.48 | 0.10709 | 0 | 35.387 | 35.387 | 1 | 0 | 0 |  | 0 |  | 0
|  |  |  | 20.96 | 41.92 | 0 | 0 | 0 | 0 | 0 | 7.48 | 0.10709 | 0 | 41.92 | 41.92 | 1 | 0 | 0 |  | 0 |  | 0
|  |  |  | 26.7333 | 53.4667 | 0 | 0 | 0 | 0 | 0 | 7.48 | 0.10709 | 0 | 53.467 | 53.467 | 1 | 0 | 0 |  | 0 |  | 0
|  |  |  | 26.6533 | 53.3067 | 0 | 0 | 0 | 0 | 0 | 7.48 | 0.10709 | 0 | 53.307 | 53.307 | 1 | 0 | 0 |  | 0 |  | 0
|  |  |  | 28.8267 | 57.6533 | 0 | 0 | 0 | 0 | 0 | 7.48 | 0.10709 | 0 | 57.653 | 57.653 | 1 | 0 | 0 |  | 0 |  | 0
|  |  |  | 28.6933 | 57.3867 | 0 | 0 | 0 | 0 | 0 | 7.48 | 0.10709 | 0 | 57.387 | 57.387 | 1 | 0 | 0 |  | 0 |  | 0
|  |  |  | 31.8133 | 63.6267 | 0 | 0 | 0 | 0 | 0 | 7.48 | 0.12502 | 0 | 63.627 | 63.627 | 1 | 0 | 0 |  | 0 |  | 0
|  |  |  | 35.8667 | 71.7333 | 0 | 0 | 0 | 0 | 0 | 7.48 | 0.12502 | 0 | 71.733 | 71.733 | 1 | 0 | 0 |  | 0 |  | 0
|  |  |  | 35.3867 | 70.7733 | 0 | 0 | 0 | 0 | 0 | 7.48 | 0.12502 | 0 | 70.773 | 70.773 | 1 | 0 | 0 |  | 0 |  | 0
|  |  |  | 31.6933 | 63.3867 | 0 | 0 | 0 | 0 | 0 | 12.23 | 0.12502 | 0 | 63.387 | 63.387 | 1 | 0 | 0 |  | 0 |  | 0
|  |  |  | 30.4267 | 60.8533 | 0 | 0 | 0 | 0 | 0 | 12.23 | 0.12502 | 0 | 60.853 | 60.853 | 1 | 0 | 0 |  | 0 |  | 0
|  |  |  | 29.5067 | 59.0133 | 0 | 0 | 0 | 0 | 0 | 12.23 | 0.12502 | 0 | 59.013 | 59.013 | 1 | 0 | 0 |  | 0 |  | 0
|  |  |  | 30.12 | 60.24 | 0 | 0 | 0 | 0 | 0 | 12.23 | 0.12502 | 0 | 60.24 | 60.24 | 1 | 0 | 0 |  | 0 |  | 0
|  |  |  | 30.2933 | 60.5867 | 0 | 0 | 0 | 0 | 0 | 7.48 | 0.12502 | 0 | 60.587 | 60.587 | 1 | 0 | 0 |  | 0 |  | 0
|  |  |  | 30.7733 | 61.5467 | 0 | 0 | 0 | 0 | 0 | 7.48 | 0.12502 | 0 | 61.547 | 61.547 | 1 | 0 | 0 |  | 0 |  | 0
|  |  |  | 30.48 | 60.96 | 0 | 0 | 0 | 0 | 0 | 7.48 | 0.12502 | 0 | 60.96 | 58.24 | 0.2 | 0 | 2.72 |  | 0 |  | 0
|  |  |  | 29.5733 | 59.1467 | 0 | 0 | 0 | 0 | 0 | 7.48 | 0.10709 | 2.72 | 59.147 | 59.147 | 0.91885 | 0 | 0 |  | 0 |  | 0
|  |  |  | 25.9067 | 51.8133 | 0 | 0 | 0 | 0 | 0 | 7.48 | 0.10709 | 0.307 | 51.813 | 51.813 | 1 | 0 | 0 |  | 0 |  | 0
|  |  |  | 20.5733 | 41.1467 | 0 | 0 | 0 | 0 | 0 | 7.48 | 0.10709 | 0 | 41.147 | 41.147 | 1 | 0 | 0 |  | 0 |  | 0
|  |  |  | 15.76 | 31.52 | 0 | 0 | 0 | 0 | 0 | 7.48 | 0.10709 | 0 | 31.52 | 31.52 | 1 | 0 | 0 |  | 0 |  | 0
|  |  |  | 15.08 | 30.16 | 0 | 0 | 0 | 0 | 0 | 7.48 | 0.10709 | 0 | 30.16 | 30.16 | 1 | 0 | 0 |  | 0 |  | 0
|  |  |  | 14.2267 | 28.4533 | 0 | 0 | 0 | 0 | 0 | 7.48 | 0.10709 | 0 | 28.453 | 28.453 | 1 | 0 | 0 |  | 0 |  | 0
|  |  |  | 14.16 | 28.32 | 0 | 0 | 0 | 0 | 0 | 7.48 | 0.10709 | 0 | 28.32 | 28.32 | 1 | 0 | 0 |  | 0 |  | 0
|  |  |  | 14.52 | 29.04 | 0 | 0 | 0 | 0 | 0 | 7.48 | 0.10709 | 0 | 29.04 | 29.04 | 1 | 0 | 0 |  | 0 |  | 0
|  |  |  | 17.0533 | 34.1067 | 0 | 0 | 0 | 0 | 0 | 7.48 | 0.10709 | 0 | 34.107 | 34.107 | 1 | 0 | 0 |  | 0 |  | 0
|  |  |  | 18.2267 | 36.4533 | 0 | 0 | 0 | 0 | 0 | 7.48 | 0.10709 | 0 | 36.453 | 36.453 | 1 | 0 | 0 |  | 0 |  | 0
|  |  |  | 19.5867 | 39.1733 | 0 | 0 | 0 | 0 | 0 | 7.48 | 0.10709 | 0 | 39.173 | 39.173 | 1 | 0 | 0 |  | 0 |  | 0
|  |  |  | 24.9867 | 49.9733 | 0 | 0 | 0 | 0 | 0 | 7.48 | 0.10709 | 0 | 49.973 | 49.973 | 1 | 0 | 0 |  | 0 |  | 0
|  |  |  | 24.8133 | 49.6267 | 0 | 0 | 0 | 0 | 0 | 7.48 | 0.10709 | 0 | 49.627 | 49.627 | 1 | 0 | 0 |  | 0 |  | 0
|  |  |  | 26.48 | 52.96 | 0 | 0 | 0 | 0 | 0 | 7.48 | 0.10709 | 0 | 52.96 | 52.96 | 1 | 0 | 0 |  | 0 |  | 0
|  |  |  | 26.84 | 53.68 | 0 | 0 | 0 | 0 | 0 | 7.48 | 0.12502 | 0 | 53.68 | 53.68 | 1 | 0 | 0 |  | 0 |  | 0
|  |  |  | 26.8533 | 53.7067 | 0 | 0 | 0 | 0 | 0 | 7.48 | 0.12502 | 0 | 53.707 | 53.707 | 1 | 0 | 0 |  | 0 |  | 0
|  |  |  | 26.0133 | 52.0267 | 0 | 0 | 0 | 0 | 0 | 7.48 | 0.12502 | 0 | 52.027 | 52.027 | 1 | 0 | 0 |  | 0 |  | 0
|  |  |  | 26.4133 | 52.8267 | 0 | 0 | 0 | 0 | 0 | 12.23 | 0.12502 | 0 | 52.827 | 52.827 | 1 | 0 | 0 |  | 0 |  | 0
|  |  |  | 26.0267 | 52.0533 | 0 | 0 | 0 | 0 | 0 | 12.23 | 0.12502 | 0 | 52.053 | 52.053 | 1 | 0 | 0 |  | 0 |  | 0
|  |  |  | 25.8533 | 51.7067 | 0 | 0 | 0 | 0 | 0 | 12.23 | 0.12502 | 0 | 51.707 | 51.707 | 1 | 0 | 0 |  | 0 |  | 0
|  |  |  | 27.8933 | 55.7867 | 0 | 0 | 0 | 0 | 0 | 12.23 | 0.12502 | 0 | 55.787 | 55.787 | 1 | 0 | 0 |  | 0 |  | 0
|  |  |  | 27.6133 | 55.2267 | 0 | 0 | 0 | 0 | 0 | 7.48 | 0.12502 | 0 | 55.227 | 55.227 | 1 | 0 | 0 |  | 0 |  | 0
|  |  |  | 25.7333 | 51.4667 | 0 | 0 | 0 | 0 | 0 | 7.48 | 0.12502 | 0 | 51.467 | 51.467 | 1 | 0 | 0 |  | 0 |  | 0
|  |  |  | 24.72 | 49.44 | 0 | 0 | 0 | 0 | 0 | 7.48 | 0.12502 | 0 | 49.44 | 46.72 | 0.2 | 0 | 2.72 |  | 0 |  | 0
|  |  |  | 24.6 | 49.2 | 0 | 0 | 0 | 0 | 0 | 7.48 | 0.10709 | 2.72 | 49.2 | 49.2 | 0.91885 | 0 | 0 |  | 0 |  | 0
|  |  |  | 24.48 | 48.96 | 0 | 0 | 0 | 0 | 0 | 7.48 | 0.10709 | 0.307 | 48.96 | 48.96 | 1 | 0 | 0 |  | 0 |  | 0
|  |  |  | 20.1733 | 40.3467 | 0 | 0 | 0 | 0 | 0 | 7.48 | 0.10709 | 0 | 40.347 | 40.347 | 1 | 0 | 0 |  | 0 |  | 0
|  |  |  | 20.1867 | 40.3733 | 0 | 0 | 0 | 0 | 0 | 7.48 | 0.10709 | 0 | 40.373 | 40.373 | 1 | 0 | 0 |  | 0 |  | 0
|  |  |  | 18.56 | 37.12 | 0 | 0 | 0 | 0 | 0 | 7.48 | 0.10709 | 0 | 37.12 | 37.12 | 1 | 0 | 0 |  | 0 |  | 0
|  |  |  | 17.1333 | 34.2667 | 0 | 0 | 0 | 0 | 0 | 7.48 | 0.10709 | 0 | 34.267 | 34.267 | 1 | 0 | 0 |  | 0 |  | 0
|  |  |  | 16.4267 | 32.8533 | 0 | 0 | 0 | 0 | 0 | 7.48 | 0.10709 | 0 | 32.853 | 32.853 | 1 | 0 | 0 |  | 0 |  | 0
|  |  |  | 16.6667 | 33.3333 | 0 | 0 | 0 | 0 | 0 | 7.48 | 0.10709 | 0 | 33.333 | 33.333 | 1 | 0 | 0 |  | 0 |  | 0
|  |  |  | 20.9867 | 41.9733 | 0 | 0 | 0 | 0 | 0 | 7.48 | 0.10709 | 0 | 41.973 | 41.973 | 1 | 0 | 0 |  | 0 |  | 0
|  |  |  | 22.16 | 44.32 | 0 | 0 | 0 | 0 | 0 | 7.48 | 0.10709 | 0 | 44.32 | 44.32 | 1 | 0 | 0 |  | 0 |  | 0
|  |  |  | 19.2133 | 38.4267 | 0 | 0 | 0 | 0 | 0 | 7.48 | 0.10709 | 0 | 38.427 | 38.427 | 1 | 0 | 0 |  | 0 |  | 0
|  |  |  | 18.1467 | 36.2933 | 0 | 0 | 0 | 0 | 0 | 7.48 | 0.10709 | 0 | 36.293 | 36.293 | 1 | 0 | 0 |  | 0 |  | 0
|  |  |  | 21.76 | 43.52 | 0 | 0 | 0 | 0 | 0 | 7.48 | 0.10709 | 0 | 43.52 | 43.52 | 1 | 0 | 0 |  | 0 |  | 0
|  |  |  | 22.9467 | 45.8933 | 0 | 0 | 0 | 0 | 0 | 7.48 | 0.10709 | 0 | 45.893 | 45.893 | 1 | 0 | 0 |  | 0 |  | 0
|  |  |  | 23.2533 | 46.5067 | 0 | 0 | 0 | 0 | 0 | 7.48 | 0.12502 | 0 | 46.507 | 46.507 | 1 | 0 | 0 |  | 0 |  | 0
|  |  |  | 23.32 | 46.64 | 0 | 0 | 0 | 0 | 0 | 7.48 | 0.12502 | 0 | 46.64 | 46.64 | 1 | 0 | 0 |  | 0 |  | 0
|  |  |  | 23.0267 | 46.0533 | 0 | 0 | 0 | 0 | 0 | 7.48 | 0.12502 | 0 | 46.053 | 46.053 | 1 | 0 | 0 |  | 0 |  | 0
|  |  |  | 23.36 | 46.72 | 0 | 0 | 0 | 0 | 0 | 12.23 | 0.12502 | 0 | 46.72 | 46.72 | 1 | 0 | 0 |  | 0 |  | 0
|  |  |  | 23.16 | 46.32 | 0 | 0 | 0 | 0 | 0 | 12.23 | 0.12502 | 0 | 46.32 | 46.32 | 1 | 0 | 0 |  | 0 |  | 0
|  |  |  | 22.7467 | 45.4933 | 0 | 0 | 0 | 0 | 0 | 12.23 | 0.12502 | 0 | 45.493 | 45.493 | 1 | 0 | 0 |  | 0 |  | 0
|  |  |  | 23.56 | 47.12 | 0 | 0 | 0 | 0 | 0 | 12.23 | 0.12502 | 0 | 47.12 | 47.12 | 1 | 0 | 0 |  | 0 |  | 0
|  |  |  | 23.9467 | 47.8933 | 0 | 0 | 0 | 0 | 0 | 7.48 | 0.12502 | 0 | 47.893 | 47.893 | 1 | 0 | 0 |  | 0 |  | 0
|  |  |  | 23.1733 | 46.3467 | 0 | 0 | 0 | 0 | 0 | 7.48 | 0.12502 | 0 | 46.347 | 46.347 | 1 | 0 | 0 |  | 0 |  | 0
|  |  |  | 19.2133 | 38.4267 | 0 | 0 | 0 | 0 | 0 | 7.48 | 0.12502 | 0 | 38.427 | 35.707 | 0.2 | 0 | 2.72 |  | 0 |  | 0
|  |  |  | 19.2667 | 38.5333 | 0 | 0 | 0 | 0 | 0 | 7.48 | 0.10709 | 2.72 | 38.533 | 38.533 | 0.91885 | 0 | 0 |  | 0 |  | 0
|  |  |  | 19.5067 | 39.0133 | 0 | 0 | 0 | 0 | 0 | 7.48 | 0.10709 | 0.307 | 39.013 | 39.013 | 1 | 0 | 0 |  | 0 |  | 0
|  |  |  | 17.44 | 34.88 | 0 | 0 | 0 | 0 | 0 | 7.48 | 0.10709 | 0 | 34.88 | 34.88 | 1 | 0 | 0 |  | 0 |  | 0
|  |  |  | 15.8267 | 31.6533 | 0 | 0 | 0 | 0 | 0 | 7.48 | 0.10709 | 0 | 31.653 | 31.653 | 1 | 0 | 0 |  | 0 |  | 0
|  |  |  | 16.3333 | 32.6667 | 0 | 0 | 0 | 0 | 0 | 7.48 | 0.10709 | 0 | 32.667 | 32.667 | 1 | 0 | 0 |  | 0 |  | 0
|  |  |  | 18.2933 | 36.5867 | 0 | 0 | 0 | 0 | 0 | 7.48 | 0.10709 | 0 | 36.587 | 36.587 | 1 | 0 | 0 |  | 0 |  | 0
|  |  |  | 20.8133 | 41.6267 | 0 | 0 | 0 | 0 | 0 | 7.48 | 0.10709 | 0 | 41.627 | 41.627 | 1 | 0 | 0 |  | 0 |  | 0
|  |  |  | 17.8933 | 35.7867 | 0 | 0 | 0 | 0 | 0 | 7.48 | 0.10709 | 0 | 35.787 | 35.787 | 1 | 0 | 0 |  | 0 |  | 0
|  |  |  | 15.9867 | 31.9733 | 0 | 0 | 0 | 0 | 0 | 7.48 | 0.10709 | 0 | 31.973 | 31.973 | 1 | 0 | 0 |  | 0 |  | 0
|  |  |  | 18.68 | 37.36 | 0 | 0 | 0 | 0 | 0 | 7.48 | 0.10709 | 0 | 37.36 | 37.36 | 1 | 0 | 0 |  | 0 |  | 0
|  |  |  | 26.4133 | 52.8267 | 0 | 0 | 0 | 0 | 0 | 7.48 | 0.10709 | 0 | 52.827 | 52.827 | 1 | 0 | 0 |  | 0 |  | 0
|  |  |  | 26.44 | 52.88 | 0 | 0 | 0 | 0 | 0 | 7.48 | 0.10709 | 0 | 52.88 | 52.88 | 1 | 0 | 0 |  | 0 |  | 0
|  |  |  | 30.24 | 60.48 | 0 | 0 | 0 | 0 | 0 | 7.48 | 0.10709 | 0 | 60.48 | 60.48 | 1 | 0 | 0 |  | 0 |  | 0
|  |  |  | 31.7467 | 63.4933 | 0 | 0 | 0 | 0 | 0 | 7.48 | 0.10709 | 0 | 63.493 | 63.493 | 1 | 0 | 0 |  | 0 |  | 0
|  |  |  | 33.12 | 66.24 | 0 | 0 | 0 | 0 | 0 | 7.48 | 0.12502 | 0 | 66.24 | 66.24 | 1 | 0 | 0 |  | 0 |  | 0
|  |  |  | 37.0133 | 74.0267 | 0 | 0 | 0 | 0 | 0 | 7.48 | 0.12502 | 0 | 74.027 | 74.027 | 1 | 0 | 0 |  | 0 |  | 0
|  |  |  | 33.8133 | 67.6267 | 0 | 0 | 0 | 0 | 0 | 7.48 | 0.12502 | 0 | 67.627 | 67.627 | 1 | 0 | 0 |  | 0 |  | 0
|  |  |  | 29.6667 | 59.3333 | 0 | 0 | 0 | 0 | 0 | 12.23 | 0.12502 | 0 | 59.333 | 59.333 | 1 | 0 | 0 |  | 0 |  | 0
|  |  |  | 28.5067 | 57.0133 | 0 | 0 | 0 | 0 | 0 | 12.23 | 0.12502 | 0 | 57.013 | 57.013 | 1 | 0 | 0 |  | 0 |  | 0
|  |  |  | 26.6533 | 53.3067 | 0 | 0 | 0 | 0 | 0 | 12.23 | 0.12502 | 0 | 53.307 | 53.307 | 1 | 0 | 0 |  | 0 |  | 0
|  |  |  | 27.7333 | 55.4667 | 0 | 0 | 0 | 0 | 0 | 12.23 | 0.12502 | 0 | 55.467 | 55.467 | 1 | 0 | 0 |  | 0 |  | 0
|  |  |  | 29.24 | 58.48 | 0 | 0 | 0 | 0 | 0 | 7.48 | 0.12502 | 0 | 58.48 | 58.48 | 1 | 0 | 0 |  | 0 |  | 0
|  |  |  | 30.3733 | 60.7467 | 0 | 0 | 0 | 0 | 0 | 7.48 | 0.12502 | 0 | 60.747 | 60.747 | 1 | 0 | 0 |  | 0 |  | 0
|  |  |  | 30.68 | 61.36 | 0 | 0 | 0 | 0 | 0 | 7.48 | 0.12502 | 0 | 61.36 | 58.64 | 0.2 | 0 | 2.72 |  | 0 |  | 0
|  |  |  | 29.4667 | 58.9333 | 0 | 0 | 0 | 0 | 0 | 7.48 | 0.10709 | 2.72 | 58.933 | 58.933 | 0.91885 | 0 | 0 |  | 0 |  | 0
|  |  |  | 25.08 | 50.16 | 0 | 0 | 0 | 0 | 0 | 7.48 | 0.10709 | 0.307 | 50.16 | 50.16 | 1 | 0 | 0 |  | 0 |  | 0
|  |  |  | 19.2533 | 38.5067 | 0 | 0 | 0 | 0 | 0 | 7.48 | 0.10709 | 0 | 38.507 | 38.507 | 1 | 0 | 0 |  | 0 |  | 0
|  |  |  | 19.5733 | 39.1467 | 0 | 0 | 0 | 0 | 0 | 7.48 | 0.10709 | 0 | 39.147 | 39.147 | 1 | 0 | 0 |  | 0 |  | 0
|  |  |  | 17.44 | 34.88 | 0 | 0 | 0 | 0 | 0 | 7.48 | 0.10709 | 0 | 34.88 | 34.88 | 1 | 0 | 0 |  | 0 |  | 0
|  |  |  | 18.6 | 37.2 | 0 | 0 | 0 | 0 | 0 | 7.48 | 0.10709 | 0 | 37.2 | 37.2 | 1 | 0 | 0 |  | 0 |  | 0
|  |  |  | 21.44 | 42.88 | 0 | 0 | 0 | 0 | 0 | 7.48 | 0.10709 | 0 | 42.88 | 42.88 | 1 | 0 | 0 |  | 0 |  | 0
|  |  |  | 17.96 | 35.92 | 0 | 0 | 0 | 0 | 0 | 7.48 | 0.10709 | 0 | 35.92 | 35.92 | 1 | 0 | 0 |  | 0 |  | 0
|  |  |  | 16.96 | 33.92 | 0 | 0 | 0 | 0 | 0 | 7.48 | 0.10709 | 0 | 33.92 | 33.92 | 1 | 0 | 0 |  | 0 |  | 0
|  |  |  | 19.8 | 39.6 | 0 | 0 | 0 | 0 | 0 | 7.48 | 0.10709 | 0 | 39.6 | 39.6 | 1 | 0 | 0 |  | 0 |  | 0
|  |  |  | 28.4 | 56.8 | 0 | 0 | 0 | 0 | 0 | 7.48 | 0.10709 | 0 | 56.8 | 56.8 | 1 | 0 | 0 |  | 0 |  | 0
|  |  |  | 27.52 | 55.04 | 0 | 0 | 0 | 0 | 0 | 7.48 | 0.10709 | 0 | 55.04 | 55.04 | 1 | 0 | 0 |  | 0 |  | 0
|  |  |  | 29.76 | 59.52 | 0 | 0 | 0 | 0 | 0 | 7.48 | 0.10709 | 0 | 59.52 | 59.52 | 1 | 0 | 0 |  | 0 |  | 0
|  |  |  | 30 | 60 | 0 | 0 | 0 | 0 | 0 | 7.48 | 0.10709 | 0 | 60 | 60 | 1 | 0 | 0 |  | 0 |  | 0
|  |  |  | 32.28 | 64.56 | 0 | 0 | 0 | 0 | 0 | 7.48 | 0.12502 | 0 | 64.56 | 64.56 | 1 | 0 | 0 |  | 0 |  | 0
|  |  |  | 31.96 | 63.92 | 0 | 0 | 0 | 0 | 0 | 7.48 | 0.12502 | 0 | 63.92 | 63.92 | 1 | 0 | 0 |  | 0 |  | 0
|  |  |  | 28.28 | 56.56 | 0 | 0 | 0 | 0 | 0 | 7.48 | 0.12502 | 0 | 56.56 | 56.56 | 1 | 0 | 0 |  | 0 |  | 0
|  |  |  | 26.8 | 53.6 | 0 | 0 | 0 | 0 | 0 | 12.23 | 0.12502 | 0 | 53.6 | 53.6 | 1 | 0 | 0 |  | 0 |  | 0
|  |  |  | 25.96 | 51.92 | 0 | 0 | 0 | 0 | 0 | 12.23 | 0.12502 | 0 | 51.92 | 51.92 | 1 | 0 | 0 |  | 0 |  | 0
|  |  |  | 25.64 | 51.28 | 0 | 0 | 0 | 0 | 0 | 12.23 | 0.12502 | 0 | 51.28 | 51.28 | 1 | 0 | 0 |  | 0 |  | 0
|  |  |  | 25.8 | 51.6 | 0 | 0 | 0 | 0 | 0 | 12.23 | 0.12502 | 0 | 51.6 | 51.6 | 1 | 0 | 0 |  | 0 |  | 0
|  |  |  | 28.4 | 56.8 | 0 | 0 | 0 | 0 | 0 | 7.48 | 0.12502 | 0 | 56.8 | 56.8 | 1 | 0 | 0 |  | 0 |  | 0
|  |  |  | 27.72 | 55.44 | 0 | 0 | 0 | 0 | 0 | 7.48 | 0.12502 | 0 | 55.44 | 55.44 | 1 | 0 | 0 |  | 0 |  | 0
|  |  |  | 26.52 | 53.04 | 0 | 0 | 0 | 0 | 0 | 7.48 | 0.12502 | 0 | 53.04 | 50.32 | 0.2 | 0 | 2.72 |  | 0 |  | 0
|  |  |  | 25.4 | 50.8 | 0 | 0 | 0 | 0 | 0 | 7.48 | 0.10709 | 2.72 | 50.8 | 50.8 | 0.91885 | 0 | 0 |  | 0 |  | 0
|  |  |  | 19.504 | 39.008 | 0 | 0 | 0 | 0 | 0 | 7.48 | 0.10709 | 0.307 | 39.008 | 39.008 | 1 | 0 | 0 |  | 0 |  | 0
|  |  |  | 17.136 | 34.272 | 0 | 0 | 0 | 0 | 0 | 7.48 | 0.10709 | 0 | 34.272 | 34.272 | 1 | 0 | 0 |  | 0 |  | 0
|  |  |  | 17.24 | 34.48 | 0 | 0 | 0 | 0 | 0 | 7.48 | 0.10709 | 0 | 34.48 | 34.48 | 1 | 0 | 0 |  | 0 |  | 0
|  |  |  | 15.8 | 31.6 | 0 | 0 | 0 | 0 | 0 | 7.48 | 0.10709 | 0 | 31.6 | 31.6 | 1 | 0 | 0 |  | 0 |  | 0
|  |  |  | 16.72 | 33.44 | 0 | 0 | 0 | 0 | 0 | 7.48 | 0.10709 | 0 | 33.44 | 33.44 | 1 | 0 | 0 |  | 0 |  | 0
|  |  |  | 21.12 | 42.24 | 0 | 0 | 0 | 0 | 0 | 7.48 | 0.10709 | 0 | 42.24 | 42.24 | 1 | 0 | 0 |  | 0 |  | 0
|  |  |  | 21.08 | 42.16 | 0 | 0 | 0 | 0 | 0 | 7.48 | 0.10709 | 0 | 42.16 | 42.16 | 1 | 0 | 0 |  | 0 |  | 0
|  |  |  | 15.48 | 30.96 | 0 | 0 | 0 | 0 | 0 | 7.48 | 0.10709 | 0 | 30.96 | 30.96 | 1 | 0 | 0 |  | 0 |  | 0
|  |  |  | 18.76 | 37.52 | 0 | 0 | 0 | 0 | 0 | 7.48 | 0.10709 | 0 | 37.52 | 37.52 | 1 | 0 | 0 |  | 0 |  | 0
|  |  |  | 26.56 | 53.12 | 0 | 0 | 0 | 0 | 0 | 7.48 | 0.10709 | 0 | 53.12 | 53.12 | 1 | 0 | 0 |  | 0 |  | 0
|  |  |  | 26.92 | 53.84 | 0 | 0 | 0 | 0 | 0 | 7.48 | 0.10709 | 0 | 53.84 | 53.84 | 1 | 0 | 0 |  | 0 |  | 0
|  |  |  | 28.72 | 57.44 | 0 | 0 | 0 | 0 | 0 | 7.48 | 0.10709 | 0 | 57.44 | 57.44 | 1 | 0 | 0 |  | 0 |  | 0
|  |  |  | 29.28 | 58.56 | 0 | 0 | 0 | 0 | 0 | 7.48 | 0.10709 | 0 | 58.56 | 58.56 | 1 | 0 | 0 |  | 0 |  | 0
|  |  |  | 29.64 | 59.28 | 0 | 0 | 0 | 0 | 0 | 7.48 | 0.10709 | 0 | 59.28 | 59.28 | 1 | 0 | 0 |  | 0 |  | 0
|  |  |  | 33.32 | 66.64 | 0 | 0 | 0 | 0 | 0 | 7.48 | 0.10709 | 0 | 66.64 | 66.64 | 1 | 0 | 0 |  | 0 |  | 0
|  |  |  | 27.84 | 55.68 | 0 | 0 | 0 | 0 | 0 | 7.48 | 0.10709 | 0 | 55.68 | 55.68 | 1 | 0 | 0 |  | 0 |  | 0
|  |  |  | 24.64 | 49.28 | 0 | 0 | 0 | 0 | 0 | 7.48 | 0.10709 | 0 | 49.28 | 49.28 | 1 | 0 | 0 |  | 0 |  | 0
|  |  |  | 24.12 | 48.24 | 0 | 0 | 0 | 0 | 0 | 7.48 | 0.10709 | 0 | 48.24 | 48.24 | 1 | 0 | 0 |  | 0 |  | 0
|  |  |  | 22.64 | 45.28 | 0 | 0 | 0 | 0 | 0 | 7.48 | 0.10709 | 0 | 45.28 | 45.28 | 1 | 0 | 0 |  | 0 |  | 0
|  |  |  | 24.68 | 49.36 | 0 | 0 | 0 | 0 | 0 | 7.48 | 0.10709 | 0 | 49.36 | 49.36 | 1 | 0 | 0 |  | 0 |  | 0
|  |  |  | 25.12 | 50.24 | 0 | 0 | 0 | 0 | 0 | 7.48 | 0.10709 | 0 | 50.24 | 50.24 | 1 | 0 | 0 |  | 0 |  | 0
|  |  |  | 25.84 | 51.68 | 0 | 0 | 0 | 0 | 0 | 7.48 | 0.10709 | 0 | 51.68 | 51.68 | 1 | 0 | 0 |  | 0 |  | 0
|  |  |  | 25.2 | 50.4 | 0 | 0 | 0 | 0 | 0 | 7.48 | 0.10709 | 0 | 50.4 | 50.4 | 1 | 0 | 0 |  | 0 |  | 0
|  |  |  | 24.08 | 48.16 | 0 | 0 | 0 | 0 | 0 | 7.48 | 0.10709 | 0 | 48.16 | 48.16 | 1 | 0 | 0 |  | 0 |  | 0
|  |  |  | 21.8 | 43.6 | 0 | 0 | 0 | 0 | 0 | 7.48 | 0.10709 | 0 | 43.6 | 43.6 | 1 | 0 | 0 |  | 0 |  | 0
|  |  |  | 17.4 | 34.8 | 0 | 0 | 0 | 0 | 0 | 7.48 | 0.10709 | 0 | 34.8 | 34.8 | 1 | 0 | 0 |  | 0 |  | 0
|  |  |  | 14.92 | 29.84 | 0 | 0 | 0 | 0 | 0 | 7.48 | 0.10709 | 0 | 29.84 | 29.84 | 1 | 0 | 0 |  | 0 |  | 0
|  |  |  | 14.4 | 28.8 | 0 | 0 | 0 | 0 | 0 | 7.48 | 0.10709 | 0 | 28.8 | 28.8 | 1 | 0 | 0 |  | 0 |  | 0
|  |  |  | 14.44 | 28.88 | 0 | 0 | 0 | 0 | 0 | 7.48 | 0.10709 | 0 | 28.88 | 28.88 | 1 | 0 | 0 |  | 0 |  | 0
|  |  |  | 12.84 | 25.68 | 0 | 0 | 0 | 0 | 0 | 7.48 | 0.10709 | 0 | 25.68 | 25.68 | 1 | 0 | 0 |  | 0 |  | 0
|  |  |  | 13.08 | 26.16 | 0 | 0 | 0 | 0 | 0 | 7.48 | 0.10709 | 0 | 26.16 | 26.16 | 1 | 0 | 0 |  | 0 |  | 0
|  |  |  | 13 | 26 | 0 | 0 | 0 | 0 | 0 | 7.48 | 0.10709 | 0 | 26 | 26 | 1 | 0 | 0 |  | 0 |  | 0
|  |  |  | 16.24 | 32.48 | 0 | 0 | 0 | 0 | 0 | 7.48 | 0.10709 | 0 | 32.48 | 32.48 | 1 | 0 | 0 |  | 0 |  | 0
|  |  |  | 24 | 48 | 0 | 0 | 0 | 0 | 0 | 7.48 | 0.10709 | 0 | 48 | 48 | 1 | 0 | 0 |  | 0 |  | 0
|  |  |  | 23.2 | 46.4 | 0 | 0 | 0 | 0 | 0 | 7.48 | 0.10709 | 0 | 46.4 | 46.4 | 1 | 0 | 0 |  | 0 |  | 0
|  |  |  | 25.28 | 50.56 | 0 | 0 | 0 | 0 | 0 | 7.48 | 0.10709 | 0 | 50.56 | 50.56 | 1 | 0 | 0 |  | 0 |  | 0
|  |  |  | 25.2 | 50.4 | 0 | 0 | 0 | 0 | 0 | 7.48 | 0.10709 | 0 | 50.4 | 50.4 | 1 | 0 | 0 |  | 0 |  | 0
|  |  |  | 27.68 | 55.36 | 0 | 0 | 0 | 0 | 0 | 7.48 | 0.10709 | 0 | 55.36 | 55.36 | 1 | 0 | 0 |  | 0 |  | 0
|  |  |  | 32 | 64 | 0 | 0 | 0 | 0 | 0 | 7.48 | 0.10709 | 0 | 64 | 64 | 1 | 0 | 0 |  | 0 |  | 0
|  |  |  | 26.64 | 53.28 | 0 | 0 | 0 | 0 | 0 | 7.48 | 0.10709 | 0 | 53.28 | 53.28 | 1 | 0 | 0 |  | 0 |  | 0
|  |  |  | 24.28 | 48.56 | 0 | 0 | 0 | 0 | 0 | 7.48 | 0.10709 | 0 | 48.56 | 48.56 | 1 | 0 | 0 |  | 0 |  | 0
|  |  |  | 22.48 | 44.96 | 0 | 0 | 0 | 0 | 0 | 7.48 | 0.10709 | 0 | 44.96 | 44.96 | 1 | 0 | 0 |  | 0 |  | 0
|  |  |  | 21.32 | 42.64 | 0 | 0 | 0 | 0 | 0 | 7.48 | 0.10709 | 0 | 42.64 | 42.64 | 1 | 0 | 0 |  | 0 |  | 0
|  |  |  | 24.28 | 48.56 | 0 | 0 | 0 | 0 | 0 | 7.48 | 0.10709 | 0 | 48.56 | 48.56 | 1 | 0 | 0 |  | 0 |  | 0
|  |  |  | 24.36 | 48.72 | 0 | 0 | 0 | 0 | 0 | 7.48 | 0.10709 | 0 | 48.72 | 48.72 | 1 | 0 | 0 |  | 0 |  | 0
|  |  |  | 23.88 | 47.76 | 0 | 0 | 0 | 0 | 0 | 7.48 | 0.10709 | 0 | 47.76 | 47.76 | 1 | 0 | 0 |  | 0 |  | 0
|  |  |  | 23.52 | 47.04 | 0 | 0 | 0 | 0 | 0 | 7.48 | 0.10709 | 0 | 47.04 | 47.04 | 1 | 0 | 0 |  | 0 |  | 0
|  |  |  | 23.32 | 46.64 | 0 | 0 | 0 | 0 | 0 | 7.48 | 0.10709 | 0 | 46.64 | 46.64 | 1 | 0 | 0 |  | 0 |  | 0
|  |  |  | 21.08 | 42.16 | 0 | 0 | 0 | 0 | 0 | 7.48 | 0.10709 | 0 | 42.16 | 42.16 | 1 | 0 | 0 |  | 0 |  | 0
|  |  |  | 14.6 | 29.2 | 0 | 0 | 0 | 0 | 0 | 7.48 | 0.10709 | 0 | 29.2 | 29.2 | 1 | 0 | 0 |  | 0 |  | 0
|  |  |  | 13.96 | 27.92 | 0 | 0 | 0 | 0 | 0 | 7.48 | 0.10709 | 0 | 27.92 | 27.92 | 1 | 0 | 0 |  | 0 |  | 0
|  |  |  | 13.24 | 26.48 | 0 | 0 | 0 | 0 | 0 | 7.48 | 0.10709 | 0 | 26.48 | 26.48 | 1 | 0 | 0 |  | 0 |  | 0
|  |  |  | 13.64 | 27.28 | 0 | 0 | 0 | 0 | 0 | 7.48 | 0.10709 | 0 | 27.28 | 27.28 | 1 | 0 | 0 |  | 0 |  | 0
|  |  |  | 11.6 | 23.2 | 0 | 0 | 0 | 0 | 0 | 7.48 | 0.10709 | 0 | 23.2 | 23.2 | 1 | 0 | 0 |  | 0 |  | 0
|  |  |  | 12 | 24 | 0 | 0 | 0 | 0 | 0 | 7.48 | 0.10709 | 0 | 24 | 24 | 1 | 0 | 0 |  | 0 |  | 0
|  |  |  | 12.76 | 25.52 | 0 | 0 | 0 | 0 | 0 | 7.48 | 0.10709 | 0 | 25.52 | 25.52 | 1 | 0 | 0 |  | 0 |  | 0
|  |  |  | 15.96 | 31.92 | 0 | 0 | 0 | 0 | 0 | 7.48 | 0.10709 | 0 | 31.92 | 31.92 | 1 | 0 | 0 |  | 0 |  | 0
|  |  |  | 24.48 | 48.96 | 0 | 0 | 0 | 0 | 0 | 7.48 | 0.10709 | 0 | 48.96 | 48.96 | 1 | 0 | 0 |  | 0 |  | 0
|  |  |  | 23.84 | 47.68 | 0 | 0 | 0 | 0 | 0 | 7.48 | 0.10709 | 0 | 47.68 | 47.68 | 1 | 0 | 0 |  | 0 |  | 0
|  |  |  | 28.24 | 56.48 | 0 | 0 | 0 | 0 | 0 | 7.48 | 0.10709 | 0 | 56.48 | 56.48 | 1 | 0 | 0 |  | 0 |  | 0
|  |  |  | 31.36 | 62.72 | 0 | 0 | 0 | 0 | 0 | 7.48 | 0.10709 | 0 | 62.72 | 62.72 | 1 | 0 | 0 |  | 0 |  | 0
|  |  |  | 33.64 | 67.28 | 0 | 0 | 0 | 0 | 0 | 7.48 | 0.12502 | 0 | 67.28 | 67.28 | 1 | 0 | 0 |  | 0 |  | 0
|  |  |  | 34.68 | 69.36 | 0 | 0 | 0 | 0 | 0 | 7.48 | 0.12502 | 0 | 69.36 | 69.36 | 1 | 0 | 0 |  | 0 |  | 0
|  |  |  | 30.2 | 60.4 | 0 | 0 | 0 | 0 | 0 | 7.48 | 0.12502 | 0 | 60.4 | 60.4 | 1 | 0 | 0 |  | 0 |  | 0
|  |  |  | 27.56 | 55.12 | 0 | 0 | 0 | 0 | 0 | 12.23 | 0.12502 | 0 | 55.12 | 55.12 | 1 | 0 | 0 |  | 0 |  | 0
|  |  |  | 27.08 | 54.16 | 0 | 0 | 0 | 0 | 0 | 12.23 | 0.12502 | 0 | 54.16 | 54.16 | 1 | 0 | 0 |  | 0 |  | 0
|  |  |  | 26.2333 | 52.4667 | 0 | 0 | 0 | 0 | 0 | 12.23 | 0.12502 | 0 | 52.467 | 52.467 | 1 | 0 | 0 |  | 0 |  | 0
|  |  |  | 27.1867 | 54.3734 | 0 | 0 | 0 | 0 | 0 | 12.23 | 0.12502 | 0 | 54.373 | 54.373 | 1 | 0 | 0 |  | 0 |  | 0
|  |  |  | 28 | 56 | 0 | 0 | 0 | 0 | 0 | 7.48 | 0.12502 | 0 | 56 | 56 | 1 | 0 | 0 |  | 0 |  | 0
|  |  |  | 27.16 | 54.32 | 0 | 0 | 0 | 0 | 0 | 7.48 | 0.12502 | 0 | 54.32 | 54.32 | 1 | 0 | 0 |  | 0 |  | 0
|  |  |  | 26.8 | 53.6 | 0 | 0 | 0 | 0 | 0 | 7.48 | 0.12502 | 0 | 53.6 | 50.88 | 0.2 | 0 | 2.72 |  | 0 |  | 0
|  |  |  | 25.4 | 50.8 | 0 | 0 | 0 | 0 | 0 | 7.48 | 0.10709 | 2.72 | 50.8 | 50.8 | 0.91885 | 0 | 0 |  | 0 |  | 0
|  |  |  | 21.6 | 43.2 | 0 | 0 | 0 | 0 | 0 | 7.48 | 0.10709 | 0.307 | 43.2 | 43.2 | 1 | 0 | 0 |  | 0 |  | 0
|  |  |  | 19.4 | 38.8 | 0 | 0 | 0 | 0 | 0 | 7.48 | 0.10709 | 0 | 38.8 | 38.8 | 1 | 0 | 0 |  | 0 |  | 0
|  |  |  | 15.84 | 31.68 | 0 | 0 | 0 | 0 | 0 | 7.48 | 0.10709 | 0 | 31.68 | 31.68 | 1 | 0 | 0 |  | 0 |  | 0
|  |  |  | 14.56 | 29.12 | 0 | 0 | 0 | 0 | 0 | 7.48 | 0.10709 | 0 | 29.12 | 29.12 | 1 | 0 | 0 |  | 0 |  | 0
|  |  |  | 13.04 | 26.08 | 0 | 0 | 0 | 0 | 0 | 7.48 | 0.10709 | 0 | 26.08 | 26.08 | 1 | 0 | 0 |  | 0 |  | 0
|  |  |  | 13.96 | 27.92 | 0 | 0 | 0 | 0 | 0 | 7.48 | 0.10709 | 0 | 27.92 | 27.92 | 1 | 0 | 0 |  | 0 |  | 0
|  |  |  | 14.68 | 29.36 | 0 | 0 | 0 | 0 | 0 | 7.48 | 0.10709 | 0 | 29.36 | 29.36 | 1 | 0 | 0 |  | 0 |  | 0
|  |  |  | 14.88 | 29.76 | 0 | 0 | 0 | 0 | 0 | 7.48 | 0.10709 | 0 | 29.76 | 29.76 | 1 | 0 | 0 |  | 0 |  | 0
|  |  |  | 14.48 | 28.96 | 0 | 0 | 0 | 0 | 0 | 7.48 | 0.10709 | 0 | 28.96 | 28.96 | 1 | 0 | 0 |  | 0 |  | 0
|  |  |  | 14.96 | 29.92 | 0 | 0 | 0 | 0 | 0 | 7.48 | 0.10709 | 0 | 29.92 | 29.92 | 1 | 0 | 0 |  | 0 |  | 0
|  |  |  | 21.64 | 43.28 | 0 | 0 | 0 | 0 | 0 | 7.48 | 0.10709 | 0 | 43.28 | 43.28 | 1 | 0 | 0 |  | 0 |  | 0
|  |  |  | 22.68 | 45.36 | 0 | 0 | 0 | 0 | 0 | 7.48 | 0.10709 | 0 | 45.36 | 45.36 | 1 | 0 | 0 |  | 0 |  | 0
|  |  |  | 24.48 | 48.96 | 0 | 0 | 0 | 0 | 0 | 7.48 | 0.10709 | 0 | 48.96 | 48.96 | 1 | 0 | 0 |  | 0 |  | 0
|  |  |  | 25 | 50 | 0 | 0 | 0 | 0 | 0 | 7.48 | 0.12502 | 0 | 50 | 50 | 1 | 0 | 0 |  | 0 |  | 0
|  |  |  | 24.24 | 48.48 | 0 | 0 | 0 | 0 | 0 | 7.48 | 0.12502 | 0 | 48.48 | 48.48 | 1 | 0 | 0 |  | 0 |  | 0
|  |  |  | 23.44 | 46.88 | 0 | 0 | 0 | 0 | 0 | 7.48 | 0.12502 | 0 | 46.88 | 46.88 | 1 | 0 | 0 |  | 0 |  | 0
|  |  |  | 22.6 | 45.2 | 0 | 0 | 0 | 0 | 0 | 12.23 | 0.12502 | 0 | 45.2 | 45.2 | 1 | 0 | 0 |  | 0 |  | 0
|  |  |  | 21.4 | 42.8 | 0 | 0 | 0 | 0 | 0 | 12.23 | 0.12502 | 0 | 42.8 | 42.8 | 1 | 0 | 0 |  | 0 |  | 0
|  |  |  | 22.12 | 44.24 | 0 | 0 | 0 | 0 | 0 | 12.23 | 0.12502 | 0 | 44.24 | 44.24 | 1 | 0 | 0 |  | 0 |  | 0
|  |  |  | 23.8 | 47.6 | 0 | 0 | 0 | 0 | 0 | 12.23 | 0.12502 | 0 | 47.6 | 47.6 | 1 | 0 | 0 |  | 0 |  | 0
|  |  |  | 23.64 | 47.28 | 0 | 0 | 0 | 0 | 0 | 7.48 | 0.12502 | 0 | 47.28 | 47.28 | 1 | 0 | 0 |  | 0 |  | 0
|  |  |  | 22.16 | 44.32 | 0 | 0 | 0 | 0 | 0 | 7.48 | 0.12502 | 0 | 44.32 | 44.32 | 1 | 0 | 0 |  | 0 |  | 0
|  |  |  | 20.84 | 41.68 | 0 | 0 | 0 | 0 | 0 | 7.48 | 0.12502 | 0 | 41.68 | 38.96 | 0.2 | 0 | 2.72 |  | 0 |  | 0
|  |  |  | 20.88 | 41.76 | 0 | 0 | 0 | 0 | 0 | 7.48 | 0.10709 | 2.72 | 41.76 | 41.76 | 0.91885 | 0 | 0 |  | 0 |  | 0
|  |  |  | 21.2 | 42.4 | 0 | 0 | 0 | 0 | 0 | 7.48 | 0.10709 | 0.307 | 42.4 | 42.4 | 1 | 0 | 0 |  | 0 |  | 0
|  |  |  | 20.8 | 41.6 | 0 | 0 | 0 | 0 | 0 | 7.48 | 0.10709 | 0 | 41.6 | 41.6 | 1 | 0 | 0 |  | 0 |  | 0
|  |  |  | 22.32 | 44.64 | 0 | 0 | 0 | 0 | 0 | 7.48 | 0.10709 | 0 | 44.64 | 44.64 | 1 | 0 | 0 |  | 0 |  | 0
|  |  |  | 20.32 | 40.64 | 0 | 0 | 0 | 0 | 0 | 7.48 | 0.10709 | 0 | 40.64 | 40.64 | 1 | 0 | 0 |  | 0 |  | 0
|  |  |  | 19.32 | 38.64 | 0 | 0 | 0 | 0 | 0 | 7.48 | 0.10709 | 0 | 38.64 | 38.64 | 1 | 0 | 0 |  | 0 |  | 0
|  |  |  | 18.88 | 37.76 | 0 | 0 | 0 | 0 | 0 | 7.48 | 0.10709 | 0 | 37.76 | 37.76 | 1 | 0 | 0 |  | 0 |  | 0
|  |  |  | 20.16 | 40.32 | 0 | 0 | 0 | 0 | 0 | 7.48 | 0.10709 | 0 | 40.32 | 40.32 | 1 | 0 | 0 |  | 0 |  | 0
|  |  |  | 21.4 | 42.8 | 0 | 0 | 0 | 0 | 0 | 7.48 | 0.10709 | 0 | 42.8 | 42.8 | 1 | 0 | 0 |  | 0 |  | 0
|  |  |  | 17.12 | 34.24 | 0 | 0 | 0 | 0 | 0 | 7.48 | 0.10709 | 0 | 34.24 | 34.24 | 1 | 0 | 0 |  | 0 |  | 0
|  |  |  | 16.88 | 33.76 | 0 | 0 | 0 | 0 | 0 | 7.48 | 0.10709 | 0 | 33.76 | 33.76 | 1 | 0 | 0 |  | 0 |  | 0
|  |  |  | 15.8 | 31.6 | 0 | 0 | 0 | 0 | 0 | 7.48 | 0.10709 | 0 | 31.6 | 31.6 | 1 | 0 | 0 |  | 0 |  | 0
|  |  |  | 20.68 | 41.36 | 0 | 0 | 0 | 0 | 0 | 7.48 | 0.10709 | 0 | 41.36 | 41.36 | 1 | 0 | 0 |  | 0 |  | 0
|  |  |  | 22.32 | 44.64 | 0 | 0 | 0 | 0 | 0 | 7.48 | 0.10709 | 0 | 44.64 | 44.64 | 1 | 0 | 0 |  | 0 |  | 0
|  |  |  | 22.08 | 44.16 | 0 | 0 | 0 | 0 | 0 | 7.48 | 0.12502 | 0 | 44.16 | 44.16 | 1 | 0 | 0 |  | 0 |  | 0
|  |  |  | 22 | 44 | 0 | 0 | 0 | 0 | 0 | 7.48 | 0.12502 | 0 | 44 | 44 | 1 | 0 | 0 |  | 0 |  | 0
|  |  |  | 21.76 | 43.52 | 0 | 0 | 0 | 0 | 0 | 7.48 | 0.12502 | 0 | 43.52 | 43.52 | 1 | 0 | 0 |  | 0 |  | 0
|  |  |  | 22.44 | 44.88 | 0 | 0 | 0 | 0 | 0 | 12.23 | 0.12502 | 0 | 44.88 | 44.88 | 1 | 0 | 0 |  | 0 |  | 0
|  |  |  | 22.72 | 45.44 | 0 | 0 | 0 | 0 | 0 | 12.23 | 0.12502 | 0 | 45.44 | 45.44 | 1 | 0 | 0 |  | 0 |  | 0
|  |  |  | 24.24 | 48.48 | 0 | 0 | 0 | 0 | 0 | 12.23 | 0.12502 | 0 | 48.48 | 48.48 | 1 | 0 | 0 |  | 0 |  | 0
|  |  |  | 25.48 | 50.96 | 0 | 0 | 0 | 0 | 0 | 12.23 | 0.12502 | 0 | 50.96 | 50.96 | 1 | 0 | 0 |  | 0 |  | 0
|  |  |  | 23.84 | 47.68 | 0 | 0 | 0 | 0 | 0 | 7.48 | 0.12502 | 0 | 47.68 | 47.68 | 1 | 0 | 0 |  | 0 |  | 0
|  |  |  | 18.48 | 36.96 | 0 | 0 | 0 | 0 | 0 | 7.48 | 0.12502 | 0 | 36.96 | 36.96 | 1 | 0 | 0 |  | 0 |  | 0
|  |  |  | 16.32 | 32.64 | 0 | 0 | 0 | 0 | 0 | 7.48 | 0.12502 | 0 | 32.64 | 29.92 | 0.2 | 0 | 2.72 |  | 0 |  | 0
|  |  |  | 15.88 | 31.76 | 0 | 0 | 0 | 0 | 0 | 7.48 | 0.10709 | 2.72 | 31.76 | 31.76 | 0.91885 | 0 | 0 |  | 0 |  | 0
|  |  |  | 17.64 | 35.28 | 0 | 0 | 0 | 0 | 0 | 7.48 | 0.10709 | 0.307 | 35.28 | 35.28 | 1 | 0 | 0 |  | 0 |  | 0
|  |  |  | 16.88 | 33.76 | 0 | 0 | 0 | 0 | 0 | 7.48 | 0.10709 | 0 | 33.76 | 33.76 | 1 | 0 | 0 |  | 0 |  | 0
|  |  |  | 16.76 | 33.52 | 0 | 0 | 0 | 0 | 0 | 7.48 | 0.10709 | 0 | 33.52 | 33.52 | 1 | 0 | 0 |  | 0 |  | 0
|  |  |  | 16.52 | 33.04 | 0 | 0 | 0 | 0 | 0 | 7.48 | 0.10709 | 0 | 33.04 | 33.04 | 1 | 0 | 0 |  | 0 |  | 0
|  |  |  | 15.96 | 31.92 | 0 | 0 | 0 | 0 | 0 | 7.48 | 0.10709 | 0 | 31.92 | 31.92 | 1 | 0 | 0 |  | 0 |  | 0
|  |  |  | 13.16 | 26.32 | 0 | 0 | 0 | 0 | 0 | 7.48 | 0.10709 | 0 | 26.32 | 26.32 | 1 | 0 | 0 |  | 0 |  | 0
|  |  |  | 13.6 | 27.2 | 0 | 0 | 0 | 0 | 0 | 7.48 | 0.10709 | 0 | 27.2 | 27.2 | 1 | 0 | 0 |  | 0 |  | 0
|  |  |  | 14.6 | 29.2 | 0 | 0 | 0 | 0 | 0 | 7.48 | 0.10709 | 0 | 29.2 | 29.2 | 1 | 0 | 0 |  | 0 |  | 0
|  |  |  | 14.72 | 29.44 | 0 | 0 | 0 | 0 | 0 | 7.48 | 0.10709 | 0 | 29.44 | 29.44 | 1 | 0 | 0 |  | 0 |  | 0
|  |  |  | 20.84 | 41.68 | 0 | 0 | 0 | 0 | 0 | 7.48 | 0.10709 | 0 | 41.68 | 41.68 | 1 | 0 | 0 |  | 0 |  | 0
|  |  |  | 21.56 | 43.12 | 0 | 0 | 0 | 0 | 0 | 7.48 | 0.10709 | 0 | 43.12 | 43.12 | 1 | 0 | 0 |  | 0 |  | 0
|  |  |  | 22.24 | 44.48 | 0 | 0 | 0 | 0 | 0 | 7.48 | 0.10709 | 0 | 44.48 | 44.48 | 1 | 0 | 0 |  | 0 |  | 0
|  |  |  | 22.6 | 45.2 | 0 | 0 | 0 | 0 | 0 | 7.48 | 0.10709 | 0 | 45.2 | 45.2 | 1 | 0 | 0 |  | 0 |  | 0
|  |  |  | 22.52 | 45.04 | 0 | 0 | 0 | 0 | 0 | 7.48 | 0.12502 | 0 | 45.04 | 45.04 | 1 | 0 | 0 |  | 0 |  | 0
|  |  |  | 22 | 44 | 0 | 0 | 0 | 0 | 0 | 7.48 | 0.12502 | 0 | 44 | 44 | 1 | 0 | 0 |  | 0 |  | 0
|  |  |  | 20.36 | 40.72 | 0 | 0 | 0 | 0 | 0 | 7.48 | 0.12502 | 0 | 40.72 | 40.72 | 1 | 0 | 0 |  | 0 |  | 0
|  |  |  | 20.92 | 41.84 | 0 | 0 | 0 | 0 | 0 | 12.23 | 0.12502 | 0 | 41.84 | 41.84 | 1 | 0 | 0 |  | 0 |  | 0
|  |  |  | 20.04 | 40.08 | 0 | 0 | 0 | 0 | 0 | 12.23 | 0.12502 | 0 | 40.08 | 40.08 | 1 | 0 | 0 |  | 0 |  | 0
|  |  |  | 20.32 | 40.64 | 0 | 0 | 0 | 0 | 0 | 12.23 | 0.12502 | 0 | 40.64 | 40.64 | 1 | 0 | 0 |  | 0 |  | 0
|  |  |  | 22.4 | 44.8 | 0 | 0 | 0 | 0 | 0 | 12.23 | 0.12502 | 0 | 44.8 | 44.8 | 1 | 0 | 0 |  | 0 |  | 0
|  |  |  | 22.72 | 45.44 | 0 | 0 | 0 | 0 | 0 | 7.48 | 0.12502 | 0 | 45.44 | 45.44 | 1 | 0 | 0 |  | 0 |  | 0
|  |  |  | 23.56 | 47.12 | 0 | 0 | 0 | 0 | 0 | 7.48 | 0.12502 | 0 | 47.12 | 47.12 | 1 | 0 | 0 |  | 0 |  | 0
|  |  |  | 22.48 | 44.96 | 0 | 0 | 0 | 0 | 0 | 7.48 | 0.12502 | 0 | 44.96 | 42.24 | 0.2 | 0 | 2.72 |  | 0 |  | 0
|  |  |  | 24 | 48 | 0 | 0 | 0 | 0 | 0 | 7.48 | 0.10709 | 2.72 | 48 | 48 | 0.91885 | 0 | 0 |  | 0 |  | 0
|  |  |  | 23.68 | 47.36 | 0 | 0 | 0 | 0 | 0 | 7.48 | 0.10709 | 0.307 | 47.36 | 47.36 | 1 | 0 | 0 |  | 0 |  | 0
|  |  |  | 16.96 | 33.92 | 0 | 0 | 0 | 0 | 0 | 7.48 | 0.10709 | 0 | 33.92 | 33.92 | 1 | 0 | 0 |  | 0 |  | 0
|  |  |  | 15.08 | 30.16 | 0 | 0 | 0 | 0 | 0 | 7.48 | 0.10709 | 0 | 30.16 | 30.16 | 1 | 0 | 0 |  | 0 |  | 0
|  |  |  | 14.52 | 29.04 | 0 | 0 | 0 | 0 | 0 | 7.48 | 0.10709 | 0 | 29.04 | 29.04 | 1 | 0 | 0 |  | 0 |  | 0
|  |  |  | 16.56 | 33.12 | 0 | 0 | 0 | 0 | 0 | 7.48 | 0.10709 | 0 | 33.12 | 33.12 | 1 | 0 | 0 |  | 0 |  | 0
|  |  |  | 14.76 | 29.52 | 0 | 0 | 0 | 0 | 0 | 7.48 | 0.10709 | 0 | 29.52 | 29.52 | 1 | 0 | 0 |  | 0 |  | 0
|  |  |  | 14.4 | 28.8 | 0 | 0 | 0 | 0 | 0 | 7.48 | 0.10709 | 0 | 28.8 | 28.8 | 1 | 0 | 0 |  | 0 |  | 0
|  |  |  | 15.36 | 30.72 | 0 | 0 | 0 | 0 | 0 | 7.48 | 0.10709 | 0 | 30.72 | 30.72 | 1 | 0 | 0 |  | 0 |  | 0
|  |  |  | 17.8 | 35.6 | 0 | 0 | 0 | 0 | 0 | 7.48 | 0.10709 | 0 | 35.6 | 35.6 | 1 | 0 | 0 |  | 0 |  | 0
|  |  |  | 24.88 | 49.76 | 0 | 0 | 0 | 0 | 0 | 7.48 | 0.10709 | 0 | 49.76 | 49.76 | 1 | 0 | 0 |  | 0 |  | 0
|  |  |  | 24.44 | 48.88 | 0 | 0 | 0 | 0 | 0 | 7.48 | 0.10709 | 0 | 48.88 | 48.88 | 1 | 0 | 0 |  | 0 |  | 0
|  |  |  | 25.96 | 51.92 | 0 | 0 | 0 | 0 | 0 | 7.48 | 0.10709 | 0 | 51.92 | 51.92 | 1 | 0 | 0 |  | 0 |  | 0
|  |  |  | 26.72 | 53.44 | 0 | 0 | 0 | 0 | 0 | 7.48 | 0.10709 | 0 | 53.44 | 53.44 | 1 | 0 | 0 |  | 0 |  | 0
|  |  |  | 29.36 | 58.72 | 0 | 0 | 0 | 0 | 0 | 7.48 | 0.12502 | 0 | 58.72 | 58.72 | 1 | 0 | 0 |  | 0 |  | 0
|  |  |  | 31.6 | 63.2 | 0 | 0 | 0 | 0 | 0 | 7.48 | 0.12502 | 0 | 63.2 | 63.2 | 1 | 0 | 0 |  | 0 |  | 0
|  |  |  | 26.6 | 53.2 | 0 | 0 | 0 | 0 | 0 | 7.48 | 0.12502 | 0 | 53.2 | 53.2 | 1 | 0 | 0 |  | 0 |  | 0
|  |  |  | 25.12 | 50.24 | 0 | 0 | 0 | 0 | 0 | 12.23 | 0.12502 | 0 | 50.24 | 50.24 | 1 | 0 | 0 |  | 0 |  | 0
|  |  |  | 24.2 | 48.4 | 0 | 0 | 0 | 0 | 0 | 12.23 | 0.12502 | 0 | 48.4 | 48.4 | 1 | 0 | 0 |  | 0 |  | 0
|  |  |  | 22.96 | 45.92 | 0 | 0 | 0 | 0 | 0 | 12.23 | 0.12502 | 0 | 45.92 | 45.92 | 1 | 0 | 0 |  | 0 |  | 0
|  |  |  | 25.12 | 50.24 | 0 | 0 | 0 | 0 | 0 | 12.23 | 0.12502 | 0 | 50.24 | 50.24 | 1 | 0 | 0 |  | 0 |  | 0
|  |  |  | 26.4 | 52.8 | 0 | 0 | 0 | 0 | 0 | 7.48 | 0.12502 | 0 | 52.8 | 52.8 | 1 | 0 | 0 |  | 0 |  | 0
|  |  |  | 26.16 | 52.32 | 0 | 0 | 0 | 0 | 0 | 7.48 | 0.12502 | 0 | 52.32 | 52.32 | 1 | 0 | 0 |  | 0 |  | 0
|  |  |  | 25.76 | 51.52 | 0 | 0 | 0 | 0 | 0 | 7.48 | 0.12502 | 0 | 51.52 | 48.8 | 0.2 | 0 | 2.72 |  | 0 |  | 0
|  |  |  | 25.52 | 51.04 | 0 | 0 | 0 | 0 | 0 | 7.48 | 0.10709 | 2.72 | 51.04 | 51.04 | 0.91885 | 0 | 0 |  | 0 |  | 0
|  |  |  | 20.64 | 41.28 | 0 | 0 | 0 | 0 | 0 | 7.48 | 0.10709 | 0.307 | 41.28 | 41.28 | 1 | 0 | 0 |  | 0 |  | 0
|  |  |  | 17.28 | 34.56 | 0 | 0 | 0 | 0 | 0 | 7.48 | 0.10709 | 0 | 34.56 | 34.56 | 1 | 0 | 0 |  | 0 |  | 0
|  |  |  | 16.2 | 32.4 | 0 | 0 | 0 | 0 | 0 | 7.48 | 0.10709 | 0 | 32.4 | 32.4 | 1 | 0 | 0 |  | 0 |  | 0
|  |  |  | 15.64 | 31.28 | 0 | 0 | 0 | 0 | 0 | 7.48 | 0.10709 | 0 | 31.28 | 31.28 | 1 | 0 | 0 |  | 0 |  | 0
|  |  |  | 16.4 | 32.8 | 0 | 0 | 0 | 0 | 0 | 7.48 | 0.10709 | 0 | 32.8 | 32.8 | 1 | 0 | 0 |  | 0 |  | 0
|  |  |  | 14.84 | 29.68 | 0 | 0 | 0 | 0 | 0 | 7.48 | 0.10709 | 0 | 29.68 | 29.68 | 1 | 0 | 0 |  | 0 |  | 0
|  |  |  | 15.24 | 30.48 | 0 | 0 | 0 | 0 | 0 | 7.48 | 0.10709 | 0 | 30.48 | 30.48 | 1 | 0 | 0 |  | 0 |  | 0
|  |  |  | 15.6 | 31.2 | 0 | 0 | 0 | 0 | 0 | 7.48 | 0.10709 | 0 | 31.2 | 31.2 | 1 | 0 | 0 |  | 0 |  | 0
|  |  |  | 17.4 | 34.8 | 0 | 0 | 0 | 0 | 0 | 7.48 | 0.10709 | 0 | 34.8 | 34.8 | 1 | 0 | 0 |  | 0 |  | 0
|  |  |  | 24.24 | 48.48 | 0 | 0 | 0 | 0 | 0 | 7.48 | 0.10709 | 0 | 48.48 | 48.48 | 1 | 0 | 0 |  | 0 |  | 0
|  |  |  | 23.28 | 46.56 | 0 | 0 | 0 | 0 | 0 | 7.48 | 0.10709 | 0 | 46.56 | 46.56 | 1 | 0 | 0 |  | 0 |  | 0
|  |  |  | 25.76 | 51.52 | 0 | 0 | 0 | 0 | 0 | 7.48 | 0.10709 | 0 | 51.52 | 51.52 | 1 | 0 | 0 |  | 0 |  | 0
|  |  |  | 27.44 | 54.88 | 0 | 0 | 0 | 0 | 0 | 7.48 | 0.10709 | 0 | 54.88 | 54.88 | 1 | 0 | 0 |  | 0 |  | 0
|  |  |  | 28.92 | 57.84 | 0 | 0 | 0 | 0 | 0 | 7.48 | 0.10709 | 0 | 57.84 | 57.84 | 1 | 0 | 0 |  | 0 |  | 0
|  |  |  | 32.76 | 65.52 | 0 | 0 | 0 | 0 | 0 | 7.48 | 0.10709 | 0 | 65.52 | 65.52 | 1 | 0 | 0 |  | 0 |  | 0
|  |  |  | 32.76 | 65.52 | 0 | 0 | 0 | 0 | 0 | 7.48 | 0.10709 | 0 | 65.52 | 65.52 | 1 | 0 | 0 |  | 0 |  | 0
|  |  |  | 25.64 | 51.28 | 0 | 0 | 0 | 0 | 0 | 7.48 | 0.10709 | 0 | 51.28 | 51.28 | 1 | 0 | 0 |  | 0 |  | 0
|  |  |  | 23.96 | 47.92 | 0 | 0 | 0 | 0 | 0 | 7.48 | 0.10709 | 0 | 47.92 | 47.92 | 1 | 0 | 0 |  | 0 |  | 0
|  |  |  | 23.52 | 47.04 | 0 | 0 | 0 | 0 | 0 | 7.48 | 0.10709 | 0 | 47.04 | 47.04 | 1 | 0 | 0 |  | 0 |  | 0
|  |  |  | 26.8 | 53.6 | 0 | 0 | 0 | 0 | 0 | 7.48 | 0.10709 | 0 | 53.6 | 53.6 | 1 | 0 | 0 |  | 0 |  | 0
|  |  |  | 26.52 | 53.04 | 0 | 0 | 0 | 0 | 0 | 7.48 | 0.10709 | 0 | 53.04 | 53.04 | 1 | 0 | 0 |  | 0 |  | 0
|  |  |  | 26.28 | 52.56 | 0 | 0 | 0 | 0 | 0 | 7.48 | 0.10709 | 0 | 52.56 | 52.56 | 1 | 0 | 0 |  | 0 |  | 0
|  |  |  | 26.44 | 52.88 | 0 | 0 | 0 | 0 | 0 | 7.48 | 0.10709 | 0 | 52.88 | 52.88 | 1 | 0 | 0 |  | 0 |  | 0
|  |  |  | 25.36 | 50.72 | 0 | 0 | 0 | 0 | 0 | 7.48 | 0.10709 | 0 | 50.72 | 50.72 | 1 | 0 | 0 |  | 0 |  | 0
|  |  |  | 22.56 | 45.12 | 0 | 0 | 0 | 0 | 0 | 7.48 | 0.10709 | 0 | 45.12 | 45.12 | 1 | 0 | 0 |  | 0 |  | 0
|  |  |  | 18.68 | 37.36 | 0 | 0 | 0 | 0 | 0 | 7.48 | 0.10709 | 0 | 37.36 | 37.36 | 1 | 0 | 0 |  | 0 |  | 0
|  |  |  | 15.64 | 31.28 | 0 | 0 | 0 | 0 | 0 | 7.48 | 0.10709 | 0 | 31.28 | 31.28 | 1 | 0 | 0 |  | 0 |  | 0
|  |  |  | 14.8 | 29.6 | 0 | 0 | 0 | 0 | 0 | 7.48 | 0.10709 | 0 | 29.6 | 29.6 | 1 | 0 | 0 |  | 0 |  | 0
|  |  |  | 16.68 | 33.36 | 0 | 0 | 0 | 0 | 0 | 7.48 | 0.10709 | 0 | 33.36 | 33.36 | 1 | 0 | 0 |  | 0 |  | 0
|  |  |  | 20.52 | 41.04 | 0 | 0 | 0 | 0 | 0 | 7.48 | 0.10709 | 0 | 41.04 | 41.04 | 1 | 0 | 0 |  | 0 |  | 0
|  |  |  | 18.92 | 37.84 | 0 | 0 | 0 | 0 | 0 | 7.48 | 0.10709 | 0 | 37.84 | 37.84 | 1 | 0 | 0 |  | 0 |  | 0
|  |  |  | 15.16 | 30.32 | 0 | 0 | 0 | 0 | 0 | 7.48 | 0.10709 | 0 | 30.32 | 30.32 | 1 | 0 | 0 |  | 0 |  | 0
|  |  |  | 17.16 | 34.32 | 0 | 0 | 0 | 0 | 0 | 7.48 | 0.10709 | 0 | 34.32 | 34.32 | 1 | 0 | 0 |  | 0 |  | 0
|  |  |  | 23.04 | 46.08 | 0 | 0 | 0 | 0 | 0 | 7.48 | 0.10709 | 0 | 46.08 | 46.08 | 1 | 0 | 0 |  | 0 |  | 0
|  |  |  | 23.88 | 47.76 | 0 | 0 | 0 | 0 | 0 | 7.48 | 0.10709 | 0 | 47.76 | 47.76 | 1 | 0 | 0 |  | 0 |  | 0
|  |  |  | 27.84 | 55.68 | 0 | 0 | 0 | 0 | 0 | 7.48 | 0.10709 | 0 | 55.68 | 55.68 | 1 | 0 | 0 |  | 0 |  | 0
|  |  |  | 28.2 | 56.4 | 0 | 0 | 0 | 0 | 0 | 7.48 | 0.10709 | 0 | 56.4 | 56.4 | 1 | 0 | 0 |  | 0 |  | 0
|  |  |  | 30.24 | 60.48 | 0 | 0 | 0 | 0 | 0 | 7.48 | 0.10709 | 0 | 60.48 | 60.48 | 1 | 0 | 0 |  | 0 |  | 0
|  |  |  | 32 | 64 | 0 | 0 | 0 | 0 | 0 | 7.48 | 0.10709 | 0 | 64 | 64 | 1 | 0 | 0 |  | 0 |  | 0
|  |  |  | 27.84 | 55.68 | 0 | 0 | 0 | 0 | 0 | 7.48 | 0.10709 | 0 | 55.68 | 55.68 | 1 | 0 | 0 |  | 0 |  | 0
|  |  |  | 25.56 | 51.12 | 0 | 0 | 0 | 0 | 0 | 7.48 | 0.10709 | 0 | 51.12 | 51.12 | 1 | 0 | 0 |  | 0 |  | 0
|  |  |  | 23.72 | 47.44 | 0 | 0 | 0 | 0 | 0 | 7.48 | 0.10709 | 0 | 47.44 | 47.44 | 1 | 0 | 0 |  | 0 |  | 0
|  |  |  | 24.88 | 49.76 | 0 | 0 | 0 | 0 | 0 | 7.48 | 0.10709 | 0 | 49.76 | 49.76 | 1 | 0 | 0 |  | 0 |  | 0
|  |  |  | 25.24 | 50.48 | 0 | 0 | 0 | 0 | 0 | 7.48 | 0.10709 | 0 | 50.48 | 50.48 | 1 | 0 | 0 |  | 0 |  | 0
|  |  |  | 25.735 | 51.47 | 0 | 0 | 0 | 0 | 0 | 7.48 | 0.10709 | 0 | 51.47 | 51.47 | 1 | 0 | 0 |  | 0 |  | 0
|  |  |  | 26.37 | 52.74 | 0 | 0 | 0 | 0 | 0 | 7.48 | 0.10709 | 0 | 52.74 | 52.74 | 1 | 0 | 0 |  | 0 |  | 0
|  |  |  | 26.315 | 52.63 | 0 | 0 | 0 | 0 | 0 | 7.48 | 0.10709 | 0 | 52.63 | 52.63 | 1 | 0 | 0 |  | 0 |  | 0
|  |  |  | 27.52 | 55.04 | 0 | 0 | 0 | 0 | 0 | 7.48 | 0.10709 | 0 | 55.04 | 55.04 | 1 | 0 | 0 |  | 0 |  | 0
|  |  |  | 24.6 | 49.2 | 0 | 0 | 0 | 0 | 0 | 7.48 | 0.10709 | 0 | 49.2 | 49.2 | 1 | 0 | 0 |  | 0 |  | 0
|  |  |  | 18.16 | 36.32 | 0 | 0 | 0 | 0 | 0 | 7.48 | 0.10709 | 0 | 36.32 | 36.32 | 1 | 0 | 0 |  | 0 |  | 0
|  |  |  | 17.76 | 35.52 | 0 | 0 | 0 | 0 | 0 | 7.48 | 0.10709 | 0 | 35.52 | 35.52 | 1 | 0 | 0 |  | 0 |  | 0
|  |  |  | 16.08 | 32.16 | 0 | 0 | 0 | 0 | 0 | 7.48 | 0.10709 | 0 | 32.16 | 32.16 | 1 | 0 | 0 |  | 0 |  | 0
|  |  |  | 15.76 | 31.52 | 0 | 0 | 0 | 0 | 0 | 7.48 | 0.10709 | 0 | 31.52 | 31.52 | 1 | 0 | 0 |  | 0 |  | 0
|  |  |  | 15.12 | 30.24 | 0 | 0 | 0 | 0 | 0 | 7.48 | 0.10709 | 0 | 30.24 | 30.24 | 1 | 0 | 0 |  | 0 |  | 0
|  |  |  | 14.72 | 29.44 | 0 | 0 | 0 | 0 | 0 | 7.48 | 0.10709 | 0 | 29.44 | 29.44 | 1 | 0 | 0 |  | 0 |  | 0
|  |  |  | 15.16 | 30.32 | 0 | 0 | 0 | 0 | 0 | 7.48 | 0.10709 | 0 | 30.32 | 30.32 | 1 | 0 | 0 |  | 0 |  | 0
|  |  |  | 17.8 | 35.6 | 0 | 0 | 0 | 0 | 0 | 7.48 | 0.10709 | 0 | 35.6 | 35.6 | 1 | 0 | 0 |  | 0 |  | 0
|  |  |  | 23.72 | 47.44 | 0 | 0 | 0 | 0 | 0 | 7.48 | 0.10709 | 0 | 47.44 | 47.44 | 1 | 0 | 0 |  | 0 |  | 0
|  |  |  | 25.08 | 50.16 | 0 | 0 | 0 | 0 | 0 | 7.48 | 0.10709 | 0 | 50.16 | 50.16 | 1 | 0 | 0 |  | 0 |  | 0
|  |  |  | 26.92 | 53.84 | 0 | 0 | 0 | 0 | 0 | 7.48 | 0.10709 | 0 | 53.84 | 53.84 | 1 | 0 | 0 |  | 0 |  | 0
|  |  |  | 25.68 | 51.36 | 0 | 0 | 0 | 0 | 0 | 7.48 | 0.10709 | 0 | 51.36 | 51.36 | 1 | 0 | 0 |  | 0 |  | 0
|  |  |  | 30.76 | 61.52 | 0 | 0 | 0 | 0 | 0 | 7.48 | 0.12502 | 0 | 61.52 | 61.52 | 1 | 0 | 0 |  | 0 |  | 0
|  |  |  | 32.32 | 64.64 | 0 | 0 | 0 | 0 | 0 | 7.48 | 0.12502 | 0 | 64.64 | 64.64 | 1 | 0 | 0 |  | 0 |  | 0
|  |  |  | 29.2 | 58.4 | 0 | 0 | 0 | 0 | 0 | 7.48 | 0.12502 | 0 | 58.4 | 58.4 | 1 | 0 | 0 |  | 0 |  | 0
|  |  |  | 26.52 | 53.04 | 0 | 0 | 0 | 0 | 0 | 12.23 | 0.12502 | 0 | 53.04 | 53.04 | 1 | 0 | 0 |  | 0 |  | 0
|  |  |  | 24.36 | 48.72 | 0 | 0 | 0 | 0 | 0 | 12.23 | 0.12502 | 0 | 48.72 | 48.72 | 1 | 0 | 0 |  | 0 |  | 0
|  |  |  | 24.48 | 48.96 | 0 | 0 | 0 | 0 | 0 | 12.23 | 0.12502 | 0 | 48.96 | 48.96 | 1 | 0 | 0 |  | 0 |  | 0
|  |  |  | 26.6 | 53.2 | 0 | 0 | 0 | 0 | 0 | 12.23 | 0.12502 | 0 | 53.2 | 53.2 | 1 | 0 | 0 |  | 0 |  | 0
|  |  |  | 24.52 | 49.04 | 0 | 0 | 0 | 0 | 0 | 7.48 | 0.12502 | 0 | 49.04 | 49.04 | 1 | 0 | 0 |  | 0 |  | 0
|  |  |  | 26.12 | 52.24 | 0 | 0 | 0 | 0 | 0 | 7.48 | 0.12502 | 0 | 52.24 | 52.24 | 1 | 0 | 0 |  | 0 |  | 0
|  |  |  | 25.6 | 51.2 | 0 | 0 | 0 | 0 | 0 | 7.48 | 0.12502 | 0 | 51.2 | 48.48 | 0.2 | 0 | 2.72 |  | 0 |  | 0
|  |  |  | 24.76 | 49.52 | 0 | 0 | 0 | 0 | 0 | 7.48 | 0.10709 | 2.72 | 49.52 | 49.52 | 0.91885 | 0 | 0 |  | 0 |  | 0
|  |  |  | 23.64 | 47.28 | 0 | 0 | 0 | 0 | 0 | 7.48 | 0.10709 | 0.307 | 47.28 | 47.28 | 1 | 0 | 0 |  | 0 |  | 0
|  |  |  | 22.92 | 45.84 | 0 | 0 | 0 | 0 | 0 | 7.48 | 0.10709 | 0 | 45.84 | 45.84 | 1 | 0 | 0 |  | 0 |  | 0
|  |  |  | 20.56 | 41.12 | 0 | 0 | 0 | 0 | 0 | 7.48 | 0.10709 | 0 | 41.12 | 41.12 | 1 | 0 | 0 |  | 0 |  | 0
|  |  |  | 19.6 | 39.2 | 0 | 0 | 0 | 0 | 0 | 7.48 | 0.10709 | 0 | 39.2 | 39.2 | 1 | 0 | 0 |  | 0 |  | 0
|  |  |  | 18.72 | 37.44 | 0 | 0 | 0 | 0 | 0 | 7.48 | 0.10709 | 0 | 37.44 | 37.44 | 1 | 0 | 0 |  | 0 |  | 0
|  |  |  | 18.8 | 37.6 | 0 | 0 | 0 | 0 | 0 | 7.48 | 0.10709 | 0 | 37.6 | 37.6 | 1 | 0 | 0 |  | 0 |  | 0
|  |  |  | 19.96 | 39.92 | 0 | 0 | 0 | 0 | 0 | 7.48 | 0.10709 | 0 | 39.92 | 39.92 | 1 | 0 | 0 |  | 0 |  | 0
|  |  |  | 21.68 | 43.36 | 0 | 0 | 0 | 0 | 0 | 7.48 | 0.10709 | 0 | 43.36 | 43.36 | 1 | 0 | 0 |  | 0 |  | 0
|  |  |  | 16.68 | 33.36 | 0 | 0 | 0 | 0 | 0 | 7.48 | 0.10709 | 0 | 33.36 | 33.36 | 1 | 0 | 0 |  | 0 |  | 0
|  |  |  | 14.8578 | 29.7156 | 0 | 0 | 0 | 0 | 0 | 7.48 | 0.10709 | 0 | 29.716 | 29.716 | 1 | 0 | 0 |  | 0 |  | 0
|  |  |  | 18.1689 | 36.3378 | 0 | 0 | 0 | 0 | 0 | 7.48 | 0.10709 | 0 | 36.338 | 36.338 | 1 | 0 | 0 |  | 0 |  | 0
|  |  |  | 22.2934 | 44.5868 | 0 | 0 | 0 | 0 | 0 | 7.48 | 0.10709 | 0 | 44.587 | 44.587 | 1 | 0 | 0 |  | 0 |  | 0
|  |  |  | 23.76 | 47.52 | 0 | 0 | 0 | 0 | 0 | 7.48 | 0.10709 | 0 | 47.52 | 47.52 | 1 | 0 | 0 |  | 0 |  | 0
|  |  |  | 23.72 | 47.44 | 0 | 0 | 0 | 0 | 0 | 7.48 | 0.12502 | 0 | 47.44 | 47.44 | 1 | 0 | 0 |  | 0 |  | 0
|  |  |  | 23.8 | 47.6 | 0 | 0 | 0 | 0 | 0 | 7.48 | 0.12502 | 0 | 47.6 | 47.6 | 1 | 0 | 0 |  | 0 |  | 0
|  |  |  | 22.92 | 45.84 | 0 | 0 | 0 | 0 | 0 | 7.48 | 0.12502 | 0 | 45.84 | 45.84 | 1 | 0 | 0 |  | 0 |  | 0
|  |  |  | 21.8 | 43.6 | 0 | 0 | 0 | 0 | 0 | 12.23 | 0.12502 | 0 | 43.6 | 43.6 | 1 | 0 | 0 |  | 0 |  | 0
|  |  |  | 24.104 | 48.208 | 0 | 0 | 0 | 0 | 0 | 12.23 | 0.12502 | 0 | 48.208 | 48.208 | 1 | 0 | 0 |  | 0 |  | 0
|  |  |  | 24.616 | 49.232 | 0 | 0 | 0 | 0 | 0 | 12.23 | 0.12502 | 0 | 49.232 | 49.232 | 1 | 0 | 0 |  | 0 |  | 0
|  |  |  | 25.92 | 51.84 | 0 | 0 | 0 | 0 | 0 | 12.23 | 0.12502 | 0 | 51.84 | 51.84 | 1 | 0 | 0 |  | 0 |  | 0
|  |  |  | 26.36 | 52.72 | 0 | 0 | 0 | 0 | 0 | 7.48 | 0.12502 | 0 | 52.72 | 52.72 | 1 | 0 | 0 |  | 0 |  | 0
|  |  |  | 24.12 | 48.24 | 0 | 0 | 0 | 0 | 0 | 7.48 | 0.12502 | 0 | 48.24 | 48.24 | 1 | 0 | 0 |  | 0 |  | 0
|  |  |  | 23.12 | 46.24 | 0 | 0 | 0 | 0 | 0 | 7.48 | 0.12502 | 0 | 46.24 | 43.52 | 0.2 | 0 | 2.72 |  | 0 |  | 0
|  |  |  | 22.16 | 44.32 | 0 | 0 | 0 | 0 | 0 | 7.48 | 0.10709 | 2.72 | 44.32 | 44.32 | 0.91885 | 0 | 0 |  | 0 |  | 0
|  |  |  | 22.12 | 44.24 | 0 | 0 | 0 | 0 | 0 | 7.48 | 0.10709 | 0.307 | 44.24 | 44.24 | 1 | 0 | 0 |  | 0 |  | 0
|  |  |  | 17.88 | 35.76 | 0 | 0 | 0 | 0 | 0 | 7.48 | 0.10709 | 0 | 35.76 | 35.76 | 1 | 0 | 0 |  | 0 |  | 0
|  |  |  | 18.68 | 37.36 | 0 | 0 | 0 | 0 | 0 | 7.48 | 0.10709 | 0 | 37.36 | 37.36 | 1 | 0 | 0 |  | 0 |  | 0
|  |  |  | 16.36 | 32.72 | 0 | 0 | 0 | 0 | 0 | 7.48 | 0.10709 | 0 | 32.72 | 32.72 | 1 | 0 | 0 |  | 0 |  | 0
|  |  |  | 14.4 | 28.8 | 0 | 0 | 0 | 0 | 0 | 7.48 | 0.10709 | 0 | 28.8 | 28.8 | 1 | 0 | 0 |  | 0 |  | 0
|  |  |  | 14.2 | 28.4 | 0 | 0 | 0 | 0 | 0 | 7.48 | 0.10709 | 0 | 28.4 | 28.4 | 1 | 0 | 0 |  | 0 |  | 0
|  |  |  | 14.96 | 29.92 | 0 | 0 | 0 | 0 | 0 | 7.48 | 0.10709 | 0 | 29.92 | 29.92 | 1 | 0 | 0 |  | 0 |  | 0
|  |  |  | 16.52 | 33.04 | 0 | 0 | 0 | 0 | 0 | 7.48 | 0.10709 | 0 | 33.04 | 33.04 | 1 | 0 | 0 |  | 0 |  | 0
|  |  |  | 16.76 | 33.52 | 0 | 0 | 0 | 0 | 0 | 7.48 | 0.10709 | 0 | 33.52 | 33.52 | 1 | 0 | 0 |  | 0 |  | 0
|  |  |  | 16.52 | 33.04 | 0 | 0 | 0 | 0 | 0 | 7.48 | 0.10709 | 0 | 33.04 | 33.04 | 1 | 0 | 0 |  | 0 |  | 0
|  |  |  | 15.48 | 30.96 | 0 | 0 | 0 | 0 | 0 | 7.48 | 0.10709 | 0 | 30.96 | 30.96 | 1 | 0 | 0 |  | 0 |  | 0
|  |  |  | 22.24 | 44.48 | 0 | 0 | 0 | 0 | 0 | 7.48 | 0.10709 | 0 | 44.48 | 44.48 | 1 | 0 | 0 |  | 0 |  | 0
|  |  |  | 24.4 | 48.8 | 0 | 0 | 0 | 0 | 0 | 7.48 | 0.10709 | 0 | 48.8 | 48.8 | 1 | 0 | 0 |  | 0 |  | 0
|  |  |  | 24.16 | 48.32 | 0 | 0 | 0 | 0 | 0 | 7.48 | 0.12502 | 0 | 48.32 | 48.32 | 1 | 0 | 0 |  | 0 |  | 0
|  |  |  | 23.32 | 46.64 | 0 | 0 | 0 | 0 | 0 | 7.48 | 0.12502 | 0 | 46.64 | 46.64 | 1 | 0 | 0 |  | 0 |  | 0
|  |  |  | 22.72 | 45.44 | 0 | 0 | 0 | 0 | 0 | 7.48 | 0.12502 | 0 | 45.44 | 45.44 | 1 | 0 | 0 |  | 0 |  | 0
|  |  |  | 21.72 | 43.44 | 0 | 0 | 0 | 0 | 0 | 12.23 | 0.12502 | 0 | 43.44 | 43.44 | 1 | 0 | 0 |  | 0 |  | 0
|  |  |  | 20.72 | 41.44 | 0 | 0 | 0 | 0 | 0 | 12.23 | 0.12502 | 0 | 41.44 | 41.44 | 1 | 0 | 0 |  | 0 |  | 0
|  |  |  | 21.64 | 43.28 | 0 | 0 | 0 | 0 | 0 | 12.23 | 0.12502 | 0 | 43.28 | 43.28 | 1 | 0 | 0 |  | 0 |  | 0
|  |  |  | 22.88 | 45.76 | 0 | 0 | 0 | 0 | 0 | 12.23 | 0.12502 | 0 | 45.76 | 45.76 | 1 | 0 | 0 |  | 0 |  | 0
|  |  |  | 22.48 | 44.96 | 0 | 0 | 0 | 0 | 0 | 7.48 | 0.12502 | 0 | 44.96 | 44.96 | 1 | 0 | 0 |  | 0 |  | 0
|  |  |  | 23.2 | 46.4 | 0 | 0 | 0 | 0 | 0 | 7.48 | 0.12502 | 0 | 46.4 | 46.4 | 1 | 0 | 0 |  | 0 |  | 0
|  |  |  | 17.44 | 34.88 | 0 | 0 | 0 | 0 | 0 | 7.48 | 0.12502 | 0 | 34.88 | 32.16 | 0.2 | 0 | 2.72 |  | 0 |  | 0
|  |  |  | 15.6 | 31.2 | 0 | 0 | 0 | 0 | 0 | 7.48 | 0.10709 | 2.72 | 31.2 | 31.2 | 0.91885 | 0 | 0 |  | 0 |  | 0
|  |  |  | 16.68 | 33.36 | 0 | 0 | 0 | 0 | 0 | 7.48 | 0.10709 | 0.307 | 33.36 | 33.36 | 1 | 0 | 0 |  | 0 |  | 0
|  |  |  | 16.44 | 32.88 | 0 | 0 | 0 | 0 | 0 | 7.48 | 0.10709 | 0 | 32.88 | 32.88 | 1 | 0 | 0 |  | 0 |  | 0
|  |  |  | 16.08 | 32.16 | 0 | 0 | 0 | 0 | 0 | 7.48 | 0.10709 | 0 | 32.16 | 32.16 | 1 | 0 | 0 |  | 0 |  | 0
|  |  |  | 16.6 | 33.2 | 0 | 0 | 0 | 0 | 0 | 7.48 | 0.10709 | 0 | 33.2 | 33.2 | 1 | 0 | 0 |  | 0 |  | 0
|  |  |  | 18.2 | 36.4 | 0 | 0 | 0 | 0 | 0 | 7.48 | 0.10709 | 0 | 36.4 | 36.4 | 1 | 0 | 0 |  | 0 |  | 0
|  |  |  | 13.96 | 27.92 | 0 | 0 | 0 | 0 | 0 | 7.48 | 0.10709 | 0 | 27.92 | 27.92 | 1 | 0 | 0 |  | 0 |  | 0
|  |  |  | 13.76 | 27.52 | 0 | 0 | 0 | 0 | 0 | 7.48 | 0.10709 | 0 | 27.52 | 27.52 | 1 | 0 | 0 |  | 0 |  | 0
|  |  |  | 14.84 | 29.68 | 0 | 0 | 0 | 0 | 0 | 7.48 | 0.10709 | 0 | 29.68 | 29.68 | 1 | 0 | 0 |  | 0 |  | 0
|  |  |  | 15.68 | 31.36 | 0 | 0 | 0 | 0 | 0 | 7.48 | 0.10709 | 0 | 31.36 | 31.36 | 1 | 0 | 0 |  | 0 |  | 0
|  |  |  | 22.4 | 44.8 | 0 | 0 | 0 | 0 | 0 | 7.48 | 0.10709 | 0 | 44.8 | 44.8 | 1 | 0 | 0 |  | 0 |  | 0
|  |  |  | 25.6 | 51.2 | 0 | 0 | 0 | 0 | 0 | 7.48 | 0.10709 | 0 | 51.2 | 51.2 | 1 | 0 | 0 |  | 0 |  | 0
|  |  |  | 27.76 | 55.52 | 0 | 0 | 0 | 0 | 0 | 7.48 | 0.10709 | 0 | 55.52 | 55.52 | 1 | 0 | 0 |  | 0 |  | 0
|  |  |  | 28.12 | 56.24 | 0 | 0 | 0 | 0 | 0 | 7.48 | 0.10709 | 0 | 56.24 | 56.24 | 1 | 0 | 0 |  | 0 |  | 0
|  |  |  | 28.96 | 57.92 | 0 | 0 | 0 | 0 | 0 | 7.48 | 0.12502 | 0 | 57.92 | 57.92 | 1 | 0 | 0 |  | 0 |  | 0
|  |  |  | 30.48 | 60.96 | 0 | 0 | 0 | 0 | 0 | 7.48 | 0.12502 | 0 | 60.96 | 60.96 | 1 | 0 | 0 |  | 0 |  | 0
|  |  |  | 27 | 54 | 0 | 0 | 0 | 0 | 0 | 7.48 | 0.12502 | 0 | 54 | 54 | 1 | 0 | 0 |  | 0 |  | 0
|  |  |  | 24.56 | 49.12 | 0 | 0 | 0 | 0 | 0 | 12.23 | 0.12502 | 0 | 49.12 | 49.12 | 1 | 0 | 0 |  | 0 |  | 0
|  |  |  | 24.44 | 48.88 | 0 | 0 | 0 | 0 | 0 | 12.23 | 0.12502 | 0 | 48.88 | 48.88 | 1 | 0 | 0 |  | 0 |  | 0
|  |  |  | 24.48 | 48.96 | 0 | 0 | 0 | 0 | 0 | 12.23 | 0.12502 | 0 | 48.96 | 48.96 | 1 | 0 | 0 |  | 0 |  | 0
|  |  |  | 25.32 | 50.64 | 0 | 0 | 0 | 0 | 0 | 12.23 | 0.12502 | 0 | 50.64 | 50.64 | 1 | 0 | 0 |  | 0 |  | 0
|  |  |  | 25.36 | 50.72 | 0 | 0 | 0 | 0 | 0 | 7.48 | 0.12502 | 0 | 50.72 | 50.72 | 1 | 0 | 0 |  | 0 |  | 0
|  |  |  | 26.92 | 53.84 | 0 | 0 | 0 | 0 | 0 | 7.48 | 0.12502 | 0 | 53.84 | 53.84 | 1 | 0 | 0 |  | 0 |  | 0
|  |  |  | 26.36 | 52.72 | 0 | 0 | 0 | 0 | 0 | 7.48 | 0.12502 | 0 | 52.72 | 50 | 0.2 | 0 | 2.72 |  | 0 |  | 0
|  |  |  | 26.44 | 52.88 | 0 | 0 | 0 | 0 | 0 | 7.48 | 0.10709 | 2.72 | 52.88 | 52.88 | 0.91885 | 0 | 0 |  | 0 |  | 0
|  |  |  | 24.64 | 49.28 | 0 | 0 | 0 | 0 | 0 | 7.48 | 0.10709 | 0.307 | 49.28 | 49.28 | 1 | 0 | 0 |  | 0 |  | 0
|  |  |  | 15.8 | 31.6 | 0 | 0 | 0 | 0 | 0 | 7.48 | 0.10709 | 0 | 31.6 | 31.6 | 1 | 0 | 0 |  | 0 |  | 0
|  |  |  | 14.88 | 29.76 | 0 | 0 | 0 | 0 | 0 | 7.48 | 0.10709 | 0 | 29.76 | 29.76 | 1 | 0 | 0 |  | 0 |  | 0
|  |  |  | 14.12 | 28.24 | 0 | 0 | 0 | 0 | 0 | 7.48 | 0.10709 | 0 | 28.24 | 28.24 | 1 | 0 | 0 |  | 0 |  | 0
|  |  |  | 14.84 | 29.68 | 0 | 0 | 0 | 0 | 0 | 7.48 | 0.10709 | 0 | 29.68 | 29.68 | 1 | 0 | 0 |  | 0 |  | 0
|  |  |  | 13.48 | 26.96 | 0 | 0 | 0 | 0 | 0 | 7.48 | 0.10709 | 0 | 26.96 | 26.96 | 1 | 0 | 0 |  | 0 |  | 0
|  |  |  | 14.12 | 28.24 | 0 | 0 | 0 | 0 | 0 | 7.48 | 0.10709 | 0 | 28.24 | 28.24 | 1 | 0 | 0 |  | 0 |  | 0
|  |  |  | 15.08 | 30.16 | 0 | 0 | 0 | 0 | 0 | 7.48 | 0.10709 | 0 | 30.16 | 30.16 | 1 | 0 | 0 |  | 0 |  | 0
|  |  |  | 17.48 | 34.96 | 0 | 0 | 0 | 0 | 0 | 7.48 | 0.10709 | 0 | 34.96 | 34.96 | 1 | 0 | 0 |  | 0 |  | 0
|  |  |  | 23.36 | 46.72 | 0 | 0 | 0 | 0 | 0 | 7.48 | 0.10709 | 0 | 46.72 | 46.72 | 1 | 0 | 0 |  | 0 |  | 0
|  |  |  | 23.48 | 46.96 | 0 | 0 | 0 | 0 | 0 | 7.48 | 0.10709 | 0 | 46.96 | 46.96 | 1 | 0 | 0 |  | 0 |  | 0
|  |  |  | 26.04 | 52.08 | 0 | 0 | 0 | 0 | 0 | 7.48 | 0.10709 | 0 | 52.08 | 52.08 | 1 | 0 | 0 |  | 0 |  | 0
|  |  |  | 31.4 | 62.8 | 0 | 0 | 0 | 0 | 0 | 7.48 | 0.10709 | 0 | 62.8 | 62.8 | 1 | 0 | 0 |  | 0 |  | 0
|  |  |  | 27.56 | 55.12 | 0 | 0 | 0 | 0 | 0 | 7.48 | 0.12502 | 0 | 55.12 | 55.12 | 1 | 0 | 0 |  | 0 |  | 0
|  |  |  | 27.28 | 54.56 | 0 | 0 | 0 | 0 | 0 | 7.48 | 0.12502 | 0 | 54.56 | 54.56 | 1 | 0 | 0 |  | 0 |  | 0
|  |  |  | 26.2 | 52.4 | 0 | 0 | 0 | 0 | 0 | 7.48 | 0.12502 | 0 | 52.4 | 52.4 | 1 | 0 | 0 |  | 0 |  | 0
|  |  |  | 23.8 | 47.6 | 0 | 0 | 0 | 0 | 0 | 12.23 | 0.12502 | 0 | 47.6 | 47.6 | 1 | 0 | 0 |  | 0 |  | 0
|  |  |  | 22.88 | 45.76 | 0 | 0 | 0 | 0 | 0 | 12.23 | 0.12502 | 0 | 45.76 | 45.76 | 1 | 0 | 0 |  | 0 |  | 0
|  |  |  | 22.92 | 45.84 | 0 | 0 | 0 | 0 | 0 | 12.23 | 0.12502 | 0 | 45.84 | 45.84 | 1 | 0 | 0 |  | 0 |  | 0
|  |  |  | 25.04 | 50.08 | 0 | 0 | 0 | 0 | 0 | 12.23 | 0.12502 | 0 | 50.08 | 50.08 | 1 | 0 | 0 |  | 0 |  | 0
|  |  |  | 25.72 | 51.44 | 0 | 0 | 0 | 0 | 0 | 7.48 | 0.12502 | 0 | 51.44 | 51.44 | 1 | 0 | 0 |  | 0 |  | 0
|  |  |  | 25.72 | 51.44 | 0 | 0 | 0 | 0 | 0 | 7.48 | 0.12502 | 0 | 51.44 | 51.44 | 1 | 0 | 0 |  | 0 |  | 0
|  |  |  | 26.48 | 52.96 | 0 | 0 | 0 | 0 | 0 | 7.48 | 0.12502 | 0 | 52.96 | 50.24 | 0.2 | 0 | 2.72 |  | 0 |  | 0
|  |  |  | 24.48 | 48.96 | 0 | 0 | 0 | 0 | 0 | 7.48 | 0.10709 | 2.72 | 48.96 | 48.96 | 0.91885 | 0 | 0 |  | 0 |  | 0
|  |  |  | 19.28 | 38.56 | 0 | 0 | 0 | 0 | 0 | 7.48 | 0.10709 | 0.307 | 38.56 | 38.56 | 1 | 0 | 0 |  | 0 |  | 0
|  |  |  | 14.88 | 29.76 | 0 | 0 | 0 | 0 | 0 | 7.48 | 0.10709 | 0 | 29.76 | 29.76 | 1 | 0 | 0 |  | 0 |  | 0
|  |  |  | 14.56 | 29.12 | 0 | 0 | 0 | 0 | 0 | 7.48 | 0.10709 | 0 | 29.12 | 29.12 | 1 | 0 | 0 |  | 0 |  | 0
|  |  |  | 13.96 | 27.92 | 0 | 0 | 0 | 0 | 0 | 7.48 | 0.10709 | 0 | 27.92 | 27.92 | 1 | 0 | 0 |  | 0 |  | 0
|  |  |  | 16.6 | 33.2 | 0 | 0 | 0 | 0 | 0 | 7.48 | 0.10709 | 0 | 33.2 | 33.2 | 1 | 0 | 0 |  | 0 |  | 0
|  |  |  | 18.28 | 36.56 | 0 | 0 | 0 | 0 | 0 | 7.48 | 0.10709 | 0 | 36.56 | 36.56 | 1 | 0 | 0 |  | 0 |  | 0
|  |  |  | 16.24 | 32.48 | 0 | 0 | 0 | 0 | 0 | 7.48 | 0.10709 | 0 | 32.48 | 32.48 | 1 | 0 | 0 |  | 0 |  | 0
|  |  |  | 14.8 | 29.6 | 0 | 0 | 0 | 0 | 0 | 7.48 | 0.10709 | 0 | 29.6 | 29.6 | 1 | 0 | 0 |  | 0 |  | 0
|  |  |  | 16.36 | 32.72 | 0 | 0 | 0 | 0 | 0 | 7.48 | 0.10709 | 0 | 32.72 | 32.72 | 1 | 0 | 0 |  | 0 |  | 0
|  |  |  | 22.84 | 45.68 | 0 | 0 | 0 | 0 | 0 | 7.48 | 0.10709 | 0 | 45.68 | 45.68 | 1 | 0 | 0 |  | 0 |  | 0
|  |  |  | 23.4 | 46.8 | 0 | 0 | 0 | 0 | 0 | 7.48 | 0.10709 | 0 | 46.8 | 46.8 | 1 | 0 | 0 |  | 0 |  | 0
|  |  |  | 24.16 | 48.32 | 0 | 0 | 0 | 0 | 0 | 7.48 | 0.10709 | 0 | 48.32 | 48.32 | 1 | 0 | 0 |  | 0 |  | 0
|  |  |  | 26.48 | 52.96 | 0 | 0 | 0 | 0 | 0 | 7.48 | 0.10709 | 0 | 52.96 | 52.96 | 1 | 0 | 0 |  | 0 |  | 0
|  |  |  | 28.92 | 57.84 | 0 | 0 | 0 | 0 | 0 | 7.48 | 0.10709 | 0 | 57.84 | 57.84 | 1 | 0 | 0 |  | 0 |  | 0
|  |  |  | 29.8 | 59.6 | 0 | 0 | 0 | 0 | 0 | 7.48 | 0.10709 | 0 | 59.6 | 59.6 | 1 | 0 | 0 |  | 0 |  | 0
|  |  |  | 26.52 | 53.04 | 0 | 0 | 0 | 0 | 0 | 7.48 | 0.10709 | 0 | 53.04 | 53.04 | 1 | 0 | 0 |  | 0 |  | 0
|  |  |  | 25.04 | 50.08 | 0 | 0 | 0 | 0 | 0 | 7.48 | 0.10709 | 0 | 50.08 | 50.08 | 1 | 0 | 0 |  | 0 |  | 0
|  |  |  | 24.72 | 49.44 | 0 | 0 | 0 | 0 | 0 | 7.48 | 0.10709 | 0 | 49.44 | 49.44 | 1 | 0 | 0 |  | 0 |  | 0
|  |  |  | 23.2 | 46.4 | 0 | 0 | 0 | 0 | 0 | 7.48 | 0.10709 | 0 | 46.4 | 46.4 | 1 | 0 | 0 |  | 0 |  | 0
|  |  |  | 25 | 50 | 0 | 0 | 0 | 0 | 0 | 7.48 | 0.10709 | 0 | 50 | 50 | 1 | 0 | 0 |  | 0 |  | 0
|  |  |  | 24.92 | 49.84 | 0 | 0 | 0 | 0 | 0 | 7.48 | 0.10709 | 0 | 49.84 | 49.84 | 1 | 0 | 0 |  | 0 |  | 0
|  |  |  | 25.56 | 51.12 | 0 | 0 | 0 | 0 | 0 | 7.48 | 0.10709 | 0 | 51.12 | 51.12 | 1 | 0 | 0 |  | 0 |  | 0
|  |  |  | 25.72 | 51.44 | 0 | 0 | 0 | 0 | 0 | 7.48 | 0.10709 | 0 | 51.44 | 51.44 | 1 | 0 | 0 |  | 0 |  | 0
|  |  |  | 24.56 | 49.12 | 0 | 0 | 0 | 0 | 0 | 7.48 | 0.10709 | 0 | 49.12 | 49.12 | 1 | 0 | 0 |  | 0 |  | 0
|  |  |  | 21.64 | 43.28 | 0 | 0 | 0 | 0 | 0 | 7.48 | 0.10709 | 0 | 43.28 | 43.28 | 1 | 0 | 0 |  | 0 |  | 0
|  |  |  | 16 | 32 | 0 | 0 | 0 | 0 | 0 | 7.48 | 0.10709 | 0 | 32 | 32 | 1 | 0 | 0 |  | 0 |  | 0
|  |  |  | 13.88 | 27.76 | 0 | 0 | 0 | 0 | 0 | 7.48 | 0.10709 | 0 | 27.76 | 27.76 | 1 | 0 | 0 |  | 0 |  | 0
|  |  |  | 13.56 | 27.12 | 0 | 0 | 0 | 0 | 0 | 7.48 | 0.10709 | 0 | 27.12 | 27.12 | 1 | 0 | 0 |  | 0 |  | 0
|  |  |  | 16.84 | 33.68 | 0 | 0 | 0 | 0 | 0 | 7.48 | 0.10709 | 0 | 33.68 | 33.68 | 1 | 0 | 0 |  | 0 |  | 0
|  |  |  | 18.16 | 36.32 | 0 | 0 | 0 | 0 | 0 | 7.48 | 0.10709 | 0 | 36.32 | 36.32 | 1 | 0 | 0 |  | 0 |  | 0
|  |  |  | 14.36 | 28.72 | 0 | 0 | 0 | 0 | 0 | 7.48 | 0.10709 | 0 | 28.72 | 28.72 | 1 | 0 | 0 |  | 0 |  | 0
|  |  |  | 13.2 | 26.4 | 0 | 0 | 0 | 0 | 0 | 7.48 | 0.10709 | 0 | 26.4 | 26.4 | 1 | 0 | 0 |  | 0 |  | 0
|  |  |  | 15 | 30 | 0 | 0 | 0 | 0 | 0 | 7.48 | 0.10709 | 0 | 30 | 30 | 1 | 0 | 0 |  | 0 |  | 0
|  |  |  | 21.72 | 43.44 | 0 | 0 | 0 | 0 | 0 | 7.48 | 0.10709 | 0 | 43.44 | 43.44 | 1 | 0 | 0 |  | 0 |  | 0
|  |  |  | 22.88 | 45.76 | 0 | 0 | 0 | 0 | 0 | 7.48 | 0.10709 | 0 | 45.76 | 45.76 | 1 | 0 | 0 |  | 0 |  | 0
|  |  |  | 25.56 | 51.12 | 0 | 0 | 0 | 0 | 0 | 7.48 | 0.10709 | 0 | 51.12 | 51.12 | 1 | 0 | 0 |  | 0 |  | 0
|  |  |  | 27.88 | 55.76 | 0 | 0 | 0 | 0 | 0 | 7.48 | 0.10709 | 0 | 55.76 | 55.76 | 1 | 0 | 0 |  | 0 |  | 0
|  |  |  | 32.48 | 64.96 | 0 | 0 | 0 | 0 | 0 | 7.48 | 0.12502 | 0 | 64.96 | 64.96 | 1 | 0 | 0 |  | 0 |  | 0
|  |  |  | 33.52 | 67.04 | 0 | 0 | 0 | 0 | 0 | 7.48 | 0.12502 | 0 | 67.04 | 66.12 | 0.72941 | 0 | 0.92 |  | 0 |  | 0
|  |  |  | 29 | 58 | 0 | 0 | 0 | 0 | 0 | 7.48 | 0.12502 | 0 | 58 | 58 | 0.72941 | 0 | 0 |  | 0 |  | 0
|  |  |  | 27.56 | 55.12 | 0 | 0 | 0 | 0 | 0 | 12.23 | 0.12502 | 0 | 55.12 | 55.12 | 0.72941 | 0 | 0 |  | 0 |  | 0
|  |  |  | 26.88 | 53.76 | 0 | 0 | 0 | 0 | 0 | 12.23 | 0.12502 | 0 | 53.76 | 53.76 | 0.72941 | 0 | 0 |  | 0 |  | 0
|  |  |  | 25.64 | 51.28 | 0 | 0 | 0 | 0 | 0 | 12.23 | 0.12502 | 0 | 51.28 | 51.28 | 0.72941 | 0 | 0 |  | 0 |  | 0
|  |  |  | 26.44 | 52.88 | 0 | 0 | 0 | 0 | 0 | 12.23 | 0.12502 | 0 | 52.88 | 52.88 | 0.72941 | 0 | 0 |  | 0 |  | 0
|  |  |  | 26.04 | 52.08 | 0 | 0 | 0 | 0 | 0 | 7.48 | 0.12502 | 0 | 52.08 | 52.08 | 0.72941 | 0 | 0 |  | 0 |  | 0
|  |  |  | 26.24 | 52.48 | 0 | 0 | 0 | 0 | 0 | 7.48 | 0.12502 | 0 | 52.48 | 52.48 | 0.72941 | 0 | 0 |  | 0 |  | 0
|  |  |  | 25.96 | 51.92 | 0 | 0 | 0 | 0 | 0 | 7.48 | 0.12502 | 0 | 51.92 | 50.12 | 0.2 | 0 | 1.8 |  | 0 |  | 0
|  |  |  | 25.92 | 51.84 | 0 | 0 | 0 | 0 | 0 | 7.48 | 0.10709 | 2.72 | 51.84 | 51.84 | 0.91885 | 0 | 0 |  | 0 |  | 0
|  |  |  | 23.36 | 46.72 | 0 | 0 | 0 | 0 | 0 | 7.48 | 0.10709 | 0.307 | 46.72 | 46.72 | 1 | 0 | 0 |  | 0 |  | 0
|  |  |  | 20.96 | 41.92 | 0 | 0 | 0 | 0 | 0 | 7.48 | 0.10709 | 0 | 41.92 | 41.92 | 1 | 0 | 0 |  | 0 |  | 0
|  |  |  | 20.56 | 41.12 | 0 | 0 | 0 | 0 | 0 | 7.48 | 0.10709 | 0 | 41.12 | 41.12 | 1 | 0 | 0 |  | 0 |  | 0
|  |  |  | 19.96 | 39.92 | 0 | 0 | 0 | 0 | 0 | 7.48 | 0.10709 | 0 | 39.92 | 39.92 | 1 | 0 | 0 |  | 0 |  | 0
|  |  |  | 18.48 | 36.96 | 0 | 0 | 0 | 0 | 0 | 7.48 | 0.10709 | 0 | 36.96 | 36.96 | 1 | 0 | 0 |  | 0 |  | 0
|  |  |  | 14.8 | 29.6 | 0 | 0 | 0 | 0 | 0 | 7.48 | 0.10709 | 0 | 29.6 | 29.6 | 1 | 0 | 0 |  | 0 |  | 0
|  |  |  | 14.52 | 29.04 | 0 | 0 | 0 | 0 | 0 | 7.48 | 0.10709 | 0 | 29.04 | 29.04 | 1 | 0 | 0 |  | 0 |  | 0
|  |  |  | 14.96 | 29.92 | 0 | 0 | 0 | 0 | 0 | 7.48 | 0.10709 | 0 | 29.92 | 29.92 | 1 | 0 | 0 |  | 0 |  | 0
|  |  |  | 16.4 | 32.8 | 0 | 0 | 0 | 0 | 0 | 7.48 | 0.10709 | 0 | 32.8 | 32.8 | 1 | 0 | 0 |  | 0 |  | 0
|  |  |  | 23.68 | 47.36 | 0 | 0 | 0 | 0 | 0 | 7.48 | 0.10709 | 0 | 47.36 | 47.36 | 1 | 0 | 0 |  | 0 |  | 0
|  |  |  | 24.6 | 49.2 | 0 | 0 | 0 | 0 | 0 | 7.48 | 0.10709 | 0 | 49.2 | 49.2 | 1 | 0 | 0 |  | 0 |  | 0
|  |  |  | 27.36 | 54.72 | 0 | 0 | 0 | 0 | 0 | 7.48 | 0.10709 | 0 | 54.72 | 54.72 | 1 | 0 | 0 |  | 0 |  | 0
|  |  |  | 26.76 | 53.52 | 0 | 0 | 0 | 0 | 0 | 7.48 | 0.10709 | 0 | 53.52 | 53.52 | 1 | 0 | 0 |  | 0 |  | 0
|  |  |  | 27.48 | 54.96 | 0 | 0 | 0 | 0 | 0 | 7.48 | 0.12502 | 0 | 54.96 | 54.96 | 1 | 0 | 0 |  | 0 |  | 0
|  |  |  | 27.92 | 55.84 | 0 | 0 | 0 | 0 | 0 | 7.48 | 0.12502 | 0 | 55.84 | 55.84 | 1 | 0 | 0 |  | 0 |  | 0
|  |  |  | 26.88 | 53.76 | 0 | 0 | 0 | 0 | 0 | 7.48 | 0.12502 | 0 | 53.76 | 53.76 | 1 | 0 | 0 |  | 0 |  | 0
|  |  |  | 25.44 | 50.88 | 0 | 0 | 0 | 0 | 0 | 12.23 | 0.12502 | 0 | 50.88 | 50.88 | 1 | 0 | 0 |  | 0 |  | 0
|  |  |  | 24.36 | 48.72 | 0 | 0 | 0 | 0 | 0 | 12.23 | 0.12502 | 0 | 48.72 | 48.72 | 1 | 0 | 0 |  | 0 |  | 0
|  |  |  | 25.04 | 50.08 | 0 | 0 | 0 | 0 | 0 | 12.23 | 0.12502 | 0 | 50.08 | 50.08 | 1 | 0 | 0 |  | 0 |  | 0
|  |  |  | 26.24 | 52.48 | 0 | 0 | 0 | 0 | 0 | 12.23 | 0.12502 | 0 | 52.48 | 52.48 | 1 | 0 | 0 |  | 0 |  | 0
|  |  |  | 26.08 | 52.16 | 0 | 0 | 0 | 0 | 0 | 7.48 | 0.12502 | 0 | 52.16 | 52.16 | 1 | 0 | 0 |  | 0 |  | 0
|  |  |  | 26.92 | 53.84 | 0 | 0 | 0 | 0 | 0 | 7.48 | 0.12502 | 0 | 53.84 | 53.84 | 1 | 0 | 0 |  | 0 |  | 0
|  |  |  | 26.44 | 52.88 | 0 | 0 | 0 | 0 | 0 | 7.48 | 0.12502 | 0 | 52.88 | 50.16 | 0.2 | 0 | 2.72 |  | 0 |  | 0
|  |  |  | 25.44 | 50.88 | 0 | 0 | 0 | 0 | 0 | 7.48 | 0.10709 | 2.72 | 50.88 | 50.88 | 0.91885 | 0 | 0 |  | 0 |  | 0
|  |  |  | 22.64 | 45.28 | 0 | 0 | 0 | 0 | 0 | 7.48 | 0.10709 | 0.307 | 45.28 | 45.28 | 1 | 0 | 0 |  | 0 |  | 0
|  |  |  | 20.08 | 40.16 | 0 | 0 | 0 | 0 | 0 | 7.48 | 0.10709 | 0 | 40.16 | 40.16 | 1 | 0 | 0 |  | 0 |  | 0
|  |  |  | 18 | 36 | 0 | 0 | 0 | 0 | 0 | 7.48 | 0.10709 | 0 | 36 | 36 | 1 | 0 | 0 |  | 0 |  | 0
|  |  |  | 17.12 | 34.24 | 0 | 0 | 0 | 0 | 0 | 7.48 | 0.10709 | 0 | 34.24 | 34.24 | 1 | 0 | 0 |  | 0 |  | 0
|  |  |  | 16.2 | 32.4 | 0 | 0 | 0 | 0 | 0 | 7.48 | 0.10709 | 0 | 32.4 | 32.4 | 1 | 0 | 0 |  | 0 |  | 0
|  |  |  | 15.4 | 30.8 | 0 | 0 | 0 | 0 | 0 | 7.48 | 0.10709 | 0 | 30.8 | 30.8 | 1 | 0 | 0 |  | 0 |  | 0
|  |  |  | 14.72 | 29.44 | 0 | 0 | 0 | 0 | 0 | 7.48 | 0.10709 | 0 | 29.44 | 29.44 | 1 | 0 | 0 |  | 0 |  | 0
|  |  |  | 15.96 | 31.92 | 0 | 0 | 0 | 0 | 0 | 7.48 | 0.10709 | 0 | 31.92 | 31.92 | 1 | 0 | 0 |  | 0 |  | 0
|  |  |  | 16.72 | 33.44 | 0 | 0 | 0 | 0 | 0 | 7.48 | 0.10709 | 0 | 33.44 | 33.44 | 1 | 0 | 0 |  | 0 |  | 0
|  |  |  | 16.4 | 32.8 | 0 | 0 | 0 | 0 | 0 | 7.48 | 0.10709 | 0 | 32.8 | 32.8 | 1 | 0 | 0 |  | 0 |  | 0
|  |  |  | 19.84 | 39.68 | 0 | 0 | 0 | 0 | 0 | 7.48 | 0.10709 | 0 | 39.68 | 39.68 | 1 | 0 | 0 |  | 0 |  | 0
|  |  |  | 21.8 | 43.6 | 0 | 0 | 0 | 0 | 0 | 7.48 | 0.10709 | 0 | 43.6 | 43.6 | 1 | 0 | 0 |  | 0 |  | 0
|  |  |  | 24.56 | 49.12 | 0 | 0 | 0 | 0 | 0 | 7.48 | 0.10709 | 0 | 49.12 | 49.12 | 1 | 0 | 0 |  | 0 |  | 0
|  |  |  | 24.5333 | 49.0667 | 0 | 0 | 0 | 0 | 0 | 7.48 | 0.12502 | 0 | 49.067 | 49.067 | 1 | 0 | 0 |  | 0 |  | 0
|  |  |  | 25.2133 | 50.4267 | 0 | 0 | 0 | 0 | 0 | 7.48 | 0.12502 | 0 | 50.427 | 50.427 | 1 | 0 | 0 |  | 0 |  | 0
|  |  |  | 24.12 | 48.24 | 0 | 0 | 0 | 0 | 0 | 7.48 | 0.12502 | 0 | 48.24 | 48.24 | 1 | 0 | 0 |  | 0 |  | 0
|  |  |  | 23.9067 | 47.8133 | 0 | 0 | 0 | 0 | 0 | 12.23 | 0.12502 | 0 | 47.813 | 47.813 | 1 | 0 | 0 |  | 0 |  | 0
|  |  |  | 24.1067 | 48.2133 | 0 | 0 | 0 | 0 | 0 | 12.23 | 0.12502 | 0 | 48.213 | 48.213 | 1 | 0 | 0 |  | 0 |  | 0
|  |  |  | 23.84 | 47.68 | 0 | 0 | 0 | 0 | 0 | 12.23 | 0.12502 | 0 | 47.68 | 47.68 | 1 | 0 | 0 |  | 0 |  | 0
|  |  |  | 26.28 | 52.56 | 0 | 0 | 0 | 0 | 0 | 12.23 | 0.12502 | 0 | 52.56 | 52.56 | 1 | 0 | 0 |  | 0 |  | 0
|  |  |  | 27.16 | 54.32 | 0 | 0 | 0 | 0 | 0 | 7.48 | 0.12502 | 0 | 54.32 | 54.32 | 1 | 0 | 0 |  | 0 |  | 0
|  |  |  | 23.56 | 47.12 | 0 | 0 | 0 | 0 | 0 | 7.48 | 0.12502 | 0 | 47.12 | 47.12 | 1 | 0 | 0 |  | 0 |  | 0
|  |  |  | 21.56 | 43.12 | 0 | 0 | 0 | 0 | 0 | 7.48 | 0.12502 | 0 | 43.12 | 40.4 | 0.2 | 0 | 2.72 |  | 0 |  | 0
|  |  |  | 21.8 | 43.6 | 0 | 0 | 0 | 0 | 0 | 7.48 | 0.10709 | 2.72 | 43.6 | 43.6 | 0.91885 | 0 | 0 |  | 0 |  | 0
|  |  |  | 21.92 | 43.84 | 0 | 0 | 0 | 0 | 0 | 7.48 | 0.10709 | 0.307 | 43.84 | 43.84 | 1 | 0 | 0 |  | 0 |  | 0
|  |  |  | 17.28 | 34.56 | 0 | 0 | 0 | 0 | 0 | 7.48 | 0.10709 | 0 | 34.56 | 34.56 | 1 | 0 | 0 |  | 0 |  | 0
|  |  |  | 12.88 | 25.76 | 0 | 0 | 0 | 0 | 0 | 7.48 | 0.10709 | 0 | 25.76 | 25.76 | 1 | 0 | 0 |  | 0 |  | 0
|  |  |  | 15.68 | 31.36 | 0 | 0 | 0 | 0 | 0 | 7.48 | 0.10709 | 0 | 31.36 | 31.36 | 1 | 0 | 0 |  | 0 |  | 0
|  |  |  | 14.84 | 29.68 | 0 | 0 | 0 | 0 | 0 | 7.48 | 0.10709 | 0 | 29.68 | 29.68 | 1 | 0 | 0 |  | 0 |  | 0
|  |  |  | 17.72 | 35.44 | 0 | 0 | 0 | 0 | 0 | 7.48 | 0.10709 | 0 | 35.44 | 35.44 | 1 | 0 | 0 |  | 0 |  | 0
|  |  |  | 18.36 | 36.72 | 0 | 0 | 0 | 0 | 0 | 7.48 | 0.10709 | 0 | 36.72 | 36.72 | 1 | 0 | 0 |  | 0 |  | 0
|  |  |  | 17.08 | 34.16 | 0 | 0 | 0 | 0 | 0 | 7.48 | 0.10709 | 0 | 34.16 | 34.16 | 1 | 0 | 0 |  | 0 |  | 0
|  |  |  | 16.84 | 33.68 | 0 | 0 | 0 | 0 | 0 | 7.48 | 0.10709 | 0 | 33.68 | 33.68 | 1 | 0 | 0 |  | 0 |  | 0
|  |  |  | 16.4 | 32.8 | 0 | 0 | 0 | 0 | 0 | 7.48 | 0.10709 | 0 | 32.8 | 32.8 | 1 | 0 | 0 |  | 0 |  | 0
|  |  |  | 16.76 | 33.52 | 0 | 0 | 0 | 0 | 0 | 7.48 | 0.10709 | 0 | 33.52 | 33.52 | 1 | 0 | 0 |  | 0 |  | 0
|  |  |  | 21.88 | 43.76 | 0 | 0 | 0 | 0 | 0 | 7.48 | 0.10709 | 0 | 43.76 | 43.76 | 1 | 0 | 0 |  | 0 |  | 0
|  |  |  | 23.92 | 47.84 | 0 | 0 | 0 | 0 | 0 | 7.48 | 0.10709 | 0 | 47.84 | 47.84 | 1 | 0 | 0 |  | 0 |  | 0
|  |  |  | 23.16 | 46.32 | 0 | 0 | 0 | 0 | 0 | 7.48 | 0.12502 | 0 | 46.32 | 46.32 | 1 | 0 | 0 |  | 0 |  | 0
|  |  |  | 22.84 | 45.68 | 0 | 0 | 0 | 0 | 0 | 7.48 | 0.12502 | 0 | 45.68 | 45.68 | 1 | 0 | 0 |  | 0 |  | 0
|  |  |  | 23.04 | 46.08 | 0 | 0 | 0 | 0 | 0 | 7.48 | 0.12502 | 0 | 46.08 | 46.08 | 1 | 0 | 0 |  | 0 |  | 0
|  |  |  | 22.84 | 45.68 | 0 | 0 | 0 | 0 | 0 | 12.23 | 0.12502 | 0 | 45.68 | 45.68 | 1 | 0 | 0 |  | 0 |  | 0
|  |  |  | 23.02 | 46.04 | 0 | 0 | 0 | 0 | 0 | 12.23 | 0.12502 | 0 | 46.04 | 46.04 | 1 | 0 | 0 |  | 0 |  | 0
|  |  |  | 22.84 | 45.68 | 0 | 0 | 0 | 0 | 0 | 12.23 | 0.12502 | 0 | 45.68 | 45.68 | 1 | 0 | 0 |  | 0 |  | 0
|  |  |  | 24.6 | 49.2 | 0 | 0 | 0 | 0 | 0 | 12.23 | 0.12502 | 0 | 49.2 | 49.2 | 1 | 0 | 0 |  | 0 |  | 0
|  |  |  | 23.32 | 46.64 | 0 | 0 | 0 | 0 | 0 | 7.48 | 0.12502 | 0 | 46.64 | 46.64 | 1 | 0 | 0 |  | 0 |  | 0
|  |  |  | 21.32 | 42.64 | 0 | 0 | 0 | 0 | 0 | 7.48 | 0.12502 | 0 | 42.64 | 42.64 | 1 | 0 | 0 |  | 0 |  | 0
|  |  |  | 17 | 34 | 0 | 0 | 0 | 0 | 0 | 7.48 | 0.12502 | 0 | 34 | 31.28 | 0.2 | 0 | 2.72 |  | 0 |  | 0
|  |  |  | 16.56 | 33.12 | 0 | 0 | 0 | 0 | 0 | 7.48 | 0.10709 | 2.72 | 33.12 | 33.12 | 0.91885 | 0 | 0 |  | 0 |  | 0
|  |  |  | 18.44 | 36.88 | 0 | 0 | 0 | 0 | 0 | 7.48 | 0.10709 | 0.307 | 36.88 | 36.88 | 1 | 0 | 0 |  | 0 |  | 0
|  |  |  | 16.52 | 33.04 | 0 | 0 | 0 | 0 | 0 | 7.48 | 0.10709 | 0 | 33.04 | 33.04 | 1 | 0 | 0 |  | 0 |  | 0
|  |  |  | 11.4 | 22.8 | 0 | 0 | 0 | 0 | 0 | 7.48 | 0.10709 | 0 | 22.8 | 22.8 | 1 | 0 | 0 |  | 0 |  | 0
|  |  |  | 10 | 20 | 0 | 0 | 0 | 0 | 0 | 7.48 | 0.10709 | 0 | 20 | 20 | 1 | 0 | 0 |  | 0 |  | 0
|  |  |  | 13.04 | 26.08 | 0 | 0 | 0 | 0 | 0 | 7.48 | 0.10709 | 0 | 26.08 | 26.08 | 1 | 0 | 0 |  | 0 |  | 0
|  |  |  | 14.88 | 29.76 | 0 | 0 | 0 | 0 | 0 | 7.48 | 0.10709 | 0 | 29.76 | 29.76 | 1 | 0 | 0 |  | 0 |  | 0
|  |  |  | 16.44 | 32.88 | 0 | 0 | 0 | 0 | 0 | 7.48 | 0.10709 | 0 | 32.88 | 32.88 | 1 | 0 | 0 |  | 0 |  | 0
|  |  |  | 16.16 | 32.32 | 0 | 0 | 0 | 0 | 0 | 7.48 | 0.10709 | 0 | 32.32 | 32.32 | 1 | 0 | 0 |  | 0 |  | 0
|  |  |  | 17.08 | 34.16 | 0 | 0 | 0 | 0 | 0 | 7.48 | 0.10709 | 0 | 34.16 | 34.16 | 1 | 0 | 0 |  | 0 |  | 0
|  |  |  | 22.64 | 45.28 | 0 | 0 | 0 | 0 | 0 | 7.48 | 0.10709 | 0 | 45.28 | 45.28 | 1 | 0 | 0 |  | 0 |  | 0
|  |  |  | 25.92 | 51.84 | 0 | 0 | 0 | 0 | 0 | 7.48 | 0.10709 | 0 | 51.84 | 51.84 | 1 | 0 | 0 |  | 0 |  | 0
|  |  |  | 28.72 | 57.44 | 0 | 0 | 0 | 0 | 0 | 7.48 | 0.10709 | 0 | 57.44 | 57.44 | 1 | 0 | 0 |  | 0 |  | 0
|  |  |  | 29.56 | 59.12 | 0 | 0 | 0 | 0 | 0 | 7.48 | 0.10709 | 0 | 59.12 | 59.12 | 1 | 0 | 0 |  | 0 |  | 0
|  |  |  | 34.24 | 68.48 | 0 | 0 | 0 | 0 | 0 | 7.48 | 0.12502 | 0 | 68.48 | 66.12 | 0.30588 | 0 | 2.36 |  | 0 |  | 0
|  |  |  | 33.24 | 66.48 | 0 | 0 | 0 | 0 | 0 | 7.48 | 0.12502 | 0 | 66.48 | 66.12 | 0.2 | 0 | 0.36 |  | 0 |  | 0
|  |  |  | 29 | 58 | 0 | 0 | 0 | 0 | 0 | 7.48 | 0.12502 | 0 | 58 | 58 | 0.2 | 0 | 0 |  | 0 |  | 0
|  |  |  | 26.08 | 52.16 | 0 | 0 | 0 | 0 | 0 | 12.23 | 0.12502 | 0 | 52.16 | 52.16 | 0.2 | 0 | 0 |  | 0 |  | 0
|  |  |  | 23.72 | 47.44 | 0 | 0 | 0 | 0 | 0 | 12.23 | 0.12502 | 0 | 47.44 | 47.44 | 0.2 | 0 | 0 |  | 0 |  | 0
|  |  |  | 22.08 | 44.16 | 0 | 0 | 0 | 0 | 0 | 12.23 | 0.12502 | 0 | 44.16 | 44.16 | 0.2 | 0 | 0 |  | 0 |  | 0
|  |  |  | 23.88 | 47.76 | 0 | 0 | 0 | 0 | 0 | 12.23 | 0.12502 | 0 | 47.76 | 47.76 | 0.2 | 0 | 0 |  | 0 |  | 0
|  |  |  | 26.28 | 52.56 | 0 | 0 | 0 | 0 | 0 | 7.48 | 0.12502 | 0 | 52.56 | 52.56 | 0.2 | 0 | 0 |  | 0 |  | 0
|  |  |  | 27.28 | 54.56 | 0 | 0 | 0 | 0 | 0 | 7.48 | 0.12502 | 0 | 54.56 | 54.56 | 0.2 | 0 | 0 |  | 0 |  | 0
|  |  |  | 27.08 | 54.16 | 0 | 0 | 0 | 0 | 0 | 7.48 | 0.12502 | 0 | 54.16 | 54.16 | 0.2 | 0 | 0 |  | 0 |  | 0
|  |  |  | 27.2 | 54.4 | 0 | 0 | 0 | 0 | 0 | 7.48 | 0.10709 | 2.72 | 54.4 | 54.4 | 0.91885 | 0 | 0 |  | 0 |  | 0
|  |  |  | 25.12 | 50.24 | 0 | 0 | 0 | 0 | 0 | 7.48 | 0.10709 | 0.307 | 50.24 | 50.24 | 1 | 0 | 0 |  | 0 |  | 0
|  |  |  | 18.56 | 37.12 | 0 | 0 | 0 | 0 | 0 | 7.48 | 0.10709 | 0 | 37.12 | 37.12 | 1 | 0 | 0 |  | 0 |  | 0
|  |  |  | 12.08 | 24.16 | 0 | 0 | 0 | 0 | 0 | 7.48 | 0.10709 | 0 | 24.16 | 24.16 | 1 | 0 | 0 |  | 0 |  | 0
|  |  |  | 10.28 | 20.56 | 0 | 0 | 0 | 0 | 0 | 7.48 | 0.10709 | 0 | 20.56 | 20.56 | 1 | 0 | 0 |  | 0 |  | 0
|  |  |  | 13.16 | 26.32 | 0 | 0 | 0 | 0 | 0 | 7.48 | 0.10709 | 0 | 26.32 | 26.32 | 1 | 0 | 0 |  | 0 |  | 0
|  |  |  | 16.32 | 32.64 | 0 | 0 | 0 | 0 | 0 | 7.48 | 0.10709 | 0 | 32.64 | 32.64 | 1 | 0 | 0 |  | 0 |  | 0
|  |  |  | 16.68 | 33.36 | 0 | 0 | 0 | 0 | 0 | 7.48 | 0.10709 | 0 | 33.36 | 33.36 | 1 | 0 | 0 |  | 0 |  | 0
|  |  |  | 16.12 | 32.24 | 0 | 0 | 0 | 0 | 0 | 7.48 | 0.10709 | 0 | 32.24 | 32.24 | 1 | 0 | 0 |  | 0 |  | 0
|  |  |  | 17.6 | 35.2 | 0 | 0 | 0 | 0 | 0 | 7.48 | 0.10709 | 0 | 35.2 | 35.2 | 1 | 0 | 0 |  | 0 |  | 0
|  |  |  | 21.88 | 43.76 | 0 | 0 | 0 | 0 | 0 | 7.48 | 0.10709 | 0 | 43.76 | 43.76 | 1 | 0 | 0 |  | 0 |  | 0
|  |  |  | 23.96 | 47.92 | 0 | 0 | 0 | 0 | 0 | 7.48 | 0.10709 | 0 | 47.92 | 47.92 | 1 | 0 | 0 |  | 0 |  | 0
|  |  |  | 26 | 52 | 0 | 0 | 0 | 0 | 0 | 7.48 | 0.10709 | 0 | 52 | 52 | 1 | 0 | 0 |  | 0 |  | 0
|  |  |  | 26.6 | 53.2 | 0 | 0 | 0 | 0 | 0 | 7.48 | 0.10709 | 0 | 53.2 | 53.2 | 1 | 0 | 0 |  | 0 |  | 0
|  |  |  | 27.4 | 54.8 | 0 | 0 | 0 | 0 | 0 | 7.48 | 0.10709 | 0 | 54.8 | 54.8 | 1 | 0 | 0 |  | 0 |  | 0
|  |  |  | 27.4 | 54.8 | 0 | 0 | 0 | 0 | 0 | 7.48 | 0.10709 | 0 | 54.8 | 54.8 | 1 | 0 | 0 |  | 0 |  | 0
|  |  |  | 25.56 | 51.12 | 0 | 0 | 0 | 0 | 0 | 7.48 | 0.10709 | 0 | 51.12 | 51.12 | 1 | 0 | 0 |  | 0 |  | 0
|  |  |  | 24.8 | 49.6 | 0 | 0 | 0 | 0 | 0 | 7.48 | 0.10709 | 0 | 49.6 | 49.6 | 1 | 0 | 0 |  | 0 |  | 0
|  |  |  | 23.24 | 46.48 | 0 | 0 | 0 | 0 | 0 | 7.48 | 0.10709 | 0 | 46.48 | 46.48 | 1 | 0 | 0 |  | 0 |  | 0
|  |  |  | 22.88 | 45.76 | 0 | 0 | 0 | 0 | 0 | 7.48 | 0.10709 | 0 | 45.76 | 45.76 | 1 | 0 | 0 |  | 0 |  | 0
|  |  |  | 25.72 | 51.44 | 0 | 0 | 0 | 0 | 0 | 7.48 | 0.10709 | 0 | 51.44 | 51.44 | 1 | 0 | 0 |  | 0 |  | 0
|  |  |  | 26.44 | 52.88 | 0 | 0 | 0 | 0 | 0 | 7.48 | 0.10709 | 0 | 52.88 | 52.88 | 1 | 0 | 0 |  | 0 |  | 0
|  |  |  | 26.08 | 52.16 | 0 | 0 | 0 | 0 | 0 | 7.48 | 0.10709 | 0 | 52.16 | 52.16 | 1 | 0 | 0 |  | 0 |  | 0
|  |  |  | 26.08 | 52.16 | 0 | 0 | 0 | 0 | 0 | 7.48 | 0.10709 | 0 | 52.16 | 52.16 | 1 | 0 | 0 |  | 0 |  | 0
|  |  |  | 25.56 | 51.12 | 0 | 0 | 0 | 0 | 0 | 7.48 | 0.10709 | 0 | 51.12 | 51.12 | 1 | 0 | 0 |  | 0 |  | 0
|  |  |  | 19.84 | 39.68 | 0 | 0 | 0 | 0 | 0 | 7.48 | 0.10709 | 0 | 39.68 | 39.68 | 1 | 0 | 0 |  | 0 |  | 0
|  |  |  | 15.12 | 30.24 | 0 | 0 | 0 | 0 | 0 | 7.48 | 0.10709 | 0 | 30.24 | 30.24 | 1 | 0 | 0 |  | 0 |  | 0
|  |  |  | 10.4 | 20.8 | 0 | 0 | 0 | 0 | 0 | 7.48 | 0.10709 | 0 | 20.8 | 20.8 | 1 | 0 | 0 |  | 0 |  | 0
|  |  |  | 8.52 | 17.04 | 0 | 0 | 0 | 0 | 0 | 7.48 | 0.10709 | 0 | 17.04 | 17.04 | 1 | 0 | 0 |  | 0 |  | 0
|  |  |  | 10.48 | 20.96 | 0 | 0 | 0 | 0 | 0 | 7.48 | 0.10709 | 0 | 20.96 | 20.96 | 1 | 0 | 0 |  | 0 |  | 0
|  |  |  | 13.4 | 26.8 | 0 | 0 | 0 | 0 | 0 | 7.48 | 0.10709 | 0 | 26.8 | 26.8 | 1 | 0 | 0 |  | 0 |  | 0
|  |  |  | 15.08 | 30.16 | 0 | 0 | 0 | 0 | 0 | 7.48 | 0.10709 | 0 | 30.16 | 30.16 | 1 | 0 | 0 |  | 0 |  | 0
|  |  |  | 15.52 | 31.04 | 0 | 0 | 0 | 0 | 0 | 7.48 | 0.10709 | 0 | 31.04 | 31.04 | 1 | 0 | 0 |  | 0 |  | 0
|  |  |  | 17 | 34 | 0 | 0 | 0 | 0 | 0 | 7.48 | 0.10709 | 0 | 34 | 34 | 1 | 0 | 0 |  | 0 |  | 0
|  |  |  | 22.36 | 44.72 | 0 | 0 | 0 | 0 | 0 | 7.48 | 0.10709 | 0 | 44.72 | 44.72 | 1 | 0 | 0 |  | 0 |  | 0
|  |  |  | 23.8 | 47.6 | 0 | 0 | 0 | 0 | 0 | 7.48 | 0.10709 | 0 | 47.6 | 47.6 | 1 | 0 | 0 |  | 0 |  | 0
|  |  |  | 29 | 58 | 0 | 0 | 0 | 0 | 0 | 7.48 | 0.10709 | 0 | 58 | 58 | 1 | 0 | 0 |  | 0 |  | 0
|  |  |  | 32.28 | 64.56 | 0 | 0 | 0 | 0 | 0 | 7.48 | 0.10709 | 0 | 64.56 | 64.56 | 1 | 0 | 0 |  | 0 |  | 0
|  |  |  | 33.92 | 67.84 | 0 | 0 | 0 | 0 | 0 | 7.48 | 0.10709 | 0 | 67.84 | 66.12 | 0.49412 | 0 | 1.72 |  | 0 |  | 0
|  |  |  | 32.64 | 65.28 | 0 | 0 | 0 | 0 | 0 | 7.48 | 0.10709 | 0.84 | 65.28 | 65.28 | 0.71611 | 0 | 0 |  | 0 |  | 0
|  |  |  | 29.48 | 58.96 | 0 | 0 | 0 | 0 | 0 | 7.48 | 0.10709 | 1.074 | 58.96 | 58.96 | 1 | 0 | 0 |  | 0 |  | 0
|  |  |  | 28 | 56 | 0 | 0 | 0 | 0 | 0 | 7.48 | 0.10709 | 0 | 56 | 56 | 1 | 0 | 0 |  | 0 |  | 0
|  |  |  | 27.12 | 54.24 | 0 | 0 | 0 | 0 | 0 | 7.48 | 0.10709 | 0 | 54.24 | 54.24 | 1 | 0 | 0 |  | 0 |  | 0
|  |  |  | 25.6 | 51.2 | 0 | 0 | 0 | 0 | 0 | 7.48 | 0.10709 | 0 | 51.2 | 51.2 | 1 | 0 | 0 |  | 0 |  | 0
|  |  |  | 25.84 | 51.68 | 0 | 0 | 0 | 0 | 0 | 7.48 | 0.10709 | 0 | 51.68 | 51.68 | 1 | 0 | 0 |  | 0 |  | 0
|  |  |  | 26.36 | 52.72 | 0 | 0 | 0 | 0 | 0 | 7.48 | 0.10709 | 0 | 52.72 | 52.72 | 1 | 0 | 0 |  | 0 |  | 0
|  |  |  | 26 | 52 | 0 | 0 | 0 | 0 | 0 | 7.48 | 0.10709 | 0 | 52 | 52 | 1 | 0 | 0 |  | 0 |  | 0
|  |  |  | 26.28 | 52.56 | 0 | 0 | 0 | 0 | 0 | 7.48 | 0.10709 | 0 | 52.56 | 52.56 | 1 | 0 | 0 |  | 0 |  | 0
|  |  |  | 25.1333 | 50.2667 | 0 | 0 | 0 | 0 | 0 | 7.48 | 0.10709 | 0 | 50.267 | 50.267 | 1 | 0 | 0 |  | 0 |  | 0
|  |  |  | 22.04 | 44.08 | 0 | 0 | 0 | 0 | 0 | 7.48 | 0.10709 | 0 | 44.08 | 44.08 | 1 | 0 | 0 |  | 0 |  | 0
|  |  |  | 18.2267 | 36.4533 | 0 | 0 | 0 | 0 | 0 | 7.48 | 0.10709 | 0 | 36.453 | 36.453 | 1 | 0 | 0 |  | 0 |  | 0
|  |  |  | 16.04 | 32.08 | 0 | 0 | 0 | 0 | 0 | 7.48 | 0.10709 | 0 | 32.08 | 32.08 | 1 | 0 | 0 |  | 0 |  | 0
|  |  |  | 13.0133 | 26.0267 | 0 | 0 | 0 | 0 | 0 | 7.48 | 0.10709 | 0 | 26.027 | 26.027 | 1 | 0 | 0 |  | 0 |  | 0
|  |  |  | 10.76 | 21.52 | 0 | 0 | 0 | 0 | 0 | 7.48 | 0.10709 | 0 | 21.52 | 21.52 | 1 | 0 | 0 |  | 0 |  | 0
|  |  |  | 13.64 | 27.28 | 0 | 0 | 0 | 0 | 0 | 7.48 | 0.10709 | 0 | 27.28 | 27.28 | 1 | 0 | 0 |  | 0 |  | 0
|  |  |  | 14.96 | 29.92 | 0 | 0 | 0 | 0 | 0 | 7.48 | 0.10709 | 0 | 29.92 | 29.92 | 1 | 0 | 0 |  | 0 |  | 0
|  |  |  | 15.72 | 31.44 | 0 | 0 | 0 | 0 | 0 | 7.48 | 0.10709 | 0 | 31.44 | 31.44 | 1 | 0 | 0 |  | 0 |  | 0
|  |  |  | 15.6 | 31.2 | 0 | 0 | 0 | 0 | 0 | 7.48 | 0.10709 | 0 | 31.2 | 31.2 | 1 | 0 | 0 |  | 0 |  | 0
|  |  |  | 19.92 | 39.84 | 0 | 0 | 0 | 0 | 0 | 7.48 | 0.10709 | 0 | 39.84 | 39.84 | 1 | 0 | 0 |  | 0 |  | 0
|  |  |  | 23.08 | 46.16 | 0 | 0 | 0 | 0 | 0 | 7.48 | 0.10709 | 0 | 46.16 | 46.16 | 1 | 0 | 0 |  | 0 |  | 0
|  |  |  | 26.8 | 53.6 | 0 | 0 | 0 | 0 | 0 | 7.48 | 0.10709 | 0 | 53.6 | 53.6 | 1 | 0 | 0 |  | 0 |  | 0
|  |  |  | 27.44 | 54.88 | 0 | 0 | 0 | 0 | 0 | 7.48 | 0.10709 | 0 | 54.88 | 54.88 | 1 | 0 | 0 |  | 0 |  | 0
|  |  |  | 29.16 | 58.32 | 0 | 0 | 0 | 0 | 0 | 7.48 | 0.12502 | 0 | 58.32 | 58.32 | 1 | 0 | 0 |  | 0 |  | 0
|  |  |  | 31.84 | 63.68 | 0 | 0 | 0 | 0 | 0 | 7.48 | 0.12502 | 0 | 63.68 | 63.68 | 1 | 0 | 0 |  | 0 |  | 0
|  |  |  | 27.96 | 55.92 | 0 | 0 | 0 | 0 | 0 | 7.48 | 0.12502 | 0 | 55.92 | 55.92 | 1 | 0 | 0 |  | 0 |  | 0
|  |  |  | 24.8 | 49.6 | 0 | 0 | 0 | 0 | 0 | 12.23 | 0.12502 | 0 | 49.6 | 49.6 | 1 | 0 | 0 |  | 0 |  | 0
|  |  |  | 24.24 | 48.48 | 0 | 0 | 0 | 0 | 0 | 12.23 | 0.12502 | 0 | 48.48 | 48.48 | 1 | 0 | 0 |  | 0 |  | 0
|  |  |  | 24.88 | 49.76 | 0 | 0 | 0 | 0 | 0 | 12.23 | 0.12502 | 0 | 49.76 | 49.76 | 1 | 0 | 0 |  | 0 |  | 0
|  |  |  | 27.12 | 54.24 | 0 | 0 | 0 | 0 | 0 | 12.23 | 0.12502 | 0 | 54.24 | 54.24 | 1 | 0 | 0 |  | 0 |  | 0
|  |  |  | 26.08 | 52.16 | 0 | 0 | 0 | 0 | 0 | 7.48 | 0.12502 | 0 | 52.16 | 52.16 | 1 | 0 | 0 |  | 0 |  | 0
|  |  |  | 26 | 52 | 0 | 0 | 0 | 0 | 0 | 7.48 | 0.12502 | 0 | 52 | 52 | 1 | 0 | 0 |  | 0 |  | 0
|  |  |  | 25.64 | 51.28 | 0 | 0 | 0 | 0 | 0 | 7.48 | 0.12502 | 0 | 51.28 | 48.56 | 0.2 | 0 | 2.72 |  | 0 |  | 0
|  |  |  | 25.72 | 51.44 | 0 | 0 | 0 | 0 | 0 | 7.48 | 0.10709 | 2.72 | 51.44 | 51.44 | 0.91885 | 0 | 0 |  | 0 |  | 0
|  |  |  | 24.04 | 48.08 | 0 | 0 | 0 | 0 | 0 | 7.48 | 0.10709 | 0.307 | 48.08 | 48.08 | 1 | 0 | 0 |  | 0 |  | 0
|  |  |  | 16.08 | 32.16 | 0 | 0 | 0 | 0 | 0 | 7.48 | 0.10709 | 0 | 32.16 | 32.16 | 1 | 0 | 0 |  | 0 |  | 0
|  |  |  | 10.2 | 20.4 | 0 | 0 | 0 | 0 | 0 | 7.48 | 0.10709 | 0 | 20.4 | 20.4 | 1 | 0 | 0 |  | 0 |  | 0
|  |  |  | 8.56 | 17.12 | 0 | 0 | 0 | 0 | 0 | 7.48 | 0.10709 | 0 | 17.12 | 17.12 | 1 | 0 | 0 |  | 0 |  | 0
|  |  |  | 9.72 | 19.44 | 0 | 0 | 0 | 0 | 0 | 7.48 | 0.10709 | 0 | 19.44 | 19.44 | 1 | 0 | 0 |  | 0 |  | 0
|  |  |  | 12.76 | 25.52 | 0 | 0 | 0 | 0 | 0 | 7.48 | 0.10709 | 0 | 25.52 | 25.52 | 1 | 0 | 0 |  | 0 |  | 0
|  |  |  | 14.8 | 29.6 | 0 | 0 | 0 | 0 | 0 | 7.48 | 0.10709 | 0 | 29.6 | 29.6 | 1 | 0 | 0 |  | 0 |  | 0
|  |  |  | 15.28 | 30.56 | 0 | 0 | 0 | 0 | 0 | 7.48 | 0.10709 | 0 | 30.56 | 30.56 | 1 | 0 | 0 |  | 0 |  | 0
|  |  |  | 15.68 | 31.36 | 0 | 0 | 0 | 0 | 0 | 7.48 | 0.10709 | 0 | 31.36 | 31.36 | 1 | 0 | 0 |  | 0 |  | 0
|  |  |  | 22.92 | 45.84 | 0 | 0 | 0 | 0 | 0 | 7.48 | 0.10709 | 0 | 45.84 | 45.84 | 1 | 0 | 0 |  | 0 |  | 0
|  |  |  | 24.44 | 48.88 | 0 | 0 | 0 | 0 | 0 | 7.48 | 0.10709 | 0 | 48.88 | 48.88 | 1 | 0 | 0 |  | 0 |  | 0
|  |  |  | 25.96 | 51.92 | 0 | 0 | 0 | 0 | 0 | 7.48 | 0.10709 | 0 | 51.92 | 51.92 | 1 | 0 | 0 |  | 0 |  | 0
|  |  |  | 29.6 | 59.2 | 0 | 0 | 0 | 0 | 0 | 7.48 | 0.10709 | 0 | 59.2 | 59.2 | 1 | 0 | 0 |  | 0 |  | 0
|  |  |  | 30.68 | 61.36 | 0 | 0 | 0 | 0 | 0 | 7.48 | 0.12502 | 0 | 61.36 | 61.36 | 1 | 0 | 0 |  | 0 |  | 0
|  |  |  | 29.2 | 58.4 | 0 | 0 | 0 | 0 | 0 | 7.48 | 0.12502 | 0 | 58.4 | 58.4 | 1 | 0 | 0 |  | 0 |  | 0
|  |  |  | 26.68 | 53.36 | 0 | 0 | 0 | 0 | 0 | 7.48 | 0.12502 | 0 | 53.36 | 53.36 | 1 | 0 | 0 |  | 0 |  | 0
|  |  |  | 25.76 | 51.52 | 0 | 0 | 0 | 0 | 0 | 12.23 | 0.12502 | 0 | 51.52 | 51.52 | 1 | 0 | 0 |  | 0 |  | 0
|  |  |  | 27.4 | 54.8 | 0 | 0 | 0 | 0 | 0 | 12.23 | 0.12502 | 0 | 54.8 | 54.8 | 1 | 0 | 0 |  | 0 |  | 0
|  |  |  | 23.68 | 47.36 | 0 | 0 | 0 | 0 | 0 | 12.23 | 0.12502 | 0 | 47.36 | 47.36 | 1 | 0 | 0 |  | 0 |  | 0
|  |  |  | 23.86 | 47.72 | 0 | 0 | 0 | 0 | 0 | 12.23 | 0.12502 | 0 | 47.72 | 47.72 | 1 | 0 | 0 |  | 0 |  | 0
|  |  |  | 24.88 | 49.76 | 0 | 0 | 0 | 0 | 0 | 7.48 | 0.12502 | 0 | 49.76 | 49.76 | 1 | 0 | 0 |  | 0 |  | 0
|  |  |  | 25.96 | 51.92 | 0 | 0 | 0 | 0 | 0 | 7.48 | 0.12502 | 0 | 51.92 | 51.92 | 1 | 0 | 0 |  | 0 |  | 0
|  |  |  | 26.12 | 52.24 | 0 | 0 | 0 | 0 | 0 | 7.48 | 0.12502 | 0 | 52.24 | 49.52 | 0.2 | 0 | 2.72 |  | 0 |  | 0
|  |  |  | 24.9371 | 49.8743 | 0 | 0 | 0 | 0 | 0 | 7.48 | 0.10709 | 2.72 | 49.874 | 49.874 | 0.91885 | 0 | 0 |  | 0 |  | 0
|  |  |  | 22.7428 | 45.4856 | 0 | 0 | 0 | 0 | 0 | 7.48 | 0.10709 | 0.307 | 45.486 | 45.486 | 1 | 0 | 0 |  | 0 |  | 0
|  |  |  | 23.6 | 47.2 | 0 | 0 | 0 | 0 | 0 | 7.48 | 0.10709 | 0 | 47.2 | 47.2 | 1 | 0 | 0 |  | 0 |  | 0
|  |  |  | 16.6 | 33.2 | 0 | 0 | 0 | 0 | 0 | 7.48 | 0.10709 | 0 | 33.2 | 33.2 | 1 | 0 | 0 |  | 0 |  | 0
|  |  |  | 13.96 | 27.92 | 0 | 0 | 0 | 0 | 0 | 7.48 | 0.10709 | 0 | 27.92 | 27.92 | 1 | 0 | 0 |  | 0 |  | 0
|  |  |  | 13.6 | 27.2 | 0 | 0 | 0 | 0 | 0 | 7.48 | 0.10709 | 0 | 27.2 | 27.2 | 1 | 0 | 0 |  | 0 |  | 0
|  |  |  | 17.68 | 35.36 | 0 | 0 | 0 | 0 | 0 | 7.48 | 0.10709 | 0 | 35.36 | 35.36 | 1 | 0 | 0 |  | 0 |  | 0
|  |  |  | 15.36 | 30.72 | 0 | 0 | 0 | 0 | 0 | 7.48 | 0.10709 | 0 | 30.72 | 30.72 | 1 | 0 | 0 |  | 0 |  | 0
|  |  |  | 15.88 | 31.76 | 0 | 0 | 0 | 0 | 0 | 7.48 | 0.10709 | 0 | 31.76 | 31.76 | 1 | 0 | 0 |  | 0 |  | 0
|  |  |  | 15.72 | 31.44 | 0 | 0 | 0 | 0 | 0 | 7.48 | 0.10709 | 0 | 31.44 | 31.44 | 1 | 0 | 0 |  | 0 |  | 0
|  |  |  | 17.28 | 34.56 | 0 | 0 | 0 | 0 | 0 | 7.48 | 0.10709 | 0 | 34.56 | 34.56 | 1 | 0 | 0 |  | 0 |  | 0
|  |  |  | 21.12 | 42.24 | 0 | 0 | 0 | 0 | 0 | 7.48 | 0.10709 | 0 | 42.24 | 42.24 | 1 | 0 | 0 |  | 0 |  | 0
|  |  |  | 23.92 | 47.84 | 0 | 0 | 0 | 0 | 0 | 7.48 | 0.10709 | 0 | 47.84 | 47.84 | 1 | 0 | 0 |  | 0 |  | 0
|  |  |  | 24.28 | 48.56 | 0 | 0 | 0 | 0 | 0 | 7.48 | 0.10709 | 0 | 48.56 | 48.56 | 1 | 0 | 0 |  | 0 |  | 0
|  |  |  | 23.52 | 47.04 | 0 | 0 | 0 | 0 | 0 | 7.48 | 0.12502 | 0 | 47.04 | 47.04 | 1 | 0 | 0 |  | 0 |  | 0
|  |  |  | 23.96 | 47.92 | 0 | 0 | 0 | 0 | 0 | 7.48 | 0.12502 | 0 | 47.92 | 47.92 | 1 | 0 | 0 |  | 0 |  | 0
|  |  |  | 23.56 | 47.12 | 0 | 0 | 0 | 0 | 0 | 7.48 | 0.12502 | 0 | 47.12 | 47.12 | 1 | 0 | 0 |  | 0 |  | 0
|  |  |  | 23.12 | 46.24 | 0 | 0 | 0 | 0 | 0 | 12.23 | 0.12502 | 0 | 46.24 | 46.24 | 1 | 0 | 0 |  | 0 |  | 0
|  |  |  | 21.64 | 43.28 | 0 | 0 | 0 | 0 | 0 | 12.23 | 0.12502 | 0 | 43.28 | 43.28 | 1 | 0 | 0 |  | 0 |  | 0
|  |  |  | 21.56 | 43.12 | 0 | 0 | 0 | 0 | 0 | 12.23 | 0.12502 | 0 | 43.12 | 43.12 | 1 | 0 | 0 |  | 0 |  | 0
|  |  |  | 21.72 | 43.44 | 0 | 0 | 0 | 0 | 0 | 12.23 | 0.12502 | 0 | 43.44 | 43.44 | 1 | 0 | 0 |  | 0 |  | 0
|  |  |  | 22.6 | 45.2 | 0 | 0 | 0 | 0 | 0 | 7.48 | 0.12502 | 0 | 45.2 | 45.2 | 1 | 0 | 0 |  | 0 |  | 0
|  |  |  | 21.96 | 43.92 | 0 | 0 | 0 | 0 | 0 | 7.48 | 0.12502 | 0 | 43.92 | 43.92 | 1 | 0 | 0 |  | 0 |  | 0
|  |  |  | 22.04 | 44.08 | 0 | 0 | 0 | 0 | 0 | 7.48 | 0.12502 | 0 | 44.08 | 41.36 | 0.2 | 0 | 2.72 |  | 0 |  | 0
|  |  |  | 21.08 | 42.16 | 0 | 0 | 0 | 0 | 0 | 7.48 | 0.10709 | 2.72 | 42.16 | 42.16 | 0.91885 | 0 | 0 |  | 0 |  | 0
|  |  |  | 21.24 | 42.48 | 0 | 0 | 0 | 0 | 0 | 7.48 | 0.10709 | 0.307 | 42.48 | 42.48 | 1 | 0 | 0 |  | 0 |  | 0
|  |  |  | 21 | 42 | 0 | 0 | 0 | 0 | 0 | 7.48 | 0.10709 | 0 | 42 | 42 | 1 | 0 | 0 |  | 0 |  | 0
|  |  |  | 17.84 | 35.68 | 0 | 0 | 0 | 0 | 0 | 7.48 | 0.10709 | 0 | 35.68 | 35.68 | 1 | 0 | 0 |  | 0 |  | 0
|  |  |  | 14 | 28 | 0 | 0 | 0 | 0 | 0 | 7.48 | 0.10709 | 0 | 28 | 28 | 1 | 0 | 0 |  | 0 |  | 0
|  |  |  | 13.44 | 26.88 | 0 | 0 | 0 | 0 | 0 | 7.48 | 0.10709 | 0 | 26.88 | 26.88 | 1 | 0 | 0 |  | 0 |  | 0
|  |  |  | 3.92 | 7.84 | 0 | 0 | 0 | 0 | 0 | 7.48 | 0.10709 | 0 | 7.84 | 7.84 | 1 | 0 | 0 |  | 0 |  | 0
|  |  |  | 14.64 | 29.28 | 0 | 0 | 0 | 0 | 0 | 7.48 | 0.10709 | 0 | 29.28 | 29.28 | 1 | 0 | 0 |  | 0 |  | 0
|  |  |  | 21.08 | 42.16 | 0 | 0 | 0 | 0 | 0 | 7.48 | 0.10709 | 0 | 42.16 | 42.16 | 1 | 0 | 0 |  | 0 |  | 0
|  |  |  | 19.72 | 39.44 | 0 | 0 | 0 | 0 | 0 | 7.48 | 0.10709 | 0 | 39.44 | 39.44 | 1 | 0 | 0 |  | 0 |  | 0
|  |  |  | 15.12 | 30.24 | 0 | 0 | 0 | 0 | 0 | 7.48 | 0.10709 | 0 | 30.24 | 30.24 | 1 | 0 | 0 |  | 0 |  | 0
|  |  |  | 15.8 | 31.6 | 0 | 0 | 0 | 0 | 0 | 7.48 | 0.10709 | 0 | 31.6 | 31.6 | 1 | 0 | 0 |  | 0 |  | 0
|  |  |  | 22.68 | 45.36 | 0 | 0 | 0 | 0 | 0 | 7.48 | 0.10709 | 0 | 45.36 | 45.36 | 1 | 0 | 0 |  | 0 |  | 0
|  |  |  | 21.96 | 43.92 | 0 | 0 | 0 | 0 | 0 | 7.48 | 0.10709 | 0 | 43.92 | 43.92 | 1 | 0 | 0 |  | 0 |  | 0
|  |  |  | 22.48 | 44.96 | 0 | 0 | 0 | 0 | 0 | 7.48 | 0.12502 | 0 | 44.96 | 44.96 | 1 | 0 | 0 |  | 0 |  | 0
|  |  |  | 22.96 | 45.92 | 0 | 0 | 0 | 0 | 0 | 7.48 | 0.12502 | 0 | 45.92 | 45.92 | 1 | 0 | 0 |  | 0 |  | 0
|  |  |  | 23.9334 | 47.8667 | 0 | 0 | 0 | 0 | 0 | 7.48 | 0.12502 | 0 | 47.867 | 47.867 | 1 | 0 | 0 |  | 0 |  | 0
|  |  |  | 24.0867 | 48.1733 | 0 | 0 | 0 | 0 | 0 | 12.23 | 0.12502 | 0 | 48.173 | 48.173 | 1 | 0 | 0 |  | 0 |  | 0
|  |  |  | 22.88 | 45.76 | 0 | 0 | 0 | 0 | 0 | 12.23 | 0.12502 | 0 | 45.76 | 45.76 | 1 | 0 | 0 |  | 0 |  | 0
|  |  |  | 22.8 | 45.6 | 0 | 0 | 0 | 0 | 0 | 12.23 | 0.12502 | 0 | 45.6 | 45.6 | 1 | 0 | 0 |  | 0 |  | 0
|  |  |  | 21.72 | 43.44 | 0 | 0 | 0 | 0 | 0 | 12.23 | 0.12502 | 0 | 43.44 | 43.44 | 1 | 0 | 0 |  | 0 |  | 0
|  |  |  | 23.04 | 46.08 | 0 | 0 | 0 | 0 | 0 | 7.48 | 0.12502 | 0 | 46.08 | 46.08 | 1 | 0 | 0 |  | 0 |  | 0
|  |  |  | 20.88 | 41.76 | 0 | 0 | 0 | 0 | 0 | 7.48 | 0.12502 | 0 | 41.76 | 41.76 | 1 | 0 | 0 |  | 0 |  | 0
|  |  |  | 19.64 | 39.28 | 0 | 0 | 0 | 0 | 0 | 7.48 | 0.12502 | 0 | 39.28 | 36.56 | 0.2 | 0 | 2.72 |  | 0 |  | 0
|  |  |  | 19.96 | 39.92 | 0 | 0 | 0 | 0 | 0 | 7.48 | 0.10709 | 2.72 | 39.92 | 39.92 | 0.91885 | 0 | 0 |  | 0 |  | 0
|  |  |  | 21.76 | 43.52 | 0 | 0 | 0 | 0 | 0 | 7.48 | 0.10709 | 0.307 | 43.52 | 43.52 | 1 | 0 | 0 |  | 0 |  | 0
|  |  |  | 21.56 | 43.12 | 0 | 0 | 0 | 0 | 0 | 7.48 | 0.10709 | 0 | 43.12 | 43.12 | 1 | 0 | 0 |  | 0 |  | 0
|  |  |  | 17.04 | 34.08 | 0 | 0 | 0 | 0 | 0 | 7.48 | 0.10709 | 0 | 34.08 | 34.08 | 1 | 0 | 0 |  | 0 |  | 0
|  |  |  | 15.72 | 31.44 | 0 | 0 | 0 | 0 | 0 | 7.48 | 0.10709 | 0 | 31.44 | 31.44 | 1 | 0 | 0 |  | 0 |  | 0
|  |  |  | 12.4 | 24.8 | 0 | 0 | 0 | 0 | 0 | 7.48 | 0.10709 | 0 | 24.8 | 24.8 | 1 | 0 | 0 |  | 0 |  | 0
|  |  |  | 10.9829 | 21.9657 | 0 | 0 | 0 | 0 | 0 | 7.48 | 0.10709 | 0 | 21.966 | 21.966 | 1 | 0 | 0 |  | 0 |  | 0
|  |  |  | 13.8172 | 27.6344 | 0 | 0 | 0 | 0 | 0 | 7.48 | 0.10709 | 0 | 27.634 | 27.634 | 1 | 0 | 0 |  | 0 |  | 0
|  |  |  | 14.52 | 29.04 | 0 | 0 | 0 | 0 | 0 | 7.48 | 0.10709 | 0 | 29.04 | 29.04 | 1 | 0 | 0 |  | 0 |  | 0
|  |  |  | 15.6 | 31.2 | 0 | 0 | 0 | 0 | 0 | 7.48 | 0.10709 | 0 | 31.2 | 31.2 | 1 | 0 | 0 |  | 0 |  | 0
|  |  |  | 21.84 | 43.68 | 0 | 0 | 0 | 0 | 0 | 7.48 | 0.10709 | 0 | 43.68 | 43.68 | 1 | 0 | 0 |  | 0 |  | 0
|  |  |  | 25.64 | 51.28 | 0 | 0 | 0 | 0 | 0 | 7.48 | 0.10709 | 0 | 51.28 | 51.28 | 1 | 0 | 0 |  | 0 |  | 0
|  |  |  | 28.16 | 56.32 | 0 | 0 | 0 | 0 | 0 | 7.48 | 0.10709 | 0 | 56.32 | 56.32 | 1 | 0 | 0 |  | 0 |  | 0
|  |  |  | 27.64 | 55.28 | 0 | 0 | 0 | 0 | 0 | 7.48 | 0.10709 | 0 | 55.28 | 55.28 | 1 | 0 | 0 |  | 0 |  | 0
|  |  |  | 26.6 | 53.2 | 0 | 0 | 0 | 0 | 0 | 7.48 | 0.12502 | 0 | 53.2 | 53.2 | 1 | 0 | 0 |  | 0 |  | 0
|  |  |  | 30 | 60 | 0 | 0 | 0 | 0 | 0 | 7.48 | 0.12502 | 0 | 60 | 60 | 1 | 0 | 0 |  | 0 |  | 0
|  |  |  | 30.92 | 61.84 | 0 | 0 | 0 | 0 | 0 | 7.48 | 0.12502 | 0 | 61.84 | 61.84 | 1 | 0 | 0 |  | 0 |  | 0
|  |  |  | 23.52 | 47.04 | 0 | 0 | 0 | 0 | 0 | 12.23 | 0.12502 | 0 | 47.04 | 47.04 | 1 | 0 | 0 |  | 0 |  | 0
|  |  |  | 23.92 | 47.84 | 0 | 0 | 0 | 0 | 0 | 12.23 | 0.12502 | 0 | 47.84 | 47.84 | 1 | 0 | 0 |  | 0 |  | 0
|  |  |  | 21.76 | 43.52 | 0 | 0 | 0 | 0 | 0 | 12.23 | 0.12502 | 0 | 43.52 | 43.52 | 1 | 0 | 0 |  | 0 |  | 0
|  |  |  | 21.84 | 43.68 | 0 | 0 | 0 | 0 | 0 | 12.23 | 0.12502 | 0 | 43.68 | 43.68 | 1 | 0 | 0 |  | 0 |  | 0
|  |  |  | 24.8 | 49.6 | 0 | 0 | 0 | 0 | 0 | 7.48 | 0.12502 | 0 | 49.6 | 49.6 | 1 | 0 | 0 |  | 0 |  | 0
|  |  |  | 26.28 | 52.56 | 0 | 0 | 0 | 0 | 0 | 7.48 | 0.12502 | 0 | 52.56 | 52.56 | 1 | 0 | 0 |  | 0 |  | 0
|  |  |  | 28.08 | 56.16 | 0 | 0 | 0 | 0 | 0 | 7.48 | 0.12502 | 0 | 56.16 | 53.44 | 0.2 | 0 | 2.72 |  | 0 |  | 0
|  |  |  | 27.4 | 54.8 | 0 | 0 | 0 | 0 | 0 | 7.48 | 0.10709 | 2.72 | 54.8 | 54.8 | 0.91885 | 0 | 0 |  | 0 |  | 0
|  |  |  | 25.92 | 51.84 | 0 | 0 | 0 | 0 | 0 | 7.48 | 0.10709 | 0.307 | 51.84 | 51.84 | 1 | 0 | 0 |  | 0 |  | 0
|  |  |  | 18.04 | 36.08 | 0 | 0 | 0 | 0 | 0 | 7.48 | 0.10709 | 0 | 36.08 | 36.08 | 1 | 0 | 0 |  | 0 |  | 0
|  |  |  | 13.64 | 27.28 | 0 | 0 | 0 | 0 | 0 | 7.48 | 0.10709 | 0 | 27.28 | 27.28 | 1 | 0 | 0 |  | 0 |  | 0
|  |  |  | 12 | 24 | 0 | 0 | 0 | 0 | 0 | 7.48 | 0.10709 | 0 | 24 | 24 | 1 | 0 | 0 |  | 0 |  | 0
|  |  |  | 11.6 | 23.2 | 0 | 0 | 0 | 0 | 0 | 7.48 | 0.10709 | 0 | 23.2 | 23.2 | 1 | 0 | 0 |  | 0 |  | 0
|  |  |  | 16 | 32 | 0 | 0 | 0 | 0 | 0 | 7.48 | 0.10709 | 0 | 32 | 32 | 1 | 0 | 0 |  | 0 |  | 0
|  |  |  | 15.12 | 30.24 | 0 | 0 | 0 | 0 | 0 | 7.48 | 0.10709 | 0 | 30.24 | 30.24 | 1 | 0 | 0 |  | 0 |  | 0
|  |  |  | 13.8 | 27.6 | 0 | 0 | 0 | 0 | 0 | 7.48 | 0.10709 | 0 | 27.6 | 27.6 | 1 | 0 | 0 |  | 0 |  | 0
|  |  |  | 17.12 | 34.24 | 0 | 0 | 0 | 0 | 0 | 7.48 | 0.10709 | 0 | 34.24 | 34.24 | 1 | 0 | 0 |  | 0 |  | 0
|  |  |  | 23.92 | 47.84 | 0 | 0 | 0 | 0 | 0 | 7.48 | 0.10709 | 0 | 47.84 | 47.84 | 1 | 0 | 0 |  | 0 |  | 0
|  |  |  | 24 | 48 | 0 | 0 | 0 | 0 | 0 | 7.48 | 0.10709 | 0 | 48 | 48 | 1 | 0 | 0 |  | 0 |  | 0
|  |  |  | 25.96 | 51.92 | 0 | 0 | 0 | 0 | 0 | 7.48 | 0.10709 | 0 | 51.92 | 51.92 | 1 | 0 | 0 |  | 0 |  | 0
|  |  |  | 25.6 | 51.2 | 0 | 0 | 0 | 0 | 0 | 7.48 | 0.10709 | 0 | 51.2 | 51.2 | 1 | 0 | 0 |  | 0 |  | 0
|  |  |  | 25.58 | 51.16 | 0 | 0 | 0 | 0 | 0 | 7.48 | 0.10709 | 0 | 51.16 | 51.16 | 1 | 0 | 0 |  | 0 |  | 0
|  |  |  | 25.88 | 51.76 | 0 | 0 | 0 | 0 | 0 | 7.48 | 0.10709 | 0 | 51.76 | 51.76 | 1 | 0 | 0 |  | 0 |  | 0
|  |  |  | 25.08 | 50.16 | 0 | 0 | 0 | 0 | 0 | 7.48 | 0.10709 | 0 | 50.16 | 50.16 | 1 | 0 | 0 |  | 0 |  | 0
|  |  |  | 24.72 | 49.44 | 0 | 0 | 0 | 0 | 0 | 7.48 | 0.10709 | 0 | 49.44 | 49.44 | 1 | 0 | 0 |  | 0 |  | 0
|  |  |  | 24.84 | 49.68 | 0 | 0 | 0 | 0 | 0 | 7.48 | 0.10709 | 0 | 49.68 | 49.68 | 1 | 0 | 0 |  | 0 |  | 0
|  |  |  | 24 | 48 | 0 | 0 | 0 | 0 | 0 | 7.48 | 0.10709 | 0 | 48 | 48 | 1 | 0 | 0 |  | 0 |  | 0
|  |  |  | 24.56 | 49.12 | 0 | 0 | 0 | 0 | 0 | 7.48 | 0.10709 | 0 | 49.12 | 49.12 | 1 | 0 | 0 |  | 0 |  | 0
|  |  |  | 25.84 | 51.68 | 0 | 0 | 0 | 0 | 0 | 7.48 | 0.10709 | 0 | 51.68 | 51.68 | 1 | 0 | 0 |  | 0 |  | 0
|  |  |  | 26.28 | 52.56 | 0 | 0 | 0 | 0 | 0 | 7.48 | 0.10709 | 0 | 52.56 | 52.56 | 1 | 0 | 0 |  | 0 |  | 0
|  |  |  | 25.88 | 51.76 | 0 | 0 | 0 | 0 | 0 | 7.48 | 0.10709 | 0 | 51.76 | 51.76 | 1 | 0 | 0 |  | 0 |  | 0
|  |  |  | 25.2 | 50.4 | 0 | 0 | 0 | 0 | 0 | 7.48 | 0.10709 | 0 | 50.4 | 50.4 | 1 | 0 | 0 |  | 0 |  | 0
|  |  |  | 20.24 | 40.48 | 0 | 0 | 0 | 0 | 0 | 7.48 | 0.10709 | 0 | 40.48 | 40.48 | 1 | 0 | 0 |  | 0 |  | 0
|  |  |  | 18.64 | 37.28 | 0 | 0 | 0 | 0 | 0 | 7.48 | 0.10709 | 0 | 37.28 | 37.28 | 1 | 0 | 0 |  | 0 |  | 0
|  |  |  | 13.64 | 27.28 | 0 | 0 | 0 | 0 | 0 | 7.48 | 0.10709 | 0 | 27.28 | 27.28 | 1 | 0 | 0 |  | 0 |  | 0
|  |  |  | 12.2 | 24.4 | 0 | 0 | 0 | 0 | 0 | 7.48 | 0.10709 | 0 | 24.4 | 24.4 | 1 | 0 | 0 |  | 0 |  | 0
|  |  |  | 12.32 | 24.64 | 0 | 0 | 0 | 0 | 0 | 7.48 | 0.10709 | 0 | 24.64 | 24.64 | 1 | 0 | 0 |  | 0 |  | 0
|  |  |  | 15.72 | 31.44 | 0 | 0 | 0 | 0 | 0 | 7.48 | 0.10709 | 0 | 31.44 | 31.44 | 1 | 0 | 0 |  | 0 |  | 0
|  |  |  | 15.44 | 30.88 | 0 | 0 | 0 | 0 | 0 | 7.48 | 0.10709 | 0 | 30.88 | 30.88 | 1 | 0 | 0 |  | 0 |  | 0
|  |  |  | 14.36 | 28.72 | 0 | 0 | 0 | 0 | 0 | 7.48 | 0.10709 | 0 | 28.72 | 28.72 | 1 | 0 | 0 |  | 0 |  | 0
|  |  |  | 16.48 | 32.96 | 0 | 0 | 0 | 0 | 0 | 7.48 | 0.10709 | 0 | 32.96 | 32.96 | 1 | 0 | 0 |  | 0 |  | 0
|  |  |  | 24.32 | 48.64 | 0 | 0 | 0 | 0 | 0 | 7.48 | 0.10709 | 0 | 48.64 | 48.64 | 1 | 0 | 0 |  | 0 |  | 0
|  |  |  | 25.52 | 51.04 | 0 | 0 | 0 | 0 | 0 | 7.48 | 0.10709 | 0 | 51.04 | 51.04 | 1 | 0 | 0 |  | 0 |  | 0
|  |  |  | 27.4 | 54.8 | 0 | 0 | 0 | 0 | 0 | 7.48 | 0.10709 | 0 | 54.8 | 54.8 | 1 | 0 | 0 |  | 0 |  | 0
|  |  |  | 28.32 | 56.64 | 0 | 0 | 0 | 0 | 0 | 7.48 | 0.10709 | 0 | 56.64 | 56.64 | 1 | 0 | 0 |  | 0 |  | 0
|  |  |  | 32.28 | 64.56 | 0 | 0 | 0 | 0 | 0 | 7.48 | 0.10709 | 0 | 64.56 | 64.56 | 1 | 0 | 0 |  | 0 |  | 0
|  |  |  | 29.4 | 58.8 | 0 | 0 | 0 | 0 | 0 | 7.48 | 0.10709 | 0 | 58.8 | 58.8 | 1 | 0 | 0 |  | 0 |  | 0
|  |  |  | 27.08 | 54.16 | 0 | 0 | 0 | 0 | 0 | 7.48 | 0.10709 | 0 | 54.16 | 54.16 | 1 | 0 | 0 |  | 0 |  | 0
|  |  |  | 25.36 | 50.72 | 0 | 0 | 0 | 0 | 0 | 7.48 | 0.10709 | 0 | 50.72 | 50.72 | 1 | 0 | 0 |  | 0 |  | 0
|  |  |  | 25.8 | 51.6 | 0 | 0 | 0 | 0 | 0 | 7.48 | 0.10709 | 0 | 51.6 | 51.6 | 1 | 0 | 0 |  | 0 |  | 0
|  |  |  | 24.72 | 49.44 | 0 | 0 | 0 | 0 | 0 | 7.48 | 0.10709 | 0 | 49.44 | 49.44 | 1 | 0 | 0 |  | 0 |  | 0
|  |  |  | 25.72 | 51.44 | 0 | 0 | 0 | 0 | 0 | 7.48 | 0.10709 | 0 | 51.44 | 51.44 | 1 | 0 | 0 |  | 0 |  | 0
|  |  |  | 27.16 | 54.32 | 0 | 0 | 0 | 0 | 0 | 7.48 | 0.10709 | 0 | 54.32 | 54.32 | 1 | 0 | 0 |  | 0 |  | 0
|  |  |  | 26.48 | 52.96 | 0 | 0 | 0 | 0 | 0 | 7.48 | 0.10709 | 0 | 52.96 | 52.96 | 1 | 0 | 0 |  | 0 |  | 0
|  |  |  | 26.6 | 53.2 | 0 | 0 | 0 | 0 | 0 | 7.48 | 0.10709 | 0 | 53.2 | 53.2 | 1 | 0 | 0 |  | 0 |  | 0
|  |  |  | 26.64 | 53.28 | 0 | 0 | 0 | 0 | 0 | 7.48 | 0.10709 | 0 | 53.28 | 53.28 | 1 | 0 | 0 |  | 0 |  | 0
|  |  |  | 25.08 | 50.16 | 0 | 0 | 0 | 0 | 0 | 7.48 | 0.10709 | 0 | 50.16 | 50.16 | 1 | 0 | 0 |  | 0 |  | 0
|  |  |  | 18.72 | 37.44 | 0 | 0 | 0 | 0 | 0 | 7.48 | 0.10709 | 0 | 37.44 | 37.44 | 1 | 0 | 0 |  | 0 |  | 0
|  |  |  | 10.8 | 21.6 | 0 | 0 | 0 | 0 | 0 | 7.48 | 0.10709 | 0 | 21.6 | 21.6 | 1 | 0 | 0 |  | 0 |  | 0
|  |  |  | 8.68 | 17.36 | 0 | 0 | 0 | 0 | 0 | 7.48 | 0.10709 | 0 | 17.36 | 17.36 | 1 | 0 | 0 |  | 0 |  | 0
|  |  |  | 9.28 | 18.56 | 0 | 0 | 0 | 0 | 0 | 7.48 | 0.10709 | 0 | 18.56 | 18.56 | 1 | 0 | 0 |  | 0 |  | 0
|  |  |  | 16.92 | 33.84 | 0 | 0 | 0 | 0 | 0 | 7.48 | 0.10709 | 0 | 33.84 | 33.84 | 1 | 0 | 0 |  | 0 |  | 0
|  |  |  | 17.16 | 34.32 | 0 | 0 | 0 | 0 | 0 | 7.48 | 0.10709 | 0 | 34.32 | 34.32 | 1 | 0 | 0 |  | 0 |  | 0
|  |  |  | 14.92 | 29.84 | 0 | 0 | 0 | 0 | 0 | 7.48 | 0.10709 | 0 | 29.84 | 29.84 | 1 | 0 | 0 |  | 0 |  | 0
|  |  |  | 18.04 | 36.08 | 0 | 0 | 0 | 0 | 0 | 7.48 | 0.10709 | 0 | 36.08 | 36.08 | 1 | 0 | 0 |  | 0 |  | 0
|  |  |  | 25.6 | 51.2 | 0 | 0 | 0 | 0 | 0 | 7.48 | 0.10709 | 0 | 51.2 | 51.2 | 1 | 0 | 0 |  | 0 |  | 0
|  |  |  | 25.92 | 51.84 | 0 | 0 | 0 | 0 | 0 | 7.48 | 0.10709 | 0 | 51.84 | 51.84 | 1 | 0 | 0 |  | 0 |  | 0
|  |  |  | 27.64 | 55.28 | 0 | 0 | 0 | 0 | 0 | 7.48 | 0.10709 | 0 | 55.28 | 55.28 | 1 | 0 | 0 |  | 0 |  | 0
|  |  |  | 27.48 | 54.96 | 0 | 0 | 0 | 0 | 0 | 7.48 | 0.10709 | 0 | 54.96 | 54.96 | 1 | 0 | 0 |  | 0 |  | 0
|  |  |  | 28.28 | 56.56 | 0 | 0 | 0 | 0 | 0 | 7.48 | 0.12502 | 0 | 56.56 | 56.56 | 1 | 0 | 0 |  | 0 |  | 0
|  |  |  | 30.488 | 60.976 | 0 | 0 | 0 | 0 | 0 | 7.48 | 0.12502 | 0 | 60.976 | 60.976 | 1 | 0 | 0 |  | 0 |  | 0
|  |  |  | 26.672 | 53.344 | 0 | 0 | 0 | 0 | 0 | 7.48 | 0.12502 | 0 | 53.344 | 53.344 | 1 | 0 | 0 |  | 0 |  | 0
|  |  |  | 23.96 | 47.92 | 0 | 0 | 0 | 0 | 0 | 12.23 | 0.12502 | 0 | 47.92 | 47.92 | 1 | 0 | 0 |  | 0 |  | 0
|  |  |  | 23.64 | 47.28 | 0 | 0 | 0 | 0 | 0 | 12.23 | 0.12502 | 0 | 47.28 | 47.28 | 1 | 0 | 0 |  | 0 |  | 0
|  |  |  | 23.56 | 47.12 | 0 | 0 | 0 | 0 | 0 | 12.23 | 0.12502 | 0 | 47.12 | 47.12 | 1 | 0 | 0 |  | 0 |  | 0
|  |  |  | 24.68 | 49.36 | 0 | 0 | 0 | 0 | 0 | 12.23 | 0.12502 | 0 | 49.36 | 49.36 | 1 | 0 | 0 |  | 0 |  | 0
|  |  |  | 26.44 | 52.88 | 0 | 0 | 0 | 0 | 0 | 7.48 | 0.12502 | 0 | 52.88 | 52.88 | 1 | 0 | 0 |  | 0 |  | 0
|  |  |  | 26.56 | 53.12 | 0 | 0 | 0 | 0 | 0 | 7.48 | 0.12502 | 0 | 53.12 | 53.12 | 1 | 0 | 0 |  | 0 |  | 0
|  |  |  | 24.8 | 49.6 | 0 | 0 | 0 | 0 | 0 | 7.48 | 0.12502 | 0 | 49.6 | 46.88 | 0.2 | 0 | 2.72 |  | 0 |  | 0
|  |  |  | 25.16 | 50.32 | 0 | 0 | 0 | 0 | 0 | 7.48 | 0.10709 | 2.72 | 50.32 | 50.32 | 0.91885 | 0 | 0 |  | 0 |  | 0
|  |  |  | 22.4 | 44.8 | 0 | 0 | 0 | 0 | 0 | 7.48 | 0.10709 | 0.307 | 44.8 | 44.8 | 1 | 0 | 0 |  | 0 |  | 0
|  |  |  | 19.4 | 38.8 | 0 | 0 | 0 | 0 | 0 | 7.48 | 0.10709 | 0 | 38.8 | 38.8 | 1 | 0 | 0 |  | 0 |  | 0
|  |  |  | 15.5467 | 31.0933 | 0 | 0 | 0 | 0 | 0 | 7.48 | 0.10709 | 0 | 31.093 | 31.093 | 1 | 0 | 0 |  | 0 |  | 0
|  |  |  | 15.0133 | 30.0267 | 0 | 0 | 0 | 0 | 0 | 7.48 | 0.10709 | 0 | 30.027 | 30.027 | 1 | 0 | 0 |  | 0 |  | 0
|  |  |  | 14.6533 | 29.3067 | 0 | 0 | 0 | 0 | 0 | 7.48 | 0.10709 | 0 | 29.307 | 29.307 | 1 | 0 | 0 |  | 0 |  | 0
|  |  |  | 14.2267 | 28.4533 | 0 | 0 | 0 | 0 | 0 | 7.48 | 0.10709 | 0 | 28.453 | 28.453 | 1 | 0 | 0 |  | 0 |  | 0
|  |  |  | 14.68 | 29.36 | 0 | 0 | 0 | 0 | 0 | 7.48 | 0.10709 | 0 | 29.36 | 29.36 | 1 | 0 | 0 |  | 0 |  | 0
|  |  |  | 15.1333 | 30.2667 | 0 | 0 | 0 | 0 | 0 | 7.48 | 0.10709 | 0 | 30.267 | 30.267 | 1 | 0 | 0 |  | 0 |  | 0
|  |  |  | 16.6267 | 33.2533 | 0 | 0 | 0 | 0 | 0 | 7.48 | 0.10709 | 0 | 33.253 | 33.253 | 1 | 0 | 0 |  | 0 |  | 0
|  |  |  | 23.44 | 46.88 | 0 | 0 | 0 | 0 | 0 | 7.48 | 0.10709 | 0 | 46.88 | 46.88 | 1 | 0 | 0 |  | 0 |  | 0
|  |  |  | 26.08 | 52.16 | 0 | 0 | 0 | 0 | 0 | 7.48 | 0.10709 | 0 | 52.16 | 52.16 | 1 | 0 | 0 |  | 0 |  | 0
|  |  |  | 28.36 | 56.72 | 0 | 0 | 0 | 0 | 0 | 7.48 | 0.10709 | 0 | 56.72 | 56.72 | 1 | 0 | 0 |  | 0 |  | 0
|  |  |  | 27.24 | 54.48 | 0 | 0 | 0 | 0 | 0 | 7.48 | 0.10709 | 0 | 54.48 | 54.48 | 1 | 0 | 0 |  | 0 |  | 0
|  |  |  | 29.4 | 58.8 | 0 | 0 | 0 | 0 | 0 | 7.48 | 0.12502 | 0 | 58.8 | 58.8 | 1 | 0 | 0 |  | 0 |  | 0
|  |  |  | 28.68 | 57.36 | 0 | 0 | 0 | 0 | 0 | 7.48 | 0.12502 | 0 | 57.36 | 57.36 | 1 | 0 | 0 |  | 0 |  | 0
|  |  |  | 28.12 | 56.24 | 0 | 0 | 0 | 0 | 0 | 7.48 | 0.12502 | 0 | 56.24 | 56.24 | 1 | 0 | 0 |  | 0 |  | 0
|  |  |  | 25.92 | 51.84 | 0 | 0 | 0 | 0 | 0 | 12.23 | 0.12502 | 0 | 51.84 | 51.84 | 1 | 0 | 0 |  | 0 |  | 0
|  |  |  | 25.48 | 50.96 | 0 | 0 | 0 | 0 | 0 | 12.23 | 0.12502 | 0 | 50.96 | 50.96 | 1 | 0 | 0 |  | 0 |  | 0
|  |  |  | 25.92 | 51.84 | 0 | 0 | 0 | 0 | 0 | 12.23 | 0.12502 | 0 | 51.84 | 51.84 | 1 | 0 | 0 |  | 0 |  | 0
|  |  |  | 26.08 | 52.16 | 0 | 0 | 0 | 0 | 0 | 12.23 | 0.12502 | 0 | 52.16 | 52.16 | 1 | 0 | 0 |  | 0 |  | 0
|  |  |  | 28 | 56 | 0 | 0 | 0 | 0 | 0 | 7.48 | 0.12502 | 0 | 56 | 56 | 1 | 0 | 0 |  | 0 |  | 0
|  |  |  | 28.96 | 57.92 | 0 | 0 | 0 | 0 | 0 | 7.48 | 0.12502 | 0 | 57.92 | 57.92 | 1 | 0 | 0 |  | 0 |  | 0
|  |  |  | 28.72 | 57.44 | 0 | 0 | 0 | 0 | 0 | 7.48 | 0.12502 | 0 | 57.44 | 54.72 | 0.2 | 0 | 2.72 |  | 0 |  | 0
|  |  |  | 28.32 | 56.64 | 0 | 0 | 0 | 0 | 0 | 7.48 | 0.10709 | 2.72 | 56.64 | 56.64 | 0.91885 | 0 | 0 |  | 0 |  | 0
|  |  |  | 26.28 | 52.56 | 0 | 0 | 0 | 0 | 0 | 7.48 | 0.10709 | 0.307 | 52.56 | 52.56 | 1 | 0 | 0 |  | 0 |  | 0
|  |  |  | 25 | 50 | 0 | 0 | 0 | 0 | 0 | 7.48 | 0.10709 | 0 | 50 | 50 | 1 | 0 | 0 |  | 0 |  | 0
|  |  |  | 19.72 | 39.44 | 0 | 0 | 0 | 0 | 0 | 7.48 | 0.10709 | 0 | 39.44 | 39.44 | 1 | 0 | 0 |  | 0 |  | 0
|  |  |  | 15.44 | 30.88 | 0 | 0 | 0 | 0 | 0 | 7.48 | 0.10709 | 0 | 30.88 | 30.88 | 1 | 0 | 0 |  | 0 |  | 0
|  |  |  | 14.04 | 28.08 | 0 | 0 | 0 | 0 | 0 | 7.48 | 0.10709 | 0 | 28.08 | 28.08 | 1 | 0 | 0 |  | 0 |  | 0
|  |  |  | 15.6 | 31.2 | 0 | 0 | 0 | 0 | 0 | 7.48 | 0.10709 | 0 | 31.2 | 31.2 | 1 | 0 | 0 |  | 0 |  | 0
|  |  |  | 18.12 | 36.24 | 0 | 0 | 0 | 0 | 0 | 7.48 | 0.10709 | 0 | 36.24 | 36.24 | 1 | 0 | 0 |  | 0 |  | 0
|  |  |  | 19.72 | 39.44 | 0 | 0 | 0 | 0 | 0 | 7.48 | 0.10709 | 0 | 39.44 | 39.44 | 1 | 0 | 0 |  | 0 |  | 0
|  |  |  | 16.4 | 32.8 | 0 | 0 | 0 | 0 | 0 | 7.48 | 0.10709 | 0 | 32.8 | 32.8 | 1 | 0 | 0 |  | 0 |  | 0
|  |  |  | 16.28 | 32.56 | 0 | 0 | 0 | 0 | 0 | 7.48 | 0.10709 | 0 | 32.56 | 32.56 | 1 | 0 | 0 |  | 0 |  | 0
|  |  |  | 23.84 | 47.68 | 0 | 0 | 0 | 0 | 0 | 7.48 | 0.10709 | 0 | 47.68 | 47.68 | 1 | 0 | 0 |  | 0 |  | 0
|  |  |  | 23.68 | 47.36 | 0 | 0 | 0 | 0 | 0 | 7.48 | 0.10709 | 0 | 47.36 | 47.36 | 1 | 0 | 0 |  | 0 |  | 0
|  |  |  | 22.8 | 45.6 | 0 | 0 | 0 | 0 | 0 | 7.48 | 0.10709 | 0 | 45.6 | 45.6 | 1 | 0 | 0 |  | 0 |  | 0
|  |  |  | 23.84 | 47.68 | 0 | 0 | 0 | 0 | 0 | 7.48 | 0.12502 | 0 | 47.68 | 47.68 | 1 | 0 | 0 |  | 0 |  | 0
|  |  |  | 25 | 50 | 0 | 0 | 0 | 0 | 0 | 7.48 | 0.12502 | 0 | 50 | 50 | 1 | 0 | 0 |  | 0 |  | 0
|  |  |  | 24.92 | 49.84 | 0 | 0 | 0 | 0 | 0 | 7.48 | 0.12502 | 0 | 49.84 | 49.84 | 1 | 0 | 0 |  | 0 |  | 0
|  |  |  | 25.32 | 50.64 | 0 | 0 | 0 | 0 | 0 | 12.23 | 0.12502 | 0 | 50.64 | 50.64 | 1 | 0 | 0 |  | 0 |  | 0
|  |  |  | 24.8 | 49.6 | 0 | 0 | 0 | 0 | 0 | 12.23 | 0.12502 | 0 | 49.6 | 49.6 | 1 | 0 | 0 |  | 0 |  | 0
|  |  |  | 24.48 | 48.96 | 0 | 0 | 0 | 0 | 0 | 12.23 | 0.12502 | 0 | 48.96 | 48.96 | 1 | 0 | 0 |  | 0 |  | 0
|  |  |  | 23.52 | 47.04 | 0 | 0 | 0 | 0 | 0 | 12.23 | 0.12502 | 0 | 47.04 | 47.04 | 1 | 0 | 0 |  | 0 |  | 0
|  |  |  | 23.4667 | 46.9333 | 0 | 0 | 0 | 0 | 0 | 7.48 | 0.12502 | 0 | 46.933 | 46.933 | 1 | 0 | 0 |  | 0 |  | 0
|  |  |  | 21.96 | 43.92 | 0 | 0 | 0 | 0 | 0 | 7.48 | 0.12502 | 0 | 43.92 | 43.92 | 1 | 0 | 0 |  | 0 |  | 0
|  |  |  | 20.9733 | 41.9467 | 0 | 0 | 0 | 0 | 0 | 7.48 | 0.12502 | 0 | 41.947 | 39.227 | 0.2 | 0 | 2.72 |  | 0 |  | 0
|  |  |  | 20.7867 | 41.5733 | 0 | 0 | 0 | 0 | 0 | 7.48 | 0.10709 | 2.72 | 41.573 | 41.573 | 0.91885 | 0 | 0 |  | 0 |  | 0
|  |  |  | 23.64 | 47.28 | 0 | 0 | 0 | 0 | 0 | 7.48 | 0.10709 | 0.307 | 47.28 | 47.28 | 1 | 0 | 0 |  | 0 |  | 0
|  |  |  | 21.84 | 43.68 | 0 | 0 | 0 | 0 | 0 | 7.48 | 0.10709 | 0 | 43.68 | 43.68 | 1 | 0 | 0 |  | 0 |  | 0
|  |  |  | 19.68 | 39.36 | 0 | 0 | 0 | 0 | 0 | 7.48 | 0.10709 | 0 | 39.36 | 39.36 | 1 | 0 | 0 |  | 0 |  | 0
|  |  |  | 16.56 | 33.12 | 0 | 0 | 0 | 0 | 0 | 7.48 | 0.10709 | 0 | 33.12 | 33.12 | 1 | 0 | 0 |  | 0 |  | 0
|  |  |  | 15.24 | 30.48 | 0 | 0 | 0 | 0 | 0 | 7.48 | 0.10709 | 0 | 30.48 | 30.48 | 1 | 0 | 0 |  | 0 |  | 0
|  |  |  | 18.04 | 36.08 | 0 | 0 | 0 | 0 | 0 | 7.48 | 0.10709 | 0 | 36.08 | 36.08 | 1 | 0 | 0 |  | 0 |  | 0
|  |  |  | 18.72 | 37.44 | 0 | 0 | 0 | 0 | 0 | 7.48 | 0.10709 | 0 | 37.44 | 37.44 | 1 | 0 | 0 |  | 0 |  | 0
|  |  |  | 19.24 | 38.48 | 0 | 0 | 0 | 0 | 0 | 7.48 | 0.10709 | 0 | 38.48 | 38.48 | 1 | 0 | 0 |  | 0 |  | 0
|  |  |  | 17.04 | 34.08 | 0 | 0 | 0 | 0 | 0 | 7.48 | 0.10709 | 0 | 34.08 | 34.08 | 1 | 0 | 0 |  | 0 |  | 0
|  |  |  | 17.52 | 35.04 | 0 | 0 | 0 | 0 | 0 | 7.48 | 0.10709 | 0 | 35.04 | 35.04 | 1 | 0 | 0 |  | 0 |  | 0
|  |  |  | 18.32 | 36.64 | 0 | 0 | 0 | 0 | 0 | 7.48 | 0.10709 | 0 | 36.64 | 36.64 | 1 | 0 | 0 |  | 0 |  | 0
|  |  |  | 23.56 | 47.12 | 0 | 0 | 0 | 0 | 0 | 7.48 | 0.10709 | 0 | 47.12 | 47.12 | 1 | 0 | 0 |  | 0 |  | 0
|  |  |  | 24.12 | 48.24 | 0 | 0 | 0 | 0 | 0 | 7.48 | 0.10709 | 0 | 48.24 | 48.24 | 1 | 0 | 0 |  | 0 |  | 0
|  |  |  | 24 | 48 | 0 | 0 | 0 | 0 | 0 | 7.48 | 0.12502 | 0 | 48 | 48 | 1 | 0 | 0 |  | 0 |  | 0
|  |  |  | 22.72 | 45.44 | 0 | 0 | 0 | 0 | 0 | 7.48 | 0.12502 | 0 | 45.44 | 45.44 | 1 | 0 | 0 |  | 0 |  | 0
|  |  |  | 22.5067 | 45.0133 | 0 | 0 | 0 | 0 | 0 | 7.48 | 0.12502 | 0 | 45.013 | 45.013 | 1 | 0 | 0 |  | 0 |  | 0
|  |  |  | 23.28 | 46.56 | 0 | 0 | 0 | 0 | 0 | 12.23 | 0.12502 | 0 | 46.56 | 46.56 | 1 | 0 | 0 |  | 0 |  | 0
|  |  |  | 22.76 | 45.52 | 0 | 0 | 0 | 0 | 0 | 12.23 | 0.12502 | 0 | 45.52 | 45.52 | 1 | 0 | 0 |  | 0 |  | 0
|  |  |  | 22.68 | 45.36 | 0 | 0 | 0 | 0 | 0 | 12.23 | 0.12502 | 0 | 45.36 | 45.36 | 1 | 0 | 0 |  | 0 |  | 0
|  |  |  | 22.64 | 45.28 | 0 | 0 | 0 | 0 | 0 | 12.23 | 0.12502 | 0 | 45.28 | 45.28 | 1 | 0 | 0 |  | 0 |  | 0
|  |  |  | 23.36 | 46.72 | 0 | 0 | 0 | 0 | 0 | 7.48 | 0.12502 | 0 | 46.72 | 46.72 | 1 | 0 | 0 |  | 0 |  | 0
|  |  |  | 22.9733 | 45.9467 | 0 | 0 | 0 | 0 | 0 | 7.48 | 0.12502 | 0 | 45.947 | 45.947 | 1 | 0 | 0 |  | 0 |  | 0
|  |  |  | 18.0933 | 36.1867 | 0 | 0 | 0 | 0 | 0 | 7.48 | 0.12502 | 0 | 36.187 | 33.467 | 0.2 | 0 | 2.72 |  | 0 |  | 0
|  |  |  | 17.48 | 34.96 | 0 | 0 | 0 | 0 | 0 | 7.48 | 0.10709 | 2.72 | 34.96 | 34.96 | 0.91885 | 0 | 0 |  | 0 |  | 0
|  |  |  | 17.9733 | 35.9467 | 0 | 0 | 0 | 0 | 0 | 7.48 | 0.10709 | 0.307 | 35.947 | 35.947 | 1 | 0 | 0 |  | 0 |  | 0
|  |  |  | 17.32 | 34.64 | 0 | 0 | 0 | 0 | 0 | 7.48 | 0.10709 | 0 | 34.64 | 34.64 | 1 | 0 | 0 |  | 0 |  | 0
|  |  |  | 15.12 | 30.24 | 0 | 0 | 0 | 0 | 0 | 7.48 | 0.10709 | 0 | 30.24 | 30.24 | 1 | 0 | 0 |  | 0 |  | 0
|  |  |  | 14.16 | 28.32 | 0 | 0 | 0 | 0 | 0 | 7.48 | 0.10709 | 0 | 28.32 | 28.32 | 1 | 0 | 0 |  | 0 |  | 0
|  |  |  | 12.52 | 25.04 | 0 | 0 | 0 | 0 | 0 | 7.48 | 0.10709 | 0 | 25.04 | 25.04 | 1 | 0 | 0 |  | 0 |  | 0
|  |  |  | 11.84 | 23.68 | 0 | 0 | 0 | 0 | 0 | 7.48 | 0.10709 | 0 | 23.68 | 23.68 | 1 | 0 | 0 |  | 0 |  | 0
|  |  |  | 12.72 | 25.44 | 0 | 0 | 0 | 0 | 0 | 7.48 | 0.10709 | 0 | 25.44 | 25.44 | 1 | 0 | 0 |  | 0 |  | 0
|  |  |  | 13.24 | 26.48 | 0 | 0 | 0 | 0 | 0 | 7.48 | 0.10709 | 0 | 26.48 | 26.48 | 1 | 0 | 0 |  | 0 |  | 0
|  |  |  | 16.12 | 32.24 | 0 | 0 | 0 | 0 | 0 | 7.48 | 0.10709 | 0 | 32.24 | 32.24 | 1 | 0 | 0 |  | 0 |  | 0
|  |  |  | 21.4 | 42.8 | 0 | 0 | 0 | 0 | 0 | 7.48 | 0.10709 | 0 | 42.8 | 42.8 | 1 | 0 | 0 |  | 0 |  | 0
|  |  |  | 23.12 | 46.24 | 0 | 0 | 0 | 0 | 0 | 7.48 | 0.10709 | 0 | 46.24 | 46.24 | 1 | 0 | 0 |  | 0 |  | 0
|  |  |  | 29.12 | 58.24 | 0 | 0 | 0 | 0 | 0 | 7.48 | 0.10709 | 0 | 58.24 | 58.24 | 1 | 0 | 0 |  | 0 |  | 0
|  |  |  | 28.72 | 57.44 | 0 | 0 | 0 | 0 | 0 | 7.48 | 0.10709 | 0 | 57.44 | 57.44 | 1 | 0 | 0 |  | 0 |  | 0
|  |  |  | 29.68 | 59.36 | 0 | 0 | 0 | 0 | 0 | 7.48 | 0.12502 | 0 | 59.36 | 59.36 | 1 | 0 | 0 |  | 0 |  | 0
|  |  |  | 32.52 | 65.04 | 0 | 0 | 0 | 0 | 0 | 7.48 | 0.12502 | 0 | 65.04 | 65.04 | 1 | 0 | 0 |  | 0 |  | 0
|  |  |  | 27.72 | 55.44 | 0 | 0 | 0 | 0 | 0 | 7.48 | 0.12502 | 0 | 55.44 | 55.44 | 1 | 0 | 0 |  | 0 |  | 0
|  |  |  | 25.64 | 51.28 | 0 | 0 | 0 | 0 | 0 | 12.23 | 0.12502 | 0 | 51.28 | 51.28 | 1 | 0 | 0 |  | 0 |  | 0
|  |  |  | 24.32 | 48.64 | 0 | 0 | 0 | 0 | 0 | 12.23 | 0.12502 | 0 | 48.64 | 48.64 | 1 | 0 | 0 |  | 0 |  | 0
|  |  |  | 23.6 | 47.2 | 0 | 0 | 0 | 0 | 0 | 12.23 | 0.12502 | 0 | 47.2 | 47.2 | 1 | 0 | 0 |  | 0 |  | 0
|  |  |  | 22.12 | 44.24 | 0 | 0 | 0 | 0 | 0 | 12.23 | 0.12502 | 0 | 44.24 | 44.24 | 1 | 0 | 0 |  | 0 |  | 0
|  |  |  | 26.56 | 53.12 | 0 | 0 | 0 | 0 | 0 | 7.48 | 0.12502 | 0 | 53.12 | 53.12 | 1 | 0 | 0 |  | 0 |  | 0
|  |  |  | 27.76 | 55.52 | 0 | 0 | 0 | 0 | 0 | 7.48 | 0.12502 | 0 | 55.52 | 55.52 | 1 | 0 | 0 |  | 0 |  | 0
|  |  |  | 27.44 | 54.88 | 0 | 0 | 0 | 0 | 0 | 7.48 | 0.12502 | 0 | 54.88 | 52.16 | 0.2 | 0 | 2.72 |  | 0 |  | 0
|  |  |  | 26.8 | 53.6 | 0 | 0 | 0 | 0 | 0 | 7.48 | 0.10709 | 2.72 | 53.6 | 53.6 | 0.91885 | 0 | 0 |  | 0 |  | 0
|  |  |  | 25.32 | 50.64 | 0 | 0 | 0 | 0 | 0 | 7.48 | 0.10709 | 0.307 | 50.64 | 50.64 | 1 | 0 | 0 |  | 0 |  | 0
|  |  |  | 20 | 40 | 0 | 0 | 0 | 0 | 0 | 7.48 | 0.10709 | 0 | 40 | 40 | 1 | 0 | 0 |  | 0 |  | 0
|  |  |  | 13.04 | 26.08 | 0 | 0 | 0 | 0 | 0 | 7.48 | 0.10709 | 0 | 26.08 | 26.08 | 1 | 0 | 0 |  | 0 |  | 0
|  |  |  | 9.88 | 19.76 | 0 | 0 | 0 | 0 | 0 | 7.48 | 0.10709 | 0 | 19.76 | 19.76 | 1 | 0 | 0 |  | 0 |  | 0
|  |  |  | 11.8 | 23.6 | 0 | 0 | 0 | 0 | 0 | 7.48 | 0.10709 | 0 | 23.6 | 23.6 | 1 | 0 | 0 |  | 0 |  | 0
|  |  |  | 13.6 | 27.2 | 0 | 0 | 0 | 0 | 0 | 7.48 | 0.10709 | 0 | 27.2 | 27.2 | 1 | 0 | 0 |  | 0 |  | 0
|  |  |  | 13.68 | 27.36 | 0 | 0 | 0 | 0 | 0 | 7.48 | 0.10709 | 0 | 27.36 | 27.36 | 1 | 0 | 0 |  | 0 |  | 0
|  |  |  | 14.2 | 28.4 | 0 | 0 | 0 | 0 | 0 | 7.48 | 0.10709 | 0 | 28.4 | 28.4 | 1 | 0 | 0 |  | 0 |  | 0
|  |  |  | 18.4 | 36.8 | 0 | 0 | 0 | 0 | 0 | 7.48 | 0.10709 | 0 | 36.8 | 36.8 | 1 | 0 | 0 |  | 0 |  | 0
|  |  |  | 25.64 | 51.28 | 0 | 0 | 0 | 0 | 0 | 7.48 | 0.10709 | 0 | 51.28 | 51.28 | 1 | 0 | 0 |  | 0 |  | 0
|  |  |  | 25 | 50 | 0 | 0 | 0 | 0 | 0 | 7.48 | 0.10709 | 0 | 50 | 50 | 1 | 0 | 0 |  | 0 |  | 0
|  |  |  | 28.28 | 56.56 | 0 | 0 | 0 | 0 | 0 | 7.48 | 0.10709 | 0 | 56.56 | 56.56 | 1 | 0 | 0 |  | 0 |  | 0
|  |  |  | 27.92 | 55.84 | 0 | 0 | 0 | 0 | 0 | 7.48 | 0.10709 | 0 | 55.84 | 55.84 | 1 | 0 | 0 |  | 0 |  | 0
|  |  |  | 29.88 | 59.76 | 0 | 0 | 0 | 0 | 0 | 7.48 | 0.10709 | 0 | 59.76 | 59.76 | 1 | 0 | 0 |  | 0 |  | 0
|  |  |  | 31.92 | 63.84 | 0 | 0 | 0 | 0 | 0 | 7.48 | 0.10709 | 0 | 63.84 | 63.84 | 1 | 0 | 0 |  | 0 |  | 0
|  |  |  | 26.68 | 53.36 | 0 | 0 | 0 | 0 | 0 | 7.48 | 0.10709 | 0 | 53.36 | 53.36 | 1 | 0 | 0 |  | 0 |  | 0
|  |  |  | 26.8 | 53.6 | 0 | 0 | 0 | 0 | 0 | 7.48 | 0.10709 | 0 | 53.6 | 53.6 | 1 | 0 | 0 |  | 0 |  | 0
|  |  |  | 26.16 | 52.32 | 0 | 0 | 0 | 0 | 0 | 7.48 | 0.10709 | 0 | 52.32 | 52.32 | 1 | 0 | 0 |  | 0 |  | 0
|  |  |  | 26.32 | 52.64 | 0 | 0 | 0 | 0 | 0 | 7.48 | 0.10709 | 0 | 52.64 | 52.64 | 1 | 0 | 0 |  | 0 |  | 0
|  |  |  | 25.68 | 51.36 | 0 | 0 | 0 | 0 | 0 | 7.48 | 0.10709 | 0 | 51.36 | 51.36 | 1 | 0 | 0 |  | 0 |  | 0
|  |  |  | 28.28 | 56.56 | 0 | 0 | 0 | 0 | 0 | 7.48 | 0.10709 | 0 | 56.56 | 56.56 | 1 | 0 | 0 |  | 0 |  | 0
|  |  |  | 25.44 | 50.88 | 0 | 0 | 0 | 0 | 0 | 7.48 | 0.10709 | 0 | 50.88 | 50.88 | 1 | 0 | 0 |  | 0 |  | 0
|  |  |  | 25.16 | 50.32 | 0 | 0 | 0 | 0 | 0 | 7.48 | 0.10709 | 0 | 50.32 | 50.32 | 1 | 0 | 0 |  | 0 |  | 0
|  |  |  | 25.04 | 50.08 | 0 | 0 | 0 | 0 | 0 | 7.48 | 0.10709 | 0 | 50.08 | 50.08 | 1 | 0 | 0 |  | 0 |  | 0
|  |  |  | 19 | 38 | 0 | 0 | 0 | 0 | 0 | 7.48 | 0.10709 | 0 | 38 | 38 | 1 | 0 | 0 |  | 0 |  | 0
|  |  |  | 16.12 | 32.24 | 0 | 0 | 0 | 0 | 0 | 7.48 | 0.10709 | 0 | 32.24 | 32.24 | 1 | 0 | 0 |  | 0 |  | 0
|  |  |  | 11.24 | 22.48 | 0 | 0 | 0 | 0 | 0 | 7.48 | 0.10709 | 0 | 22.48 | 22.48 | 1 | 0 | 0 |  | 0 |  | 0
|  |  |  | 9.12 | 18.24 | 0 | 0 | 0 | 0 | 0 | 7.48 | 0.10709 | 0 | 18.24 | 18.24 | 1 | 0 | 0 |  | 0 |  | 0
|  |  |  | 11.52 | 23.04 | 0 | 0 | 0 | 0 | 0 | 7.48 | 0.10709 | 0 | 23.04 | 23.04 | 1 | 0 | 0 |  | 0 |  | 0
|  |  |  | 12.08 | 24.16 | 0 | 0 | 0 | 0 | 0 | 7.48 | 0.10709 | 0 | 24.16 | 24.16 | 1 | 0 | 0 |  | 0 |  | 0
|  |  |  | 13.36 | 26.72 | 0 | 0 | 0 | 0 | 0 | 7.48 | 0.10709 | 0 | 26.72 | 26.72 | 1 | 0 | 0 |  | 0 |  | 0
|  |  |  | 14.96 | 29.92 | 0 | 0 | 0 | 0 | 0 | 7.48 | 0.10709 | 0 | 29.92 | 29.92 | 1 | 0 | 0 |  | 0 |  | 0
|  |  |  | 17.28 | 34.56 | 0 | 0 | 0 | 0 | 0 | 7.48 | 0.10709 | 0 | 34.56 | 34.56 | 1 | 0 | 0 |  | 0 |  | 0
|  |  |  | 24.56 | 49.12 | 0 | 0 | 0 | 0 | 0 | 7.48 | 0.10709 | 0 | 49.12 | 49.12 | 1 | 0 | 0 |  | 0 |  | 0
|  |  |  | 26.52 | 53.04 | 0 | 0 | 0 | 0 | 0 | 7.48 | 0.10709 | 0 | 53.04 | 53.04 | 1 | 0 | 0 |  | 0 |  | 0
|  |  |  | 28.4 | 56.8 | 0 | 0 | 0 | 0 | 0 | 7.48 | 0.10709 | 0 | 56.8 | 56.8 | 1 | 0 | 0 |  | 0 |  | 0
|  |  |  | 28.76 | 57.52 | 0 | 0 | 0 | 0 | 0 | 7.48 | 0.10709 | 0 | 57.52 | 57.52 | 1 | 0 | 0 |  | 0 |  | 0
|  |  |  | 29.68 | 59.36 | 0 | 0 | 0 | 0 | 0 | 7.48 | 0.10709 | 0 | 59.36 | 59.36 | 1 | 0 | 0 |  | 0 |  | 0
|  |  |  | 31.2 | 62.4 | 0 | 0 | 0 | 0 | 0 | 7.48 | 0.10709 | 0 | 62.4 | 62.4 | 1 | 0 | 0 |  | 0 |  | 0
|  |  |  | 28.28 | 56.56 | 0 | 0 | 0 | 0 | 0 | 7.48 | 0.10709 | 0 | 56.56 | 56.56 | 1 | 0 | 0 |  | 0 |  | 0
|  |  |  | 27 | 54 | 0 | 0 | 0 | 0 | 0 | 7.48 | 0.10709 | 0 | 54 | 54 | 1 | 0 | 0 |  | 0 |  | 0
|  |  |  | 25.04 | 50.08 | 0 | 0 | 0 | 0 | 0 | 7.48 | 0.10709 | 0 | 50.08 | 50.08 | 1 | 0 | 0 |  | 0 |  | 0
|  |  |  | 23 | 46 | 0 | 0 | 0 | 0 | 0 | 7.48 | 0.10709 | 0 | 46 | 46 | 1 | 0 | 0 |  | 0 |  | 0
|  |  |  | 24 | 48 | 0 | 0 | 0 | 0 | 0 | 7.48 | 0.10709 | 0 | 48 | 48 | 1 | 0 | 0 |  | 0 |  | 0
|  |  |  | 25.36 | 50.72 | 0 | 0 | 0 | 0 | 0 | 7.48 | 0.10709 | 0 | 50.72 | 50.72 | 1 | 0 | 0 |  | 0 |  | 0
|  |  |  | 25.24 | 50.48 | 0 | 0 | 0 | 0 | 0 | 7.48 | 0.10709 | 0 | 50.48 | 50.48 | 1 | 0 | 0 |  | 0 |  | 0
|  |  |  | 24.52 | 49.04 | 0 | 0 | 0 | 0 | 0 | 7.48 | 0.10709 | 0 | 49.04 | 49.04 | 1 | 0 | 0 |  | 0 |  | 0
|  |  |  | 25.56 | 51.12 | 0 | 0 | 0 | 0 | 0 | 7.48 | 0.10709 | 0 | 51.12 | 51.12 | 1 | 0 | 0 |  | 0 |  | 0
|  |  |  | 25.56 | 51.12 | 0 | 0 | 0 | 0 | 0 | 7.48 | 0.10709 | 0 | 51.12 | 51.12 | 1 | 0 | 0 |  | 0 |  | 0
|  |  |  | 21.88 | 43.76 | 0 | 0 | 0 | 0 | 0 | 7.48 | 0.10709 | 0 | 43.76 | 43.76 | 1 | 0 | 0 |  | 0 |  | 0
|  |  |  | 13.4 | 26.8 | 0 | 0 | 0 | 0 | 0 | 7.48 | 0.10709 | 0 | 26.8 | 26.8 | 1 | 0 | 0 |  | 0 |  | 0
|  |  |  | 11.6 | 23.2 | 0 | 0 | 0 | 0 | 0 | 7.48 | 0.10709 | 0 | 23.2 | 23.2 | 1 | 0 | 0 |  | 0 |  | 0
|  |  |  | 13.8 | 27.6 | 0 | 0 | 0 | 0 | 0 | 7.48 | 0.10709 | 0 | 27.6 | 27.6 | 1 | 0 | 0 |  | 0 |  | 0
|  |  |  | 20.68 | 41.36 | 0 | 0 | 0 | 0 | 0 | 7.48 | 0.10709 | 0 | 41.36 | 41.36 | 1 | 0 | 0 |  | 0 |  | 0
|  |  |  | 17.16 | 34.32 | 0 | 0 | 0 | 0 | 0 | 7.48 | 0.10709 | 0 | 34.32 | 34.32 | 1 | 0 | 0 |  | 0 |  | 0
|  |  |  | 13.72 | 27.44 | 0 | 0 | 0 | 0 | 0 | 7.48 | 0.10709 | 0 | 27.44 | 27.44 | 1 | 0 | 0 |  | 0 |  | 0
|  |  |  | 16.76 | 33.52 | 0 | 0 | 0 | 0 | 0 | 7.48 | 0.10709 | 0 | 33.52 | 33.52 | 1 | 0 | 0 |  | 0 |  | 0
|  |  |  | 25.2 | 50.4 | 0 | 0 | 0 | 0 | 0 | 7.48 | 0.10709 | 0 | 50.4 | 50.4 | 1 | 0 | 0 |  | 0 |  | 0
|  |  |  | 26.28 | 52.56 | 0 | 0 | 0 | 0 | 0 | 7.48 | 0.10709 | 0 | 52.56 | 52.56 | 1 | 0 | 0 |  | 0 |  | 0
|  |  |  | 28.24 | 56.48 | 0 | 0 | 0 | 0 | 0 | 7.48 | 0.10709 | 0 | 56.48 | 56.48 | 1 | 0 | 0 |  | 0 |  | 0
|  |  |  | 28.48 | 56.96 | 0 | 0 | 0 | 0 | 0 | 7.48 | 0.10709 | 0 | 56.96 | 56.96 | 1 | 0 | 0 |  | 0 |  | 0
|  |  |  | 29.84 | 59.68 | 0 | 0 | 0 | 0 | 0 | 7.48 | 0.12502 | 0 | 59.68 | 59.68 | 1 | 0 | 0 |  | 0 |  | 0
|  |  |  | 29.8 | 59.6 | 0 | 0 | 0 | 0 | 0 | 7.48 | 0.12502 | 0 | 59.6 | 59.6 | 1 | 0 | 0 |  | 0 |  | 0
|  |  |  | 27.72 | 55.44 | 0 | 0 | 0 | 0 | 0 | 7.48 | 0.12502 | 0 | 55.44 | 55.44 | 1 | 0 | 0 |  | 0 |  | 0
|  |  |  | 25.8 | 51.6 | 0 | 0 | 0 | 0 | 0 | 12.23 | 0.12502 | 0 | 51.6 | 51.6 | 1 | 0 | 0 |  | 0 |  | 0
|  |  |  | 24.56 | 49.12 | 0 | 0 | 0 | 0 | 0 | 12.23 | 0.12502 | 0 | 49.12 | 49.12 | 1 | 0 | 0 |  | 0 |  | 0
|  |  |  | 24.6 | 49.2 | 0 | 0 | 0 | 0 | 0 | 12.23 | 0.12502 | 0 | 49.2 | 49.2 | 1 | 0 | 0 |  | 0 |  | 0
|  |  |  | 23.92 | 47.84 | 0 | 0 | 0 | 0 | 0 | 12.23 | 0.12502 | 0 | 47.84 | 47.84 | 1 | 0 | 0 |  | 0 |  | 0
|  |  |  | 24.2 | 48.4 | 0 | 0 | 0 | 0 | 0 | 7.48 | 0.12502 | 0 | 48.4 | 48.4 | 1 | 0 | 0 |  | 0 |  | 0
|  |  |  | 25 | 50 | 0 | 0 | 0 | 0 | 0 | 7.48 | 0.12502 | 0 | 50 | 50 | 1 | 0 | 0 |  | 0 |  | 0
|  |  |  | 25.84 | 51.68 | 0 | 0 | 0 | 0 | 0 | 7.48 | 0.12502 | 0 | 51.68 | 48.96 | 0.2 | 0 | 2.72 |  | 0 |  | 0
|  |  |  | 27.08 | 54.16 | 0 | 0 | 0 | 0 | 0 | 7.48 | 0.10709 | 2.72 | 54.16 | 54.16 | 0.91885 | 0 | 0 |  | 0 |  | 0
|  |  |  | 24.68 | 49.36 | 0 | 0 | 0 | 0 | 0 | 7.48 | 0.10709 | 0.307 | 49.36 | 49.36 | 1 | 0 | 0 |  | 0 |  | 0
|  |  |  | 16.96 | 33.92 | 0 | 0 | 0 | 0 | 0 | 7.48 | 0.10709 | 0 | 33.92 | 33.92 | 1 | 0 | 0 |  | 0 |  | 0
|  |  |  | 11.52 | 23.04 | 0 | 0 | 0 | 0 | 0 | 7.48 | 0.10709 | 0 | 23.04 | 23.04 | 1 | 0 | 0 |  | 0 |  | 0
|  |  |  | 9.8 | 19.6 | 0 | 0 | 0 | 0 | 0 | 7.48 | 0.10709 | 0 | 19.6 | 19.6 | 1 | 0 | 0 |  | 0 |  | 0
|  |  |  | 11.68 | 23.36 | 0 | 0 | 0 | 0 | 0 | 7.48 | 0.10709 | 0 | 23.36 | 23.36 | 1 | 0 | 0 |  | 0 |  | 0
|  |  |  | 11.64 | 23.28 | 0 | 0 | 0 | 0 | 0 | 7.48 | 0.10709 | 0 | 23.28 | 23.28 | 1 | 0 | 0 |  | 0 |  | 0
|  |  |  | 12.76 | 25.52 | 0 | 0 | 0 | 0 | 0 | 7.48 | 0.10709 | 0 | 25.52 | 25.52 | 1 | 0 | 0 |  | 0 |  | 0
|  |  |  | 14.48 | 28.96 | 0 | 0 | 0 | 0 | 0 | 7.48 | 0.10709 | 0 | 28.96 | 28.96 | 1 | 0 | 0 |  | 0 |  | 0
|  |  |  | 17.48 | 34.96 | 0 | 0 | 0 | 0 | 0 | 7.48 | 0.10709 | 0 | 34.96 | 34.96 | 1 | 0 | 0 |  | 0 |  | 0
|  |  |  | 23.72 | 47.44 | 0 | 0 | 0 | 0 | 0 | 7.48 | 0.10709 | 0 | 47.44 | 47.44 | 1 | 0 | 0 |  | 0 |  | 0
|  |  |  | 26.24 | 52.48 | 0 | 0 | 0 | 0 | 0 | 7.48 | 0.10709 | 0 | 52.48 | 52.48 | 1 | 0 | 0 |  | 0 |  | 0
|  |  |  | 29.6 | 59.2 | 0 | 0 | 0 | 0 | 0 | 7.48 | 0.10709 | 0 | 59.2 | 59.2 | 1 | 0 | 0 |  | 0 |  | 0
|  |  |  | 28.32 | 56.64 | 0 | 0 | 0 | 0 | 0 | 7.48 | 0.10709 | 0 | 56.64 | 56.64 | 1 | 0 | 0 |  | 0 |  | 0
|  |  |  | 30.24 | 60.48 | 0 | 0 | 0 | 0 | 0 | 7.48 | 0.12502 | 0 | 60.48 | 60.48 | 1 | 0 | 0 |  | 0 |  | 0
|  |  |  | 32.4 | 64.8 | 0 | 0 | 0 | 0 | 0 | 7.48 | 0.12502 | 0 | 64.8 | 64.8 | 1 | 0 | 0 |  | 0 |  | 0
|  |  |  | 28 | 56 | 0 | 0 | 0 | 0 | 0 | 7.48 | 0.12502 | 0 | 56 | 56 | 1 | 0 | 0 |  | 0 |  | 0
|  |  |  | 26.28 | 52.56 | 0 | 0 | 0 | 0 | 0 | 12.23 | 0.12502 | 0 | 52.56 | 52.56 | 1 | 0 | 0 |  | 0 |  | 0
|  |  |  | 25.56 | 51.12 | 0 | 0 | 0 | 0 | 0 | 12.23 | 0.12502 | 0 | 51.12 | 51.12 | 1 | 0 | 0 |  | 0 |  | 0
|  |  |  | 25.48 | 50.96 | 0 | 0 | 0 | 0 | 0 | 12.23 | 0.12502 | 0 | 50.96 | 50.96 | 1 | 0 | 0 |  | 0 |  | 0
|  |  |  | 24.72 | 49.44 | 0 | 0 | 0 | 0 | 0 | 12.23 | 0.12502 | 0 | 49.44 | 49.44 | 1 | 0 | 0 |  | 0 |  | 0
|  |  |  | 25.6 | 51.2 | 0 | 0 | 0 | 0 | 0 | 7.48 | 0.12502 | 0 | 51.2 | 51.2 | 1 | 0 | 0 |  | 0 |  | 0
|  |  |  | 27.48 | 54.96 | 0 | 0 | 0 | 0 | 0 | 7.48 | 0.12502 | 0 | 54.96 | 54.96 | 1 | 0 | 0 |  | 0 |  | 0
|  |  |  | 26.44 | 52.88 | 0 | 0 | 0 | 0 | 0 | 7.48 | 0.12502 | 0 | 52.88 | 50.16 | 0.2 | 0 | 2.72 |  | 0 |  | 0
|  |  |  | 25.64 | 51.28 | 0 | 0 | 0 | 0 | 0 | 7.48 | 0.10709 | 2.72 | 51.28 | 51.28 | 0.91885 | 0 | 0 |  | 0 |  | 0
|  |  |  | 20.24 | 40.48 | 0 | 0 | 0 | 0 | 0 | 7.48 | 0.10709 | 0.307 | 40.48 | 40.48 | 1 | 0 | 0 |  | 0 |  | 0
|  |  |  | 19.92 | 39.84 | 0 | 0 | 0 | 0 | 0 | 7.48 | 0.10709 | 0 | 39.84 | 39.84 | 1 | 0 | 0 |  | 0 |  | 0
|  |  |  | 13.52 | 27.04 | 0 | 0 | 0 | 0 | 0 | 7.48 | 0.10709 | 0 | 27.04 | 27.04 | 1 | 0 | 0 |  | 0 |  | 0
|  |  |  | 10.16 | 20.32 | 0 | 0 | 0 | 0 | 0 | 7.48 | 0.10709 | 0 | 20.32 | 20.32 | 1 | 0 | 0 |  | 0 |  | 0
|  |  |  | 9.6 | 19.2 | 0 | 0 | 0 | 0 | 0 | 7.48 | 0.10709 | 0 | 19.2 | 19.2 | 1 | 0 | 0 |  | 0 |  | 0
|  |  |  | 12.32 | 24.64 | 0 | 0 | 0 | 0 | 0 | 7.48 | 0.10709 | 0 | 24.64 | 24.64 | 1 | 0 | 0 |  | 0 |  | 0
|  |  |  | 13.84 | 27.68 | 0 | 0 | 0 | 0 | 0 | 7.48 | 0.10709 | 0 | 27.68 | 27.68 | 1 | 0 | 0 |  | 0 |  | 0
|  |  |  | 16.12 | 32.24 | 0 | 0 | 0 | 0 | 0 | 7.48 | 0.10709 | 0 | 32.24 | 32.24 | 1 | 0 | 0 |  | 0 |  | 0
|  |  |  | 16.76 | 33.52 | 0 | 0 | 0 | 0 | 0 | 7.48 | 0.10709 | 0 | 33.52 | 33.52 | 1 | 0 | 0 |  | 0 |  | 0
|  |  |  | 18.24 | 36.48 | 0 | 0 | 0 | 0 | 0 | 7.48 | 0.10709 | 0 | 36.48 | 36.48 | 1 | 0 | 0 |  | 0 |  | 0
|  |  |  | 24.68 | 49.36 | 0 | 0 | 0 | 0 | 0 | 7.48 | 0.10709 | 0 | 49.36 | 49.36 | 1 | 0 | 0 |  | 0 |  | 0
|  |  |  | 24.68 | 49.36 | 0 | 0 | 0 | 0 | 0 | 7.48 | 0.10709 | 0 | 49.36 | 49.36 | 1 | 0 | 0 |  | 0 |  | 0
|  |  |  | 24.32 | 48.64 | 0 | 0 | 0 | 0 | 0 | 7.48 | 0.10709 | 0 | 48.64 | 48.64 | 1 | 0 | 0 |  | 0 |  | 0
|  |  |  | 22.04 | 44.08 | 0 | 0 | 0 | 0 | 0 | 7.48 | 0.12502 | 0 | 44.08 | 44.08 | 1 | 0 | 0 |  | 0 |  | 0
|  |  |  | 23.68 | 47.36 | 0 | 0 | 0 | 0 | 0 | 7.48 | 0.12502 | 0 | 47.36 | 47.36 | 1 | 0 | 0 |  | 0 |  | 0
|  |  |  | 23.32 | 46.64 | 0 | 0 | 0 | 0 | 0 | 7.48 | 0.12502 | 0 | 46.64 | 46.64 | 1 | 0 | 0 |  | 0 |  | 0
|  |  |  | 23.88 | 47.76 | 0 | 0 | 0 | 0 | 0 | 12.23 | 0.12502 | 0 | 47.76 | 47.76 | 1 | 0 | 0 |  | 0 |  | 0
|  |  |  | 22.96 | 45.92 | 0 | 0 | 0 | 0 | 0 | 12.23 | 0.12502 | 0 | 45.92 | 45.92 | 1 | 0 | 0 |  | 0 |  | 0
|  |  |  | 22.76 | 45.52 | 0 | 0 | 0 | 0 | 0 | 12.23 | 0.12502 | 0 | 45.52 | 45.52 | 1 | 0 | 0 |  | 0 |  | 0
|  |  |  | 22.12 | 44.24 | 0 | 0 | 0 | 0 | 0 | 12.23 | 0.12502 | 0 | 44.24 | 44.24 | 1 | 0 | 0 |  | 0 |  | 0
|  |  |  | 23.32 | 46.64 | 0 | 0 | 0 | 0 | 0 | 7.48 | 0.12502 | 0 | 46.64 | 46.64 | 1 | 0 | 0 |  | 0 |  | 0
|  |  |  | 22.12 | 44.24 | 0 | 0 | 0 | 0 | 0 | 7.48 | 0.12502 | 0 | 44.24 | 44.24 | 1 | 0 | 0 |  | 0 |  | 0
|  |  |  | 21.16 | 42.32 | 0 | 0 | 0 | 0 | 0 | 7.48 | 0.12502 | 0 | 42.32 | 39.6 | 0.2 | 0 | 2.72 |  | 0 |  | 0
|  |  |  | 22.92 | 45.84 | 0 | 0 | 0 | 0 | 0 | 7.48 | 0.10709 | 2.72 | 45.84 | 45.84 | 0.91885 | 0 | 0 |  | 0 |  | 0
|  |  |  | 22.84 | 45.68 | 0 | 0 | 0 | 0 | 0 | 7.48 | 0.10709 | 0.307 | 45.68 | 45.68 | 1 | 0 | 0 |  | 0 |  | 0
|  |  |  | 22.8 | 45.6 | 0 | 0 | 0 | 0 | 0 | 7.48 | 0.10709 | 0 | 45.6 | 45.6 | 1 | 0 | 0 |  | 0 |  | 0
|  |  |  | 19.2 | 38.4 | 0 | 0 | 0 | 0 | 0 | 7.48 | 0.10709 | 0 | 38.4 | 38.4 | 1 | 0 | 0 |  | 0 |  | 0
|  |  |  | 17.04 | 34.08 | 0 | 0 | 0 | 0 | 0 | 7.48 | 0.10709 | 0 | 34.08 | 34.08 | 1 | 0 | 0 |  | 0 |  | 0
|  |  |  | 15.04 | 30.08 | 0 | 0 | 0 | 0 | 0 | 7.48 | 0.10709 | 0 | 30.08 | 30.08 | 1 | 0 | 0 |  | 0 |  | 0
|  |  |  | 16.64 | 33.28 | 0 | 0 | 0 | 0 | 0 | 7.48 | 0.10709 | 0 | 33.28 | 33.28 | 1 | 0 | 0 |  | 0 |  | 0
|  |  |  | 18.2 | 36.4 | 0 | 0 | 0 | 0 | 0 | 7.48 | 0.10709 | 0 | 36.4 | 36.4 | 1 | 0 | 0 |  | 0 |  | 0
|  |  |  | 20.4 | 40.8 | 0 | 0 | 0 | 0 | 0 | 7.48 | 0.10709 | 0 | 40.8 | 40.8 | 1 | 0 | 0 |  | 0 |  | 0
|  |  |  | 18.96 | 37.92 | 0 | 0 | 0 | 0 | 0 | 7.48 | 0.10709 | 0 | 37.92 | 37.92 | 1 | 0 | 0 |  | 0 |  | 0
|  |  |  | 16.76 | 33.52 | 0 | 0 | 0 | 0 | 0 | 7.48 | 0.10709 | 0 | 33.52 | 33.52 | 1 | 0 | 0 |  | 0 |  | 0
|  |  |  | 19.2 | 38.4 | 0 | 0 | 0 | 0 | 0 | 7.48 | 0.10709 | 0 | 38.4 | 38.4 | 1 | 0 | 0 |  | 0 |  | 0
|  |  |  | 23.76 | 47.52 | 0 | 0 | 0 | 0 | 0 | 7.48 | 0.10709 | 0 | 47.52 | 47.52 | 1 | 0 | 0 |  | 0 |  | 0
|  |  |  | 23.56 | 47.12 | 0 | 0 | 0 | 0 | 0 | 7.48 | 0.10709 | 0 | 47.12 | 47.12 | 1 | 0 | 0 |  | 0 |  | 0
|  |  |  | 24.76 | 49.52 | 0 | 0 | 0 | 0 | 0 | 7.48 | 0.12502 | 0 | 49.52 | 49.52 | 1 | 0 | 0 |  | 0 |  | 0
|  |  |  | 24.24 | 48.48 | 0 | 0 | 0 | 0 | 0 | 7.48 | 0.12502 | 0 | 48.48 | 48.48 | 1 | 0 | 0 |  | 0 |  | 0
|  |  |  | 24.56 | 49.12 | 0 | 0 | 0 | 0 | 0 | 7.48 | 0.12502 | 0 | 49.12 | 49.12 | 1 | 0 | 0 |  | 0 |  | 0
|  |  |  | 24.6 | 49.2 | 0 | 0 | 0 | 0 | 0 | 12.23 | 0.12502 | 0 | 49.2 | 49.2 | 1 | 0 | 0 |  | 0 |  | 0
|  |  |  | 23.32 | 46.64 | 0 | 0 | 0 | 0 | 0 | 12.23 | 0.12502 | 0 | 46.64 | 46.64 | 1 | 0 | 0 |  | 0 |  | 0
|  |  |  | 23.32 | 46.64 | 0 | 0 | 0 | 0 | 0 | 12.23 | 0.12502 | 0 | 46.64 | 46.64 | 1 | 0 | 0 |  | 0 |  | 0
|  |  |  | 23.9 | 47.8 | 0 | 0 | 0 | 0 | 0 | 12.23 | 0.12502 | 0 | 47.8 | 47.8 | 1 | 0 | 0 |  | 0 |  | 0
|  |  |  | 23.16 | 46.32 | 0 | 0 | 0 | 0 | 0 | 7.48 | 0.12502 | 0 | 46.32 | 46.32 | 1 | 0 | 0 |  | 0 |  | 0
|  |  |  | 22.26 | 44.52 | 0 | 0 | 0 | 0 | 0 | 7.48 | 0.12502 | 0 | 44.52 | 44.52 | 1 | 0 | 0 |  | 0 |  | 0
|  |  |  | 21.56 | 43.12 | 0 | 0 | 0 | 0 | 0 | 7.48 | 0.12502 | 0 | 43.12 | 40.4 | 0.2 | 0 | 2.72 |  | 0 |  | 0
|  |  |  | 21.32 | 42.64 | 0 | 0 | 0 | 0 | 0 | 7.48 | 0.10709 | 2.72 | 42.64 | 42.64 | 0.91885 | 0 | 0 |  | 0 |  | 0
|  |  |  | 23.44 | 46.88 | 0 | 0 | 0 | 0 | 0 | 7.48 | 0.10709 | 0.307 | 46.88 | 46.88 | 1 | 0 | 0 |  | 0 |  | 0
|  |  |  | 22.96 | 45.92 | 0 | 0 | 0 | 0 | 0 | 7.48 | 0.10709 | 0 | 45.92 | 45.92 | 1 | 0 | 0 |  | 0 |  | 0
|  |  |  | 17.68 | 35.36 | 0 | 0 | 0 | 0 | 0 | 7.48 | 0.10709 | 0 | 35.36 | 35.36 | 1 | 0 | 0 |  | 0 |  | 0
|  |  |  | 16.04 | 32.08 | 0 | 0 | 0 | 0 | 0 | 7.48 | 0.10709 | 0 | 32.08 | 32.08 | 1 | 0 | 0 |  | 0 |  | 0
|  |  |  | 15.16 | 30.32 | 0 | 0 | 0 | 0 | 0 | 7.48 | 0.10709 | 0 | 30.32 | 30.32 | 1 | 0 | 0 |  | 0 |  | 0
|  |  |  | 13.56 | 27.12 | 0 | 0 | 0 | 0 | 0 | 7.48 | 0.10709 | 0 | 27.12 | 27.12 | 1 | 0 | 0 |  | 0 |  | 0
|  |  |  | 14.04 | 28.08 | 0 | 0 | 0 | 0 | 0 | 7.48 | 0.10709 | 0 | 28.08 | 28.08 | 1 | 0 | 0 |  | 0 |  | 0
|  |  |  | 15.6 | 31.2 | 0 | 0 | 0 | 0 | 0 | 7.48 | 0.10709 | 0 | 31.2 | 31.2 | 1 | 0 | 0 |  | 0 |  | 0
|  |  |  | 17.44 | 34.88 | 0 | 0 | 0 | 0 | 0 | 7.48 | 0.10709 | 0 | 34.88 | 34.88 | 1 | 0 | 0 |  | 0 |  | 0
|  |  |  | 23.84 | 47.68 | 0 | 0 | 0 | 0 | 0 | 7.48 | 0.10709 | 0 | 47.68 | 47.68 | 1 | 0 | 0 |  | 0 |  | 0
|  |  |  | 25.2 | 50.4 | 0 | 0 | 0 | 0 | 0 | 7.48 | 0.10709 | 0 | 50.4 | 50.4 | 1 | 0 | 0 |  | 0 |  | 0
|  |  |  | 28.88 | 57.76 | 0 | 0 | 0 | 0 | 0 | 7.48 | 0.10709 | 0 | 57.76 | 57.76 | 1 | 0 | 0 |  | 0 |  | 0
|  |  |  | 28.52 | 57.04 | 0 | 0 | 0 | 0 | 0 | 7.48 | 0.10709 | 0 | 57.04 | 57.04 | 1 | 0 | 0 |  | 0 |  | 0
|  |  |  | 31.4 | 62.8 | 0 | 0 | 0 | 0 | 0 | 7.48 | 0.12502 | 0 | 62.8 | 62.8 | 1 | 0 | 0 |  | 0 |  | 0
|  |  |  | 33.44 | 66.88 | 0 | 0 | 0 | 0 | 0 | 7.48 | 0.12502 | 0 | 66.88 | 66.12 | 0.77647 | 0 | 0.76 |  | 0 |  | 0
|  |  |  | 28.92 | 57.84 | 0 | 0 | 0 | 0 | 0 | 7.48 | 0.12502 | 0 | 57.84 | 57.84 | 0.77647 | 0 | 0 |  | 0 |  | 0
|  |  |  | 25.44 | 50.88 | 0 | 0 | 0 | 0 | 0 | 12.23 | 0.12502 | 0 | 50.88 | 50.88 | 0.77647 | 0 | 0 |  | 0 |  | 0
|  |  |  | 24.04 | 48.08 | 0 | 0 | 0 | 0 | 0 | 12.23 | 0.12502 | 0 | 48.08 | 48.08 | 0.77647 | 0 | 0 |  | 0 |  | 0
|  |  |  | 23.32 | 46.64 | 0 | 0 | 0 | 0 | 0 | 12.23 | 0.12502 | 0 | 46.64 | 46.64 | 0.77647 | 0 | 0 |  | 0 |  | 0
|  |  |  | 23.04 | 46.08 | 0 | 0 | 0 | 0 | 0 | 12.23 | 0.12502 | 0 | 46.08 | 46.08 | 0.77647 | 0 | 0 |  | 0 |  | 0
|  |  |  | 23.36 | 46.72 | 0 | 0 | 0 | 0 | 0 | 7.48 | 0.12502 | 0 | 46.72 | 46.72 | 0.77647 | 0 | 0 |  | 0 |  | 0
|  |  |  | 26.56 | 53.12 | 0 | 0 | 0 | 0 | 0 | 7.48 | 0.12502 | 0 | 53.12 | 53.12 | 0.77647 | 0 | 0 |  | 0 |  | 0
|  |  |  | 26.36 | 52.72 | 0 | 0 | 0 | 0 | 0 | 7.48 | 0.12502 | 0 | 52.72 | 50.76 | 0.2 | 0 | 1.96 |  | 0 |  | 0
|  |  |  | 25.52 | 51.04 | 0 | 0 | 0 | 0 | 0 | 7.48 | 0.10709 | 2.72 | 51.04 | 51.04 | 0.91885 | 0 | 0 |  | 0 |  | 0
|  |  |  | 25.48 | 50.96 | 0 | 0 | 0 | 0 | 0 | 7.48 | 0.10709 | 0.307 | 50.96 | 50.96 | 1 | 0 | 0 |  | 0 |  | 0
|  |  |  | 17.88 | 35.76 | 0 | 0 | 0 | 0 | 0 | 7.48 | 0.10709 | 0 | 35.76 | 35.76 | 1 | 0 | 0 |  | 0 |  | 0
|  |  |  | 12.04 | 24.08 | 0 | 0 | 0 | 0 | 0 | 7.48 | 0.10709 | 0 | 24.08 | 24.08 | 1 | 0 | 0 |  | 0 |  | 0
|  |  |  | 10.4 | 20.8 | 0 | 0 | 0 | 0 | 0 | 7.48 | 0.10709 | 0 | 20.8 | 20.8 | 1 | 0 | 0 |  | 0 |  | 0
|  |  |  | 11.88 | 23.76 | 0 | 0 | 0 | 0 | 0 | 7.48 | 0.10709 | 0 | 23.76 | 23.76 | 1 | 0 | 0 |  | 0 |  | 0
|  |  |  | 13.56 | 27.12 | 0 | 0 | 0 | 0 | 0 | 7.48 | 0.10709 | 0 | 27.12 | 27.12 | 1 | 0 | 0 |  | 0 |  | 0
|  |  |  | 14 | 28 | 0 | 0 | 0 | 0 | 0 | 7.48 | 0.10709 | 0 | 28 | 28 | 1 | 0 | 0 |  | 0 |  | 0
|  |  |  | 15.64 | 31.28 | 0 | 0 | 0 | 0 | 0 | 7.48 | 0.10709 | 0 | 31.28 | 31.28 | 1 | 0 | 0 |  | 0 |  | 0
|  |  |  | 19.32 | 38.64 | 0 | 0 | 0 | 0 | 0 | 7.48 | 0.10709 | 0 | 38.64 | 38.64 | 1 | 0 | 0 |  | 0 |  | 0
|  |  |  | 25.32 | 50.64 | 0 | 0 | 0 | 0 | 0 | 7.48 | 0.10709 | 0 | 50.64 | 50.64 | 1 | 0 | 0 |  | 0 |  | 0
|  |  |  | 25.44 | 50.88 | 0 | 0 | 0 | 0 | 0 | 7.48 | 0.10709 | 0 | 50.88 | 50.88 | 1 | 0 | 0 |  | 0 |  | 0
|  |  |  | 27.28 | 54.56 | 0 | 0 | 0 | 0 | 0 | 7.48 | 0.10709 | 0 | 54.56 | 54.56 | 1 | 0 | 0 |  | 0 |  | 0
|  |  |  | 28.44 | 56.88 | 0 | 0 | 0 | 0 | 0 | 7.48 | 0.10709 | 0 | 56.88 | 56.88 | 1 | 0 | 0 |  | 0 |  | 0
|  |  |  | 32 | 64 | 0 | 0 | 0 | 0 | 0 | 7.48 | 0.10709 | 0 | 64 | 64 | 1 | 0 | 0 |  | 0 |  | 0
|  |  |  | 30.92 | 61.84 | 0 | 0 | 0 | 0 | 0 | 7.48 | 0.10709 | 0 | 61.84 | 61.84 | 1 | 0 | 0 |  | 0 |  | 0
|  |  |  | 28.08 | 56.16 | 0 | 0 | 0 | 0 | 0 | 7.48 | 0.10709 | 0 | 56.16 | 56.16 | 1 | 0 | 0 |  | 0 |  | 0
|  |  |  | 26.2 | 52.4 | 0 | 0 | 0 | 0 | 0 | 7.48 | 0.10709 | 0 | 52.4 | 52.4 | 1 | 0 | 0 |  | 0 |  | 0
|  |  |  | 24.4 | 48.8 | 0 | 0 | 0 | 0 | 0 | 7.48 | 0.10709 | 0 | 48.8 | 48.8 | 1 | 0 | 0 |  | 0 |  | 0
|  |  |  | 25 | 50 | 0 | 0 | 0 | 0 | 0 | 7.48 | 0.10709 | 0 | 50 | 50 | 1 | 0 | 0 |  | 0 |  | 0
|  |  |  | 25.64 | 51.28 | 0 | 0 | 0 | 0 | 0 | 7.48 | 0.10709 | 0 | 51.28 | 51.28 | 1 | 0 | 0 |  | 0 |  | 0
|  |  |  | 25.28 | 50.56 | 0 | 0 | 0 | 0 | 0 | 7.48 | 0.10709 | 0 | 50.56 | 50.56 | 1 | 0 | 0 |  | 0 |  | 0
|  |  |  | 24.68 | 49.36 | 0 | 0 | 0 | 0 | 0 | 7.48 | 0.10709 | 0 | 49.36 | 49.36 | 1 | 0 | 0 |  | 0 |  | 0
|  |  |  | 23.72 | 47.44 | 0 | 0 | 0 | 0 | 0 | 7.48 | 0.10709 | 0 | 47.44 | 47.44 | 1 | 0 | 0 |  | 0 |  | 0
|  |  |  | 24.12 | 48.24 | 0 | 0 | 0 | 0 | 0 | 7.48 | 0.10709 | 0 | 48.24 | 48.24 | 1 | 0 | 0 |  | 0 |  | 0
|  |  |  | 18.48 | 36.96 | 0 | 0 | 0 | 0 | 0 | 7.48 | 0.10709 | 0 | 36.96 | 36.96 | 1 | 0 | 0 |  | 0 |  | 0
|  |  |  | 18 | 36 | 0 | 0 | 0 | 0 | 0 | 7.48 | 0.10709 | 0 | 36 | 36 | 1 | 0 | 0 |  | 0 |  | 0
|  |  |  | 12.68 | 25.36 | 0 | 0 | 0 | 0 | 0 | 7.48 | 0.10709 | 0 | 25.36 | 25.36 | 1 | 0 | 0 |  | 0 |  | 0
|  |  |  | 11.08 | 22.16 | 0 | 0 | 0 | 0 | 0 | 7.48 | 0.10709 | 0 | 22.16 | 22.16 | 1 | 0 | 0 |  | 0 |  | 0
|  |  |  | 13.6 | 27.2 | 0 | 0 | 0 | 0 | 0 | 7.48 | 0.10709 | 0 | 27.2 | 27.2 | 1 | 0 | 0 |  | 0 |  | 0
|  |  |  | 19.1133 | 38.2267 | 0 | 0 | 0 | 0 | 0 | 7.48 | 0.10709 | 0 | 38.227 | 38.227 | 1 | 0 | 0 |  | 0 |  | 0
|  |  |  | 16.8667 | 33.7334 | 0 | 0 | 0 | 0 | 0 | 7.48 | 0.10709 | 0 | 33.733 | 33.733 | 1 | 0 | 0 |  | 0 |  | 0
|  |  |  | 15.2 | 30.4 | 0 | 0 | 0 | 0 | 0 | 7.48 | 0.10709 | 0 | 30.4 | 30.4 | 1 | 0 | 0 |  | 0 |  | 0
|  |  |  | 18.04 | 36.08 | 0 | 0 | 0 | 0 | 0 | 7.48 | 0.10709 | 0 | 36.08 | 36.08 | 1 | 0 | 0 |  | 0 |  | 0
|  |  |  | 24.76 | 49.52 | 0 | 0 | 0 | 0 | 0 | 7.48 | 0.10709 | 0 | 49.52 | 49.52 | 1 | 0 | 0 |  | 0 |  | 0
|  |  |  | 26.8 | 53.6 | 0 | 0 | 0 | 0 | 0 | 7.48 | 0.10709 | 0 | 53.6 | 53.6 | 1 | 0 | 0 |  | 0 |  | 0
|  |  |  | 26.12 | 52.24 | 0 | 0 | 0 | 0 | 0 | 7.48 | 0.10709 | 0 | 52.24 | 52.24 | 1 | 0 | 0 |  | 0 |  | 0
|  |  |  | 27.36 | 54.72 | 0 | 0 | 0 | 0 | 0 | 7.48 | 0.10709 | 0 | 54.72 | 54.72 | 1 | 0 | 0 |  | 0 |  | 0
|  |  |  | 27.6 | 55.2 | 0 | 0 | 0 | 0 | 0 | 7.48 | 0.10709 | 0 | 55.2 | 55.2 | 1 | 0 | 0 |  | 0 |  | 0
|  |  |  | 30.52 | 61.04 | 0 | 0 | 0 | 0 | 0 | 7.48 | 0.10709 | 0 | 61.04 | 61.04 | 1 | 0 | 0 |  | 0 |  | 0
|  |  |  | 29.08 | 58.16 | 0 | 0 | 0 | 0 | 0 | 7.48 | 0.10709 | 0 | 58.16 | 58.16 | 1 | 0 | 0 |  | 0 |  | 0
|  |  |  | 27.04 | 54.08 | 0 | 0 | 0 | 0 | 0 | 7.48 | 0.10709 | 0 | 54.08 | 54.08 | 1 | 0 | 0 |  | 0 |  | 0
|  |  |  | 27.28 | 54.56 | 0 | 0 | 0 | 0 | 0 | 7.48 | 0.10709 | 0 | 54.56 | 54.56 | 1 | 0 | 0 |  | 0 |  | 0
|  |  |  | 25.28 | 50.56 | 0 | 0 | 0 | 0 | 0 | 7.48 | 0.10709 | 0 | 50.56 | 50.56 | 1 | 0 | 0 |  | 0 |  | 0
|  |  |  | 23.32 | 46.64 | 0 | 0 | 0 | 0 | 0 | 7.48 | 0.10709 | 0 | 46.64 | 46.64 | 1 | 0 | 0 |  | 0 |  | 0
|  |  |  | 25.24 | 50.48 | 0 | 0 | 0 | 0 | 0 | 7.48 | 0.10709 | 0 | 50.48 | 50.48 | 1 | 0 | 0 |  | 0 |  | 0
|  |  |  | 25 | 50 | 0 | 0 | 0 | 0 | 0 | 7.48 | 0.10709 | 0 | 50 | 50 | 1 | 0 | 0 |  | 0 |  | 0
|  |  |  | 24.32 | 48.64 | 0 | 0 | 0 | 0 | 0 | 7.48 | 0.10709 | 0 | 48.64 | 48.64 | 1 | 0 | 0 |  | 0 |  | 0
|  |  |  | 25.32 | 50.64 | 0 | 0 | 0 | 0 | 0 | 7.48 | 0.10709 | 0 | 50.64 | 50.64 | 1 | 0 | 0 |  | 0 |  | 0
|  |  |  | 20.24 | 40.48 | 0 | 0 | 0 | 0 | 0 | 7.48 | 0.10709 | 0 | 40.48 | 40.48 | 1 | 0 | 0 |  | 0 |  | 0
|  |  |  | 17.48 | 34.96 | 0 | 0 | 0 | 0 | 0 | 7.48 | 0.10709 | 0 | 34.96 | 34.96 | 1 | 0 | 0 |  | 0 |  | 0
|  |  |  | 12.12 | 24.24 | 0 | 0 | 0 | 0 | 0 | 7.48 | 0.10709 | 0 | 24.24 | 24.24 | 1 | 0 | 0 |  | 0 |  | 0
|  |  |  | 10.4 | 20.8 | 0 | 0 | 0 | 0 | 0 | 7.48 | 0.10709 | 0 | 20.8 | 20.8 | 1 | 0 | 0 |  | 0 |  | 0
|  |  |  | 11.92 | 23.84 | 0 | 0 | 0 | 0 | 0 | 7.48 | 0.10709 | 0 | 23.84 | 23.84 | 1 | 0 | 0 |  | 0 |  | 0
|  |  |  | 12.24 | 24.48 | 0 | 0 | 0 | 0 | 0 | 7.48 | 0.10709 | 0 | 24.48 | 24.48 | 1 | 0 | 0 |  | 0 |  | 0
|  |  |  | 13.76 | 27.52 | 0 | 0 | 0 | 0 | 0 | 7.48 | 0.10709 | 0 | 27.52 | 27.52 | 1 | 0 | 0 |  | 0 |  | 0
|  |  |  | 15.48 | 30.96 | 0 | 0 | 0 | 0 | 0 | 7.48 | 0.10709 | 0 | 30.96 | 30.96 | 1 | 0 | 0 |  | 0 |  | 0
|  |  |  | 18.88 | 37.76 | 0 | 0 | 0 | 0 | 0 | 7.48 | 0.10709 | 0 | 37.76 | 37.76 | 1 | 0 | 0 |  | 0 |  | 0
|  |  |  | 25.28 | 50.56 | 0 | 0 | 0 | 0 | 0 | 7.48 | 0.10709 | 0 | 50.56 | 50.56 | 1 | 0 | 0 |  | 0 |  | 0
|  |  |  | 26 | 52 | 0 | 0 | 0 | 0 | 0 | 7.48 | 0.10709 | 0 | 52 | 52 | 1 | 0 | 0 |  | 0 |  | 0
|  |  |  | 28.48 | 56.96 | 0 | 0 | 0 | 0 | 0 | 7.48 | 0.10709 | 0 | 56.96 | 56.96 | 1 | 0 | 0 |  | 0 |  | 0
|  |  |  | 31.32 | 62.64 | 0 | 0 | 0 | 0 | 0 | 7.48 | 0.10709 | 0 | 62.64 | 62.64 | 1 | 0 | 0 |  | 0 |  | 0
|  |  |  | 27.64 | 55.28 | 0 | 0 | 0 | 0 | 0 | 7.48 | 0.12502 | 0 | 55.28 | 55.28 | 1 | 0 | 0 |  | 0 |  | 0
|  |  |  | 28.36 | 56.72 | 0 | 0 | 0 | 0 | 0 | 7.48 | 0.12502 | 0 | 56.72 | 56.72 | 1 | 0 | 0 |  | 0 |  | 0
|  |  |  | 27.68 | 55.36 | 0 | 0 | 0 | 0 | 0 | 7.48 | 0.12502 | 0 | 55.36 | 55.36 | 1 | 0 | 0 |  | 0 |  | 0
|  |  |  | 26.4 | 52.8 | 0 | 0 | 0 | 0 | 0 | 12.23 | 0.12502 | 0 | 52.8 | 52.8 | 1 | 0 | 0 |  | 0 |  | 0
|  |  |  | 25.92 | 51.84 | 0 | 0 | 0 | 0 | 0 | 12.23 | 0.12502 | 0 | 51.84 | 51.84 | 1 | 0 | 0 |  | 0 |  | 0
|  |  |  | 25.12 | 50.24 | 0 | 0 | 0 | 0 | 0 | 12.23 | 0.12502 | 0 | 50.24 | 50.24 | 1 | 0 | 0 |  | 0 |  | 0
|  |  |  | 24.48 | 48.96 | 0 | 0 | 0 | 0 | 0 | 12.23 | 0.12502 | 0 | 48.96 | 48.96 | 1 | 0 | 0 |  | 0 |  | 0
|  |  |  | 25.72 | 51.44 | 0 | 0 | 0 | 0 | 0 | 7.48 | 0.12502 | 0 | 51.44 | 51.44 | 1 | 0 | 0 |  | 0 |  | 0
|  |  |  | 26.2 | 52.4 | 0 | 0 | 0 | 0 | 0 | 7.48 | 0.12502 | 0 | 52.4 | 52.4 | 1 | 0 | 0 |  | 0 |  | 0
|  |  |  | 24.72 | 49.44 | 0 | 0 | 0 | 0 | 0 | 7.48 | 0.12502 | 0 | 49.44 | 46.72 | 0.2 | 0 | 2.72 |  | 0 |  | 0
|  |  |  | 24.7333 | 49.4667 | 0 | 0 | 0 | 0 | 0 | 7.48 | 0.10709 | 2.72 | 49.467 | 49.467 | 0.91885 | 0 | 0 |  | 0 |  | 0
|  |  |  | 21.2267 | 42.4534 | 0 | 0 | 0 | 0 | 0 | 7.48 | 0.10709 | 0.307 | 42.453 | 42.453 | 1 | 0 | 0 |  | 0 |  | 0
|  |  |  | 17.24 | 34.48 | 0 | 0 | 0 | 0 | 0 | 7.48 | 0.10709 | 0 | 34.48 | 34.48 | 1 | 0 | 0 |  | 0 |  | 0
|  |  |  | 11.92 | 23.84 | 0 | 0 | 0 | 0 | 0 | 7.48 | 0.10709 | 0 | 23.84 | 23.84 | 1 | 0 | 0 |  | 0 |  | 0
|  |  |  | 10.08 | 20.16 | 0 | 0 | 0 | 0 | 0 | 7.48 | 0.10709 | 0 | 20.16 | 20.16 | 1 | 0 | 0 |  | 0 |  | 0
|  |  |  | 12.08 | 24.16 | 0 | 0 | 0 | 0 | 0 | 7.48 | 0.10709 | 0 | 24.16 | 24.16 | 1 | 0 | 0 |  | 0 |  | 0
|  |  |  | 13.24 | 26.48 | 0 | 0 | 0 | 0 | 0 | 7.48 | 0.10709 | 0 | 26.48 | 26.48 | 1 | 0 | 0 |  | 0 |  | 0
|  |  |  | 14.2 | 28.4 | 0 | 0 | 0 | 0 | 0 | 7.48 | 0.10709 | 0 | 28.4 | 28.4 | 1 | 0 | 0 |  | 0 |  | 0
|  |  |  | 15.88 | 31.76 | 0 | 0 | 0 | 0 | 0 | 7.48 | 0.10709 | 0 | 31.76 | 31.76 | 1 | 0 | 0 |  | 0 |  | 0
|  |  |  | 18.36 | 36.72 | 0 | 0 | 0 | 0 | 0 | 7.48 | 0.10709 | 0 | 36.72 | 36.72 | 1 | 0 | 0 |  | 0 |  | 0
|  |  |  | 25.36 | 50.72 | 0 | 0 | 0 | 0 | 0 | 7.48 | 0.10709 | 0 | 50.72 | 50.72 | 1 | 0 | 0 |  | 0 |  | 0
|  |  |  | 26.72 | 53.44 | 0 | 0 | 0 | 0 | 0 | 7.48 | 0.10709 | 0 | 53.44 | 53.44 | 1 | 0 | 0 |  | 0 |  | 0
|  |  |  | 28.24 | 56.48 | 0 | 0 | 0 | 0 | 0 | 7.48 | 0.10709 | 0 | 56.48 | 56.48 | 1 | 0 | 0 |  | 0 |  | 0
|  |  |  | 28 | 56 | 0 | 0 | 0 | 0 | 0 | 7.48 | 0.10709 | 0 | 56 | 56 | 1 | 0 | 0 |  | 0 |  | 0
|  |  |  | 32.88 | 65.76 | 0 | 0 | 0 | 0 | 0 | 7.48 | 0.12502 | 0 | 65.76 | 65.76 | 1 | 0 | 0 |  | 0 |  | 0
|  |  |  | 29.76 | 59.52 | 0 | 0 | 0 | 0 | 0 | 7.48 | 0.12502 | 0 | 59.52 | 59.52 | 1 | 0 | 0 |  | 0 |  | 0
|  |  |  | 29.12 | 58.24 | 0 | 0 | 0 | 0 | 0 | 7.48 | 0.12502 | 0 | 58.24 | 58.24 | 1 | 0 | 0 |  | 0 |  | 0
|  |  |  | 28.32 | 56.64 | 0 | 0 | 0 | 0 | 0 | 12.23 | 0.12502 | 0 | 56.64 | 56.4 | 0.92941 | 0 | 0.24 |  | 0 |  | 0
|  |  |  | 29.44 | 58.88 | 0 | 0 | 0 | 0 | 0 | 12.23 | 0.12502 | 0 | 58.88 | 56.4 | 0.2 | 0 | 2.48 |  | 0 |  | 0
|  |  |  | 27.24 | 54.48 | 0 | 0 | 0 | 0 | 0 | 12.23 | 0.12502 | 0 | 54.48 | 54.48 | 0.2 | 0 | 0 |  | 0 |  | 0
|  |  |  | 25.8 | 51.6 | 0 | 0 | 0 | 0 | 0 | 12.23 | 0.12502 | 0 | 51.6 | 51.6 | 0.2 | 0 | 0 |  | 0 |  | 0
|  |  |  | 25.76 | 51.52 | 0 | 0 | 0 | 0 | 0 | 7.48 | 0.12502 | 0 | 51.52 | 51.52 | 0.2 | 0 | 0 |  | 0 |  | 0
|  |  |  | 26 | 52 | 0 | 0 | 0 | 0 | 0 | 7.48 | 0.12502 | 0 | 52 | 52 | 0.2 | 0 | 0 |  | 0 |  | 0
|  |  |  | 26.32 | 52.64 | 0 | 0 | 0 | 0 | 0 | 7.48 | 0.12502 | 0 | 52.64 | 52.64 | 0.2 | 0 | 0 |  | 0 |  | 0
|  |  |  | 25.4 | 50.8 | 0 | 0 | 0 | 0 | 0 | 7.48 | 0.10709 | 2.72 | 50.8 | 50.8 | 0.91885 | 0 | 0 |  | 0 |  | 0
|  |  |  | 20.28 | 40.56 | 0 | 0 | 0 | 0 | 0 | 7.48 | 0.10709 | 0.307 | 40.56 | 40.56 | 1 | 0 | 0 |  | 0 |  | 0
|  |  |  | 18.96 | 37.92 | 0 | 0 | 0 | 0 | 0 | 7.48 | 0.10709 | 0 | 37.92 | 37.92 | 1 | 0 | 0 |  | 0 |  | 0
|  |  |  | 11.24 | 22.48 | 0 | 0 | 0 | 0 | 0 | 7.48 | 0.10709 | 0 | 22.48 | 22.48 | 1 | 0 | 0 |  | 0 |  | 0
|  |  |  | 9.52 | 19.04 | 0 | 0 | 0 | 0 | 0 | 7.48 | 0.10709 | 0 | 19.04 | 19.04 | 1 | 0 | 0 |  | 0 |  | 0
|  |  |  | 9.44 | 18.88 | 0 | 0 | 0 | 0 | 0 | 7.48 | 0.10709 | 0 | 18.88 | 18.88 | 1 | 0 | 0 |  | 0 |  | 0
|  |  |  | 11.88 | 23.76 | 0 | 0 | 0 | 0 | 0 | 7.48 | 0.10709 | 0 | 23.76 | 23.76 | 1 | 0 | 0 |  | 0 |  | 0
|  |  |  | 13.64 | 27.28 | 0 | 0 | 0 | 0 | 0 | 7.48 | 0.10709 | 0 | 27.28 | 27.28 | 1 | 0 | 0 |  | 0 |  | 0
|  |  |  | 15.56 | 31.12 | 0 | 0 | 0 | 0 | 0 | 7.48 | 0.10709 | 0 | 31.12 | 31.12 | 1 | 0 | 0 |  | 0 |  | 0
|  |  |  | 16.44 | 32.88 | 0 | 0 | 0 | 0 | 0 | 7.48 | 0.10709 | 0 | 32.88 | 32.88 | 1 | 0 | 0 |  | 0 |  | 0
|  |  |  | 16.08 | 32.16 | 0 | 0 | 0 | 0 | 0 | 7.48 | 0.10709 | 0 | 32.16 | 32.16 | 1 | 0 | 0 |  | 0 |  | 0
|  |  |  | 24.6 | 49.2 | 0 | 0 | 0 | 0 | 0 | 7.48 | 0.10709 | 0 | 49.2 | 49.2 | 1 | 0 | 0 |  | 0 |  | 0
|  |  |  | 23.48 | 46.96 | 0 | 0 | 0 | 0 | 0 | 7.48 | 0.10709 | 0 | 46.96 | 46.96 | 1 | 0 | 0 |  | 0 |  | 0
|  |  |  | 24.28 | 48.56 | 0 | 0 | 0 | 0 | 0 | 7.48 | 0.10709 | 0 | 48.56 | 48.56 | 1 | 0 | 0 |  | 0 |  | 0
|  |  |  | 22.04 | 44.08 | 0 | 0 | 0 | 0 | 0 | 7.48 | 0.12502 | 0 | 44.08 | 44.08 | 1 | 0 | 0 |  | 0 |  | 0
|  |  |  | 22.6 | 45.2 | 0 | 0 | 0 | 0 | 0 | 7.48 | 0.12502 | 0 | 45.2 | 45.2 | 1 | 0 | 0 |  | 0 |  | 0
|  |  |  | 22.56 | 45.12 | 0 | 0 | 0 | 0 | 0 | 7.48 | 0.12502 | 0 | 45.12 | 45.12 | 1 | 0 | 0 |  | 0 |  | 0
|  |  |  | 22.84 | 45.68 | 0 | 0 | 0 | 0 | 0 | 12.23 | 0.12502 | 0 | 45.68 | 45.68 | 1 | 0 | 0 |  | 0 |  | 0
|  |  |  | 23.8 | 47.6 | 0 | 0 | 0 | 0 | 0 | 12.23 | 0.12502 | 0 | 47.6 | 47.6 | 1 | 0 | 0 |  | 0 |  | 0
|  |  |  | 23.56 | 47.12 | 0 | 0 | 0 | 0 | 0 | 12.23 | 0.12502 | 0 | 47.12 | 47.12 | 1 | 0 | 0 |  | 0 |  | 0
|  |  |  | 23.92 | 47.84 | 0 | 0 | 0 | 0 | 0 | 12.23 | 0.12502 | 0 | 47.84 | 47.84 | 1 | 0 | 0 |  | 0 |  | 0
|  |  |  | 25.72 | 51.44 | 0 | 0 | 0 | 0 | 0 | 7.48 | 0.12502 | 0 | 51.44 | 51.44 | 1 | 0 | 0 |  | 0 |  | 0
|  |  |  | 23.4 | 46.8 | 0 | 0 | 0 | 0 | 0 | 7.48 | 0.12502 | 0 | 46.8 | 46.8 | 1 | 0 | 0 |  | 0 |  | 0
|  |  |  | 23 | 46 | 0 | 0 | 0 | 0 | 0 | 7.48 | 0.12502 | 0 | 46 | 43.28 | 0.2 | 0 | 2.72 |  | 0 |  | 0
|  |  |  | 23.04 | 46.08 | 0 | 0 | 0 | 0 | 0 | 7.48 | 0.10709 | 2.72 | 46.08 | 46.08 | 0.91885 | 0 | 0 |  | 0 |  | 0
|  |  |  | 23.84 | 47.68 | 0 | 0 | 0 | 0 | 0 | 7.48 | 0.10709 | 0.307 | 47.68 | 47.68 | 1 | 0 | 0 |  | 0 |  | 0
|  |  |  | 20.84 | 41.68 | 0 | 0 | 0 | 0 | 0 | 7.48 | 0.10709 | 0 | 41.68 | 41.68 | 1 | 0 | 0 |  | 0 |  | 0
|  |  |  | 14 | 28 | 0 | 0 | 0 | 0 | 0 | 7.48 | 0.10709 | 0 | 28 | 28 | 1 | 0 | 0 |  | 0 |  | 0
|  |  |  | 10.32 | 20.64 | 0 | 0 | 0 | 0 | 0 | 7.48 | 0.10709 | 0 | 20.64 | 20.64 | 1 | 0 | 0 |  | 0 |  | 0
|  |  |  | 10 | 20 | 0 | 0 | 0 | 0 | 0 | 7.48 | 0.10709 | 0 | 20 | 20 | 1 | 0 | 0 |  | 0 |  | 0
|  |  |  | 12.8 | 25.6 | 0 | 0 | 0 | 0 | 0 | 7.48 | 0.10709 | 0 | 25.6 | 25.6 | 1 | 0 | 0 |  | 0 |  | 0
|  |  |  | 15.04 | 30.08 | 0 | 0 | 0 | 0 | 0 | 7.48 | 0.10709 | 0 | 30.08 | 30.08 | 1 | 0 | 0 |  | 0 |  | 0
|  |  |  | 21.56 | 43.12 | 0 | 0 | 0 | 0 | 0 | 7.48 | 0.10709 | 0 | 43.12 | 43.12 | 1 | 0 | 0 |  | 0 |  | 0
|  |  |  | 19.12 | 38.24 | 0 | 0 | 0 | 0 | 0 | 7.48 | 0.10709 | 0 | 38.24 | 38.24 | 1 | 0 | 0 |  | 0 |  | 0
|  |  |  | 17.44 | 34.88 | 0 | 0 | 0 | 0 | 0 | 7.48 | 0.10709 | 0 | 34.88 | 34.88 | 1 | 0 | 0 |  | 0 |  | 0
|  |  |  | 18.64 | 37.28 | 0 | 0 | 0 | 0 | 0 | 7.48 | 0.10709 | 0 | 37.28 | 37.28 | 1 | 0 | 0 |  | 0 |  | 0
|  |  |  | 23 | 46 | 0 | 0 | 0 | 0 | 0 | 7.48 | 0.10709 | 0 | 46 | 46 | 1 | 0 | 0 |  | 0 |  | 0
|  |  |  | 23.32 | 46.64 | 0 | 0 | 0 | 0 | 0 | 7.48 | 0.10709 | 0 | 46.64 | 46.64 | 1 | 0 | 0 |  | 0 |  | 0
|  |  |  | 23.24 | 46.48 | 0 | 0 | 0 | 0 | 0 | 7.48 | 0.12502 | 0 | 46.48 | 46.48 | 1 | 0 | 0 |  | 0 |  | 0
|  |  |  | 23.64 | 47.28 | 0 | 0 | 0 | 0 | 0 | 7.48 | 0.12502 | 0 | 47.28 | 47.28 | 1 | 0 | 0 |  | 0 |  | 0
|  |  |  | 23.08 | 46.16 | 0 | 0 | 0 | 0 | 0 | 7.48 | 0.12502 | 0 | 46.16 | 46.16 | 1 | 0 | 0 |  | 0 |  | 0
|  |  |  | 23.44 | 46.88 | 0 | 0 | 0 | 0 | 0 | 12.23 | 0.12502 | 0 | 46.88 | 46.88 | 1 | 0 | 0 |  | 0 |  | 0
|  |  |  | 23.68 | 47.36 | 0 | 0 | 0 | 0 | 0 | 12.23 | 0.12502 | 0 | 47.36 | 47.36 | 1 | 0 | 0 |  | 0 |  | 0
|  |  |  | 23.72 | 47.44 | 0 | 0 | 0 | 0 | 0 | 12.23 | 0.12502 | 0 | 47.44 | 47.44 | 1 | 0 | 0 |  | 0 |  | 0
|  |  |  | 23.6 | 47.2 | 0 | 0 | 0 | 0 | 0 | 12.23 | 0.12502 | 0 | 47.2 | 47.2 | 1 | 0 | 0 |  | 0 |  | 0
|  |  |  | 21.96 | 43.92 | 0 | 0 | 0 | 0 | 0 | 7.48 | 0.12502 | 0 | 43.92 | 43.92 | 1 | 0 | 0 |  | 0 |  | 0
|  |  |  | 21.4 | 42.8 | 0 | 0 | 0 | 0 | 0 | 7.48 | 0.12502 | 0 | 42.8 | 42.8 | 1 | 0 | 0 |  | 0 |  | 0
|  |  |  | 20.36 | 40.72 | 0 | 0 | 0 | 0 | 0 | 7.48 | 0.12502 | 0 | 40.72 | 38 | 0.2 | 0 | 2.72 |  | 0 |  | 0
|  |  |  | 21.32 | 42.64 | 0 | 0 | 0 | 0 | 0 | 7.48 | 0.10709 | 2.72 | 42.64 | 42.64 | 0.91885 | 0 | 0 |  | 0 |  | 0
|  |  |  | 22.96 | 45.92 | 0 | 0 | 0 | 0 | 0 | 7.48 | 0.10709 | 0.307 | 45.92 | 45.92 | 1 | 0 | 0 |  | 0 |  | 0
|  |  |  | 23.24 | 46.48 | 0 | 0 | 0 | 0 | 0 | 7.48 | 0.10709 | 0 | 46.48 | 46.48 | 1 | 0 | 0 |  | 0 |  | 0
|  |  |  | 17.88 | 35.76 | 0 | 0 | 0 | 0 | 0 | 7.48 | 0.10709 | 0 | 35.76 | 35.76 | 1 | 0 | 0 |  | 0 |  | 0
|  |  |  | 16.04 | 32.08 | 0 | 0 | 0 | 0 | 0 | 7.48 | 0.10709 | 0 | 32.08 | 32.08 | 1 | 0 | 0 |  | 0 |  | 0
|  |  |  | 16.44 | 32.88 | 0 | 0 | 0 | 0 | 0 | 7.48 | 0.10709 | 0 | 32.88 | 32.88 | 1 | 0 | 0 |  | 0 |  | 0
|  |  |  | 18.84 | 37.68 | 0 | 0 | 0 | 0 | 0 | 7.48 | 0.10709 | 0 | 37.68 | 37.68 | 1 | 0 | 0 |  | 0 |  | 0
|  |  |  | 14.28 | 28.56 | 0 | 0 | 0 | 0 | 0 | 7.48 | 0.10709 | 0 | 28.56 | 28.56 | 1 | 0 | 0 |  | 0 |  | 0
|  |  |  | 15.56 | 31.12 | 0 | 0 | 0 | 0 | 0 | 7.48 | 0.10709 | 0 | 31.12 | 31.12 | 1 | 0 | 0 |  | 0 |  | 0
|  |  |  | 18.16 | 36.32 | 0 | 0 | 0 | 0 | 0 | 7.48 | 0.10709 | 0 | 36.32 | 36.32 | 1 | 0 | 0 |  | 0 |  | 0
|  |  |  | 23.92 | 47.84 | 0 | 0 | 0 | 0 | 0 | 7.48 | 0.10709 | 0 | 47.84 | 47.84 | 1 | 0 | 0 |  | 0 |  | 0
|  |  |  | 27.72 | 55.44 | 0 | 0 | 0 | 0 | 0 | 7.48 | 0.10709 | 0 | 55.44 | 55.44 | 1 | 0 | 0 |  | 0 |  | 0
|  |  |  | 30 | 60 | 0 | 0 | 0 | 0 | 0 | 7.48 | 0.10709 | 0 | 60 | 60 | 1 | 0 | 0 |  | 0 |  | 0
|  |  |  | 32.52 | 65.04 | 0 | 0 | 0 | 0 | 0 | 7.48 | 0.10709 | 0 | 65.04 | 65.04 | 1 | 0 | 0 |  | 0 |  | 0
|  |  |  | 34.4 | 68.8 | 0 | 0 | 0 | 0 | 0 | 7.48 | 0.12502 | 0 | 68.8 | 66.56 | 0.34118 | 0 | 2.24 |  | 0 |  | 0
|  |  |  | 30.64 | 61.28 | 0 | 0 | 0 | 0 | 0 | 7.48 | 0.12502 | 0 | 61.28 | 61.28 | 0.34118 | 0 | 0 |  | 0 |  | 0
|  |  |  | 29.4 | 58.8 | 0 | 0 | 0 | 0 | 0 | 7.48 | 0.12502 | 0 | 58.8 | 58.8 | 0.34118 | 0 | 0 |  | 0 |  | 0
|  |  |  | 28.28 | 56.56 | 0 | 0 | 0 | 0 | 0 | 12.23 | 0.12502 | 0 | 56.56 | 56.56 | 0.34118 | 0 | 0 |  | 0 |  | 0
|  |  |  | 27.4 | 54.8 | 0 | 0 | 0 | 0 | 0 | 12.23 | 0.12502 | 0 | 54.8 | 54.8 | 0.34118 | 0 | 0 |  | 0 |  | 0
|  |  |  | 25.04 | 50.08 | 0 | 0 | 0 | 0 | 0 | 12.23 | 0.12502 | 0 | 50.08 | 50.08 | 0.34118 | 0 | 0 |  | 0 |  | 0
|  |  |  | 24.72 | 49.44 | 0 | 0 | 0 | 0 | 0 | 12.23 | 0.12502 | 0 | 49.44 | 49.44 | 0.34118 | 0 | 0 |  | 0 |  | 0
|  |  |  | 24.92 | 49.84 | 0 | 0 | 0 | 0 | 0 | 7.48 | 0.12502 | 0 | 49.84 | 49.84 | 0.34118 | 0 | 0 |  | 0 |  | 0
|  |  |  | 26.36 | 52.72 | 0 | 0 | 0 | 0 | 0 | 7.48 | 0.12502 | 0 | 52.72 | 52.72 | 0.34118 | 0 | 0 |  | 0 |  | 0
|  |  |  | 26.64 | 53.28 | 0 | 0 | 0 | 0 | 0 | 7.48 | 0.12502 | 0 | 53.28 | 52.8 | 0.2 | 0 | 0.48 |  | 0 |  | 0
|  |  |  | 27.16 | 54.32 | 0 | 0 | 0 | 0 | 0 | 7.48 | 0.10709 | 2.72 | 54.32 | 54.32 | 0.91885 | 0 | 0 |  | 0 |  | 0
|  |  |  | 24.04 | 48.08 | 0 | 0 | 0 | 0 | 0 | 7.48 | 0.10709 | 0.307 | 48.08 | 48.08 | 1 | 0 | 0 |  | 0 |  | 0
|  |  |  | 17.68 | 35.36 | 0 | 0 | 0 | 0 | 0 | 7.48 | 0.10709 | 0 | 35.36 | 35.36 | 1 | 0 | 0 |  | 0 |  | 0
|  |  |  | 12.76 | 25.52 | 0 | 0 | 0 | 0 | 0 | 7.48 | 0.10709 | 0 | 25.52 | 25.52 | 1 | 0 | 0 |  | 0 |  | 0
|  |  |  | 11.16 | 22.32 | 0 | 0 | 0 | 0 | 0 | 7.48 | 0.10709 | 0 | 22.32 | 22.32 | 1 | 0 | 0 |  | 0 |  | 0
|  |  |  | 11.2 | 22.4 | 0 | 0 | 0 | 0 | 0 | 7.48 | 0.10709 | 0 | 22.4 | 22.4 | 1 | 0 | 0 |  | 0 |  | 0
|  |  |  | 13.4 | 26.8 | 0 | 0 | 0 | 0 | 0 | 7.48 | 0.10709 | 0 | 26.8 | 26.8 | 1 | 0 | 0 |  | 0 |  | 0
|  |  |  | 13.4 | 26.8 | 0 | 0 | 0 | 0 | 0 | 7.48 | 0.10709 | 0 | 26.8 | 26.8 | 1 | 0 | 0 |  | 0 |  | 0
|  |  |  | 15.16 | 30.32 | 0 | 0 | 0 | 0 | 0 | 7.48 | 0.10709 | 0 | 30.32 | 30.32 | 1 | 0 | 0 |  | 0 |  | 0
|  |  |  | 18 | 36 | 0 | 0 | 0 | 0 | 0 | 7.48 | 0.10709 | 0 | 36 | 36 | 1 | 0 | 0 |  | 0 |  | 0
|  |  |  | 24.48 | 48.96 | 0 | 0 | 0 | 0 | 0 | 7.48 | 0.10709 | 0 | 48.96 | 48.96 | 1 | 0 | 0 |  | 0 |  | 0
|  |  |  | 25.16 | 50.32 | 0 | 0 | 0 | 0 | 0 | 7.48 | 0.10709 | 0 | 50.32 | 50.32 | 1 | 0 | 0 |  | 0 |  | 0
|  |  |  | 27.72 | 55.44 | 0 | 0 | 0 | 0 | 0 | 7.48 | 0.10709 | 0 | 55.44 | 55.44 | 1 | 0 | 0 |  | 0 |  | 0
|  |  |  | 30.04 | 60.08 | 0 | 0 | 0 | 0 | 0 | 7.48 | 0.10709 | 0 | 60.08 | 60.08 | 1 | 0 | 0 |  | 0 |  | 0
|  |  |  | 32.08 | 64.16 | 0 | 0 | 0 | 0 | 0 | 7.48 | 0.10709 | 0 | 64.16 | 64.16 | 1 | 0 | 0 |  | 0 |  | 0
|  |  |  | 29.72 | 59.44 | 0 | 0 | 0 | 0 | 0 | 7.48 | 0.10709 | 0 | 59.44 | 59.44 | 1 | 0 | 0 |  | 0 |  | 0
|  |  |  | 27.64 | 55.28 | 0 | 0 | 0 | 0 | 0 | 7.48 | 0.10709 | 0 | 55.28 | 55.28 | 1 | 0 | 0 |  | 0 |  | 0
|  |  |  | 26.08 | 52.16 | 0 | 0 | 0 | 0 | 0 | 7.48 | 0.10709 | 0 | 52.16 | 52.16 | 1 | 0 | 0 |  | 0 |  | 0
|  |  |  | 25.08 | 50.16 | 0 | 0 | 0 | 0 | 0 | 7.48 | 0.10709 | 0 | 50.16 | 50.16 | 1 | 0 | 0 |  | 0 |  | 0
|  |  |  | 24.6 | 49.2 | 0 | 0 | 0 | 0 | 0 | 7.48 | 0.10709 | 0 | 49.2 | 49.2 | 1 | 0 | 0 |  | 0 |  | 0
|  |  |  | 24.12 | 48.24 | 0 | 0 | 0 | 0 | 0 | 7.48 | 0.10709 | 0 | 48.24 | 48.24 | 1 | 0 | 0 |  | 0 |  | 0
|  |  |  | 27.12 | 54.24 | 0 | 0 | 0 | 0 | 0 | 7.48 | 0.10709 | 0 | 54.24 | 54.24 | 1 | 0 | 0 |  | 0 |  | 0
|  |  |  | 26.72 | 53.44 | 0 | 0 | 0 | 0 | 0 | 7.48 | 0.10709 | 0 | 53.44 | 53.44 | 1 | 0 | 0 |  | 0 |  | 0
|  |  |  | 26.44 | 52.88 | 0 | 0 | 0 | 0 | 0 | 7.48 | 0.10709 | 0 | 52.88 | 52.88 | 1 | 0 | 0 |  | 0 |  | 0
|  |  |  | 26.44 | 52.88 | 0 | 0 | 0 | 0 | 0 | 7.48 | 0.10709 | 0 | 52.88 | 52.88 | 1 | 0 | 0 |  | 0 |  | 0
|  |  |  | 25.24 | 50.48 | 0 | 0 | 0 | 0 | 0 | 7.48 | 0.10709 | 0 | 50.48 | 50.48 | 1 | 0 | 0 |  | 0 |  | 0
|  |  |  | 18 | 36 | 0 | 0 | 0 | 0 | 0 | 7.48 | 0.10709 | 0 | 36 | 36 | 1 | 0 | 0 |  | 0 |  | 0
|  |  |  | 13.24 | 26.48 | 0 | 0 | 0 | 0 | 0 | 7.48 | 0.10709 | 0 | 26.48 | 26.48 | 1 | 0 | 0 |  | 0 |  | 0
|  |  |  | 10.48 | 20.96 | 0 | 0 | 0 | 0 | 0 | 7.48 | 0.10709 | 0 | 20.96 | 20.96 | 1 | 0 | 0 |  | 0 |  | 0
|  |  |  | 14 | 28 | 0 | 0 | 0 | 0 | 0 | 7.48 | 0.10709 | 0 | 28 | 28 | 1 | 0 | 0 |  | 0 |  | 0
|  |  |  | 17.04 | 34.08 | 0 | 0 | 0 | 0 | 0 | 7.48 | 0.10709 | 0 | 34.08 | 34.08 | 1 | 0 | 0 |  | 0 |  | 0
|  |  |  | 13.52 | 27.04 | 0 | 0 | 0 | 0 | 0 | 7.48 | 0.10709 | 0 | 27.04 | 27.04 | 1 | 0 | 0 |  | 0 |  | 0
|  |  |  | 14.52 | 29.04 | 0 | 0 | 0 | 0 | 0 | 7.48 | 0.10709 | 0 | 29.04 | 29.04 | 1 | 0 | 0 |  | 0 |  | 0
|  |  |  | 16.56 | 33.12 | 0 | 0 | 0 | 0 | 0 | 7.48 | 0.10709 | 0 | 33.12 | 33.12 | 1 | 0 | 0 |  | 0 |  | 0
|  |  |  | 24.8444 | 49.6889 | 0 | 0 | 0 | 0 | 0 | 7.48 | 0.10709 | 0 | 49.689 | 49.689 | 1 | 0 | 0 |  | 0 |  | 0
|  |  |  | 25.5822 | 51.1645 | 0 | 0 | 0 | 0 | 0 | 7.48 | 0.10709 | 0 | 51.164 | 51.164 | 1 | 0 | 0 |  | 0 |  | 0
|  |  |  | 26.2933 | 52.5867 | 0 | 0 | 0 | 0 | 0 | 7.48 | 0.10709 | 0 | 52.587 | 52.587 | 1 | 0 | 0 |  | 0 |  | 0
|  |  |  | 28.12 | 56.24 | 0 | 0 | 0 | 0 | 0 | 7.48 | 0.10709 | 0 | 56.24 | 56.24 | 1 | 0 | 0 |  | 0 |  | 0
|  |  |  | 30.44 | 60.88 | 0 | 0 | 0 | 0 | 0 | 7.48 | 0.10709 | 0 | 60.88 | 60.88 | 1 | 0 | 0 |  | 0 |  | 0
|  |  |  | 31.28 | 62.56 | 0 | 0 | 0 | 0 | 0 | 7.48 | 0.10709 | 0 | 62.56 | 62.56 | 1 | 0 | 0 |  | 0 |  | 0
|  |  |  | 32 | 64 | 0 | 0 | 0 | 0 | 0 | 7.48 | 0.10709 | 0 | 64 | 64 | 1 | 0 | 0 |  | 0 |  | 0
|  |  |  | 29.08 | 58.16 | 0 | 0 | 0 | 0 | 0 | 7.48 | 0.10709 | 0 | 58.16 | 58.16 | 1 | 0 | 0 |  | 0 |  | 0
|  |  |  | 25.32 | 50.64 | 0 | 0 | 0 | 0 | 0 | 7.48 | 0.10709 | 0 | 50.64 | 50.64 | 1 | 0 | 0 |  | 0 |  | 0
|  |  |  | 23.16 | 46.32 | 0 | 0 | 0 | 0 | 0 | 7.48 | 0.10709 | 0 | 46.32 | 46.32 | 1 | 0 | 0 |  | 0 |  | 0
|  |  |  | 24.32 | 48.64 | 0 | 0 | 0 | 0 | 0 | 7.48 | 0.10709 | 0 | 48.64 | 48.64 | 1 | 0 | 0 |  | 0 |  | 0
|  |  |  | 27.2 | 54.4 | 0 | 0 | 0 | 0 | 0 | 7.48 | 0.10709 | 0 | 54.4 | 54.4 | 1 | 0 | 0 |  | 0 |  | 0
|  |  |  | 26.68 | 53.36 | 0 | 0 | 0 | 0 | 0 | 7.48 | 0.10709 | 0 | 53.36 | 53.36 | 1 | 0 | 0 |  | 0 |  | 0
|  |  |  | 26 | 52 | 0 | 0 | 0 | 0 | 0 | 7.48 | 0.10709 | 0 | 52 | 52 | 1 | 0 | 0 |  | 0 |  | 0
|  |  |  | 25.36 | 50.72 | 0 | 0 | 0 | 0 | 0 | 7.48 | 0.10709 | 0 | 50.72 | 50.72 | 1 | 0 | 0 |  | 0 |  | 0
|  |  |  | 24.28 | 48.56 | 0 | 0 | 0 | 0 | 0 | 7.48 | 0.10709 | 0 | 48.56 | 48.56 | 1 | 0 | 0 |  | 0 |  | 0
|  |  |  | 20.68 | 41.36 | 0 | 0 | 0 | 0 | 0 | 7.48 | 0.10709 | 0 | 41.36 | 41.36 | 1 | 0 | 0 |  | 0 |  | 0
|  |  |  | 16.04 | 32.08 | 0 | 0 | 0 | 0 | 0 | 7.48 | 0.10709 | 0 | 32.08 | 32.08 | 1 | 0 | 0 |  | 0 |  | 0
|  |  |  | 14.8 | 29.6 | 0 | 0 | 0 | 0 | 0 | 7.48 | 0.10709 | 0 | 29.6 | 29.6 | 1 | 0 | 0 |  | 0 |  | 0
|  |  |  | 12.28 | 24.56 | 0 | 0 | 0 | 0 | 0 | 7.48 | 0.10709 | 0 | 24.56 | 24.56 | 1 | 0 | 0 |  | 0 |  | 0
|  |  |  | 10.84 | 21.68 | 0 | 0 | 0 | 0 | 0 | 7.48 | 0.10709 | 0 | 21.68 | 21.68 | 1 | 0 | 0 |  | 0 |  | 0
|  |  |  | 13.64 | 27.28 | 0 | 0 | 0 | 0 | 0 | 7.48 | 0.10709 | 0 | 27.28 | 27.28 | 1 | 0 | 0 |  | 0 |  | 0
|  |  |  | 14.68 | 29.36 | 0 | 0 | 0 | 0 | 0 | 7.48 | 0.10709 | 0 | 29.36 | 29.36 | 1 | 0 | 0 |  | 0 |  | 0
|  |  |  | 16.68 | 33.36 | 0 | 0 | 0 | 0 | 0 | 7.48 | 0.10709 | 0 | 33.36 | 33.36 | 1 | 0 | 0 |  | 0 |  | 0
|  |  |  | 24.84 | 49.68 | 0 | 0 | 0 | 0 | 0 | 7.48 | 0.10709 | 0 | 49.68 | 49.68 | 1 | 0 | 0 |  | 0 |  | 0
|  |  |  | 25.64 | 51.28 | 0 | 0 | 0 | 0 | 0 | 7.48 | 0.10709 | 0 | 51.28 | 51.28 | 1 | 0 | 0 |  | 0 |  | 0
|  |  |  | 27.12 | 54.24 | 0 | 0 | 0 | 0 | 0 | 7.48 | 0.10709 | 0 | 54.24 | 54.24 | 1 | 0 | 0 |  | 0 |  | 0
|  |  |  | 27.48 | 54.96 | 0 | 0 | 0 | 0 | 0 | 7.48 | 0.10709 | 0 | 54.96 | 54.96 | 1 | 0 | 0 |  | 0 |  | 0
|  |  |  | 29.28 | 58.56 | 0 | 0 | 0 | 0 | 0 | 7.48 | 0.12502 | 0 | 58.56 | 58.56 | 1 | 0 | 0 |  | 0 |  | 0
|  |  |  | 30.48 | 60.96 | 0 | 0 | 0 | 0 | 0 | 7.48 | 0.12502 | 0 | 60.96 | 60.96 | 1 | 0 | 0 |  | 0 |  | 0
|  |  |  | 27.84 | 55.68 | 0 | 0 | 0 | 0 | 0 | 7.48 | 0.12502 | 0 | 55.68 | 55.68 | 1 | 0 | 0 |  | 0 |  | 0
|  |  |  | 24.52 | 49.04 | 0 | 0 | 0 | 0 | 0 | 12.23 | 0.12502 | 0 | 49.04 | 49.04 | 1 | 0 | 0 |  | 0 |  | 0
|  |  |  | 24.12 | 48.24 | 0 | 0 | 0 | 0 | 0 | 12.23 | 0.12502 | 0 | 48.24 | 48.24 | 1 | 0 | 0 |  | 0 |  | 0
|  |  |  | 27.12 | 54.24 | 0 | 0 | 0 | 0 | 0 | 12.23 | 0.12502 | 0 | 54.24 | 54.24 | 1 | 0 | 0 |  | 0 |  | 0
|  |  |  | 27.48 | 54.96 | 0 | 0 | 0 | 0 | 0 | 12.23 | 0.12502 | 0 | 54.96 | 54.96 | 1 | 0 | 0 |  | 0 |  | 0
|  |  |  | 26.32 | 52.64 | 0 | 0 | 0 | 0 | 0 | 7.48 | 0.12502 | 0 | 52.64 | 52.64 | 1 | 0 | 0 |  | 0 |  | 0
|  |  |  | 26.64 | 53.28 | 0 | 0 | 0 | 0 | 0 | 7.48 | 0.12502 | 0 | 53.28 | 53.28 | 1 | 0 | 0 |  | 0 |  | 0
|  |  |  | 26.2 | 52.4 | 0 | 0 | 0 | 0 | 0 | 7.48 | 0.12502 | 0 | 52.4 | 49.68 | 0.2 | 0 | 2.72 |  | 0 |  | 0
|  |  |  | 26.04 | 52.08 | 0 | 0 | 0 | 0 | 0 | 7.48 | 0.10709 | 2.72 | 52.08 | 52.08 | 0.91885 | 0 | 0 |  | 0 |  | 0
|  |  |  | 22.88 | 45.76 | 0 | 0 | 0 | 0 | 0 | 7.48 | 0.10709 | 0.307 | 45.76 | 45.76 | 1 | 0 | 0 |  | 0 |  | 0
|  |  |  | 16.6 | 33.2 | 0 | 0 | 0 | 0 | 0 | 7.48 | 0.10709 | 0 | 33.2 | 33.2 | 1 | 0 | 0 |  | 0 |  | 0
|  |  |  | 12.56 | 25.12 | 0 | 0 | 0 | 0 | 0 | 7.48 | 0.10709 | 0 | 25.12 | 25.12 | 1 | 0 | 0 |  | 0 |  | 0
|  |  |  | 11 | 22 | 0 | 0 | 0 | 0 | 0 | 7.48 | 0.10709 | 0 | 22 | 22 | 1 | 0 | 0 |  | 0 |  | 0
|  |  |  | 11.0267 | 22.0533 | 0 | 0 | 0 | 0 | 0 | 7.48 | 0.10709 | 0 | 22.053 | 22.053 | 1 | 0 | 0 |  | 0 |  | 0
|  |  |  | 12.5467 | 25.0933 | 0 | 0 | 0 | 0 | 0 | 7.48 | 0.10709 | 0 | 25.093 | 25.093 | 1 | 0 | 0 |  | 0 |  | 0
|  |  |  | 13.92 | 27.84 | 0 | 0 | 0 | 0 | 0 | 7.48 | 0.10709 | 0 | 27.84 | 27.84 | 1 | 0 | 0 |  | 0 |  | 0
|  |  |  | 14.0267 | 28.0533 | 0 | 0 | 0 | 0 | 0 | 7.48 | 0.10709 | 0 | 28.053 | 28.053 | 1 | 0 | 0 |  | 0 |  | 0
|  |  |  | 16.6 | 33.2 | 0 | 0 | 0 | 0 | 0 | 7.48 | 0.10709 | 0 | 33.2 | 33.2 | 1 | 0 | 0 |  | 0 |  | 0
|  |  |  | 24.68 | 49.36 | 0 | 0 | 0 | 0 | 0 | 7.48 | 0.10709 | 0 | 49.36 | 49.36 | 1 | 0 | 0 |  | 0 |  | 0
|  |  |  | 25.36 | 50.72 | 0 | 0 | 0 | 0 | 0 | 7.48 | 0.10709 | 0 | 50.72 | 50.72 | 1 | 0 | 0 |  | 0 |  | 0
|  |  |  | 27.4 | 54.8 | 0 | 0 | 0 | 0 | 0 | 7.48 | 0.10709 | 0 | 54.8 | 54.8 | 1 | 0 | 0 |  | 0 |  | 0
|  |  |  | 27.44 | 54.88 | 0 | 0 | 0 | 0 | 0 | 7.48 | 0.10709 | 0 | 54.88 | 54.88 | 1 | 0 | 0 |  | 0 |  | 0
|  |  |  | 31.76 | 63.52 | 0 | 0 | 0 | 0 | 0 | 7.48 | 0.12502 | 0 | 63.52 | 63.52 | 1 | 0 | 0 |  | 0 |  | 0
|  |  |  | 30.68 | 61.36 | 0 | 0 | 0 | 0 | 0 | 7.48 | 0.12502 | 0 | 61.36 | 61.36 | 1 | 0 | 0 |  | 0 |  | 0
|  |  |  | 28.04 | 56.08 | 0 | 0 | 0 | 0 | 0 | 7.48 | 0.12502 | 0 | 56.08 | 56.08 | 1 | 0 | 0 |  | 0 |  | 0
|  |  |  | 25.96 | 51.92 | 0 | 0 | 0 | 0 | 0 | 12.23 | 0.12502 | 0 | 51.92 | 51.92 | 1 | 0 | 0 |  | 0 |  | 0
|  |  |  | 25.56 | 51.12 | 0 | 0 | 0 | 0 | 0 | 12.23 | 0.12502 | 0 | 51.12 | 51.12 | 1 | 0 | 0 |  | 0 |  | 0
|  |  |  | 25.4 | 50.8 | 0 | 0 | 0 | 0 | 0 | 12.23 | 0.12502 | 0 | 50.8 | 50.8 | 1 | 0 | 0 |  | 0 |  | 0
|  |  |  | 26.04 | 52.08 | 0 | 0 | 0 | 0 | 0 | 12.23 | 0.12502 | 0 | 52.08 | 52.08 | 1 | 0 | 0 |  | 0 |  | 0
|  |  |  | 28.04 | 56.08 | 0 | 0 | 0 | 0 | 0 | 7.48 | 0.12502 | 0 | 56.08 | 56.08 | 1 | 0 | 0 |  | 0 |  | 0
|  |  |  | 28.36 | 56.72 | 0 | 0 | 0 | 0 | 0 | 7.48 | 0.12502 | 0 | 56.72 | 56.72 | 1 | 0 | 0 |  | 0 |  | 0
|  |  |  | 27.36 | 54.72 | 0 | 0 | 0 | 0 | 0 | 7.48 | 0.12502 | 0 | 54.72 | 52 | 0.2 | 0 | 2.72 |  | 0 |  | 0
|  |  |  | 27.8 | 55.6 | 0 | 0 | 0 | 0 | 0 | 7.48 | 0.10709 | 2.72 | 55.6 | 55.6 | 0.91885 | 0 | 0 |  | 0 |  | 0
|  |  |  | 27.16 | 54.32 | 0 | 0 | 0 | 0 | 0 | 7.48 | 0.10709 | 0.307 | 54.32 | 54.32 | 1 | 0 | 0 |  | 0 |  | 0
|  |  |  | 25.36 | 50.72 | 0 | 0 | 0 | 0 | 0 | 7.48 | 0.10709 | 0 | 50.72 | 50.72 | 1 | 0 | 0 |  | 0 |  | 0
|  |  |  | 17.12 | 34.24 | 0 | 0 | 0 | 0 | 0 | 7.48 | 0.10709 | 0 | 34.24 | 34.24 | 1 | 0 | 0 |  | 0 |  | 0
|  |  |  | 15.44 | 30.88 | 0 | 0 | 0 | 0 | 0 | 7.48 | 0.10709 | 0 | 30.88 | 30.88 | 1 | 0 | 0 |  | 0 |  | 0
|  |  |  | 15.32 | 30.64 | 0 | 0 | 0 | 0 | 0 | 7.48 | 0.10709 | 0 | 30.64 | 30.64 | 1 | 0 | 0 |  | 0 |  | 0
|  |  |  | 17.84 | 35.68 | 0 | 0 | 0 | 0 | 0 | 7.48 | 0.10709 | 0 | 35.68 | 35.68 | 1 | 0 | 0 |  | 0 |  | 0
|  |  |  | 19.6 | 39.2 | 0 | 0 | 0 | 0 | 0 | 7.48 | 0.10709 | 0 | 39.2 | 39.2 | 1 | 0 | 0 |  | 0 |  | 0
|  |  |  | 21.52 | 43.04 | 0 | 0 | 0 | 0 | 0 | 7.48 | 0.10709 | 0 | 43.04 | 43.04 | 1 | 0 | 0 |  | 0 |  | 0
|  |  |  | 19.04 | 38.08 | 0 | 0 | 0 | 0 | 0 | 7.48 | 0.10709 | 0 | 38.08 | 38.08 | 1 | 0 | 0 |  | 0 |  | 0
|  |  |  | 18.12 | 36.24 | 0 | 0 | 0 | 0 | 0 | 7.48 | 0.10709 | 0 | 36.24 | 36.24 | 1 | 0 | 0 |  | 0 |  | 0
|  |  |  | 23.68 | 47.36 | 0 | 0 | 0 | 0 | 0 | 7.48 | 0.10709 | 0 | 47.36 | 47.36 | 1 | 0 | 0 |  | 0 |  | 0
|  |  |  | 26.28 | 52.56 | 0 | 0 | 0 | 0 | 0 | 7.48 | 0.10709 | 0 | 52.56 | 52.56 | 1 | 0 | 0 |  | 0 |  | 0
|  |  |  | 27.32 | 54.64 | 0 | 0 | 0 | 0 | 0 | 7.48 | 0.10709 | 0 | 54.64 | 54.64 | 1 | 0 | 0 |  | 0 |  | 0
|  |  |  | 25.64 | 51.28 | 0 | 0 | 0 | 0 | 0 | 7.48 | 0.12502 | 0 | 51.28 | 51.28 | 1 | 0 | 0 |  | 0 |  | 0
|  |  |  | 26.64 | 53.28 | 0 | 0 | 0 | 0 | 0 | 7.48 | 0.12502 | 0 | 53.28 | 53.28 | 1 | 0 | 0 |  | 0 |  | 0
|  |  |  | 24.72 | 49.44 | 0 | 0 | 0 | 0 | 0 | 7.48 | 0.12502 | 0 | 49.44 | 49.44 | 1 | 0 | 0 |  | 0 |  | 0
|  |  |  | 26.08 | 52.16 | 0 | 0 | 0 | 0 | 0 | 12.23 | 0.12502 | 0 | 52.16 | 52.16 | 1 | 0 | 0 |  | 0 |  | 0
|  |  |  | 25.52 | 51.04 | 0 | 0 | 0 | 0 | 0 | 12.23 | 0.12502 | 0 | 51.04 | 51.04 | 1 | 0 | 0 |  | 0 |  | 0
|  |  |  | 24.4 | 48.8 | 0 | 0 | 0 | 0 | 0 | 12.23 | 0.12502 | 0 | 48.8 | 48.8 | 1 | 0 | 0 |  | 0 |  | 0
|  |  |  | 24.84 | 49.68 | 0 | 0 | 0 | 0 | 0 | 12.23 | 0.12502 | 0 | 49.68 | 49.68 | 1 | 0 | 0 |  | 0 |  | 0
|  |  |  | 25.08 | 50.16 | 0 | 0 | 0 | 0 | 0 | 7.48 | 0.12502 | 0 | 50.16 | 50.16 | 1 | 0 | 0 |  | 0 |  | 0
|  |  |  | 22.6 | 45.2 | 0 | 0 | 0 | 0 | 0 | 7.48 | 0.12502 | 0 | 45.2 | 45.2 | 1 | 0 | 0 |  | 0 |  | 0
|  |  |  | 22.2 | 44.4 | 0 | 0 | 0 | 0 | 0 | 7.48 | 0.12502 | 0 | 44.4 | 41.68 | 0.2 | 0 | 2.72 |  | 0 |  | 0
|  |  |  | 23.28 | 46.56 | 0 | 0 | 0 | 0 | 0 | 7.48 | 0.10709 | 2.72 | 46.56 | 46.56 | 0.91885 | 0 | 0 |  | 0 |  | 0
|  |  |  | 23.72 | 47.44 | 0 | 0 | 0 | 0 | 0 | 7.48 | 0.10709 | 0.307 | 47.44 | 47.44 | 1 | 0 | 0 |  | 0 |  | 0
|  |  |  | 22.96 | 45.92 | 0 | 0 | 0 | 0 | 0 | 7.48 | 0.10709 | 0 | 45.92 | 45.92 | 1 | 0 | 0 |  | 0 |  | 0
|  |  |  | 18.68 | 37.36 | 0 | 0 | 0 | 0 | 0 | 7.48 | 0.10709 | 0 | 37.36 | 37.36 | 1 | 0 | 0 |  | 0 |  | 0
|  |  |  | 15.48 | 30.96 | 0 | 0 | 0 | 0 | 0 | 7.48 | 0.10709 | 0 | 30.96 | 30.96 | 1 | 0 | 0 |  | 0 |  | 0
|  |  |  | 15.12 | 30.24 | 0 | 0 | 0 | 0 | 0 | 7.48 | 0.10709 | 0 | 30.24 | 30.24 | 1 | 0 | 0 |  | 0 |  | 0
|  |  |  | 18.04 | 36.08 | 0 | 0 | 0 | 0 | 0 | 7.48 | 0.10709 | 0 | 36.08 | 36.08 | 1 | 0 | 0 |  | 0 |  | 0
|  |  |  | 18.96 | 37.92 | 0 | 0 | 0 | 0 | 0 | 7.48 | 0.10709 | 0 | 37.92 | 37.92 | 1 | 0 | 0 |  | 0 |  | 0
|  |  |  | 20.36 | 40.72 | 0 | 0 | 0 | 0 | 0 | 7.48 | 0.10709 | 0 | 40.72 | 40.72 | 1 | 0 | 0 |  | 0 |  | 0
|  |  |  | 20.52 | 41.04 | 0 | 0 | 0 | 0 | 0 | 7.48 | 0.10709 | 0 | 41.04 | 41.04 | 1 | 0 | 0 |  | 0 |  | 0
|  |  |  | 17.4 | 34.8 | 0 | 0 | 0 | 0 | 0 | 7.48 | 0.10709 | 0 | 34.8 | 34.8 | 1 | 0 | 0 |  | 0 |  | 0
|  |  |  | 17.32 | 34.64 | 0 | 0 | 0 | 0 | 0 | 7.48 | 0.10709 | 0 | 34.64 | 34.64 | 1 | 0 | 0 |  | 0 |  | 0
|  |  |  | 23.24 | 46.48 | 0 | 0 | 0 | 0 | 0 | 7.48 | 0.10709 | 0 | 46.48 | 46.48 | 1 | 0 | 0 |  | 0 |  | 0
|  |  |  | 23.44 | 46.88 | 0 | 0 | 0 | 0 | 0 | 7.48 | 0.10709 | 0 | 46.88 | 46.88 | 1 | 0 | 0 |  | 0 |  | 0
|  |  |  | 23.96 | 47.92 | 0 | 0 | 0 | 0 | 0 | 7.48 | 0.12502 | 0 | 47.92 | 47.92 | 1 | 0 | 0 |  | 0 |  | 0
|  |  |  | 23.04 | 46.08 | 0 | 0 | 0 | 0 | 0 | 7.48 | 0.12502 | 0 | 46.08 | 46.08 | 1 | 0 | 0 |  | 0 |  | 0
|  |  |  | 22.76 | 45.52 | 0 | 0 | 0 | 0 | 0 | 7.48 | 0.12502 | 0 | 45.52 | 45.52 | 1 | 0 | 0 |  | 0 |  | 0
|  |  |  | 23.48 | 46.96 | 0 | 0 | 0 | 0 | 0 | 12.23 | 0.12502 | 0 | 46.96 | 46.96 | 1 | 0 | 0 |  | 0 |  | 0
|  |  |  | 24.28 | 48.56 | 0 | 0 | 0 | 0 | 0 | 12.23 | 0.12502 | 0 | 48.56 | 48.56 | 1 | 0 | 0 |  | 0 |  | 0
|  |  |  | 23.64 | 47.28 | 0 | 0 | 0 | 0 | 0 | 12.23 | 0.12502 | 0 | 47.28 | 47.28 | 1 | 0 | 0 |  | 0 |  | 0
|  |  |  | 23.8 | 47.6 | 0 | 0 | 0 | 0 | 0 | 12.23 | 0.12502 | 0 | 47.6 | 47.6 | 1 | 0 | 0 |  | 0 |  | 0
|  |  |  | 23.64 | 47.28 | 0 | 0 | 0 | 0 | 0 | 7.48 | 0.12502 | 0 | 47.28 | 47.28 | 1 | 0 | 0 |  | 0 |  | 0
|  |  |  | 21.88 | 43.76 | 0 | 0 | 0 | 0 | 0 | 7.48 | 0.12502 | 0 | 43.76 | 43.76 | 1 | 0 | 0 |  | 0 |  | 0
|  |  |  | 15.96 | 31.92 | 0 | 0 | 0 | 0 | 0 | 7.48 | 0.12502 | 0 | 31.92 | 29.2 | 0.2 | 0 | 2.72 |  | 0 |  | 0
|  |  |  | 16.36 | 32.72 | 0 | 0 | 0 | 0 | 0 | 7.48 | 0.10709 | 2.72 | 32.72 | 32.72 | 0.91885 | 0 | 0 |  | 0 |  | 0
|  |  |  | 18.68 | 37.36 | 0 | 0 | 0 | 0 | 0 | 7.48 | 0.10709 | 0.307 | 37.36 | 37.36 | 1 | 0 | 0 |  | 0 |  | 0
|  |  |  | 17.48 | 34.96 | 0 | 0 | 0 | 0 | 0 | 7.48 | 0.10709 | 0 | 34.96 | 34.96 | 1 | 0 | 0 |  | 0 |  | 0
|  |  |  | 12.96 | 25.92 | 0 | 0 | 0 | 0 | 0 | 7.48 | 0.10709 | 0 | 25.92 | 25.92 | 1 | 0 | 0 |  | 0 |  | 0
|  |  |  | 11 | 22 | 0 | 0 | 0 | 0 | 0 | 7.48 | 0.10709 | 0 | 22 | 22 | 1 | 0 | 0 |  | 0 |  | 0
|  |  |  | 14.44 | 28.88 | 0 | 0 | 0 | 0 | 0 | 7.48 | 0.10709 | 0 | 28.88 | 28.88 | 1 | 0 | 0 |  | 0 |  | 0
|  |  |  | 18.2 | 36.4 | 0 | 0 | 0 | 0 | 0 | 7.48 | 0.10709 | 0 | 36.4 | 36.4 | 1 | 0 | 0 |  | 0 |  | 0
|  |  |  | 15.72 | 31.44 | 0 | 0 | 0 | 0 | 0 | 7.48 | 0.10709 | 0 | 31.44 | 31.44 | 1 | 0 | 0 |  | 0 |  | 0
|  |  |  | 15.36 | 30.72 | 0 | 0 | 0 | 0 | 0 | 7.48 | 0.10709 | 0 | 30.72 | 30.72 | 1 | 0 | 0 |  | 0 |  | 0
|  |  |  | 18.76 | 37.52 | 0 | 0 | 0 | 0 | 0 | 7.48 | 0.10709 | 0 | 37.52 | 37.52 | 1 | 0 | 0 |  | 0 |  | 0
|  |  |  | 24 | 48 | 0 | 0 | 0 | 0 | 0 | 7.48 | 0.10709 | 0 | 48 | 48 | 1 | 0 | 0 |  | 0 |  | 0
|  |  |  | 27.08 | 54.16 | 0 | 0 | 0 | 0 | 0 | 7.48 | 0.10709 | 0 | 54.16 | 54.16 | 1 | 0 | 0 |  | 0 |  | 0
|  |  |  | 30.4 | 60.8 | 0 | 0 | 0 | 0 | 0 | 7.48 | 0.10709 | 0 | 60.8 | 60.8 | 1 | 0 | 0 |  | 0 |  | 0
|  |  |  | 33.56 | 67.12 | 0 | 0 | 0 | 0 | 0 | 7.48 | 0.10709 | 0 | 67.12 | 66.56 | 0.83529 | 0 | 0.56 |  | 0 |  | 0
|  |  |  | 34.36 | 68.72 | 0 | 0 | 0 | 0 | 0 | 7.48 | 0.12502 | 0 | 68.72 | 66.56 | 0.2 | 0 | 2.16 |  | 0 |  | 0
|  |  |  | 30.56 | 61.12 | 0 | 0 | 0 | 0 | 0 | 7.48 | 0.12502 | 0 | 61.12 | 61.12 | 0.2 | 0 | 0 |  | 0 |  | 0
|  |  |  | 27.44 | 54.88 | 0 | 0 | 0 | 0 | 0 | 7.48 | 0.12502 | 0 | 54.88 | 54.88 | 0.2 | 0 | 0 |  | 0 |  | 0
|  |  |  | 26.6 | 53.2 | 0 | 0 | 0 | 0 | 0 | 12.23 | 0.12502 | 0 | 53.2 | 53.2 | 0.2 | 0 | 0 |  | 0 |  | 0
|  |  |  | 25.5267 | 51.0533 | 0 | 0 | 0 | 0 | 0 | 12.23 | 0.12502 | 0 | 51.053 | 51.053 | 0.2 | 0 | 0 |  | 0 |  | 0
|  |  |  | 23.6933 | 47.3866 | 0 | 0 | 0 | 0 | 0 | 12.23 | 0.12502 | 0 | 47.387 | 47.387 | 0.2 | 0 | 0 |  | 0 |  | 0
|  |  |  | 23.44 | 46.88 | 0 | 0 | 0 | 0 | 0 | 12.23 | 0.12502 | 0 | 46.88 | 46.88 | 0.2 | 0 | 0 |  | 0 |  | 0
|  |  |  | 25.56 | 51.12 | 0 | 0 | 0 | 0 | 0 | 7.48 | 0.12502 | 0 | 51.12 | 51.12 | 0.2 | 0 | 0 |  | 0 |  | 0
|  |  |  | 27.41 | 54.82 | 0 | 0 | 0 | 0 | 0 | 7.48 | 0.12502 | 0 | 54.82 | 54.82 | 0.2 | 0 | 0 |  | 0 |  | 0
|  |  |  | 26.89 | 53.78 | 0 | 0 | 0 | 0 | 0 | 7.48 | 0.12502 | 0 | 53.78 | 53.78 | 0.2 | 0 | 0 |  | 0 |  | 0
|  |  |  | 27.08 | 54.16 | 0 | 0 | 0 | 0 | 0 | 7.48 | 0.10709 | 2.72 | 54.16 | 54.16 | 0.91885 | 0 | 0 |  | 0 |  | 0
|  |  |  | 26.56 | 53.12 | 0 | 0 | 0 | 0 | 0 | 7.48 | 0.10709 | 0.307 | 53.12 | 53.12 | 1 | 0 | 0 |  | 0 |  | 0
|  |  |  | 21.28 | 42.56 | 0 | 0 | 0 | 0 | 0 | 7.48 | 0.10709 | 0 | 42.56 | 42.56 | 1 | 0 | 0 |  | 0 |  | 0
|  |  |  | 13.08 | 26.16 | 0 | 0 | 0 | 0 | 0 | 7.48 | 0.10709 | 0 | 26.16 | 26.16 | 1 | 0 | 0 |  | 0 |  | 0
|  |  |  | 11.44 | 22.88 | 0 | 0 | 0 | 0 | 0 | 7.48 | 0.10709 | 0 | 22.88 | 22.88 | 1 | 0 | 0 |  | 0 |  | 0
|  |  |  | 13.04 | 26.08 | 0 | 0 | 0 | 0 | 0 | 7.48 | 0.10709 | 0 | 26.08 | 26.08 | 1 | 0 | 0 |  | 0 |  | 0
|  |  |  | 14.76 | 29.52 | 0 | 0 | 0 | 0 | 0 | 7.48 | 0.10709 | 0 | 29.52 | 29.52 | 1 | 0 | 0 |  | 0 |  | 0
|  |  |  | 14.4 | 28.8 | 0 | 0 | 0 | 0 | 0 | 7.48 | 0.10709 | 0 | 28.8 | 28.8 | 1 | 0 | 0 |  | 0 |  | 0
|  |  |  | 15.52 | 31.04 | 0 | 0 | 0 | 0 | 0 | 7.48 | 0.10709 | 0 | 31.04 | 31.04 | 1 | 0 | 0 |  | 0 |  | 0
|  |  |  | 18 | 36 | 0 | 0 | 0 | 0 | 0 | 7.48 | 0.10709 | 0 | 36 | 36 | 1 | 0 | 0 |  | 0 |  | 0
|  |  |  | 25.16 | 50.32 | 0 | 0 | 0 | 0 | 0 | 7.48 | 0.10709 | 0 | 50.32 | 50.32 | 1 | 0 | 0 |  | 0 |  | 0
|  |  |  | 25.84 | 51.68 | 0 | 0 | 0 | 0 | 0 | 7.48 | 0.10709 | 0 | 51.68 | 51.68 | 1 | 0 | 0 |  | 0 |  | 0
|  |  |  | 32.2 | 64.4 | 0 | 0 | 0 | 0 | 0 | 7.48 | 0.10709 | 0 | 64.4 | 64.4 | 1 | 0 | 0 |  | 0 |  | 0
|  |  |  | 32.56 | 65.12 | 0 | 0 | 0 | 0 | 0 | 7.48 | 0.10709 | 0 | 65.12 | 65.12 | 1 | 0 | 0 |  | 0 |  | 0
|  |  |  | 31.16 | 62.32 | 0 | 0 | 0 | 0 | 0 | 7.48 | 0.10709 | 0 | 62.32 | 62.32 | 1 | 0 | 0 |  | 0 |  | 0
|  |  |  | 28.16 | 56.32 | 0 | 0 | 0 | 0 | 0 | 7.48 | 0.10709 | 0 | 56.32 | 56.32 | 1 | 0 | 0 |  | 0 |  | 0
|  |  |  | 27.24 | 54.48 | 0 | 0 | 0 | 0 | 0 | 7.48 | 0.10709 | 0 | 54.48 | 54.48 | 1 | 0 | 0 |  | 0 |  | 0
|  |  |  | 26.52 | 53.04 | 0 | 0 | 0 | 0 | 0 | 7.48 | 0.10709 | 0 | 53.04 | 53.04 | 1 | 0 | 0 |  | 0 |  | 0
|  |  |  | 24.36 | 48.72 | 0 | 0 | 0 | 0 | 0 | 7.48 | 0.10709 | 0 | 48.72 | 48.72 | 1 | 0 | 0 |  | 0 |  | 0
|  |  |  | 24.36 | 48.72 | 0 | 0 | 0 | 0 | 0 | 7.48 | 0.10709 | 0 | 48.72 | 48.72 | 1 | 0 | 0 |  | 0 |  | 0
|  |  |  | 24.56 | 49.12 | 0 | 0 | 0 | 0 | 0 | 7.48 | 0.10709 | 0 | 49.12 | 49.12 | 1 | 0 | 0 |  | 0 |  | 0
|  |  |  | 26.92 | 53.84 | 0 | 0 | 0 | 0 | 0 | 7.48 | 0.10709 | 0 | 53.84 | 53.84 | 1 | 0 | 0 |  | 0 |  | 0
|  |  |  | 26.8 | 53.6 | 0 | 0 | 0 | 0 | 0 | 7.48 | 0.10709 | 0 | 53.6 | 53.6 | 1 | 0 | 0 |  | 0 |  | 0
|  |  |  | 27.32 | 54.64 | 0 | 0 | 0 | 0 | 0 | 7.48 | 0.10709 | 0 | 54.64 | 54.64 | 1 | 0 | 0 |  | 0 |  | 0
|  |  |  | 26.6 | 53.2 | 0 | 0 | 0 | 0 | 0 | 7.48 | 0.10709 | 0 | 53.2 | 53.2 | 1 | 0 | 0 |  | 0 |  | 0
|  |  |  | 20.36 | 40.72 | 0 | 0 | 0 | 0 | 0 | 7.48 | 0.10709 | 0 | 40.72 | 40.72 | 1 | 0 | 0 |  | 0 |  | 0
|  |  |  | 17.28 | 34.56 | 0 | 0 | 0 | 0 | 0 | 7.48 | 0.10709 | 0 | 34.56 | 34.56 | 1 | 0 | 0 |  | 0 |  | 0
|  |  |  | 11.84 | 23.68 | 0 | 0 | 0 | 0 | 0 | 7.48 | 0.10709 | 0 | 23.68 | 23.68 | 1 | 0 | 0 |  | 0 |  | 0
|  |  |  | 9.44 | 18.88 | 0 | 0 | 0 | 0 | 0 | 7.48 | 0.10709 | 0 | 18.88 | 18.88 | 1 | 0 | 0 |  | 0 |  | 0
|  |  |  | 10.4 | 20.8 | 0 | 0 | 0 | 0 | 0 | 7.48 | 0.10709 | 0 | 20.8 | 20.8 | 1 | 0 | 0 |  | 0 |  | 0
|  |  |  | 11.88 | 23.76 | 0 | 0 | 0 | 0 | 0 | 7.48 | 0.10709 | 0 | 23.76 | 23.76 | 1 | 0 | 0 |  | 0 |  | 0
|  |  |  | 13.48 | 26.96 | 0 | 0 | 0 | 0 | 0 | 7.48 | 0.10709 | 0 | 26.96 | 26.96 | 1 | 0 | 0 |  | 0 |  | 0
|  |  |  | 14.92 | 29.84 | 0 | 0 | 0 | 0 | 0 | 7.48 | 0.10709 | 0 | 29.84 | 29.84 | 1 | 0 | 0 |  | 0 |  | 0
|  |  |  | 17.84 | 35.68 | 0 | 0 | 0 | 0 | 0 | 7.48 | 0.10709 | 0 | 35.68 | 35.68 | 1 | 0 | 0 |  | 0 |  | 0
|  |  |  | 24.92 | 49.84 | 0 | 0 | 0 | 0 | 0 | 7.48 | 0.10709 | 0 | 49.84 | 49.84 | 1 | 0 | 0 |  | 0 |  | 0
|  |  |  | 26.2 | 52.4 | 0 | 0 | 0 | 0 | 0 | 7.48 | 0.10709 | 0 | 52.4 | 52.4 | 1 | 0 | 0 |  | 0 |  | 0
|  |  |  | 28.2667 | 56.5333 | 0 | 0 | 0 | 0 | 0 | 7.48 | 0.10709 | 0 | 56.533 | 56.533 | 1 | 0 | 0 |  | 0 |  | 0
|  |  |  | 29.7867 | 59.5733 | 0 | 0 | 0 | 0 | 0 | 7.48 | 0.10709 | 0 | 59.573 | 59.573 | 1 | 0 | 0 |  | 0 |  | 0
|  |  |  | 33.16 | 66.32 | 0 | 0 | 0 | 0 | 0 | 7.48 | 0.10709 | 0 | 66.32 | 66.32 | 1 | 0 | 0 |  | 0 |  | 0
|  |  |  | 31.68 | 63.36 | 0 | 0 | 0 | 0 | 0 | 7.48 | 0.10709 | 0 | 63.36 | 63.36 | 1 | 0 | 0 |  | 0 |  | 0
|  |  |  | 27.96 | 55.92 | 0 | 0 | 0 | 0 | 0 | 7.48 | 0.10709 | 0 | 55.92 | 55.92 | 1 | 0 | 0 |  | 0 |  | 0
|  |  |  | 26.72 | 53.44 | 0 | 0 | 0 | 0 | 0 | 7.48 | 0.10709 | 0 | 53.44 | 53.44 | 1 | 0 | 0 |  | 0 |  | 0
|  |  |  | 26.68 | 53.36 | 0 | 0 | 0 | 0 | 0 | 7.48 | 0.10709 | 0 | 53.36 | 53.36 | 1 | 0 | 0 |  | 0 |  | 0
|  |  |  | 25.84 | 51.68 | 0 | 0 | 0 | 0 | 0 | 7.48 | 0.10709 | 0 | 51.68 | 51.68 | 1 | 0 | 0 |  | 0 |  | 0
|  |  |  | 24.24 | 48.48 | 0 | 0 | 0 | 0 | 0 | 7.48 | 0.10709 | 0 | 48.48 | 48.48 | 1 | 0 | 0 |  | 0 |  | 0
|  |  |  | 26.96 | 53.92 | 0 | 0 | 0 | 0 | 0 | 7.48 | 0.10709 | 0 | 53.92 | 53.92 | 1 | 0 | 0 |  | 0 |  | 0
|  |  |  | 27.76 | 55.52 | 0 | 0 | 0 | 0 | 0 | 7.48 | 0.10709 | 0 | 55.52 | 55.52 | 1 | 0 | 0 |  | 0 |  | 0
|  |  |  | 26.96 | 53.92 | 0 | 0 | 0 | 0 | 0 | 7.48 | 0.10709 | 0 | 53.92 | 53.92 | 1 | 0 | 0 |  | 0 |  | 0
|  |  |  | 26.36 | 52.72 | 0 | 0 | 0 | 0 | 0 | 7.48 | 0.10709 | 0 | 52.72 | 52.72 | 1 | 0 | 0 |  | 0 |  | 0
|  |  |  | 25.44 | 50.88 | 0 | 0 | 0 | 0 | 0 | 7.48 | 0.10709 | 0 | 50.88 | 50.88 | 1 | 0 | 0 |  | 0 |  | 0
|  |  |  | 18.28 | 36.56 | 0 | 0 | 0 | 0 | 0 | 7.48 | 0.10709 | 0 | 36.56 | 36.56 | 1 | 0 | 0 |  | 0 |  | 0
|  |  |  | 11.28 | 22.56 | 0 | 0 | 0 | 0 | 0 | 7.48 | 0.10709 | 0 | 22.56 | 22.56 | 1 | 0 | 0 |  | 0 |  | 0
|  |  |  | 9.68 | 19.36 | 0 | 0 | 0 | 0 | 0 | 7.48 | 0.10709 | 0 | 19.36 | 19.36 | 1 | 0 | 0 |  | 0 |  | 0
|  |  |  | 11.16 | 22.32 | 0 | 0 | 0 | 0 | 0 | 7.48 | 0.10709 | 0 | 22.32 | 22.32 | 1 | 0 | 0 |  | 0 |  | 0
|  |  |  | 12.56 | 25.12 | 0 | 0 | 0 | 0 | 0 | 7.48 | 0.10709 | 0 | 25.12 | 25.12 | 1 | 0 | 0 |  | 0 |  | 0
|  |  |  | 12.88 | 25.76 | 0 | 0 | 0 | 0 | 0 | 7.48 | 0.10709 | 0 | 25.76 | 25.76 | 1 | 0 | 0 |  | 0 |  | 0
|  |  |  | 14.04 | 28.08 | 0 | 0 | 0 | 0 | 0 | 7.48 | 0.10709 | 0 | 28.08 | 28.08 | 1 | 0 | 0 |  | 0 |  | 0
|  |  |  | 17.28 | 34.56 | 0 | 0 | 0 | 0 | 0 | 7.48 | 0.10709 | 0 | 34.56 | 34.56 | 1 | 0 | 0 |  | 0 |  | 0
|  |  |  | 24.6 | 49.2 | 0 | 0 | 0 | 0 | 0 | 7.48 | 0.10709 | 0 | 49.2 | 49.2 | 1 | 0 | 0 |  | 0 |  | 0
|  |  |  | 25.24 | 50.48 | 0 | 0 | 0 | 0 | 0 | 7.48 | 0.10709 | 0 | 50.48 | 50.48 | 1 | 0 | 0 |  | 0 |  | 0
|  |  |  | 26.68 | 53.36 | 0 | 0 | 0 | 0 | 0 | 7.48 | 0.10709 | 0 | 53.36 | 53.36 | 1 | 0 | 0 |  | 0 |  | 0
|  |  |  | 26.2 | 52.4 | 0 | 0 | 0 | 0 | 0 | 7.48 | 0.10709 | 0 | 52.4 | 52.4 | 1 | 0 | 0 |  | 0 |  | 0
|  |  |  | 31.08 | 62.16 | 0 | 0 | 0 | 0 | 0 | 7.48 | 0.12502 | 0 | 62.16 | 62.16 | 1 | 0 | 0 |  | 0 |  | 0
|  |  |  | 30.44 | 60.88 | 0 | 0 | 0 | 0 | 0 | 7.48 | 0.12502 | 0 | 60.88 | 60.88 | 1 | 0 | 0 |  | 0 |  | 0
|  |  |  | 27.08 | 54.16 | 0 | 0 | 0 | 0 | 0 | 7.48 | 0.12502 | 0 | 54.16 | 54.16 | 1 | 0 | 0 |  | 0 |  | 0
|  |  |  | 26.24 | 52.48 | 0 | 0 | 0 | 0 | 0 | 12.23 | 0.12502 | 0 | 52.48 | 52.48 | 1 | 0 | 0 |  | 0 |  | 0
|  |  |  | 25.7867 | 51.5733 | 0 | 0 | 0 | 0 | 0 | 12.23 | 0.12502 | 0 | 51.573 | 51.573 | 1 | 0 | 0 |  | 0 |  | 0
|  |  |  | 25.12 | 50.24 | 0 | 0 | 0 | 0 | 0 | 12.23 | 0.12502 | 0 | 50.24 | 50.24 | 1 | 0 | 0 |  | 0 |  | 0
|  |  |  | 24.36 | 48.72 | 0 | 0 | 0 | 0 | 0 | 12.23 | 0.12502 | 0 | 48.72 | 48.72 | 1 | 0 | 0 |  | 0 |  | 0
|  |  |  | 25.84 | 51.68 | 0 | 0 | 0 | 0 | 0 | 7.48 | 0.12502 | 0 | 51.68 | 51.68 | 1 | 0 | 0 |  | 0 |  | 0
|  |  |  | 25.96 | 51.92 | 0 | 0 | 0 | 0 | 0 | 7.48 | 0.12502 | 0 | 51.92 | 51.92 | 1 | 0 | 0 |  | 0 |  | 0
|  |  |  | 25.64 | 51.28 | 0 | 0 | 0 | 0 | 0 | 7.48 | 0.12502 | 0 | 51.28 | 48.56 | 0.2 | 0 | 2.72 |  | 0 |  | 0
|  |  |  | 25.44 | 50.88 | 0 | 0 | 0 | 0 | 0 | 7.48 | 0.10709 | 2.72 | 50.88 | 50.88 | 0.91885 | 0 | 0 |  | 0 |  | 0
|  |  |  | 24.36 | 48.72 | 0 | 0 | 0 | 0 | 0 | 7.48 | 0.10709 | 0.307 | 48.72 | 48.72 | 1 | 0 | 0 |  | 0 |  | 0
|  |  |  | 17.68 | 35.36 | 0 | 0 | 0 | 0 | 0 | 7.48 | 0.10709 | 0 | 35.36 | 35.36 | 1 | 0 | 0 |  | 0 |  | 0
|  |  |  | 12.32 | 24.64 | 0 | 0 | 0 | 0 | 0 | 7.48 | 0.10709 | 0 | 24.64 | 24.64 | 1 | 0 | 0 |  | 0 |  | 0
|  |  |  | 10.44 | 20.88 | 0 | 0 | 0 | 0 | 0 | 7.48 | 0.10709 | 0 | 20.88 | 20.88 | 1 | 0 | 0 |  | 0 |  | 0
|  |  |  | 11.48 | 22.96 | 0 | 0 | 0 | 0 | 0 | 7.48 | 0.10709 | 0 | 22.96 | 22.96 | 1 | 0 | 0 |  | 0 |  | 0
|  |  |  | 12.92 | 25.84 | 0 | 0 | 0 | 0 | 0 | 7.48 | 0.10709 | 0 | 25.84 | 25.84 | 1 | 0 | 0 |  | 0 |  | 0
|  |  |  | 13.72 | 27.44 | 0 | 0 | 0 | 0 | 0 | 7.48 | 0.10709 | 0 | 27.44 | 27.44 | 1 | 0 | 0 |  | 0 |  | 0
|  |  |  | 15.56 | 31.12 | 0 | 0 | 0 | 0 | 0 | 7.48 | 0.10709 | 0 | 31.12 | 31.12 | 1 | 0 | 0 |  | 0 |  | 0
|  |  |  | 18.16 | 36.32 | 0 | 0 | 0 | 0 | 0 | 7.48 | 0.10709 | 0 | 36.32 | 36.32 | 1 | 0 | 0 |  | 0 |  | 0
|  |  |  | 25.48 | 50.96 | 0 | 0 | 0 | 0 | 0 | 7.48 | 0.10709 | 0 | 50.96 | 50.96 | 1 | 0 | 0 |  | 0 |  | 0
|  |  |  | 26.4 | 52.8 | 0 | 0 | 0 | 0 | 0 | 7.48 | 0.10709 | 0 | 52.8 | 52.8 | 1 | 0 | 0 |  | 0 |  | 0
|  |  |  | 30.44 | 60.88 | 0 | 0 | 0 | 0 | 0 | 7.48 | 0.10709 | 0 | 60.88 | 60.88 | 1 | 0 | 0 |  | 0 |  | 0
|  |  |  | 27.8 | 55.6 | 0 | 0 | 0 | 0 | 0 | 7.48 | 0.10709 | 0 | 55.6 | 55.6 | 1 | 0 | 0 |  | 0 |  | 0
|  |  |  | 27.76 | 55.52 | 0 | 0 | 0 | 0 | 0 | 7.48 | 0.12502 | 0 | 55.52 | 55.52 | 1 | 0 | 0 |  | 0 |  | 0
|  |  |  | 30.96 | 61.92 | 0 | 0 | 0 | 0 | 0 | 7.48 | 0.12502 | 0 | 61.92 | 61.92 | 1 | 0 | 0 |  | 0 |  | 0
|  |  |  | 28.52 | 57.04 | 0 | 0 | 0 | 0 | 0 | 7.48 | 0.12502 | 0 | 57.04 | 57.04 | 1 | 0 | 0 |  | 0 |  | 0
|  |  |  | 25.56 | 51.12 | 0 | 0 | 0 | 0 | 0 | 12.23 | 0.12502 | 0 | 51.12 | 51.12 | 1 | 0 | 0 |  | 0 |  | 0
|  |  |  | 25.2 | 50.4 | 0 | 0 | 0 | 0 | 0 | 12.23 | 0.12502 | 0 | 50.4 | 50.4 | 1 | 0 | 0 |  | 0 |  | 0
|  |  |  | 25.68 | 51.36 | 0 | 0 | 0 | 0 | 0 | 12.23 | 0.12502 | 0 | 51.36 | 51.36 | 1 | 0 | 0 |  | 0 |  | 0
|  |  |  | 25.08 | 50.16 | 0 | 0 | 0 | 0 | 0 | 12.23 | 0.12502 | 0 | 50.16 | 50.16 | 1 | 0 | 0 |  | 0 |  | 0
|  |  |  | 27.12 | 54.24 | 0 | 0 | 0 | 0 | 0 | 7.48 | 0.12502 | 0 | 54.24 | 54.24 | 1 | 0 | 0 |  | 0 |  | 0
|  |  |  | 28.04 | 56.08 | 0 | 0 | 0 | 0 | 0 | 7.48 | 0.12502 | 0 | 56.08 | 56.08 | 1 | 0 | 0 |  | 0 |  | 0
|  |  |  | 28.48 | 56.96 | 0 | 0 | 0 | 0 | 0 | 7.48 | 0.12502 | 0 | 56.96 | 54.24 | 0.2 | 0 | 2.72 |  | 0 |  | 0
|  |  |  | 26.08 | 52.16 | 0 | 0 | 0 | 0 | 0 | 7.48 | 0.10709 | 2.72 | 52.16 | 52.16 | 0.91885 | 0 | 0 |  | 0 |  | 0
|  |  |  | 21.64 | 43.28 | 0 | 0 | 0 | 0 | 0 | 7.48 | 0.10709 | 0.307 | 43.28 | 43.28 | 1 | 0 | 0 |  | 0 |  | 0
|  |  |  | 21.04 | 42.08 | 0 | 0 | 0 | 0 | 0 | 7.48 | 0.10709 | 0 | 42.08 | 42.08 | 1 | 0 | 0 |  | 0 |  | 0
|  |  |  | 12.16 | 24.32 | 0 | 0 | 0 | 0 | 0 | 7.48 | 0.10709 | 0 | 24.32 | 24.32 | 1 | 0 | 0 |  | 0 |  | 0
|  |  |  | 9.32 | 18.64 | 0 | 0 | 0 | 0 | 0 | 7.48 | 0.10709 | 0 | 18.64 | 18.64 | 1 | 0 | 0 |  | 0 |  | 0
|  |  |  | 10.8533 | 21.7067 | 0 | 0 | 0 | 0 | 0 | 7.48 | 0.10709 | 0 | 21.707 | 21.707 | 1 | 0 | 0 |  | 0 |  | 0
|  |  |  | 14.0133 | 28.0267 | 0 | 0 | 0 | 0 | 0 | 7.48 | 0.10709 | 0 | 28.027 | 28.027 | 1 | 0 | 0 |  | 0 |  | 0
|  |  |  | 15.6933 | 31.3867 | 0 | 0 | 0 | 0 | 0 | 7.48 | 0.10709 | 0 | 31.387 | 31.387 | 1 | 0 | 0 |  | 0 |  | 0
|  |  |  | 17.7333 | 35.4667 | 0 | 0 | 0 | 0 | 0 | 7.48 | 0.10709 | 0 | 35.467 | 35.467 | 1 | 0 | 0 |  | 0 |  | 0
|  |  |  | 17.4133 | 34.8267 | 0 | 0 | 0 | 0 | 0 | 7.48 | 0.10709 | 0 | 34.827 | 34.827 | 1 | 0 | 0 |  | 0 |  | 0
|  |  |  | 17.48 | 34.96 | 0 | 0 | 0 | 0 | 0 | 7.48 | 0.10709 | 0 | 34.96 | 34.96 | 1 | 0 | 0 |  | 0 |  | 0
|  |  |  | 22.72 | 45.44 | 0 | 0 | 0 | 0 | 0 | 7.48 | 0.10709 | 0 | 45.44 | 45.44 | 1 | 0 | 0 |  | 0 |  | 0
|  |  |  | 23.08 | 46.16 | 0 | 0 | 0 | 0 | 0 | 7.48 | 0.10709 | 0 | 46.16 | 46.16 | 1 | 0 | 0 |  | 0 |  | 0
|  |  |  | 24.64 | 49.28 | 0 | 0 | 0 | 0 | 0 | 7.48 | 0.10709 | 0 | 49.28 | 49.28 | 1 | 0 | 0 |  | 0 |  | 0
|  |  |  | 23.28 | 46.56 | 0 | 0 | 0 | 0 | 0 | 7.48 | 0.12502 | 0 | 46.56 | 46.56 | 1 | 0 | 0 |  | 0 |  | 0
|  |  |  | 24.6 | 49.2 | 0 | 0 | 0 | 0 | 0 | 7.48 | 0.12502 | 0 | 49.2 | 49.2 | 1 | 0 | 0 |  | 0 |  | 0
|  |  |  | 23.48 | 46.96 | 0 | 0 | 0 | 0 | 0 | 7.48 | 0.12502 | 0 | 46.96 | 46.96 | 1 | 0 | 0 |  | 0 |  | 0
|  |  |  | 24.24 | 48.48 | 0 | 0 | 0 | 0 | 0 | 12.23 | 0.12502 | 0 | 48.48 | 48.48 | 1 | 0 | 0 |  | 0 |  | 0
|  |  |  | 23 | 46 | 0 | 0 | 0 | 0 | 0 | 12.23 | 0.12502 | 0 | 46 | 46 | 1 | 0 | 0 |  | 0 |  | 0
|  |  |  | 23.08 | 46.16 | 0 | 0 | 0 | 0 | 0 | 12.23 | 0.12502 | 0 | 46.16 | 46.16 | 1 | 0 | 0 |  | 0 |  | 0
|  |  |  | 24.96 | 49.92 | 0 | 0 | 0 | 0 | 0 | 12.23 | 0.12502 | 0 | 49.92 | 49.92 | 1 | 0 | 0 |  | 0 |  | 0
|  |  |  | 27.24 | 54.48 | 0 | 0 | 0 | 0 | 0 | 7.48 | 0.12502 | 0 | 54.48 | 54.48 | 1 | 0 | 0 |  | 0 |  | 0
|  |  |  | 23.56 | 47.12 | 0 | 0 | 0 | 0 | 0 | 7.48 | 0.12502 | 0 | 47.12 | 47.12 | 1 | 0 | 0 |  | 0 |  | 0
|  |  |  | 22.2 | 44.4 | 0 | 0 | 0 | 0 | 0 | 7.48 | 0.12502 | 0 | 44.4 | 41.68 | 0.2 | 0 | 2.72 |  | 0 |  | 0
|  |  |  | 23.08 | 46.16 | 0 | 0 | 0 | 0 | 0 | 7.48 | 0.10709 | 2.72 | 46.16 | 46.16 | 0.91885 | 0 | 0 |  | 0 |  | 0
|  |  |  | 22.92 | 45.84 | 0 | 0 | 0 | 0 | 0 | 7.48 | 0.10709 | 0.307 | 45.84 | 45.84 | 1 | 0 | 0 |  | 0 |  | 0
|  |  |  | 20.96 | 41.92 | 0 | 0 | 0 | 0 | 0 | 7.48 | 0.10709 | 0 | 41.92 | 41.92 | 1 | 0 | 0 |  | 0 |  | 0
|  |  |  | 17.84 | 35.68 | 0 | 0 | 0 | 0 | 0 | 7.48 | 0.10709 | 0 | 35.68 | 35.68 | 1 | 0 | 0 |  | 0 |  | 0
|  |  |  | 14.52 | 29.04 | 0 | 0 | 0 | 0 | 0 | 7.48 | 0.10709 | 0 | 29.04 | 29.04 | 1 | 0 | 0 |  | 0 |  | 0
|  |  |  | 14.48 | 28.96 | 0 | 0 | 0 | 0 | 0 | 7.48 | 0.10709 | 0 | 28.96 | 28.96 | 1 | 0 | 0 |  | 0 |  | 0
|  |  |  | 16.28 | 32.56 | 0 | 0 | 0 | 0 | 0 | 7.48 | 0.10709 | 0 | 32.56 | 32.56 | 1 | 0 | 0 |  | 0 |  | 0
|  |  |  | 18.44 | 36.88 | 0 | 0 | 0 | 0 | 0 | 7.48 | 0.10709 | 0 | 36.88 | 36.88 | 1 | 0 | 0 |  | 0 |  | 0
|  |  |  | 20.68 | 41.36 | 0 | 0 | 0 | 0 | 0 | 7.48 | 0.10709 | 0 | 41.36 | 41.36 | 1 | 0 | 0 |  | 0 |  | 0
|  |  |  | 22.04 | 44.08 | 0 | 0 | 0 | 0 | 0 | 7.48 | 0.10709 | 0 | 44.08 | 44.08 | 1 | 0 | 0 |  | 0 |  | 0
|  |  |  | 19.96 | 39.92 | 0 | 0 | 0 | 0 | 0 | 7.48 | 0.10709 | 0 | 39.92 | 39.92 | 1 | 0 | 0 |  | 0 |  | 0
|  |  |  | 17.12 | 34.24 | 0 | 0 | 0 | 0 | 0 | 7.48 | 0.10709 | 0 | 34.24 | 34.24 | 1 | 0 | 0 |  | 0 |  | 0
|  |  |  | 22.4 | 44.8 | 0 | 0 | 0 | 0 | 0 | 7.48 | 0.10709 | 0 | 44.8 | 44.8 | 1 | 0 | 0 |  | 0 |  | 0
|  |  |  | 22.4 | 44.8 | 0 | 0 | 0 | 0 | 0 | 7.48 | 0.10709 | 0 | 44.8 | 44.8 | 1 | 0 | 0 |  | 0 |  | 0
|  |  |  | 22.52 | 45.04 | 0 | 0 | 0 | 0 | 0 | 7.48 | 0.12502 | 0 | 45.04 | 45.04 | 1 | 0 | 0 |  | 0 |  | 0
|  |  |  | 22.56 | 45.12 | 0 | 0 | 0 | 0 | 0 | 7.48 | 0.12502 | 0 | 45.12 | 45.12 | 1 | 0 | 0 |  | 0 |  | 0
|  |  |  | 22.24 | 44.48 | 0 | 0 | 0 | 0 | 0 | 7.48 | 0.12502 | 0 | 44.48 | 44.48 | 1 | 0 | 0 |  | 0 |  | 0
|  |  |  | 23.52 | 47.04 | 0 | 0 | 0 | 0 | 0 | 12.23 | 0.12502 | 0 | 47.04 | 47.04 | 1 | 0 | 0 |  | 0 |  | 0
|  |  |  | 22.12 | 44.24 | 0 | 0 | 0 | 0 | 0 | 12.23 | 0.12502 | 0 | 44.24 | 44.24 | 1 | 0 | 0 |  | 0 |  | 0
|  |  |  | 24.08 | 48.16 | 0 | 0 | 0 | 0 | 0 | 12.23 | 0.12502 | 0 | 48.16 | 48.16 | 1 | 0 | 0 |  | 0 |  | 0
|  |  |  | 22.24 | 44.48 | 0 | 0 | 0 | 0 | 0 | 12.23 | 0.12502 | 0 | 44.48 | 44.48 | 1 | 0 | 0 |  | 0 |  | 0
|  |  |  | 21.64 | 43.28 | 0 | 0 | 0 | 0 | 0 | 7.48 | 0.12502 | 0 | 43.28 | 43.28 | 1 | 0 | 0 |  | 0 |  | 0
|  |  |  | 15.76 | 31.52 | 0 | 0 | 0 | 0 | 0 | 7.48 | 0.12502 | 0 | 31.52 | 31.52 | 1 | 0 | 0 |  | 0 |  | 0
|  |  |  | 15.28 | 30.56 | 0 | 0 | 0 | 0 | 0 | 7.48 | 0.12502 | 0 | 30.56 | 27.84 | 0.2 | 0 | 2.72 |  | 0 |  | 0
|  |  |  | 15.36 | 30.72 | 0 | 0 | 0 | 0 | 0 | 7.48 | 0.10709 | 2.72 | 30.72 | 30.72 | 0.91885 | 0 | 0 |  | 0 |  | 0
|  |  |  | 17.8 | 35.6 | 0 | 0 | 0 | 0 | 0 | 7.48 | 0.10709 | 0.307 | 35.6 | 35.6 | 1 | 0 | 0 |  | 0 |  | 0
|  |  |  | 16.72 | 33.44 | 0 | 0 | 0 | 0 | 0 | 7.48 | 0.10709 | 0 | 33.44 | 33.44 | 1 | 0 | 0 |  | 0 |  | 0
|  |  |  | 11.72 | 23.44 | 0 | 0 | 0 | 0 | 0 | 7.48 | 0.10709 | 0 | 23.44 | 23.44 | 1 | 0 | 0 |  | 0 |  | 0
|  |  |  | 9.84 | 19.68 | 0 | 0 | 0 | 0 | 0 | 7.48 | 0.10709 | 0 | 19.68 | 19.68 | 1 | 0 | 0 |  | 0 |  | 0
|  |  |  | 11.4 | 22.8 | 0 | 0 | 0 | 0 | 0 | 7.48 | 0.10709 | 0 | 22.8 | 22.8 | 1 | 0 | 0 |  | 0 |  | 0
|  |  |  | 12.12 | 24.24 | 0 | 0 | 0 | 0 | 0 | 7.48 | 0.10709 | 0 | 24.24 | 24.24 | 1 | 0 | 0 |  | 0 |  | 0
|  |  |  | 12.8 | 25.6 | 0 | 0 | 0 | 0 | 0 | 7.48 | 0.10709 | 0 | 25.6 | 25.6 | 1 | 0 | 0 |  | 0 |  | 0
|  |  |  | 14.44 | 28.88 | 0 | 0 | 0 | 0 | 0 | 7.48 | 0.10709 | 0 | 28.88 | 28.88 | 1 | 0 | 0 |  | 0 |  | 0
|  |  |  | 15.56 | 31.12 | 0 | 0 | 0 | 0 | 0 | 7.48 | 0.10709 | 0 | 31.12 | 31.12 | 1 | 0 | 0 |  | 0 |  | 0
|  |  |  | 22.48 | 44.96 | 0 | 0 | 0 | 0 | 0 | 7.48 | 0.10709 | 0 | 44.96 | 44.96 | 1 | 0 | 0 |  | 0 |  | 0
|  |  |  | 23.8 | 47.6 | 0 | 0 | 0 | 0 | 0 | 7.48 | 0.10709 | 0 | 47.6 | 47.6 | 1 | 0 | 0 |  | 0 |  | 0
|  |  |  | 28.44 | 56.88 | 0 | 0 | 0 | 0 | 0 | 7.48 | 0.10709 | 0 | 56.88 | 56.88 | 1 | 0 | 0 |  | 0 |  | 0
|  |  |  | 26.88 | 53.76 | 0 | 0 | 0 | 0 | 0 | 7.48 | 0.10709 | 0 | 53.76 | 53.76 | 1 | 0 | 0 |  | 0 |  | 0
|  |  |  | 28.36 | 56.72 | 0 | 0 | 0 | 0 | 0 | 7.48 | 0.12502 | 0 | 56.72 | 56.72 | 1 | 0 | 0 |  | 0 |  | 0
|  |  |  | 32.68 | 65.36 | 0 | 0 | 0 | 0 | 0 | 7.48 | 0.12502 | 0 | 65.36 | 65.36 | 1 | 0 | 0 |  | 0 |  | 0
|  |  |  | 28.2 | 56.4 | 0 | 0 | 0 | 0 | 0 | 7.48 | 0.12502 | 0 | 56.4 | 56.4 | 1 | 0 | 0 |  | 0 |  | 0
|  |  |  | 27.8 | 55.6 | 0 | 0 | 0 | 0 | 0 | 12.23 | 0.12502 | 0 | 55.6 | 55.6 | 1 | 0 | 0 |  | 0 |  | 0
|  |  |  | 25.84 | 51.68 | 0 | 0 | 0 | 0 | 0 | 12.23 | 0.12502 | 0 | 51.68 | 51.68 | 1 | 0 | 0 |  | 0 |  | 0
|  |  |  | 25.16 | 50.32 | 0 | 0 | 0 | 0 | 0 | 12.23 | 0.12502 | 0 | 50.32 | 50.32 | 1 | 0 | 0 |  | 0 |  | 0
|  |  |  | 22.8 | 45.6 | 0 | 0 | 0 | 0 | 0 | 12.23 | 0.12502 | 0 | 45.6 | 45.6 | 1 | 0 | 0 |  | 0 |  | 0
|  |  |  | 24.84 | 49.68 | 0 | 0 | 0 | 0 | 0 | 7.48 | 0.12502 | 0 | 49.68 | 49.68 | 1 | 0 | 0 |  | 0 |  | 0
|  |  |  | 27.4 | 54.8 | 0 | 0 | 0 | 0 | 0 | 7.48 | 0.12502 | 0 | 54.8 | 54.8 | 1 | 0 | 0 |  | 0 |  | 0
|  |  |  | 28.8 | 57.6 | 0 | 0 | 0 | 0 | 0 | 7.48 | 0.12502 | 0 | 57.6 | 54.88 | 0.2 | 0 | 2.72 |  | 0 |  | 0
|  |  |  | 28.64 | 57.28 | 0 | 0 | 0 | 0 | 0 | 7.48 | 0.10709 | 2.72 | 57.28 | 57.28 | 0.91885 | 0 | 0 |  | 0 |  | 0
|  |  |  | 25.24 | 50.48 | 0 | 0 | 0 | 0 | 0 | 7.48 | 0.10709 | 0.307 | 50.48 | 50.48 | 1 | 0 | 0 |  | 0 |  | 0
|  |  |  | 16.96 | 33.92 | 0 | 0 | 0 | 0 | 0 | 7.48 | 0.10709 | 0 | 33.92 | 33.92 | 1 | 0 | 0 |  | 0 |  | 0
|  |  |  | 12.2 | 24.4 | 0 | 0 | 0 | 0 | 0 | 7.48 | 0.10709 | 0 | 24.4 | 24.4 | 1 | 0 | 0 |  | 0 |  | 0
|  |  |  | 9.92 | 19.84 | 0 | 0 | 0 | 0 | 0 | 7.48 | 0.10709 | 0 | 19.84 | 19.84 | 1 | 0 | 0 |  | 0 |  | 0
|  |  |  | 11.28 | 22.56 | 0 | 0 | 0 | 0 | 0 | 7.48 | 0.10709 | 0 | 22.56 | 22.56 | 1 | 0 | 0 |  | 0 |  | 0
|  |  |  | 11.72 | 23.44 | 0 | 0 | 0 | 0 | 0 | 7.48 | 0.10709 | 0 | 23.44 | 23.44 | 1 | 0 | 0 |  | 0 |  | 0
|  |  |  | 12.76 | 25.52 | 0 | 0 | 0 | 0 | 0 | 7.48 | 0.10709 | 0 | 25.52 | 25.52 | 1 | 0 | 0 |  | 0 |  | 0
|  |  |  | 14.24 | 28.48 | 0 | 0 | 0 | 0 | 0 | 7.48 | 0.10709 | 0 | 28.48 | 28.48 | 1 | 0 | 0 |  | 0 |  | 0
|  |  |  | 17.08 | 34.16 | 0 | 0 | 0 | 0 | 0 | 7.48 | 0.10709 | 0 | 34.16 | 34.16 | 1 | 0 | 0 |  | 0 |  | 0
|  |  |  | 24.08 | 48.16 | 0 | 0 | 0 | 0 | 0 | 7.48 | 0.10709 | 0 | 48.16 | 48.16 | 1 | 0 | 0 |  | 0 |  | 0
|  |  |  | 24.76 | 49.52 | 0 | 0 | 0 | 0 | 0 | 7.48 | 0.10709 | 0 | 49.52 | 49.52 | 1 | 0 | 0 |  | 0 |  | 0
|  |  |  | 26 | 52 | 0 | 0 | 0 | 0 | 0 | 7.48 | 0.10709 | 0 | 52 | 52 | 1 | 0 | 0 |  | 0 |  | 0
|  |  |  | 26.92 | 53.84 | 0 | 0 | 0 | 0 | 0 | 7.48 | 0.10709 | 0 | 53.84 | 53.84 | 1 | 0 | 0 |  | 0 |  | 0
|  |  |  | 30.84 | 61.68 | 0 | 0 | 0 | 0 | 0 | 7.48 | 0.10709 | 0 | 61.68 | 61.68 | 1 | 0 | 0 |  | 0 |  | 0
|  |  |  | 33.2 | 66.4 | 0 | 0 | 0 | 0 | 0 | 7.48 | 0.10709 | 0 | 66.4 | 66.4 | 1 | 0 | 0 |  | 0 |  | 0
|  |  |  | 32 | 64 | 0 | 0 | 0 | 0 | 0 | 7.48 | 0.10709 | 0 | 64 | 64 | 1 | 0 | 0 |  | 0 |  | 0
|  |  |  | 25.2 | 50.4 | 0 | 0 | 0 | 0 | 0 | 7.48 | 0.10709 | 0 | 50.4 | 50.4 | 1 | 0 | 0 |  | 0 |  | 0
|  |  |  | 24.04 | 48.08 | 0 | 0 | 0 | 0 | 0 | 7.48 | 0.10709 | 0 | 48.08 | 48.08 | 1 | 0 | 0 |  | 0 |  | 0
|  |  |  | 29.16 | 58.32 | 0 | 0 | 0 | 0 | 0 | 7.48 | 0.10709 | 0 | 58.32 | 58.32 | 1 | 0 | 0 |  | 0 |  | 0
|  |  |  | 26.72 | 53.44 | 0 | 0 | 0 | 0 | 0 | 7.48 | 0.10709 | 0 | 53.44 | 53.44 | 1 | 0 | 0 |  | 0 |  | 0
|  |  |  | 26.96 | 53.92 | 0 | 0 | 0 | 0 | 0 | 7.48 | 0.10709 | 0 | 53.92 | 53.92 | 1 | 0 | 0 |  | 0 |  | 0
|  |  |  | 27.68 | 55.36 | 0 | 0 | 0 | 0 | 0 | 7.48 | 0.10709 | 0 | 55.36 | 55.36 | 1 | 0 | 0 |  | 0 |  | 0
|  |  |  | 27.68 | 55.36 | 0 | 0 | 0 | 0 | 0 | 7.48 | 0.10709 | 0 | 55.36 | 55.36 | 1 | 0 | 0 |  | 0 |  | 0
|  |  |  | 24.92 | 49.84 | 0 | 0 | 0 | 0 | 0 | 7.48 | 0.10709 | 0 | 49.84 | 49.84 | 1 | 0 | 0 |  | 0 |  | 0
|  |  |  | 18.64 | 37.28 | 0 | 0 | 0 | 0 | 0 | 7.48 | 0.10709 | 0 | 37.28 | 37.28 | 1 | 0 | 0 |  | 0 |  | 0
|  |  |  | 16.12 | 32.24 | 0 | 0 | 0 | 0 | 0 | 7.48 | 0.10709 | 0 | 32.24 | 32.24 | 1 | 0 | 0 |  | 0 |  | 0
|  |  |  | 11.2 | 22.4 | 0 | 0 | 0 | 0 | 0 | 7.48 | 0.10709 | 0 | 22.4 | 22.4 | 1 | 0 | 0 |  | 0 |  | 0
|  |  |  | 9.12 | 18.24 | 0 | 0 | 0 | 0 | 0 | 7.48 | 0.10709 | 0 | 18.24 | 18.24 | 1 | 0 | 0 |  | 0 |  | 0
|  |  |  | 10.68 | 21.36 | 0 | 0 | 0 | 0 | 0 | 7.48 | 0.10709 | 0 | 21.36 | 21.36 | 1 | 0 | 0 |  | 0 |  | 0
|  |  |  | 11.2 | 22.4 | 0 | 0 | 0 | 0 | 0 | 7.48 | 0.10709 | 0 | 22.4 | 22.4 | 1 | 0 | 0 |  | 0 |  | 0
|  |  |  | 13.36 | 26.72 | 0 | 0 | 0 | 0 | 0 | 7.48 | 0.10709 | 0 | 26.72 | 26.72 | 1 | 0 | 0 |  | 0 |  | 0
|  |  |  | 15.12 | 30.24 | 0 | 0 | 0 | 0 | 0 | 7.48 | 0.10709 | 0 | 30.24 | 30.24 | 1 | 0 | 0 |  | 0 |  | 0
|  |  |  | 20.4 | 40.8 | 0 | 0 | 0 | 0 | 0 | 7.48 | 0.10709 | 0 | 40.8 | 40.8 | 1 | 0 | 0 |  | 0 |  | 0
|  |  |  | 23.76 | 47.52 | 0 | 0 | 0 | 0 | 0 | 7.48 | 0.10709 | 0 | 47.52 | 47.52 | 1 | 0 | 0 |  | 0 |  | 0
|  |  |  | 25.56 | 51.12 | 0 | 0 | 0 | 0 | 0 | 7.48 | 0.10709 | 0 | 51.12 | 51.12 | 1 | 0 | 0 |  | 0 |  | 0
|  |  |  | 27.88 | 55.76 | 0 | 0 | 0 | 0 | 0 | 7.48 | 0.10709 | 0 | 55.76 | 55.76 | 1 | 0 | 0 |  | 0 |  | 0
|  |  |  | 31.84 | 63.68 | 0 | 0 | 0 | 0 | 0 | 7.48 | 0.10709 | 0 | 63.68 | 63.68 | 1 | 0 | 0 |  | 0 |  | 0
|  |  |  | 33.6 | 67.2 | 0 | 0 | 0 | 0 | 0 | 7.48 | 0.10709 | 0 | 67.2 | 66.56 | 0.81176 | 0 | 0.64 |  | 0 |  | 0
|  |  |  | 33 | 66 | 0 | 0 | 0 | 0 | 0 | 7.48 | 0.10709 | 0.56 | 66 | 66 | 0.95976 | 0 | 0 |  | 0 |  | 0
|  |  |  | 27.24 | 54.48 | 0 | 0 | 0 | 0 | 0 | 7.48 | 0.10709 | 0.152 | 54.48 | 54.48 | 1 | 0 | 0 |  | 0 |  | 0
|  |  |  | 24.88 | 49.76 | 0 | 0 | 0 | 0 | 0 | 7.48 | 0.10709 | 0 | 49.76 | 49.76 | 1 | 0 | 0 |  | 0 |  | 0
|  |  |  | 24.64 | 49.28 | 0 | 0 | 0 | 0 | 0 | 7.48 | 0.10709 | 0 | 49.28 | 49.28 | 1 | 0 | 0 |  | 0 |  | 0
|  |  |  | 24.64 | 49.28 | 0 | 0 | 0 | 0 | 0 | 7.48 | 0.10709 | 0 | 49.28 | 49.28 | 1 | 0 | 0 |  | 0 |  | 0
|  |  |  | 24.88 | 49.76 | 0 | 0 | 0 | 0 | 0 | 7.48 | 0.10709 | 0 | 49.76 | 49.76 | 1 | 0 | 0 |  | 0 |  | 0
|  |  |  | 26.68 | 53.36 | 0 | 0 | 0 | 0 | 0 | 7.48 | 0.10709 | 0 | 53.36 | 53.36 | 1 | 0 | 0 |  | 0 |  | 0
|  |  |  | 26.52 | 53.04 | 0 | 0 | 0 | 0 | 0 | 7.48 | 0.10709 | 0 | 53.04 | 53.04 | 1 | 0 | 0 |  | 0 |  | 0
|  |  |  | 25.2 | 50.4 | 0 | 0 | 0 | 0 | 0 | 7.48 | 0.10709 | 0 | 50.4 | 50.4 | 1 | 0 | 0 |  | 0 |  | 0
|  |  |  | 25.4 | 50.8 | 0 | 0 | 0 | 0 | 0 | 7.48 | 0.10709 | 0 | 50.8 | 50.8 | 1 | 0 | 0 |  | 0 |  | 0
|  |  |  | 24.04 | 48.08 | 0 | 0 | 0 | 0 | 0 | 7.48 | 0.10709 | 0 | 48.08 | 48.08 | 1 | 0 | 0 |  | 0 |  | 0
|  |  |  | 19.24 | 38.48 | 0 | 0 | 0 | 0 | 0 | 7.48 | 0.10709 | 0 | 38.48 | 38.48 | 1 | 0 | 0 |  | 0 |  | 0
|  |  |  | 10.64 | 21.28 | 0 | 0 | 0 | 0 | 0 | 7.48 | 0.10709 | 0 | 21.28 | 21.28 | 1 | 0 | 0 |  | 0 |  | 0
|  |  |  | 9.68 | 19.36 | 0 | 0 | 0 | 0 | 0 | 7.48 | 0.10709 | 0 | 19.36 | 19.36 | 1 | 0 | 0 |  | 0 |  | 0
|  |  |  | 10.6 | 21.2 | 0 | 0 | 0 | 0 | 0 | 7.48 | 0.10709 | 0 | 21.2 | 21.2 | 1 | 0 | 0 |  | 0 |  | 0
|  |  |  | 12.16 | 24.32 | 0 | 0 | 0 | 0 | 0 | 7.48 | 0.10709 | 0 | 24.32 | 24.32 | 1 | 0 | 0 |  | 0 |  | 0
|  |  |  | 13.6 | 27.2 | 0 | 0 | 0 | 0 | 0 | 7.48 | 0.10709 | 0 | 27.2 | 27.2 | 1 | 0 | 0 |  | 0 |  | 0
|  |  |  | 15.96 | 31.92 | 0 | 0 | 0 | 0 | 0 | 7.48 | 0.10709 | 0 | 31.92 | 31.92 | 1 | 0 | 0 |  | 0 |  | 0
|  |  |  | 18.6 | 37.2 | 0 | 0 | 0 | 0 | 0 | 7.48 | 0.10709 | 0 | 37.2 | 37.2 | 1 | 0 | 0 |  | 0 |  | 0
|  |  |  | 25.16 | 50.32 | 0 | 0 | 0 | 0 | 0 | 7.48 | 0.10709 | 0 | 50.32 | 50.32 | 1 | 0 | 0 |  | 0 |  | 0
|  |  |  | 25.36 | 50.72 | 0 | 0 | 0 | 0 | 0 | 7.48 | 0.10709 | 0 | 50.72 | 50.72 | 1 | 0 | 0 |  | 0 |  | 0
|  |  |  | 26.36 | 52.72 | 0 | 0 | 0 | 0 | 0 | 7.48 | 0.10709 | 0 | 52.72 | 52.72 | 1 | 0 | 0 |  | 0 |  | 0
|  |  |  | 25.96 | 51.92 | 0 | 0 | 0 | 0 | 0 | 7.48 | 0.10709 | 0 | 51.92 | 51.92 | 1 | 0 | 0 |  | 0 |  | 0
|  |  |  | 31.68 | 63.36 | 0 | 0 | 0 | 0 | 0 | 7.48 | 0.12502 | 0 | 63.36 | 63.36 | 1 | 0 | 0 |  | 0 |  | 0
|  |  |  | 28.36 | 56.72 | 0 | 0 | 0 | 0 | 0 | 7.48 | 0.12502 | 0 | 56.72 | 56.72 | 1 | 0 | 0 |  | 0 |  | 0
|  |  |  | 27.64 | 55.28 | 0 | 0 | 0 | 0 | 0 | 7.48 | 0.12502 | 0 | 55.28 | 55.28 | 1 | 0 | 0 |  | 0 |  | 0
|  |  |  | 26.6 | 53.2 | 0 | 0 | 0 | 0 | 0 | 12.23 | 0.12502 | 0 | 53.2 | 53.2 | 1 | 0 | 0 |  | 0 |  | 0
|  |  |  | 24.6 | 49.2 | 0 | 0 | 0 | 0 | 0 | 12.23 | 0.12502 | 0 | 49.2 | 49.2 | 1 | 0 | 0 |  | 0 |  | 0
|  |  |  | 24.16 | 48.32 | 0 | 0 | 0 | 0 | 0 | 12.23 | 0.12502 | 0 | 48.32 | 48.32 | 1 | 0 | 0 |  | 0 |  | 0
|  |  |  | 23.72 | 47.44 | 0 | 0 | 0 | 0 | 0 | 12.23 | 0.12502 | 0 | 47.44 | 47.44 | 1 | 0 | 0 |  | 0 |  | 0
|  |  |  | 27.96 | 55.92 | 0 | 0 | 0 | 0 | 0 | 7.48 | 0.12502 | 0 | 55.92 | 55.92 | 1 | 0 | 0 |  | 0 |  | 0
|  |  |  | 26.152 | 52.304 | 0 | 0 | 0 | 0 | 0 | 7.48 | 0.12502 | 0 | 52.304 | 52.304 | 1 | 0 | 0 |  | 0 |  | 0
|  |  |  | 25.168 | 50.336 | 0 | 0 | 0 | 0 | 0 | 7.48 | 0.12502 | 0 | 50.336 | 47.616 | 0.2 | 0 | 2.72 |  | 0 |  | 0
|  |  |  | 24.96 | 49.92 | 0 | 0 | 0 | 0 | 0 | 7.48 | 0.10709 | 2.72 | 49.92 | 49.92 | 0.91885 | 0 | 0 |  | 0 |  | 0
|  |  |  | 23.92 | 47.84 | 0 | 0 | 0 | 0 | 0 | 7.48 | 0.10709 | 0.307 | 47.84 | 47.84 | 1 | 0 | 0 |  | 0 |  | 0
|  |  |  | 18.64 | 37.28 | 0 | 0 | 0 | 0 | 0 | 7.48 | 0.10709 | 0 | 37.28 | 37.28 | 1 | 0 | 0 |  | 0 |  | 0
|  |  |  | 12.76 | 25.52 | 0 | 0 | 0 | 0 | 0 | 7.48 | 0.10709 | 0 | 25.52 | 25.52 | 1 | 0 | 0 |  | 0 |  | 0
|  |  |  | 10.4 | 20.8 | 0 | 0 | 0 | 0 | 0 | 7.48 | 0.10709 | 0 | 20.8 | 20.8 | 1 | 0 | 0 |  | 0 |  | 0
|  |  |  | 10.16 | 20.32 | 0 | 0 | 0 | 0 | 0 | 7.48 | 0.10709 | 0 | 20.32 | 20.32 | 1 | 0 | 0 |  | 0 |  | 0
|  |  |  | 12.04 | 24.08 | 0 | 0 | 0 | 0 | 0 | 7.48 | 0.10709 | 0 | 24.08 | 24.08 | 1 | 0 | 0 |  | 0 |  | 0
|  |  |  | 13.48 | 26.96 | 0 | 0 | 0 | 0 | 0 | 7.48 | 0.10709 | 0 | 26.96 | 26.96 | 1 | 0 | 0 |  | 0 |  | 0
|  |  |  | 15.92 | 31.84 | 0 | 0 | 0 | 0 | 0 | 7.48 | 0.10709 | 0 | 31.84 | 31.84 | 1 | 0 | 0 |  | 0 |  | 0
|  |  |  | 18 | 36 | 0 | 0 | 0 | 0 | 0 | 7.48 | 0.10709 | 0 | 36 | 36 | 1 | 0 | 0 |  | 0 |  | 0
|  |  |  | 25.36 | 50.72 | 0 | 0 | 0 | 0 | 0 | 7.48 | 0.10709 | 0 | 50.72 | 50.72 | 1 | 0 | 0 |  | 0 |  | 0
|  |  |  | 27.64 | 55.28 | 0 | 0 | 0 | 0 | 0 | 7.48 | 0.10709 | 0 | 55.28 | 55.28 | 1 | 0 | 0 |  | 0 |  | 0
|  |  |  | 28.6 | 57.2 | 0 | 0 | 0 | 0 | 0 | 7.48 | 0.10709 | 0 | 57.2 | 57.2 | 1 | 0 | 0 |  | 0 |  | 0
|  |  |  | 27.52 | 55.04 | 0 | 0 | 0 | 0 | 0 | 7.48 | 0.10709 | 0 | 55.04 | 55.04 | 1 | 0 | 0 |  | 0 |  | 0
|  |  |  | 31.2 | 62.4 | 0 | 0 | 0 | 0 | 0 | 7.48 | 0.12502 | 0 | 62.4 | 62.4 | 1 | 0 | 0 |  | 0 |  | 0
|  |  |  | 28.64 | 57.28 | 0 | 0 | 0 | 0 | 0 | 7.48 | 0.12502 | 0 | 57.28 | 57.28 | 1 | 0 | 0 |  | 0 |  | 0
|  |  |  | 27.92 | 55.84 | 0 | 0 | 0 | 0 | 0 | 7.48 | 0.12502 | 0 | 55.84 | 55.84 | 1 | 0 | 0 |  | 0 |  | 0
|  |  |  | 28.56 | 57.12 | 0 | 0 | 0 | 0 | 0 | 12.23 | 0.12502 | 0 | 57.12 | 57.12 | 1 | 0 | 0 |  | 0 |  | 0
|  |  |  | 32.4 | 64.8 | 0 | 0 | 0 | 0 | 0 | 12.23 | 0.12502 | 0 | 64.8 | 62.8 | 0.41176 | 0 | 2 |  | 0 |  | 0
|  |  |  | 31.76 | 63.52 | 0 | 0 | 0 | 0 | 0 | 12.23 | 0.12502 | 0 | 63.52 | 62.8 | 0.2 | 0 | 0.72 |  | 0 |  | 0
|  |  |  | 28.4 | 56.8 | 0 | 0 | 0 | 0 | 0 | 12.23 | 0.12502 | 0 | 56.8 | 56.8 | 0.2 | 0 | 0 |  | 0 |  | 0
|  |  |  | 27.64 | 55.28 | 0 | 0 | 0 | 0 | 0 | 7.48 | 0.12502 | 0 | 55.28 | 55.28 | 0.2 | 0 | 0 |  | 0 |  | 0
|  |  |  | 29.04 | 58.08 | 0 | 0 | 0 | 0 | 0 | 7.48 | 0.12502 | 0 | 58.08 | 58.08 | 0.2 | 0 | 0 |  | 0 |  | 0
|  |  |  | 30.56 | 61.12 | 0 | 0 | 0 | 0 | 0 | 7.48 | 0.12502 | 0 | 61.12 | 61.12 | 0.2 | 0 | 0 |  | 0 |  | 0
|  |  |  | 27.56 | 55.12 | 0 | 0 | 0 | 0 | 0 | 7.48 | 0.10709 | 2.72 | 55.12 | 55.12 | 0.91885 | 0 | 0 |  | 0 |  | 0
|  |  |  | 22.4 | 44.8 | 0 | 0 | 0 | 0 | 0 | 7.48 | 0.10709 | 0.307 | 44.8 | 44.8 | 1 | 0 | 0 |  | 0 |  | 0
|  |  |  | 22.36 | 44.72 | 0 | 0 | 0 | 0 | 0 | 7.48 | 0.10709 | 0 | 44.72 | 44.72 | 1 | 0 | 0 |  | 0 |  | 0
|  |  |  | 15.92 | 31.84 | 0 | 0 | 0 | 0 | 0 | 7.48 | 0.10709 | 0 | 31.84 | 31.84 | 1 | 0 | 0 |  | 0 |  | 0
|  |  |  | 14.12 | 28.24 | 0 | 0 | 0 | 0 | 0 | 7.48 | 0.10709 | 0 | 28.24 | 28.24 | 1 | 0 | 0 |  | 0 |  | 0
|  |  |  | 13.56 | 27.12 | 0 | 0 | 0 | 0 | 0 | 7.48 | 0.10709 | 0 | 27.12 | 27.12 | 1 | 0 | 0 |  | 0 |  | 0
|  |  |  | 13.6 | 27.2 | 0 | 0 | 0 | 0 | 0 | 7.48 | 0.10709 | 0 | 27.2 | 27.2 | 1 | 0 | 0 |  | 0 |  | 0
|  |  |  | 16.7733 | 33.5467 | 0 | 0 | 0 | 0 | 0 | 7.48 | 0.10709 | 0 | 33.547 | 33.547 | 1 | 0 | 0 |  | 0 |  | 0
|  |  |  | 18.7067 | 37.4133 | 0 | 0 | 0 | 0 | 0 | 7.48 | 0.10709 | 0 | 37.413 | 37.413 | 1 | 0 | 0 |  | 0 |  | 0
|  |  |  | 16.56 | 33.12 | 0 | 0 | 0 | 0 | 0 | 7.48 | 0.10709 | 0 | 33.12 | 33.12 | 1 | 0 | 0 |  | 0 |  | 0
|  |  |  | 15.88 | 31.76 | 0 | 0 | 0 | 0 | 0 | 7.48 | 0.10709 | 0 | 31.76 | 31.76 | 1 | 0 | 0 |  | 0 |  | 0
|  |  |  | 22.8 | 45.6 | 0 | 0 | 0 | 0 | 0 | 7.48 | 0.10709 | 0 | 45.6 | 45.6 | 1 | 0 | 0 |  | 0 |  | 0
|  |  |  | 23.64 | 47.28 | 0 | 0 | 0 | 0 | 0 | 7.48 | 0.10709 | 0 | 47.28 | 47.28 | 1 | 0 | 0 |  | 0 |  | 0
|  |  |  | 25.04 | 50.08 | 0 | 0 | 0 | 0 | 0 | 7.48 | 0.10709 | 0 | 50.08 | 50.08 | 1 | 0 | 0 |  | 0 |  | 0
|  |  |  | 24.6 | 49.2 | 0 | 0 | 0 | 0 | 0 | 7.48 | 0.12502 | 0 | 49.2 | 49.2 | 1 | 0 | 0 |  | 0 |  | 0
|  |  |  | 25.04 | 50.08 | 0 | 0 | 0 | 0 | 0 | 7.48 | 0.12502 | 0 | 50.08 | 50.08 | 1 | 0 | 0 |  | 0 |  | 0
|  |  |  | 24.44 | 48.88 | 0 | 0 | 0 | 0 | 0 | 7.48 | 0.12502 | 0 | 48.88 | 48.88 | 1 | 0 | 0 |  | 0 |  | 0
|  |  |  | 24.28 | 48.56 | 0 | 0 | 0 | 0 | 0 | 12.23 | 0.12502 | 0 | 48.56 | 48.56 | 1 | 0 | 0 |  | 0 |  | 0
|  |  |  | 25.44 | 50.88 | 0 | 0 | 0 | 0 | 0 | 12.23 | 0.12502 | 0 | 50.88 | 50.88 | 1 | 0 | 0 |  | 0 |  | 0
|  |  |  | 27.08 | 54.16 | 0 | 0 | 0 | 0 | 0 | 12.23 | 0.12502 | 0 | 54.16 | 54.16 | 1 | 0 | 0 |  | 0 |  | 0
|  |  |  | 28 | 56 | 0 | 0 | 0 | 0 | 0 | 12.23 | 0.12502 | 0 | 56 | 56 | 1 | 0 | 0 |  | 0 |  | 0
|  |  |  | 26 | 52 | 0 | 0 | 0 | 0 | 0 | 7.48 | 0.12502 | 0 | 52 | 52 | 1 | 0 | 0 |  | 0 |  | 0
|  |  |  | 22.16 | 44.32 | 0 | 0 | 0 | 0 | 0 | 7.48 | 0.12502 | 0 | 44.32 | 44.32 | 1 | 0 | 0 |  | 0 |  | 0
|  |  |  | 21.88 | 43.76 | 0 | 0 | 0 | 0 | 0 | 7.48 | 0.12502 | 0 | 43.76 | 41.04 | 0.2 | 0 | 2.72 |  | 0 |  | 0
|  |  |  | 22.36 | 44.72 | 0 | 0 | 0 | 0 | 0 | 7.48 | 0.10709 | 2.72 | 44.72 | 44.72 | 0.91885 | 0 | 0 |  | 0 |  | 0
|  |  |  | 23.24 | 46.48 | 0 | 0 | 0 | 0 | 0 | 7.48 | 0.10709 | 0.307 | 46.48 | 46.48 | 1 | 0 | 0 |  | 0 |  | 0
|  |  |  | 19.52 | 39.04 | 0 | 0 | 0 | 0 | 0 | 7.48 | 0.10709 | 0 | 39.04 | 39.04 | 1 | 0 | 0 |  | 0 |  | 0
|  |  |  | 12.52 | 25.04 | 0 | 0 | 0 | 0 | 0 | 7.48 | 0.10709 | 0 | 25.04 | 25.04 | 1 | 0 | 0 |  | 0 |  | 0
|  |  |  | 10.72 | 21.44 | 0 | 0 | 0 | 0 | 0 | 7.48 | 0.10709 | 0 | 21.44 | 21.44 | 1 | 0 | 0 |  | 0 |  | 0
|  |  |  | 10.4 | 20.8 | 0 | 0 | 0 | 0 | 0 | 7.48 | 0.10709 | 0 | 20.8 | 20.8 | 1 | 0 | 0 |  | 0 |  | 0
|  |  |  | 16.72 | 33.44 | 0 | 0 | 0 | 0 | 0 | 7.48 | 0.10709 | 0 | 33.44 | 33.44 | 1 | 0 | 0 |  | 0 |  | 0
|  |  |  | 18.52 | 37.04 | 0 | 0 | 0 | 0 | 0 | 7.48 | 0.10709 | 0 | 37.04 | 37.04 | 1 | 0 | 0 |  | 0 |  | 0
|  |  |  | 14.36 | 28.72 | 0 | 0 | 0 | 0 | 0 | 7.48 | 0.10709 | 0 | 28.72 | 28.72 | 1 | 0 | 0 |  | 0 |  | 0
|  |  |  | 15.04 | 30.08 | 0 | 0 | 0 | 0 | 0 | 7.48 | 0.10709 | 0 | 30.08 | 30.08 | 1 | 0 | 0 |  | 0 |  | 0
|  |  |  | 16.04 | 32.08 | 0 | 0 | 0 | 0 | 0 | 7.48 | 0.10709 | 0 | 32.08 | 32.08 | 1 | 0 | 0 |  | 0 |  | 0
|  |  |  | 16.04 | 32.08 | 0 | 0 | 0 | 0 | 0 | 7.48 | 0.10709 | 0 | 32.08 | 32.08 | 1 | 0 | 0 |  | 0 |  | 0
|  |  |  | 22.36 | 44.72 | 0 | 0 | 0 | 0 | 0 | 7.48 | 0.10709 | 0 | 44.72 | 44.72 | 1 | 0 | 0 |  | 0 |  | 0
|  |  |  | 23.68 | 47.36 | 0 | 0 | 0 | 0 | 0 | 7.48 | 0.10709 | 0 | 47.36 | 47.36 | 1 | 0 | 0 |  | 0 |  | 0
|  |  |  | 23.2 | 46.4 | 0 | 0 | 0 | 0 | 0 | 7.48 | 0.12502 | 0 | 46.4 | 46.4 | 1 | 0 | 0 |  | 0 |  | 0
|  |  |  | 23 | 46 | 0 | 0 | 0 | 0 | 0 | 7.48 | 0.12502 | 0 | 46 | 46 | 1 | 0 | 0 |  | 0 |  | 0
|  |  |  | 22.84 | 45.68 | 0 | 0 | 0 | 0 | 0 | 7.48 | 0.12502 | 0 | 45.68 | 45.68 | 1 | 0 | 0 |  | 0 |  | 0
|  |  |  | 22.8 | 45.6 | 0 | 0 | 0 | 0 | 0 | 12.23 | 0.12502 | 0 | 45.6 | 45.6 | 1 | 0 | 0 |  | 0 |  | 0
|  |  |  | 23.68 | 47.36 | 0 | 0 | 0 | 0 | 0 | 12.23 | 0.12502 | 0 | 47.36 | 47.36 | 1 | 0 | 0 |  | 0 |  | 0
|  |  |  | 23.64 | 47.28 | 0 | 0 | 0 | 0 | 0 | 12.23 | 0.12502 | 0 | 47.28 | 47.28 | 1 | 0 | 0 |  | 0 |  | 0
|  |  |  | 23.2 | 46.4 | 0 | 0 | 0 | 0 | 0 | 12.23 | 0.12502 | 0 | 46.4 | 46.4 | 1 | 0 | 0 |  | 0 |  | 0
|  |  |  | 25.44 | 50.88 | 0 | 0 | 0 | 0 | 0 | 7.48 | 0.12502 | 0 | 50.88 | 50.88 | 1 | 0 | 0 |  | 0 |  | 0
|  |  |  | 24.64 | 49.28 | 0 | 0 | 0 | 0 | 0 | 7.48 | 0.12502 | 0 | 49.28 | 49.28 | 1 | 0 | 0 |  | 0 |  | 0
|  |  |  | 23.12 | 46.24 | 0 | 0 | 0 | 0 | 0 | 7.48 | 0.12502 | 0 | 46.24 | 43.52 | 0.2 | 0 | 2.72 |  | 0 |  | 0
|  |  |  | 22.96 | 45.92 | 0 | 0 | 0 | 0 | 0 | 7.48 | 0.10709 | 2.72 | 45.92 | 45.92 | 0.91885 | 0 | 0 |  | 0 |  | 0
|  |  |  | 24.28 | 48.56 | 0 | 0 | 0 | 0 | 0 | 7.48 | 0.10709 | 0.307 | 48.56 | 48.56 | 1 | 0 | 0 |  | 0 |  | 0
|  |  |  | 23.96 | 47.92 | 0 | 0 | 0 | 0 | 0 | 7.48 | 0.10709 | 0 | 47.92 | 47.92 | 1 | 0 | 0 |  | 0 |  | 0
|  |  |  | 18.52 | 37.04 | 0 | 0 | 0 | 0 | 0 | 7.48 | 0.10709 | 0 | 37.04 | 37.04 | 1 | 0 | 0 |  | 0 |  | 0
|  |  |  | 16.4 | 32.8 | 0 | 0 | 0 | 0 | 0 | 7.48 | 0.10709 | 0 | 32.8 | 32.8 | 1 | 0 | 0 |  | 0 |  | 0
|  |  |  | 16.08 | 32.16 | 0 | 0 | 0 | 0 | 0 | 7.48 | 0.10709 | 0 | 32.16 | 32.16 | 1 | 0 | 0 |  | 0 |  | 0
|  |  |  | 18.52 | 37.04 | 0 | 0 | 0 | 0 | 0 | 7.48 | 0.10709 | 0 | 37.04 | 37.04 | 1 | 0 | 0 |  | 0 |  | 0
|  |  |  | 16.28 | 32.56 | 0 | 0 | 0 | 0 | 0 | 7.48 | 0.10709 | 0 | 32.56 | 32.56 | 1 | 0 | 0 |  | 0 |  | 0
|  |  |  | 14.88 | 29.76 | 0 | 0 | 0 | 0 | 0 | 7.48 | 0.10709 | 0 | 29.76 | 29.76 | 1 | 0 | 0 |  | 0 |  | 0
|  |  |  | 17.76 | 35.52 | 0 | 0 | 0 | 0 | 0 | 7.48 | 0.10709 | 0 | 35.52 | 35.52 | 1 | 0 | 0 |  | 0 |  | 0
|  |  |  | 23.84 | 47.68 | 0 | 0 | 0 | 0 | 0 | 7.48 | 0.10709 | 0 | 47.68 | 47.68 | 1 | 0 | 0 |  | 0 |  | 0
|  |  |  | 25.78 | 51.56 | 0 | 0 | 0 | 0 | 0 | 7.48 | 0.10709 | 0 | 51.56 | 51.56 | 1 | 0 | 0 |  | 0 |  | 0
|  |  |  | 28.28 | 56.56 | 0 | 0 | 0 | 0 | 0 | 7.48 | 0.10709 | 0 | 56.56 | 56.56 | 1 | 0 | 0 |  | 0 |  | 0
|  |  |  | 29.52 | 59.04 | 0 | 0 | 0 | 0 | 0 | 7.48 | 0.10709 | 0 | 59.04 | 59.04 | 1 | 0 | 0 |  | 0 |  | 0
|  |  |  | 29.04 | 58.08 | 0 | 0 | 0 | 0 | 0 | 7.48 | 0.12502 | 0 | 58.08 | 58.08 | 1 | 0 | 0 |  | 0 |  | 0
|  |  |  | 31.52 | 63.04 | 0 | 0 | 0 | 0 | 0 | 7.48 | 0.12502 | 0 | 63.04 | 63.04 | 1 | 0 | 0 |  | 0 |  | 0
|  |  |  | 29.6 | 59.2 | 0 | 0 | 0 | 0 | 0 | 7.48 | 0.12502 | 0 | 59.2 | 59.2 | 1 | 0 | 0 |  | 0 |  | 0
|  |  |  | 26.48 | 52.96 | 0 | 0 | 0 | 0 | 0 | 12.23 | 0.12502 | 0 | 52.96 | 52.96 | 1 | 0 | 0 |  | 0 |  | 0
|  |  |  | 24.5467 | 49.0933 | 0 | 0 | 0 | 0 | 0 | 12.23 | 0.12502 | 0 | 49.093 | 49.093 | 1 | 0 | 0 |  | 0 |  | 0
|  |  |  | 22.9733 | 45.9467 | 0 | 0 | 0 | 0 | 0 | 12.23 | 0.12502 | 0 | 45.947 | 45.947 | 1 | 0 | 0 |  | 0 |  | 0
|  |  |  | 23.28 | 46.56 | 0 | 0 | 0 | 0 | 0 | 12.23 | 0.12502 | 0 | 46.56 | 46.56 | 1 | 0 | 0 |  | 0 |  | 0
|  |  |  | 24.96 | 49.92 | 0 | 0 | 0 | 0 | 0 | 7.48 | 0.12502 | 0 | 49.92 | 49.92 | 1 | 0 | 0 |  | 0 |  | 0
|  |  |  | 26.92 | 53.84 | 0 | 0 | 0 | 0 | 0 | 7.48 | 0.12502 | 0 | 53.84 | 53.84 | 1 | 0 | 0 |  | 0 |  | 0
|  |  |  | 27.04 | 54.08 | 0 | 0 | 0 | 0 | 0 | 7.48 | 0.12502 | 0 | 54.08 | 51.36 | 0.2 | 0 | 2.72 |  | 0 |  | 0
|  |  |  | 27.8 | 55.6 | 0 | 0 | 0 | 0 | 0 | 7.48 | 0.10709 | 2.72 | 55.6 | 55.6 | 0.91885 | 0 | 0 |  | 0 |  | 0
|  |  |  | 26.12 | 52.24 | 0 | 0 | 0 | 0 | 0 | 7.48 | 0.10709 | 0.307 | 52.24 | 52.24 | 1 | 0 | 0 |  | 0 |  | 0
|  |  |  | 21.28 | 42.56 | 0 | 0 | 0 | 0 | 0 | 7.48 | 0.10709 | 0 | 42.56 | 42.56 | 1 | 0 | 0 |  | 0 |  | 0
|  |  |  | 11.68 | 23.36 | 0 | 0 | 0 | 0 | 0 | 7.48 | 0.10709 | 0 | 23.36 | 23.36 | 1 | 0 | 0 |  | 0 |  | 0
|  |  |  | 9.68 | 19.36 | 0 | 0 | 0 | 0 | 0 | 7.48 | 0.10709 | 0 | 19.36 | 19.36 | 1 | 0 | 0 |  | 0 |  | 0
|  |  |  | 11.4 | 22.8 | 0 | 0 | 0 | 0 | 0 | 7.48 | 0.10709 | 0 | 22.8 | 22.8 | 1 | 0 | 0 |  | 0 |  | 0
|  |  |  | 17.8 | 35.6 | 0 | 0 | 0 | 0 | 0 | 7.48 | 0.10709 | 0 | 35.6 | 35.6 | 1 | 0 | 0 |  | 0 |  | 0
|  |  |  | 16.16 | 32.32 | 0 | 0 | 0 | 0 | 0 | 7.48 | 0.10709 | 0 | 32.32 | 32.32 | 1 | 0 | 0 |  | 0 |  | 0
|  |  |  | 15.48 | 30.96 | 0 | 0 | 0 | 0 | 0 | 7.48 | 0.10709 | 0 | 30.96 | 30.96 | 1 | 0 | 0 |  | 0 |  | 0
|  |  |  | 18.04 | 36.08 | 0 | 0 | 0 | 0 | 0 | 7.48 | 0.10709 | 0 | 36.08 | 36.08 | 1 | 0 | 0 |  | 0 |  | 0
|  |  |  | 24.88 | 49.76 | 0 | 0 | 0 | 0 | 0 | 7.48 | 0.10709 | 0 | 49.76 | 49.76 | 1 | 0 | 0 |  | 0 |  | 0
|  |  |  | 24.68 | 49.36 | 0 | 0 | 0 | 0 | 0 | 7.48 | 0.10709 | 0 | 49.36 | 49.36 | 1 | 0 | 0 |  | 0 |  | 0
|  |  |  | 26.12 | 52.24 | 0 | 0 | 0 | 0 | 0 | 7.48 | 0.10709 | 0 | 52.24 | 52.24 | 1 | 0 | 0 |  | 0 |  | 0
|  |  |  | 26.96 | 53.92 | 0 | 0 | 0 | 0 | 0 | 7.48 | 0.10709 | 0 | 53.92 | 53.92 | 1 | 0 | 0 |  | 0 |  | 0
|  |  |  | 26.64 | 53.28 | 0 | 0 | 0 | 0 | 0 | 7.48 | 0.10709 | 0 | 53.28 | 53.28 | 1 | 0 | 0 |  | 0 |  | 0
|  |  |  | 30.04 | 60.08 | 0 | 0 | 0 | 0 | 0 | 7.48 | 0.10709 | 0 | 60.08 | 60.08 | 1 | 0 | 0 |  | 0 |  | 0
|  |  |  | 27.44 | 54.88 | 0 | 0 | 0 | 0 | 0 | 7.48 | 0.10709 | 0 | 54.88 | 54.88 | 1 | 0 | 0 |  | 0 |  | 0
|  |  |  | 25.72 | 51.44 | 0 | 0 | 0 | 0 | 0 | 7.48 | 0.10709 | 0 | 51.44 | 51.44 | 1 | 0 | 0 |  | 0 |  | 0
|  |  |  | 25.52 | 51.04 | 0 | 0 | 0 | 0 | 0 | 7.48 | 0.10709 | 0 | 51.04 | 51.04 | 1 | 0 | 0 |  | 0 |  | 0
|  |  |  | 24.96 | 49.92 | 0 | 0 | 0 | 0 | 0 | 7.48 | 0.10709 | 0 | 49.92 | 49.92 | 1 | 0 | 0 |  | 0 |  | 0
|  |  |  | 24.88 | 49.76 | 0 | 0 | 0 | 0 | 0 | 7.48 | 0.10709 | 0 | 49.76 | 49.76 | 1 | 0 | 0 |  | 0 |  | 0
|  |  |  | 26.48 | 52.96 | 0 | 0 | 0 | 0 | 0 | 7.48 | 0.10709 | 0 | 52.96 | 52.96 | 1 | 0 | 0 |  | 0 |  | 0
|  |  |  | 26.12 | 52.24 | 0 | 0 | 0 | 0 | 0 | 7.48 | 0.10709 | 0 | 52.24 | 52.24 | 1 | 0 | 0 |  | 0 |  | 0
|  |  |  | 25.2 | 50.4 | 0 | 0 | 0 | 0 | 0 | 7.48 | 0.10709 | 0 | 50.4 | 50.4 | 1 | 0 | 0 |  | 0 |  | 0
|  |  |  | 25.64 | 51.28 | 0 | 0 | 0 | 0 | 0 | 7.48 | 0.10709 | 0 | 51.28 | 51.28 | 1 | 0 | 0 |  | 0 |  | 0
|  |  |  | 21.12 | 42.24 | 0 | 0 | 0 | 0 | 0 | 7.48 | 0.10709 | 0 | 42.24 | 42.24 | 1 | 0 | 0 |  | 0 |  | 0
|  |  |  | 18.08 | 36.16 | 0 | 0 | 0 | 0 | 0 | 7.48 | 0.10709 | 0 | 36.16 | 36.16 | 1 | 0 | 0 |  | 0 |  | 0
|  |  |  | 12.96 | 25.92 | 0 | 0 | 0 | 0 | 0 | 7.48 | 0.10709 | 0 | 25.92 | 25.92 | 1 | 0 | 0 |  | 0 |  | 0
|  |  |  | 10.36 | 20.72 | 0 | 0 | 0 | 0 | 0 | 7.48 | 0.10709 | 0 | 20.72 | 20.72 | 1 | 0 | 0 |  | 0 |  | 0
|  |  |  | 12.8 | 25.6 | 0 | 0 | 0 | 0 | 0 | 7.48 | 0.10709 | 0 | 25.6 | 25.6 | 1 | 0 | 0 |  | 0 |  | 0
|  |  |  | 17.4 | 34.8 | 0 | 0 | 0 | 0 | 0 | 7.48 | 0.10709 | 0 | 34.8 | 34.8 | 1 | 0 | 0 |  | 0 |  | 0
|  |  |  | 15.28 | 30.56 | 0 | 0 | 0 | 0 | 0 | 7.48 | 0.10709 | 0 | 30.56 | 30.56 | 1 | 0 | 0 |  | 0 |  | 0
|  |  |  | 14.8 | 29.6 | 0 | 0 | 0 | 0 | 0 | 7.48 | 0.10709 | 0 | 29.6 | 29.6 | 1 | 0 | 0 |  | 0 |  | 0
|  |  |  | 16.84 | 33.68 | 0 | 0 | 0 | 0 | 0 | 7.48 | 0.10709 | 0 | 33.68 | 33.68 | 1 | 0 | 0 |  | 0 |  | 0
|  |  |  | 24.32 | 48.64 | 0 | 0 | 0 | 0 | 0 | 7.48 | 0.10709 | 0 | 48.64 | 48.64 | 1 | 0 | 0 |  | 0 |  | 0
|  |  |  | 25.64 | 51.28 | 0 | 0 | 0 | 0 | 0 | 7.48 | 0.10709 | 0 | 51.28 | 51.28 | 1 | 0 | 0 |  | 0 |  | 0
|  |  |  | 27.48 | 54.96 | 0 | 0 | 0 | 0 | 0 | 7.48 | 0.10709 | 0 | 54.96 | 54.96 | 1 | 0 | 0 |  | 0 |  | 0
|  |  |  | 29.64 | 59.28 | 0 | 0 | 0 | 0 | 0 | 7.48 | 0.10709 | 0 | 59.28 | 59.28 | 1 | 0 | 0 |  | 0 |  | 0
|  |  |  | 31.8533 | 63.7067 | 0 | 0 | 0 | 0 | 0 | 7.48 | 0.10709 | 0 | 63.707 | 63.707 | 1 | 0 | 0 |  | 0 |  | 0
|  |  |  | 31.2 | 62.4 | 0 | 0 | 0 | 0 | 0 | 7.48 | 0.10709 | 0 | 62.4 | 62.4 | 1 | 0 | 0 |  | 0 |  | 0
|  |  |  | 27.1733 | 54.3467 | 0 | 0 | 0 | 0 | 0 | 7.48 | 0.10709 | 0 | 54.347 | 54.347 | 1 | 0 | 0 |  | 0 |  | 0
|  |  |  | 26.72 | 53.44 | 0 | 0 | 0 | 0 | 0 | 7.48 | 0.10709 | 0 | 53.44 | 53.44 | 1 | 0 | 0 |  | 0 |  | 0
|  |  |  | 26.72 | 53.44 | 0 | 0 | 0 | 0 | 0 | 7.48 | 0.10709 | 0 | 53.44 | 53.44 | 1 | 0 | 0 |  | 0 |  | 0
|  |  |  | 24.96 | 49.92 | 0 | 0 | 0 | 0 | 0 | 7.48 | 0.10709 | 0 | 49.92 | 49.92 | 1 | 0 | 0 |  | 0 |  | 0
|  |  |  | 25.48 | 50.96 | 0 | 0 | 0 | 0 | 0 | 7.48 | 0.10709 | 0 | 50.96 | 50.96 | 1 | 0 | 0 |  | 0 |  | 0
|  |  |  | 27.32 | 54.64 | 0 | 0 | 0 | 0 | 0 | 7.48 | 0.10709 | 0 | 54.64 | 54.64 | 1 | 0 | 0 |  | 0 |  | 0
|  |  |  | 26.2 | 52.4 | 0 | 0 | 0 | 0 | 0 | 7.48 | 0.10709 | 0 | 52.4 | 52.4 | 1 | 0 | 0 |  | 0 |  | 0
|  |  |  | 24.8 | 49.6 | 0 | 0 | 0 | 0 | 0 | 7.48 | 0.10709 | 0 | 49.6 | 49.6 | 1 | 0 | 0 |  | 0 |  | 0
|  |  |  | 24.62 | 49.24 | 0 | 0 | 0 | 0 | 0 | 7.48 | 0.10709 | 0 | 49.24 | 49.24 | 1 | 0 | 0 |  | 0 |  | 0
|  |  |  | 22.76 | 45.52 | 0 | 0 | 0 | 0 | 0 | 7.48 | 0.10709 | 0 | 45.52 | 45.52 | 1 | 0 | 0 |  | 0 |  | 0
|  |  |  | 21.96 | 43.92 | 0 | 0 | 0 | 0 | 0 | 7.48 | 0.10709 | 0 | 43.92 | 43.92 | 1 | 0 | 0 |  | 0 |  | 0
|  |  |  | 16.28 | 32.56 | 0 | 0 | 0 | 0 | 0 | 7.48 | 0.10709 | 0 | 32.56 | 32.56 | 1 | 0 | 0 |  | 0 |  | 0
|  |  |  | 14.24 | 28.48 | 0 | 0 | 0 | 0 | 0 | 7.48 | 0.10709 | 0 | 28.48 | 28.48 | 1 | 0 | 0 |  | 0 |  | 0
|  |  |  | 14.832 | 29.664 | 0 | 0 | 0 | 0 | 0 | 7.48 | 0.10709 | 0 | 29.664 | 29.664 | 1 | 0 | 0 |  | 0 |  | 0
|  |  |  | 17.448 | 34.896 | 0 | 0 | 0 | 0 | 0 | 7.48 | 0.10709 | 0 | 34.896 | 34.896 | 1 | 0 | 0 |  | 0 |  | 0
|  |  |  | 14.4 | 28.8 | 0 | 0 | 0 | 0 | 0 | 7.48 | 0.10709 | 0 | 28.8 | 28.8 | 1 | 0 | 0 |  | 0 |  | 0
|  |  |  | 15.04 | 30.08 | 0 | 0 | 0 | 0 | 0 | 7.48 | 0.10709 | 0 | 30.08 | 30.08 | 1 | 0 | 0 |  | 0 |  | 0
|  |  |  | 17.72 | 35.44 | 0 | 0 | 0 | 0 | 0 | 7.48 | 0.10709 | 0 | 35.44 | 35.44 | 1 | 0 | 0 |  | 0 |  | 0
|  |  |  | 24.6667 | 49.3333 | 0 | 0 | 0 | 0 | 0 | 7.48 | 0.10709 | 0 | 49.333 | 49.333 | 1 | 0 | 0 |  | 0 |  | 0
|  |  |  | 25.6933 | 51.3867 | 0 | 0 | 0 | 0 | 0 | 7.48 | 0.10709 | 0 | 51.387 | 51.387 | 1 | 0 | 0 |  | 0 |  | 0
|  |  |  | 28.56 | 57.12 | 0 | 0 | 0 | 0 | 0 | 7.48 | 0.10709 | 0 | 57.12 | 57.12 | 1 | 0 | 0 |  | 0 |  | 0
|  |  |  | 31.64 | 63.28 | 0 | 0 | 0 | 0 | 0 | 7.48 | 0.10709 | 0 | 63.28 | 63.28 | 1 | 0 | 0 |  | 0 |  | 0
|  |  |  | 32.28 | 64.56 | 0 | 0 | 0 | 0 | 0 | 7.48 | 0.12502 | 0 | 64.56 | 64.56 | 1 | 0 | 0 |  | 0 |  | 0
|  |  |  | 31.92 | 63.84 | 0 | 0 | 0 | 0 | 0 | 7.48 | 0.12502 | 0 | 63.84 | 63.84 | 1 | 0 | 0 |  | 0 |  | 0
|  |  |  | 30.04 | 60.08 | 0 | 0 | 0 | 0 | 0 | 7.48 | 0.12502 | 0 | 60.08 | 60.08 | 1 | 0 | 0 |  | 0 |  | 0
|  |  |  | 25.28 | 50.56 | 0 | 0 | 0 | 0 | 0 | 12.23 | 0.12502 | 0 | 50.56 | 50.56 | 1 | 0 | 0 |  | 0 |  | 0
|  |  |  | 23.64 | 47.28 | 0 | 0 | 0 | 0 | 0 | 12.23 | 0.12502 | 0 | 47.28 | 47.28 | 1 | 0 | 0 |  | 0 |  | 0
|  |  |  | 23.48 | 46.96 | 0 | 0 | 0 | 0 | 0 | 12.23 | 0.12502 | 0 | 46.96 | 46.96 | 1 | 0 | 0 |  | 0 |  | 0
|  |  |  | 24.04 | 48.08 | 0 | 0 | 0 | 0 | 0 | 12.23 | 0.12502 | 0 | 48.08 | 48.08 | 1 | 0 | 0 |  | 0 |  | 0
|  |  |  | 25.24 | 50.48 | 0 | 0 | 0 | 0 | 0 | 7.48 | 0.12502 | 0 | 50.48 | 50.48 | 1 | 0 | 0 |  | 0 |  | 0
|  |  |  | 26.16 | 52.32 | 0 | 0 | 0 | 0 | 0 | 7.48 | 0.12502 | 0 | 52.32 | 52.32 | 1 | 0 | 0 |  | 0 |  | 0
|  |  |  | 27.32 | 54.64 | 0 | 0 | 0 | 0 | 0 | 7.48 | 0.12502 | 0 | 54.64 | 51.92 | 0.2 | 0 | 2.72 |  | 0 |  | 0
|  |  |  | 26.44 | 52.88 | 0 | 0 | 0 | 0 | 0 | 7.48 | 0.10709 | 2.72 | 52.88 | 52.88 | 0.91885 | 0 | 0 |  | 0 |  | 0
|  |  |  | 26.32 | 52.64 | 0 | 0 | 0 | 0 | 0 | 7.48 | 0.10709 | 0.307 | 52.64 | 52.64 | 1 | 0 | 0 |  | 0 |  | 0
|  |  |  | 19.96 | 39.92 | 0 | 0 | 0 | 0 | 0 | 7.48 | 0.10709 | 0 | 39.92 | 39.92 | 1 | 0 | 0 |  | 0 |  | 0
|  |  |  | 13.6 | 27.2 | 0 | 0 | 0 | 0 | 0 | 7.48 | 0.10709 | 0 | 27.2 | 27.2 | 1 | 0 | 0 |  | 0 |  | 0
|  |  |  | 11.6 | 23.2 | 0 | 0 | 0 | 0 | 0 | 7.48 | 0.10709 | 0 | 23.2 | 23.2 | 1 | 0 | 0 |  | 0 |  | 0
|  |  |  | 12.2 | 24.4 | 0 | 0 | 0 | 0 | 0 | 7.48 | 0.10709 | 0 | 24.4 | 24.4 | 1 | 0 | 0 |  | 0 |  | 0
|  |  |  | 17.64 | 35.28 | 0 | 0 | 0 | 0 | 0 | 7.48 | 0.10709 | 0 | 35.28 | 35.28 | 1 | 0 | 0 |  | 0 |  | 0
|  |  |  | 14.76 | 29.52 | 0 | 0 | 0 | 0 | 0 | 7.48 | 0.10709 | 0 | 29.52 | 29.52 | 1 | 0 | 0 |  | 0 |  | 0
|  |  |  | 15 | 30 | 0 | 0 | 0 | 0 | 0 | 7.48 | 0.10709 | 0 | 30 | 30 | 1 | 0 | 0 |  | 0 |  | 0
|  |  |  | 17.52 | 35.04 | 0 | 0 | 0 | 0 | 0 | 7.48 | 0.10709 | 0 | 35.04 | 35.04 | 1 | 0 | 0 |  | 0 |  | 0
|  |  |  | 24.68 | 49.36 | 0 | 0 | 0 | 0 | 0 | 7.48 | 0.10709 | 0 | 49.36 | 49.36 | 1 | 0 | 0 |  | 0 |  | 0
|  |  |  | 25.16 | 50.32 | 0 | 0 | 0 | 0 | 0 | 7.48 | 0.10709 | 0 | 50.32 | 50.32 | 1 | 0 | 0 |  | 0 |  | 0
|  |  |  | 28.24 | 56.48 | 0 | 0 | 0 | 0 | 0 | 7.48 | 0.10709 | 0 | 56.48 | 56.48 | 1 | 0 | 0 |  | 0 |  | 0
|  |  |  | 27.56 | 55.12 | 0 | 0 | 0 | 0 | 0 | 7.48 | 0.10709 | 0 | 55.12 | 55.12 | 1 | 0 | 0 |  | 0 |  | 0
|  |  |  | 29.76 | 59.52 | 0 | 0 | 0 | 0 | 0 | 7.48 | 0.12502 | 0 | 59.52 | 59.52 | 1 | 0 | 0 |  | 0 |  | 0
|  |  |  | 28.8 | 57.6 | 0 | 0 | 0 | 0 | 0 | 7.48 | 0.12502 | 0 | 57.6 | 57.6 | 1 | 0 | 0 |  | 0 |  | 0
|  |  |  | 27.24 | 54.48 | 0 | 0 | 0 | 0 | 0 | 7.48 | 0.12502 | 0 | 54.48 | 54.48 | 1 | 0 | 0 |  | 0 |  | 0
|  |  |  | 27.32 | 54.64 | 0 | 0 | 0 | 0 | 0 | 12.23 | 0.12502 | 0 | 54.64 | 54.64 | 1 | 0 | 0 |  | 0 |  | 0
|  |  |  | 26.24 | 52.48 | 0 | 0 | 0 | 0 | 0 | 12.23 | 0.12502 | 0 | 52.48 | 52.48 | 1 | 0 | 0 |  | 0 |  | 0
|  |  |  | 27.16 | 54.32 | 0 | 0 | 0 | 0 | 0 | 12.23 | 0.12502 | 0 | 54.32 | 54.32 | 1 | 0 | 0 |  | 0 |  | 0
|  |  |  | 27.36 | 54.72 | 0 | 0 | 0 | 0 | 0 | 12.23 | 0.12502 | 0 | 54.72 | 54.72 | 1 | 0 | 0 |  | 0 |  | 0
|  |  |  | 27.68 | 55.36 | 0 | 0 | 0 | 0 | 0 | 7.48 | 0.12502 | 0 | 55.36 | 55.36 | 1 | 0 | 0 |  | 0 |  | 0
|  |  |  | 26.6 | 53.2 | 0 | 0 | 0 | 0 | 0 | 7.48 | 0.12502 | 0 | 53.2 | 53.2 | 1 | 0 | 0 |  | 0 |  | 0
|  |  |  | 25.96 | 51.92 | 0 | 0 | 0 | 0 | 0 | 7.48 | 0.12502 | 0 | 51.92 | 49.2 | 0.2 | 0 | 2.72 |  | 0 |  | 0
|  |  |  | 24.88 | 49.76 | 0 | 0 | 0 | 0 | 0 | 7.48 | 0.10709 | 2.72 | 49.76 | 49.76 | 0.91885 | 0 | 0 |  | 0 |  | 0
|  |  |  | 25.16 | 50.32 | 0 | 0 | 0 | 0 | 0 | 7.48 | 0.10709 | 0.307 | 50.32 | 50.32 | 1 | 0 | 0 |  | 0 |  | 0
|  |  |  | 19.2 | 38.4 | 0 | 0 | 0 | 0 | 0 | 7.48 | 0.10709 | 0 | 38.4 | 38.4 | 1 | 0 | 0 |  | 0 |  | 0
|  |  |  | 11.48 | 22.96 | 0 | 0 | 0 | 0 | 0 | 7.48 | 0.10709 | 0 | 22.96 | 22.96 | 1 | 0 | 0 |  | 0 |  | 0
|  |  |  | 12.1333 | 24.2667 | 0 | 0 | 0 | 0 | 0 | 7.48 | 0.10709 | 0 | 24.267 | 24.267 | 1 | 0 | 0 |  | 0 |  | 0
|  |  |  | 8.84 | 17.68 | 0 | 0 | 0 | 0 | 0 | 7.48 | 0.10709 | 0 | 17.68 | 17.68 | 1 | 0 | 0 |  | 0 |  | 0
|  |  |  | 11.96 | 23.92 | 0 | 0 | 0 | 0 | 0 | 7.48 | 0.10709 | 0 | 23.92 | 23.92 | 1 | 0 | 0 |  | 0 |  | 0
|  |  |  | 14.04 | 28.08 | 0 | 0 | 0 | 0 | 0 | 7.48 | 0.10709 | 0 | 28.08 | 28.08 | 1 | 0 | 0 |  | 0 |  | 0
|  |  |  | 15.92 | 31.84 | 0 | 0 | 0 | 0 | 0 | 7.48 | 0.10709 | 0 | 31.84 | 31.84 | 1 | 0 | 0 |  | 0 |  | 0
|  |  |  | 18.04 | 36.08 | 0 | 0 | 0 | 0 | 0 | 7.48 | 0.10709 | 0 | 36.08 | 36.08 | 1 | 0 | 0 |  | 0 |  | 0
|  |  |  | 19.6 | 39.2 | 0 | 0 | 0 | 0 | 0 | 7.48 | 0.10709 | 0 | 39.2 | 39.2 | 1 | 0 | 0 |  | 0 |  | 0
|  |  |  | 23.68 | 47.36 | 0 | 0 | 0 | 0 | 0 | 7.48 | 0.10709 | 0 | 47.36 | 47.36 | 1 | 0 | 0 |  | 0 |  | 0
|  |  |  | 23.2 | 46.4 | 0 | 0 | 0 | 0 | 0 | 7.48 | 0.10709 | 0 | 46.4 | 46.4 | 1 | 0 | 0 |  | 0 |  | 0
|  |  |  | 24.68 | 49.36 | 0 | 0 | 0 | 0 | 0 | 7.48 | 0.10709 | 0 | 49.36 | 49.36 | 1 | 0 | 0 |  | 0 |  | 0
|  |  |  | 24.44 | 48.88 | 0 | 0 | 0 | 0 | 0 | 7.48 | 0.12502 | 0 | 48.88 | 48.88 | 1 | 0 | 0 |  | 0 |  | 0
|  |  |  | 25.56 | 51.12 | 0 | 0 | 0 | 0 | 0 | 7.48 | 0.12502 | 0 | 51.12 | 51.12 | 1 | 0 | 0 |  | 0 |  | 0
|  |  |  | 24.32 | 48.64 | 0 | 0 | 0 | 0 | 0 | 7.48 | 0.12502 | 0 | 48.64 | 48.64 | 1 | 0 | 0 |  | 0 |  | 0
|  |  |  | 26.12 | 52.24 | 0 | 0 | 0 | 0 | 0 | 12.23 | 0.12502 | 0 | 52.24 | 52.24 | 1 | 0 | 0 |  | 0 |  | 0
|  |  |  | 25.28 | 50.56 | 0 | 0 | 0 | 0 | 0 | 12.23 | 0.12502 | 0 | 50.56 | 50.56 | 1 | 0 | 0 |  | 0 |  | 0
|  |  |  | 24.48 | 48.96 | 0 | 0 | 0 | 0 | 0 | 12.23 | 0.12502 | 0 | 48.96 | 48.96 | 1 | 0 | 0 |  | 0 |  | 0
|  |  |  | 23 | 46 | 0 | 0 | 0 | 0 | 0 | 12.23 | 0.12502 | 0 | 46 | 46 | 1 | 0 | 0 |  | 0 |  | 0
|  |  |  | 26.84 | 53.68 | 0 | 0 | 0 | 0 | 0 | 7.48 | 0.12502 | 0 | 53.68 | 53.68 | 1 | 0 | 0 |  | 0 |  | 0
|  |  |  | 21.64 | 43.28 | 0 | 0 | 0 | 0 | 0 | 7.48 | 0.12502 | 0 | 43.28 | 43.28 | 1 | 0 | 0 |  | 0 |  | 0
|  |  |  | 20.24 | 40.48 | 0 | 0 | 0 | 0 | 0 | 7.48 | 0.12502 | 0 | 40.48 | 37.76 | 0.2 | 0 | 2.72 |  | 0 |  | 0
|  |  |  | 16.48 | 32.96 | 0 | 0 | 0 | 0 | 0 | 7.48 | 0.10709 | 2.72 | 32.96 | 32.96 | 0.91885 | 0 | 0 |  | 0 |  | 0
|  |  |  | 16 | 32 | 0 | 0 | 0 | 0 | 0 | 7.48 | 0.10709 | 0.307 | 32 | 32 | 1 | 0 | 0 |  | 0 |  | 0
|  |  |  | 16.48 | 32.96 | 0 | 0 | 0 | 0 | 0 | 7.48 | 0.10709 | 0 | 32.96 | 32.96 | 1 | 0 | 0 |  | 0 |  | 0
|  |  |  | 14.56 | 29.12 | 0 | 0 | 0 | 0 | 0 | 7.48 | 0.10709 | 0 | 29.12 | 29.12 | 1 | 0 | 0 |  | 0 |  | 0
|  |  |  | 12.4 | 24.8 | 0 | 0 | 0 | 0 | 0 | 7.48 | 0.10709 | 0 | 24.8 | 24.8 | 1 | 0 | 0 |  | 0 |  | 0
|  |  |  | 9.6 | 19.2 | 0 | 0 | 0 | 0 | 0 | 7.48 | 0.10709 | 0 | 19.2 | 19.2 | 1 | 0 | 0 |  | 0 |  | 0
|  |  |  | 11.28 | 22.56 | 0 | 0 | 0 | 0 | 0 | 7.48 | 0.10709 | 0 | 22.56 | 22.56 | 1 | 0 | 0 |  | 0 |  | 0
|  |  |  | 13.48 | 26.96 | 0 | 0 | 0 | 0 | 0 | 7.48 | 0.10709 | 0 | 26.96 | 26.96 | 1 | 0 | 0 |  | 0 |  | 0
|  |  |  | 14.68 | 29.36 | 0 | 0 | 0 | 0 | 0 | 7.48 | 0.10709 | 0 | 29.36 | 29.36 | 1 | 0 | 0 |  | 0 |  | 0
|  |  |  | 16.08 | 32.16 | 0 | 0 | 0 | 0 | 0 | 7.48 | 0.10709 | 0 | 32.16 | 32.16 | 1 | 0 | 0 |  | 0 |  | 0
|  |  |  | 16.72 | 33.44 | 0 | 0 | 0 | 0 | 0 | 7.48 | 0.10709 | 0 | 33.44 | 33.44 | 1 | 0 | 0 |  | 0 |  | 0
|  |  |  | 16.16 | 32.32 | 0 | 0 | 0 | 0 | 0 | 7.48 | 0.10709 | 0 | 32.32 | 32.32 | 1 | 0 | 0 |  | 0 |  | 0
|  |  |  | 17.2 | 34.4 | 0 | 0 | 0 | 0 | 0 | 7.48 | 0.10709 | 0 | 34.4 | 34.4 | 1 | 0 | 0 |  | 0 |  | 0
|  |  |  | 22.56 | 45.12 | 0 | 0 | 0 | 0 | 0 | 7.48 | 0.10709 | 0 | 45.12 | 45.12 | 1 | 0 | 0 |  | 0 |  | 0
|  |  |  | 22.76 | 45.52 | 0 | 0 | 0 | 0 | 0 | 7.48 | 0.12502 | 0 | 45.52 | 45.52 | 1 | 0 | 0 |  | 0 |  | 0
|  |  |  | 23.16 | 46.32 | 0 | 0 | 0 | 0 | 0 | 7.48 | 0.12502 | 0 | 46.32 | 46.32 | 1 | 0 | 0 |  | 0 |  | 0
|  |  |  | 23.8 | 47.6 | 0 | 0 | 0 | 0 | 0 | 7.48 | 0.12502 | 0 | 47.6 | 47.6 | 1 | 0 | 0 |  | 0 |  | 0
|  |  |  | 24.4 | 48.8 | 0 | 0 | 0 | 0 | 0 | 12.23 | 0.12502 | 0 | 48.8 | 48.8 | 1 | 0 | 0 |  | 0 |  | 0
|  |  |  | 25.68 | 51.36 | 0 | 0 | 0 | 0 | 0 | 12.23 | 0.12502 | 0 | 51.36 | 51.36 | 1 | 0 | 0 |  | 0 |  | 0
|  |  |  | 24.08 | 48.16 | 0 | 0 | 0 | 0 | 0 | 12.23 | 0.12502 | 0 | 48.16 | 48.16 | 1 | 0 | 0 |  | 0 |  | 0
|  |  |  | 22.4 | 44.8 | 0 | 0 | 0 | 0 | 0 | 12.23 | 0.12502 | 0 | 44.8 | 44.8 | 1 | 0 | 0 |  | 0 |  | 0
|  |  |  | 23.2 | 46.4 | 0 | 0 | 0 | 0 | 0 | 7.48 | 0.12502 | 0 | 46.4 | 46.4 | 1 | 0 | 0 |  | 0 |  | 0
|  |  |  | 22.52 | 45.04 | 0 | 0 | 0 | 0 | 0 | 7.48 | 0.12502 | 0 | 45.04 | 45.04 | 1 | 0 | 0 |  | 0 |  | 0
|  |  |  | 20.96 | 41.92 | 0 | 0 | 0 | 0 | 0 | 7.48 | 0.12502 | 0 | 41.92 | 39.2 | 0.2 | 0 | 2.72 |  | 0 |  | 0
|  |  |  | 21.96 | 43.92 | 0 | 0 | 0 | 0 | 0 | 7.48 | 0.10709 | 2.72 | 43.92 | 43.92 | 0.91885 | 0 | 0 |  | 0 |  | 0
|  |  |  | 18.92 | 37.84 | 0 | 0 | 0 | 0 | 0 | 7.48 | 0.10709 | 0.307 | 37.84 | 37.84 | 1 | 0 | 0 |  | 0 |  | 0
|  |  |  | 17.44 | 34.88 | 0 | 0 | 0 | 0 | 0 | 7.48 | 0.10709 | 0 | 34.88 | 34.88 | 1 | 0 | 0 |  | 0 |  | 0
|  |  |  | 12.24 | 24.48 | 0 | 0 | 0 | 0 | 0 | 7.48 | 0.10709 | 0 | 24.48 | 24.48 | 1 | 0 | 0 |  | 0 |  | 0
|  |  |  | 10.4 | 20.8 | 0 | 0 | 0 | 0 | 0 | 7.48 | 0.10709 | 0 | 20.8 | 20.8 | 1 | 0 | 0 |  | 0 |  | 0
|  |  |  | 11.12 | 22.24 | 0 | 0 | 0 | 0 | 0 | 7.48 | 0.10709 | 0 | 22.24 | 22.24 | 1 | 0 | 0 |  | 0 |  | 0
|  |  |  | 13.12 | 26.24 | 0 | 0 | 0 | 0 | 0 | 7.48 | 0.10709 | 0 | 26.24 | 26.24 | 1 | 0 | 0 |  | 0 |  | 0
|  |  |  | 14.4 | 28.8 | 0 | 0 | 0 | 0 | 0 | 7.48 | 0.10709 | 0 | 28.8 | 28.8 | 1 | 0 | 0 |  | 0 |  | 0
|  |  |  | 16.04 | 32.08 | 0 | 0 | 0 | 0 | 0 | 7.48 | 0.10709 | 0 | 32.08 | 32.08 | 1 | 0 | 0 |  | 0 |  | 0
|  |  |  | 18.52 | 37.04 | 0 | 0 | 0 | 0 | 0 | 7.48 | 0.10709 | 0 | 37.04 | 37.04 | 1 | 0 | 0 |  | 0 |  | 0
|  |  |  | 24.32 | 48.64 | 0 | 0 | 0 | 0 | 0 | 7.48 | 0.10709 | 0 | 48.64 | 48.64 | 1 | 0 | 0 |  | 0 |  | 0
|  |  |  | 26.12 | 52.24 | 0 | 0 | 0 | 0 | 0 | 7.48 | 0.10709 | 0 | 52.24 | 52.24 | 1 | 0 | 0 |  | 0 |  | 0
|  |  |  | 29.24 | 58.48 | 0 | 0 | 0 | 0 | 0 | 7.48 | 0.10709 | 0 | 58.48 | 58.48 | 1 | 0 | 0 |  | 0 |  | 0
|  |  |  | 28.56 | 57.12 | 0 | 0 | 0 | 0 | 0 | 7.48 | 0.10709 | 0 | 57.12 | 57.12 | 1 | 0 | 0 |  | 0 |  | 0
|  |  |  | 27.92 | 55.84 | 0 | 0 | 0 | 0 | 0 | 7.48 | 0.12502 | 0 | 55.84 | 55.84 | 1 | 0 | 0 |  | 0 |  | 0
|  |  |  | 29.68 | 59.36 | 0 | 0 | 0 | 0 | 0 | 7.48 | 0.12502 | 0 | 59.36 | 59.36 | 1 | 0 | 0 |  | 0 |  | 0
|  |  |  | 32.28 | 64.56 | 0 | 0 | 0 | 0 | 0 | 7.48 | 0.12502 | 0 | 64.56 | 64.56 | 1 | 0 | 0 |  | 0 |  | 0
|  |  |  | 27.04 | 54.08 | 0 | 0 | 0 | 0 | 0 | 12.23 | 0.12502 | 0 | 54.08 | 54.08 | 1 | 0 | 0 |  | 0 |  | 0
|  |  |  | 26.4533 | 52.9067 | 0 | 0 | 0 | 0 | 0 | 12.23 | 0.12502 | 0 | 52.907 | 52.907 | 1 | 0 | 0 |  | 0 |  | 0
|  |  |  | 26.2667 | 52.5333 | 0 | 0 | 0 | 0 | 0 | 12.23 | 0.12502 | 0 | 52.533 | 52.533 | 1 | 0 | 0 |  | 0 |  | 0
|  |  |  | 24 | 48 | 0 | 0 | 0 | 0 | 0 | 12.23 | 0.12502 | 0 | 48 | 48 | 1 | 0 | 0 |  | 0 |  | 0
|  |  |  | 25.44 | 50.88 | 0 | 0 | 0 | 0 | 0 | 7.48 | 0.12502 | 0 | 50.88 | 50.88 | 1 | 0 | 0 |  | 0 |  | 0
|  |  |  | 27.24 | 54.48 | 0 | 0 | 0 | 0 | 0 | 7.48 | 0.12502 | 0 | 54.48 | 54.48 | 1 | 0 | 0 |  | 0 |  | 0
|  |  |  | 26.24 | 52.48 | 0 | 0 | 0 | 0 | 0 | 7.48 | 0.12502 | 0 | 52.48 | 49.76 | 0.2 | 0 | 2.72 |  | 0 |  | 0
|  |  |  | 27.84 | 55.68 | 0 | 0 | 0 | 0 | 0 | 7.48 | 0.10709 | 2.72 | 55.68 | 55.68 | 0.91885 | 0 | 0 |  | 0 |  | 0
|  |  |  | 25.48 | 50.96 | 0 | 0 | 0 | 0 | 0 | 7.48 | 0.10709 | 0.307 | 50.96 | 50.96 | 1 | 0 | 0 |  | 0 |  | 0
|  |  |  | 22.76 | 45.52 | 0 | 0 | 0 | 0 | 0 | 7.48 | 0.10709 | 0 | 45.52 | 45.52 | 1 | 0 | 0 |  | 0 |  | 0
|  |  |  | 18.24 | 36.48 | 0 | 0 | 0 | 0 | 0 | 7.48 | 0.10709 | 0 | 36.48 | 36.48 | 1 | 0 | 0 |  | 0 |  | 0
|  |  |  | 17.72 | 35.44 | 0 | 0 | 0 | 0 | 0 | 7.48 | 0.10709 | 0 | 35.44 | 35.44 | 1 | 0 | 0 |  | 0 |  | 0
|  |  |  | 17.28 | 34.56 | 0 | 0 | 0 | 0 | 0 | 7.48 | 0.10709 | 0 | 34.56 | 34.56 | 1 | 0 | 0 |  | 0 |  | 0
|  |  |  | 17.4 | 34.8 | 0 | 0 | 0 | 0 | 0 | 7.48 | 0.10709 | 0 | 34.8 | 34.8 | 1 | 0 | 0 |  | 0 |  | 0
|  |  |  | 17.52 | 35.04 | 0 | 0 | 0 | 0 | 0 | 7.48 | 0.10709 | 0 | 35.04 | 35.04 | 1 | 0 | 0 |  | 0 |  | 0
|  |  |  | 14.32 | 28.64 | 0 | 0 | 0 | 0 | 0 | 7.48 | 0.10709 | 0 | 28.64 | 28.64 | 1 | 0 | 0 |  | 0 |  | 0
|  |  |  | 16.6 | 33.2 | 0 | 0 | 0 | 0 | 0 | 7.48 | 0.10709 | 0 | 33.2 | 33.2 | 1 | 0 | 0 |  | 0 |  | 0
|  |  |  | 24.72 | 49.44 | 0 | 0 | 0 | 0 | 0 | 7.48 | 0.10709 | 0 | 49.44 | 49.44 | 1 | 0 | 0 |  | 0 |  | 0
|  |  |  | 24.56 | 49.12 | 0 | 0 | 0 | 0 | 0 | 7.48 | 0.10709 | 0 | 49.12 | 49.12 | 1 | 0 | 0 |  | 0 |  | 0
|  |  |  | 26.28 | 52.56 | 0 | 0 | 0 | 0 | 0 | 7.48 | 0.10709 | 0 | 52.56 | 52.56 | 1 | 0 | 0 |  | 0 |  | 0
|  |  |  | 26.28 | 52.56 | 0 | 0 | 0 | 0 | 0 | 7.48 | 0.10709 | 0 | 52.56 | 52.56 | 1 | 0 | 0 |  | 0 |  | 0
|  |  |  | 29.88 | 59.76 | 0 | 0 | 0 | 0 | 0 | 7.48 | 0.10709 | 0 | 59.76 | 59.76 | 1 | 0 | 0 |  | 0 |  | 0
|  |  |  | 27.48 | 54.96 | 0 | 0 | 0 | 0 | 0 | 7.48 | 0.10709 | 0 | 54.96 | 54.96 | 1 | 0 | 0 |  | 0 |  | 0
|  |  |  | 26.72 | 53.44 | 0 | 0 | 0 | 0 | 0 | 7.48 | 0.10709 | 0 | 53.44 | 53.44 | 1 | 0 | 0 |  | 0 |  | 0
|  |  |  | 26.48 | 52.96 | 0 | 0 | 0 | 0 | 0 | 7.48 | 0.10709 | 0 | 52.96 | 52.96 | 1 | 0 | 0 |  | 0 |  | 0
|  |  |  | 28.76 | 57.52 | 0 | 0 | 0 | 0 | 0 | 7.48 | 0.10709 | 0 | 57.52 | 57.52 | 1 | 0 | 0 |  | 0 |  | 0
|  |  |  | 31.08 | 62.16 | 0 | 0 | 0 | 0 | 0 | 7.48 | 0.10709 | 0 | 62.16 | 62.16 | 1 | 0 | 0 |  | 0 |  | 0
|  |  |  | 29 | 58 | 0 | 0 | 0 | 0 | 0 | 7.48 | 0.10709 | 0 | 58 | 58 | 1 | 0 | 0 |  | 0 |  | 0
|  |  |  | 31.88 | 63.76 | 0 | 0 | 0 | 0 | 0 | 7.48 | 0.10709 | 0 | 63.76 | 63.76 | 1 | 0 | 0 |  | 0 |  | 0
|  |  |  | 31.32 | 62.64 | 0 | 0 | 0 | 0 | 0 | 7.48 | 0.10709 | 0 | 62.64 | 62.64 | 1 | 0 | 0 |  | 0 |  | 0
|  |  |  | 30.04 | 60.08 | 0 | 0 | 0 | 0 | 0 | 7.48 | 0.10709 | 0 | 60.08 | 60.08 | 1 | 0 | 0 |  | 0 |  | 0
|  |  |  | 25.16 | 50.32 | 0 | 0 | 0 | 0 | 0 | 7.48 | 0.10709 | 0 | 50.32 | 50.32 | 1 | 0 | 0 |  | 0 |  | 0
|  |  |  | 18.4 | 36.8 | 0 | 0 | 0 | 0 | 0 | 7.48 | 0.10709 | 0 | 36.8 | 36.8 | 1 | 0 | 0 |  | 0 |  | 0
|  |  |  | 18.48 | 36.96 | 0 | 0 | 0 | 0 | 0 | 7.48 | 0.10709 | 0 | 36.96 | 36.96 | 1 | 0 | 0 |  | 0 |  | 0
|  |  |  | 13.56 | 27.12 | 0 | 0 | 0 | 0 | 0 | 7.48 | 0.10709 | 0 | 27.12 | 27.12 | 1 | 0 | 0 |  | 0 |  | 0
|  |  |  | 12.08 | 24.16 | 0 | 0 | 0 | 0 | 0 | 7.48 | 0.10709 | 0 | 24.16 | 24.16 | 1 | 0 | 0 |  | 0 |  | 0
|  |  |  | 12.04 | 24.08 | 0 | 0 | 0 | 0 | 0 | 7.48 | 0.10709 | 0 | 24.08 | 24.08 | 1 | 0 | 0 |  | 0 |  | 0
|  |  |  | 12.56 | 25.12 | 0 | 0 | 0 | 0 | 0 | 7.48 | 0.10709 | 0 | 25.12 | 25.12 | 1 | 0 | 0 |  | 0 |  | 0
|  |  |  | 15.24 | 30.48 | 0 | 0 | 0 | 0 | 0 | 7.48 | 0.10709 | 0 | 30.48 | 30.48 | 1 | 0 | 0 |  | 0 |  | 0
|  |  |  | 13.56 | 27.12 | 0 | 0 | 0 | 0 | 0 | 7.48 | 0.10709 | 0 | 27.12 | 27.12 | 1 | 0 | 0 |  | 0 |  | 0
|  |  |  | 16.76 | 33.52 | 0 | 0 | 0 | 0 | 0 | 7.48 | 0.10709 | 0 | 33.52 | 33.52 | 1 | 0 | 0 |  | 0 |  | 0
|  |  |  | 23.8 | 47.6 | 0 | 0 | 0 | 0 | 0 | 7.48 | 0.10709 | 0 | 47.6 | 47.6 | 1 | 0 | 0 |  | 0 |  | 0
|  |  |  | 26.04 | 52.08 | 0 | 0 | 0 | 0 | 0 | 7.48 | 0.10709 | 0 | 52.08 | 52.08 | 1 | 0 | 0 |  | 0 |  | 0
|  |  |  | 29.28 | 58.56 | 0 | 0 | 0 | 0 | 0 | 7.48 | 0.10709 | 0 | 58.56 | 58.56 | 1 | 0 | 0 |  | 0 |  | 0
|  |  |  | 35.16 | 70.32 | 0 | 0 | 0 | 0 | 0 | 7.48 | 0.10709 | 0 | 70.32 | 70.32 | 1 | 0 | 0 |  | 0 |  | 0
|  |  |  | 41.64 | 83.28 | 0 | 0 | 0 | 0 | 0 | 7.48 | 0.10709 | 0 | 83.28 | 83.28 | 1 | 0 | 0 |  | 0 |  | 0
|  |  |  | 37.72 | 75.44 | 0 | 0 | 0 | 0 | 0 | 7.48 | 0.10709 | 0 | 75.44 | 75.44 | 1 | 0 | 0 |  | 0 |  | 0
|  |  |  | 38.44 | 76.88 | 0 | 0 | 0 | 0 | 0 | 7.48 | 0.10709 | 0 | 76.88 | 76.88 | 1 | 0 | 0 |  | 0 |  | 0
|  |  |  | 37.8 | 75.6 | 0 | 0 | 0 | 0 | 0 | 7.48 | 0.10709 | 0 | 75.6 | 75.6 | 1 | 0 | 0 |  | 0 |  | 0
|  |  |  | 40.28 | 80.56 | 0 | 0 | 0 | 0 | 0 | 7.48 | 0.10709 | 0 | 80.56 | 80.56 | 1 | 0 | 0 |  | 0 |  | 0
|  |  |  | 39.64 | 79.28 | 0 | 0 | 0 | 0 | 0 | 7.48 | 0.10709 | 0 | 79.28 | 79.28 | 1 | 0 | 0 |  | 0 |  | 0
|  |  |  | 40.12 | 80.24 | 0 | 0 | 0 | 0 | 0 | 7.48 | 0.10709 | 0 | 80.24 | 80.24 | 1 | 0 | 0 |  | 0 |  | 0
|  |  |  | 45.2 | 90.4 | 0 | 0 | 0 | 0 | 0 | 7.48 | 0.10709 | 0 | 90.4 | 90.4 | 1 | 0 | 0 |  | 0 |  | 0
|  |  |  | 44.88 | 89.76 | 0 | 0 | 0 | 0 | 0 | 7.48 | 0.10709 | 0 | 89.76 | 89.76 | 1 | 0 | 0 |  | 0 |  | 0
|  |  |  | 40.92 | 81.84 | 0 | 0 | 0 | 0 | 0 | 7.48 | 0.10709 | 0 | 81.84 | 81.84 | 1 | 0 | 0 |  | 0 |  | 0
|  |  |  | 37.08 | 74.16 | 0 | 0 | 0 | 0 | 0 | 7.48 | 0.10709 | 0 | 74.16 | 74.16 | 1 | 0 | 0 |  | 0 |  | 0
|  |  |  | 30.04 | 60.08 | 0 | 0 | 0 | 0 | 0 | 7.48 | 0.10709 | 0 | 60.08 | 60.08 | 1 | 0 | 0 |  | 0 |  | 0
|  |  |  | 22.12 | 44.24 | 0 | 0 | 0 | 0 | 0 | 7.48 | 0.10709 | 0 | 44.24 | 44.24 | 1 | 0 | 0 |  | 0 |  | 0
|  |  |  | 12.8 | 25.6 | 0 | 0 | 0 | 0 | 0 | 7.48 | 0.10709 | 0 | 25.6 | 25.6 | 1 | 0 | 0 |  | 0 |  | 0
|  |  |  | 10.68 | 21.36 | 0 | 0 | 0 | 0 | 0 | 7.48 | 0.10709 | 0 | 21.36 | 21.36 | 1 | 0 | 0 |  | 0 |  | 0
|  |  |  | 13.68 | 27.36 | 0 | 0 | 0 | 0 | 0 | 7.48 | 0.10709 | 0 | 27.36 | 27.36 | 1 | 0 | 0 |  | 0 |  | 0
|  |  |  | 16.28 | 32.56 | 0 | 0 | 0 | 0 | 0 | 7.48 | 0.10709 | 0 | 32.56 | 32.56 | 1 | 0 | 0 |  | 0 |  | 0
|  |  |  | 13.08 | 26.16 | 0 | 0 | 0 | 0 | 0 | 7.48 | 0.10709 | 0 | 26.16 | 26.16 | 1 | 0 | 0 |  | 0 |  | 0
|  |  |  | 13.48 | 26.96 | 0 | 0 | 0 | 0 | 0 | 7.48 | 0.10709 | 0 | 26.96 | 26.96 | 1 | 0 | 0 |  | 0 |  | 0
|  |  |  | 16.12 | 32.24 | 0 | 0 | 0 | 0 | 0 | 7.48 | 0.10709 | 0 | 32.24 | 32.24 | 1 | 0 | 0 |  | 0 |  | 0
|  |  |  | 23.48 | 46.96 | 0 | 0 | 0 | 0 | 0 | 7.48 | 0.10709 | 0 | 46.96 | 46.96 | 1 | 0 | 0 |  | 0 |  | 0
|  |  |  | 24.16 | 48.32 | 0 | 0 | 0 | 0 | 0 | 7.48 | 0.10709 | 0 | 48.32 | 48.32 | 1 | 0 | 0 |  | 0 |  | 0
|  |  |  | 32.12 | 64.24 | 0 | 0 | 0 | 0 | 0 | 7.48 | 0.10709 | 0 | 64.24 | 64.24 | 1 | 0 | 0 |  | 0 |  | 0
|  |  |  | 40.16 | 80.32 | 0 | 0 | 0 | 0 | 0 | 7.48 | 0.10709 | 0 | 80.32 | 80.32 | 1 | 0 | 0 |  | 0 |  | 0
|  |  |  | 44.32 | 88.64 | 0 | 0 | 0 | 0 | 0 | 7.48 | 0.12502 | 0 | 88.64 | 88.64 | 1 | 0 | 0 |  | 0 |  | 0
|  |  |  | 41.44 | 82.88 | 0 | 0 | 0 | 0 | 0 | 7.48 | 0.12502 | 0 | 82.88 | 82.88 | 1 | 0 | 0 |  | 0 |  | 0
|  |  |  | 43.96 | 87.92 | 0 | 0 | 0 | 0 | 0 | 7.48 | 0.12502 | 0 | 87.92 | 87.92 | 1 | 0 | 0 |  | 0 |  | 0
|  |  |  | 46.16 | 92.32 | 0 | 0 | 0 | 0 | 0 | 12.23 | 0.12502 | 0 | 92.32 | 92.32 | 1 | 0 | 0 |  | 0 |  | 0
|  |  |  | 47.72 | 95.44 | 0 | 0 | 0 | 0 | 0 | 12.23 | 0.12502 | 0 | 95.44 | 94.72 | 0.78824 | 0 | 0.72 |  | 0 |  | 0
|  |  |  | 45.48 | 90.96 | 0 | 0 | 0 | 0 | 0 | 12.23 | 0.12502 | 0 | 90.96 | 90.96 | 0.78824 | 0 | 0 |  | 0 |  | 0
|  |  |  | 43.96 | 87.92 | 0 | 0 | 0 | 0 | 0 | 12.23 | 0.12502 | 0 | 87.92 | 87.92 | 0.78824 | 0 | 0 |  | 0 |  | 0
|  |  |  | 43.52 | 87.04 | 0 | 0 | 0 | 0 | 0 | 7.48 | 0.12502 | 0 | 87.04 | 87.04 | 0.78824 | 0 | 0 |  | 0 |  | 0
|  |  |  | 41.48 | 82.96 | 0 | 0 | 0 | 0 | 0 | 7.48 | 0.12502 | 0 | 82.96 | 82.96 | 0.78824 | 0 | 0 |  | 0 |  | 0
|  |  |  | 37.68 | 75.36 | 0 | 0 | 0 | 0 | 0 | 7.48 | 0.12502 | 0 | 75.36 | 73.36 | 0.2 | 0 | 2 |  | 0 |  | 0
|  |  |  | 33 | 66 | 0 | 0 | 0 | 0 | 0 | 7.48 | 0.10709 | 2.72 | 66 | 66 | 0.91885 | 0 | 0 |  | 0 |  | 0
|  |  |  | 30.36 | 60.72 | 0 | 0 | 0 | 0 | 0 | 7.48 | 0.10709 | 0.307 | 60.72 | 60.72 | 1 | 0 | 0 |  | 0 |  | 0
|  |  |  | 24.44 | 48.88 | 0 | 0 | 0 | 0 | 0 | 7.48 | 0.10709 | 0 | 48.88 | 48.88 | 1 | 0 | 0 |  | 0 |  | 0
|  |  |  | 14.72 | 29.44 | 0 | 0 | 0 | 0 | 0 | 7.48 | 0.10709 | 0 | 29.44 | 29.44 | 1 | 0 | 0 |  | 0 |  | 0
|  |  |  | 11.6267 | 23.2533 | 0 | 0 | 0 | 0 | 0 | 7.48 | 0.10709 | 0 | 23.253 | 23.253 | 1 | 0 | 0 |  | 0 |  | 0
|  |  |  | 11.68 | 23.36 | 0 | 0 | 0 | 0 | 0 | 7.48 | 0.10709 | 0 | 23.36 | 23.36 | 1 | 0 | 0 |  | 0 |  | 0
|  |  |  | 11.2 | 22.4 | 0 | 0 | 0 | 0 | 0 | 7.48 | 0.10709 | 0 | 22.4 | 22.4 | 1 | 0 | 0 |  | 0 |  | 0
|  |  |  | 12.24 | 24.48 | 0 | 0 | 0 | 0 | 0 | 7.48 | 0.10709 | 0 | 24.48 | 24.48 | 1 | 0 | 0 |  | 0 |  | 0
|  |  |  | 15.4933 | 30.9867 | 0 | 0 | 0 | 0 | 0 | 7.48 | 0.10709 | 0 | 30.987 | 30.987 | 1 | 0 | 0 |  | 0 |  | 0
|  |  |  | 17.8933 | 35.7867 | 0 | 0 | 0 | 0 | 0 | 7.48 | 0.10709 | 0 | 35.787 | 35.787 | 1 | 0 | 0 |  | 0 |  | 0
|  |  |  | 24.4933 | 48.9867 | 0 | 0 | 0 | 0 | 0 | 7.48 | 0.10709 | 0 | 48.987 | 48.987 | 1 | 0 | 0 |  | 0 |  | 0
|  |  |  | 24.32 | 48.64 | 0 | 0 | 0 | 0 | 0 | 7.48 | 0.10709 | 0 | 48.64 | 48.64 | 1 | 0 | 0 |  | 0 |  | 0
|  |  |  | 27.04 | 54.08 | 0 | 0 | 0 | 0 | 0 | 7.48 | 0.10709 | 0 | 54.08 | 54.08 | 1 | 0 | 0 |  | 0 |  | 0
|  |  |  | 26.36 | 52.72 | 0 | 0 | 0 | 0 | 0 | 7.48 | 0.10709 | 0 | 52.72 | 52.72 | 1 | 0 | 0 |  | 0 |  | 0
|  |  |  | 29.92 | 59.84 | 0 | 0 | 0 | 0 | 0 | 7.48 | 0.12502 | 0 | 59.84 | 59.84 | 1 | 0 | 0 |  | 0 |  | 0
|  |  |  | 31.24 | 62.48 | 0 | 0 | 0 | 0 | 0 | 7.48 | 0.12502 | 0 | 62.48 | 62.48 | 1 | 0 | 0 |  | 0 |  | 0
|  |  |  | 31.64 | 63.28 | 0 | 0 | 0 | 0 | 0 | 7.48 | 0.12502 | 0 | 63.28 | 63.28 | 1 | 0 | 0 |  | 0 |  | 0
|  |  |  | 27.48 | 54.96 | 0 | 0 | 0 | 0 | 0 | 12.23 | 0.12502 | 0 | 54.96 | 54.96 | 1 | 0 | 0 |  | 0 |  | 0
|  |  |  | 27 | 54 | 0 | 0 | 0 | 0 | 0 | 12.23 | 0.12502 | 0 | 54 | 54 | 1 | 0 | 0 |  | 0 |  | 0
|  |  |  | 26.2 | 52.4 | 0 | 0 | 0 | 0 | 0 | 12.23 | 0.12502 | 0 | 52.4 | 52.4 | 1 | 0 | 0 |  | 0 |  | 0
|  |  |  | 29.84 | 59.68 | 0 | 0 | 0 | 0 | 0 | 12.23 | 0.12502 | 0 | 59.68 | 59.68 | 1 | 0 | 0 |  | 0 |  | 0
|  |  |  | 27.84 | 55.68 | 0 | 0 | 0 | 0 | 0 | 7.48 | 0.12502 | 0 | 55.68 | 55.68 | 1 | 0 | 0 |  | 0 |  | 0
|  |  |  | 26.92 | 53.84 | 0 | 0 | 0 | 0 | 0 | 7.48 | 0.12502 | 0 | 53.84 | 53.84 | 1 | 0 | 0 |  | 0 |  | 0
|  |  |  | 26.48 | 52.96 | 0 | 0 | 0 | 0 | 0 | 7.48 | 0.12502 | 0 | 52.96 | 50.24 | 0.2 | 0 | 2.72 |  | 0 |  | 0
|  |  |  | 24.76 | 49.52 | 0 | 0 | 0 | 0 | 0 | 7.48 | 0.10709 | 2.72 | 49.52 | 49.52 | 0.91885 | 0 | 0 |  | 0 |  | 0
|  |  |  | 24.28 | 48.56 | 0 | 0 | 0 | 0 | 0 | 7.48 | 0.10709 | 0.307 | 48.56 | 48.56 | 1 | 0 | 0 |  | 0 |  | 0
|  |  |  | 20.08 | 40.16 | 0 | 0 | 0 | 0 | 0 | 7.48 | 0.10709 | 0 | 40.16 | 40.16 | 1 | 0 | 0 |  | 0 |  | 0
|  |  |  | 12.44 | 24.88 | 0 | 0 | 0 | 0 | 0 | 7.48 | 0.10709 | 0 | 24.88 | 24.88 | 1 | 0 | 0 |  | 0 |  | 0
|  |  |  | 11.08 | 22.16 | 0 | 0 | 0 | 0 | 0 | 7.48 | 0.10709 | 0 | 22.16 | 22.16 | 1 | 0 | 0 |  | 0 |  | 0
|  |  |  | 9.84 | 19.68 | 0 | 0 | 0 | 0 | 0 | 7.48 | 0.10709 | 0 | 19.68 | 19.68 | 1 | 0 | 0 |  | 0 |  | 0
|  |  |  | 11.96 | 23.92 | 0 | 0 | 0 | 0 | 0 | 7.48 | 0.10709 | 0 | 23.92 | 23.92 | 1 | 0 | 0 |  | 0 |  | 0
|  |  |  | 15 | 30 | 0 | 0 | 0 | 0 | 0 | 7.48 | 0.10709 | 0 | 30 | 30 | 1 | 0 | 0 |  | 0 |  | 0
|  |  |  | 16.24 | 32.48 | 0 | 0 | 0 | 0 | 0 | 7.48 | 0.10709 | 0 | 32.48 | 32.48 | 1 | 0 | 0 |  | 0 |  | 0
|  |  |  | 17.12 | 34.24 | 0 | 0 | 0 | 0 | 0 | 7.48 | 0.10709 | 0 | 34.24 | 34.24 | 1 | 0 | 0 |  | 0 |  | 0
|  |  |  | 18.6 | 37.2 | 0 | 0 | 0 | 0 | 0 | 7.48 | 0.10709 | 0 | 37.2 | 37.2 | 1 | 0 | 0 |  | 0 |  | 0
|  |  |  | 24.56 | 49.12 | 0 | 0 | 0 | 0 | 0 | 7.48 | 0.10709 | 0 | 49.12 | 49.12 | 1 | 0 | 0 |  | 0 |  | 0
|  |  |  | 23.52 | 47.04 | 0 | 0 | 0 | 0 | 0 | 7.48 | 0.10709 | 0 | 47.04 | 47.04 | 1 | 0 | 0 |  | 0 |  | 0
|  |  |  | 25.68 | 51.36 | 0 | 0 | 0 | 0 | 0 | 7.48 | 0.10709 | 0 | 51.36 | 51.36 | 1 | 0 | 0 |  | 0 |  | 0
|  |  |  | 26 | 52 | 0 | 0 | 0 | 0 | 0 | 7.48 | 0.12502 | 0 | 52 | 52 | 1 | 0 | 0 |  | 0 |  | 0
|  |  |  | 24.96 | 49.92 | 0 | 0 | 0 | 0 | 0 | 7.48 | 0.12502 | 0 | 49.92 | 49.92 | 1 | 0 | 0 |  | 0 |  | 0
|  |  |  | 24.08 | 48.16 | 0 | 0 | 0 | 0 | 0 | 7.48 | 0.12502 | 0 | 48.16 | 48.16 | 1 | 0 | 0 |  | 0 |  | 0
|  |  |  | 25.2 | 50.4 | 0 | 0 | 0 | 0 | 0 | 12.23 | 0.12502 | 0 | 50.4 | 50.4 | 1 | 0 | 0 |  | 0 |  | 0
|  |  |  | 23.84 | 47.68 | 0 | 0 | 0 | 0 | 0 | 12.23 | 0.12502 | 0 | 47.68 | 47.68 | 1 | 0 | 0 |  | 0 |  | 0
|  |  |  | 24.36 | 48.72 | 0 | 0 | 0 | 0 | 0 | 12.23 | 0.12502 | 0 | 48.72 | 48.72 | 1 | 0 | 0 |  | 0 |  | 0
|  |  |  | 24.28 | 48.56 | 0 | 0 | 0 | 0 | 0 | 12.23 | 0.12502 | 0 | 48.56 | 48.56 | 1 | 0 | 0 |  | 0 |  | 0
|  |  |  | 26.52 | 53.04 | 0 | 0 | 0 | 0 | 0 | 7.48 | 0.12502 | 0 | 53.04 | 53.04 | 1 | 0 | 0 |  | 0 |  | 0
|  |  |  | 22.64 | 45.28 | 0 | 0 | 0 | 0 | 0 | 7.48 | 0.12502 | 0 | 45.28 | 45.28 | 1 | 0 | 0 |  | 0 |  | 0
|  |  |  | 20.72 | 41.44 | 0 | 0 | 0 | 0 | 0 | 7.48 | 0.12502 | 0 | 41.44 | 38.72 | 0.2 | 0 | 2.72 |  | 0 |  | 0
|  |  |  | 22.12 | 44.24 | 0 | 0 | 0 | 0 | 0 | 7.48 | 0.10709 | 2.72 | 44.24 | 44.24 | 0.91885 | 0 | 0 |  | 0 |  | 0
|  |  |  | 22.12 | 44.24 | 0 | 0 | 0 | 0 | 0 | 7.48 | 0.10709 | 0.307 | 44.24 | 44.24 | 1 | 0 | 0 |  | 0 |  | 0
|  |  |  | 22.8 | 45.6 | 0 | 0 | 0 | 0 | 0 | 7.48 | 0.10709 | 0 | 45.6 | 45.6 | 1 | 0 | 0 |  | 0 |  | 0
|  |  |  | 17.8 | 35.6 | 0 | 0 | 0 | 0 | 0 | 7.48 | 0.10709 | 0 | 35.6 | 35.6 | 1 | 0 | 0 |  | 0 |  | 0
|  |  |  | 15.8 | 31.6 | 0 | 0 | 0 | 0 | 0 | 7.48 | 0.10709 | 0 | 31.6 | 31.6 | 1 | 0 | 0 |  | 0 |  | 0
|  |  |  | 15.16 | 30.32 | 0 | 0 | 0 | 0 | 0 | 7.48 | 0.10709 | 0 | 30.32 | 30.32 | 1 | 0 | 0 |  | 0 |  | 0
|  |  |  | 16.12 | 32.24 | 0 | 0 | 0 | 0 | 0 | 7.48 | 0.10709 | 0 | 32.24 | 32.24 | 1 | 0 | 0 |  | 0 |  | 0
|  |  |  | 18.8 | 37.6 | 0 | 0 | 0 | 0 | 0 | 7.48 | 0.10709 | 0 | 37.6 | 37.6 | 1 | 0 | 0 |  | 0 |  | 0
|  |  |  | 16.04 | 32.08 | 0 | 0 | 0 | 0 | 0 | 7.48 | 0.10709 | 0 | 32.08 | 32.08 | 1 | 0 | 0 |  | 0 |  | 0
|  |  |  | 16.4 | 32.8 | 0 | 0 | 0 | 0 | 0 | 7.48 | 0.10709 | 0 | 32.8 | 32.8 | 1 | 0 | 0 |  | 0 |  | 0
|  |  |  | 16.4 | 32.8 | 0 | 0 | 0 | 0 | 0 | 7.48 | 0.10709 | 0 | 32.8 | 32.8 | 1 | 0 | 0 |  | 0 |  | 0
|  |  |  | 16.68 | 33.36 | 0 | 0 | 0 | 0 | 0 | 7.48 | 0.10709 | 0 | 33.36 | 33.36 | 1 | 0 | 0 |  | 0 |  | 0
|  |  |  | 21.88 | 43.76 | 0 | 0 | 0 | 0 | 0 | 7.48 | 0.10709 | 0 | 43.76 | 43.76 | 1 | 0 | 0 |  | 0 |  | 0
|  |  |  | 22.04 | 44.08 | 0 | 0 | 0 | 0 | 0 | 7.48 | 0.10709 | 0 | 44.08 | 44.08 | 1 | 0 | 0 |  | 0 |  | 0
|  |  |  | 22.16 | 44.32 | 0 | 0 | 0 | 0 | 0 | 7.48 | 0.12502 | 0 | 44.32 | 44.32 | 1 | 0 | 0 |  | 0 |  | 0
|  |  |  | 23.96 | 47.92 | 0 | 0 | 0 | 0 | 0 | 7.48 | 0.12502 | 0 | 47.92 | 47.92 | 1 | 0 | 0 |  | 0 |  | 0
|  |  |  | 23.84 | 47.68 | 0 | 0 | 0 | 0 | 0 | 7.48 | 0.12502 | 0 | 47.68 | 47.68 | 1 | 0 | 0 |  | 0 |  | 0
|  |  |  | 27.44 | 54.88 | 0 | 0 | 0 | 0 | 0 | 12.23 | 0.12502 | 0 | 54.88 | 54.88 | 1 | 0 | 0 |  | 0 |  | 0
|  |  |  | 27.08 | 54.16 | 0 | 0 | 0 | 0 | 0 | 12.23 | 0.12502 | 0 | 54.16 | 54.16 | 1 | 0 | 0 |  | 0 |  | 0
|  |  |  | 25.8 | 51.6 | 0 | 0 | 0 | 0 | 0 | 12.23 | 0.12502 | 0 | 51.6 | 51.6 | 1 | 0 | 0 |  | 0 |  | 0
|  |  |  | 23.56 | 47.12 | 0 | 0 | 0 | 0 | 0 | 12.23 | 0.12502 | 0 | 47.12 | 47.12 | 1 | 0 | 0 |  | 0 |  | 0
|  |  |  | 24.0933 | 48.1867 | 0 | 0 | 0 | 0 | 0 | 7.48 | 0.12502 | 0 | 48.187 | 48.187 | 1 | 0 | 0 |  | 0 |  | 0
|  |  |  | 23.0133 | 46.0267 | 0 | 0 | 0 | 0 | 0 | 7.48 | 0.12502 | 0 | 46.027 | 46.027 | 1 | 0 | 0 |  | 0 |  | 0
|  |  |  | 18.36 | 36.72 | 0 | 0 | 0 | 0 | 0 | 7.48 | 0.12502 | 0 | 36.72 | 34 | 0.2 | 0 | 2.72 |  | 0 |  | 0
|  |  |  | 15.12 | 30.24 | 0 | 0 | 0 | 0 | 0 | 7.48 | 0.10709 | 2.72 | 30.24 | 30.24 | 0.91885 | 0 | 0 |  | 0 |  | 0
|  |  |  | 15.64 | 31.28 | 0 | 0 | 0 | 0 | 0 | 7.48 | 0.10709 | 0.307 | 31.28 | 31.28 | 1 | 0 | 0 |  | 0 |  | 0
|  |  |  | 16.28 | 32.56 | 0 | 0 | 0 | 0 | 0 | 7.48 | 0.10709 | 0 | 32.56 | 32.56 | 1 | 0 | 0 |  | 0 |  | 0
|  |  |  | 11.76 | 23.52 | 0 | 0 | 0 | 0 | 0 | 7.48 | 0.10709 | 0 | 23.52 | 23.52 | 1 | 0 | 0 |  | 0 |  | 0
|  |  |  | 9.52 | 19.04 | 0 | 0 | 0 | 0 | 0 | 7.48 | 0.10709 | 0 | 19.04 | 19.04 | 1 | 0 | 0 |  | 0 |  | 0
|  |  |  | 9.52 | 19.04 | 0 | 0 | 0 | 0 | 0 | 7.48 | 0.10709 | 0 | 19.04 | 19.04 | 1 | 0 | 0 |  | 0 |  | 0
|  |  |  | 10.44 | 20.88 | 0 | 0 | 0 | 0 | 0 | 7.48 | 0.10709 | 0 | 20.88 | 20.88 | 1 | 0 | 0 |  | 0 |  | 0
|  |  |  | 12.72 | 25.44 | 0 | 0 | 0 | 0 | 0 | 7.48 | 0.10709 | 0 | 25.44 | 25.44 | 1 | 0 | 0 |  | 0 |  | 0
|  |  |  | 15.12 | 30.24 | 0 | 0 | 0 | 0 | 0 | 7.48 | 0.10709 | 0 | 30.24 | 30.24 | 1 | 0 | 0 |  | 0 |  | 0
|  |  |  | 17 | 34 | 0 | 0 | 0 | 0 | 0 | 7.48 | 0.10709 | 0 | 34 | 34 | 1 | 0 | 0 |  | 0 |  | 0
|  |  |  | 23.52 | 47.04 | 0 | 0 | 0 | 0 | 0 | 7.48 | 0.10709 | 0 | 47.04 | 47.04 | 1 | 0 | 0 |  | 0 |  | 0
|  |  |  | 27.16 | 54.32 | 0 | 0 | 0 | 0 | 0 | 7.48 | 0.10709 | 0 | 54.32 | 54.32 | 1 | 0 | 0 |  | 0 |  | 0
|  |  |  | 28.36 | 56.72 | 0 | 0 | 0 | 0 | 0 | 7.48 | 0.10709 | 0 | 56.72 | 56.72 | 1 | 0 | 0 |  | 0 |  | 0
|  |  |  | 28.04 | 56.08 | 0 | 0 | 0 | 0 | 0 | 7.48 | 0.10709 | 0 | 56.08 | 56.08 | 1 | 0 | 0 |  | 0 |  | 0
|  |  |  | 31.92 | 63.84 | 0 | 0 | 0 | 0 | 0 | 7.48 | 0.12502 | 0 | 63.84 | 63.84 | 1 | 0 | 0 |  | 0 |  | 0
|  |  |  | 33.72 | 67.44 | 0 | 0 | 0 | 0 | 0 | 7.48 | 0.12502 | 0 | 67.44 | 67.44 | 1 | 0 | 0 |  | 0 |  | 0
|  |  |  | 32.24 | 64.48 | 0 | 0 | 0 | 0 | 0 | 7.48 | 0.12502 | 0 | 64.48 | 64.48 | 1 | 0 | 0 |  | 0 |  | 0
|  |  |  | 35.16 | 70.32 | 0 | 0 | 0 | 0 | 0 | 12.23 | 0.12502 | 0 | 70.32 | 70.32 | 1 | 0 | 0 |  | 0 |  | 0
|  |  |  | 34.76 | 69.52 | 0 | 0 | 0 | 0 | 0 | 12.23 | 0.12502 | 0 | 69.52 | 69.52 | 1 | 0 | 0 |  | 0 |  | 0
|  |  |  | 31.68 | 63.36 | 0 | 0 | 0 | 0 | 0 | 12.23 | 0.12502 | 0 | 63.36 | 63.36 | 1 | 0 | 0 |  | 0 |  | 0
|  |  |  | 32.96 | 65.92 | 0 | 0 | 0 | 0 | 0 | 12.23 | 0.12502 | 0 | 65.92 | 65.92 | 1 | 0 | 0 |  | 0 |  | 0
|  |  |  | 32.72 | 65.44 | 0 | 0 | 0 | 0 | 0 | 7.48 | 0.12502 | 0 | 65.44 | 65.44 | 1 | 0 | 0 |  | 0 |  | 0
|  |  |  | 36.12 | 72.24 | 0 | 0 | 0 | 0 | 0 | 7.48 | 0.12502 | 0 | 72.24 | 72.24 | 1 | 0 | 0 |  | 0 |  | 0
|  |  |  | 33.88 | 67.76 | 0 | 0 | 0 | 0 | 0 | 7.48 | 0.12502 | 0 | 67.76 | 65.04 | 0.2 | 0 | 2.72 |  | 0 |  | 0
|  |  |  | 32.32 | 64.64 | 0 | 0 | 0 | 0 | 0 | 7.48 | 0.10709 | 2.72 | 64.64 | 64.64 | 0.91885 | 0 | 0 |  | 0 |  | 0
|  |  |  | 29.16 | 58.32 | 0 | 0 | 0 | 0 | 0 | 7.48 | 0.10709 | 0.307 | 58.32 | 58.32 | 1 | 0 | 0 |  | 0 |  | 0
|  |  |  | 16.88 | 33.76 | 0 | 0 | 0 | 0 | 0 | 7.48 | 0.10709 | 0 | 33.76 | 33.76 | 1 | 0 | 0 |  | 0 |  | 0
|  |  |  | 10.72 | 21.44 | 0 | 0 | 0 | 0 | 0 | 7.48 | 0.10709 | 0 | 21.44 | 21.44 | 1 | 0 | 0 |  | 0 |  | 0
|  |  |  | 9.2 | 18.4 | 0 | 0 | 0 | 0 | 0 | 7.48 | 0.10709 | 0 | 18.4 | 18.4 | 1 | 0 | 0 |  | 0 |  | 0
|  |  |  | 10.08 | 20.16 | 0 | 0 | 0 | 0 | 0 | 7.48 | 0.10709 | 0 | 20.16 | 20.16 | 1 | 0 | 0 |  | 0 |  | 0
|  |  |  | 9.52 | 19.04 | 0 | 0 | 0 | 0 | 0 | 7.48 | 0.10709 | 0 | 19.04 | 19.04 | 1 | 0 | 0 |  | 0 |  | 0
|  |  |  | 12.56 | 25.12 | 0 | 0 | 0 | 0 | 0 | 7.48 | 0.10709 | 0 | 25.12 | 25.12 | 1 | 0 | 0 |  | 0 |  | 0
|  |  |  | 14 | 28 | 0 | 0 | 0 | 0 | 0 | 7.48 | 0.10709 | 0 | 28 | 28 | 1 | 0 | 0 |  | 0 |  | 0
|  |  |  | 14.96 | 29.92 | 0 | 0 | 0 | 0 | 0 | 7.48 | 0.10709 | 0 | 29.92 | 29.92 | 1 | 0 | 0 |  | 0 |  | 0
|  |  |  | 20.08 | 40.16 | 0 | 0 | 0 | 0 | 0 | 7.48 | 0.10709 | 0 | 40.16 | 40.16 | 1 | 0 | 0 |  | 0 |  | 0
|  |  |  | 23.88 | 47.76 | 0 | 0 | 0 | 0 | 0 | 7.48 | 0.10709 | 0 | 47.76 | 47.76 | 1 | 0 | 0 |  | 0 |  | 0
|  |  |  | 25.92 | 51.84 | 0 | 0 | 0 | 0 | 0 | 7.48 | 0.10709 | 0 | 51.84 | 51.84 | 1 | 0 | 0 |  | 0 |  | 0
|  |  |  | 32.36 | 64.72 | 0 | 0 | 0 | 0 | 0 | 7.48 | 0.10709 | 0 | 64.72 | 64.72 | 1 | 0 | 0 |  | 0 |  | 0
|  |  |  | 32.36 | 64.72 | 0 | 0 | 0 | 0 | 0 | 7.48 | 0.10709 | 0 | 64.72 | 64.72 | 1 | 0 | 0 |  | 0 |  | 0
|  |  |  | 33.28 | 66.56 | 0 | 0 | 0 | 0 | 0 | 7.48 | 0.10709 | 0 | 66.56 | 66.56 | 1 | 0 | 0 |  | 0 |  | 0
|  |  |  | 37.32 | 74.64 | 0 | 0 | 0 | 0 | 0 | 7.48 | 0.10709 | 0 | 74.64 | 74.64 | 1 | 0 | 0 |  | 0 |  | 0
|  |  |  | 38.32 | 76.64 | 0 | 0 | 0 | 0 | 0 | 7.48 | 0.10709 | 0 | 76.64 | 76.64 | 1 | 0 | 0 |  | 0 |  | 0
|  |  |  | 35.24 | 70.48 | 0 | 0 | 0 | 0 | 0 | 7.48 | 0.10709 | 0 | 70.48 | 70.48 | 1 | 0 | 0 |  | 0 |  | 0
|  |  |  | 37.96 | 75.92 | 0 | 0 | 0 | 0 | 0 | 7.48 | 0.10709 | 0 | 75.92 | 75.92 | 1 | 0 | 0 |  | 0 |  | 0
|  |  |  | 39.2 | 78.4 | 0 | 0 | 0 | 0 | 0 | 7.48 | 0.10709 | 0 | 78.4 | 78.4 | 1 | 0 | 0 |  | 0 |  | 0
|  |  |  | 39.08 | 78.16 | 0 | 0 | 0 | 0 | 0 | 7.48 | 0.10709 | 0 | 78.16 | 78.16 | 1 | 0 | 0 |  | 0 |  | 0
|  |  |  | 37.32 | 74.64 | 0 | 0 | 0 | 0 | 0 | 7.48 | 0.10709 | 0 | 74.64 | 74.64 | 1 | 0 | 0 |  | 0 |  | 0
|  |  |  | 35 | 70 | 0 | 0 | 0 | 0 | 0 | 7.48 | 0.10709 | 0 | 70 | 70 | 1 | 0 | 0 |  | 0 |  | 0
|  |  |  | 32.76 | 65.52 | 0 | 0 | 0 | 0 | 0 | 7.48 | 0.10709 | 0 | 65.52 | 65.52 | 1 | 0 | 0 |  | 0 |  | 0
|  |  |  | 29.28 | 58.56 | 0 | 0 | 0 | 0 | 0 | 7.48 | 0.10709 | 0 | 58.56 | 58.56 | 1 | 0 | 0 |  | 0 |  | 0
|  |  |  | 17.64 | 35.28 | 0 | 0 | 0 | 0 | 0 | 7.48 | 0.10709 | 0 | 35.28 | 35.28 | 1 | 0 | 0 |  | 0 |  | 0
|  |  |  | 11.12 | 22.24 | 0 | 0 | 0 | 0 | 0 | 7.48 | 0.10709 | 0 | 22.24 | 22.24 | 1 | 0 | 0 |  | 0 |  | 0
|  |  |  | 9.52 | 19.04 | 0 | 0 | 0 | 0 | 0 | 7.48 | 0.10709 | 0 | 19.04 | 19.04 | 1 | 0 | 0 |  | 0 |  | 0
|  |  |  | 11.48 | 22.96 | 0 | 0 | 0 | 0 | 0 | 7.48 | 0.10709 | 0 | 22.96 | 22.96 | 1 | 0 | 0 |  | 0 |  | 0
|  |  |  | 9.72 | 19.44 | 0 | 0 | 0 | 0 | 0 | 7.48 | 0.10709 | 0 | 19.44 | 19.44 | 1 | 0 | 0 |  | 0 |  | 0
|  |  |  | 12.08 | 24.16 | 0 | 0 | 0 | 0 | 0 | 7.48 | 0.10709 | 0 | 24.16 | 24.16 | 1 | 0 | 0 |  | 0 |  | 0
|  |  |  | 13.44 | 26.88 | 0 | 0 | 0 | 0 | 0 | 7.48 | 0.10709 | 0 | 26.88 | 26.88 | 1 | 0 | 0 |  | 0 |  | 0
|  |  |  | 16.52 | 33.04 | 0 | 0 | 0 | 0 | 0 | 7.48 | 0.10709 | 0 | 33.04 | 33.04 | 1 | 0 | 0 |  | 0 |  | 0
|  |  |  | 24.36 | 48.72 | 0 | 0 | 0 | 0 | 0 | 7.48 | 0.10709 | 0 | 48.72 | 48.72 | 1 | 0 | 0 |  | 0 |  | 0
|  |  |  | 23.88 | 47.76 | 0 | 0 | 0 | 0 | 0 | 7.48 | 0.10709 | 0 | 47.76 | 47.76 | 1 | 0 | 0 |  | 0 |  | 0
|  |  |  | 25.12 | 50.24 | 0 | 0 | 0 | 0 | 0 | 7.48 | 0.10709 | 0 | 50.24 | 50.24 | 1 | 0 | 0 |  | 0 |  | 0
|  |  |  | 28.88 | 57.76 | 0 | 0 | 0 | 0 | 0 | 7.48 | 0.10709 | 0 | 57.76 | 57.76 | 1 | 0 | 0 |  | 0 |  | 0
|  |  |  | 33.12 | 66.24 | 0 | 0 | 0 | 0 | 0 | 7.48 | 0.10709 | 0 | 66.24 | 66.24 | 1 | 0 | 0 |  | 0 |  | 0
|  |  |  | 36.16 | 72.32 | 0 | 0 | 0 | 0 | 0 | 7.48 | 0.10709 | 0 | 72.32 | 72.32 | 1 | 0 | 0 |  | 0 |  | 0
|  |  |  | 38.88 | 77.76 | 0 | 0 | 0 | 0 | 0 | 7.48 | 0.10709 | 0 | 77.76 | 77.76 | 1 | 0 | 0 |  | 0 |  | 0
|  |  |  | 36.48 | 72.96 | 0 | 0 | 0 | 0 | 0 | 7.48 | 0.10709 | 0 | 72.96 | 72.96 | 1 | 0 | 0 |  | 0 |  | 0
|  |  |  | 34.92 | 69.84 | 0 | 0 | 0 | 0 | 0 | 7.48 | 0.10709 | 0 | 69.84 | 69.84 | 1 | 0 | 0 |  | 0 |  | 0
|  |  |  | 37.12 | 74.24 | 0 | 0 | 0 | 0 | 0 | 7.48 | 0.10709 | 0 | 74.24 | 74.24 | 1 | 0 | 0 |  | 0 |  | 0
|  |  |  | 35.36 | 70.72 | 0 | 0 | 0 | 0 | 0 | 7.48 | 0.10709 | 0 | 70.72 | 70.72 | 1 | 0 | 0 |  | 0 |  | 0
|  |  |  | 37.16 | 74.32 | 0 | 0 | 0 | 0 | 0 | 7.48 | 0.10709 | 0 | 74.32 | 74.32 | 1 | 0 | 0 |  | 0 |  | 0
|  |  |  | 35.72 | 71.44 | 0 | 0 | 0 | 0 | 0 | 7.48 | 0.10709 | 0 | 71.44 | 71.44 | 1 | 0 | 0 |  | 0 |  | 0
|  |  |  | 33.88 | 67.76 | 0 | 0 | 0 | 0 | 0 | 7.48 | 0.10709 | 0 | 67.76 | 67.76 | 1 | 0 | 0 |  | 0 |  | 0
|  |  |  | 33.88 | 67.76 | 0 | 0 | 0 | 0 | 0 | 7.48 | 0.10709 | 0 | 67.76 | 67.76 | 1 | 0 | 0 |  | 0 |  | 0
|  |  |  | 29.36 | 58.72 | 0 | 0 | 0 | 0 | 0 | 7.48 | 0.10709 | 0 | 58.72 | 58.72 | 1 | 0 | 0 |  | 0 |  | 0
|  |  |  | 21.48 | 42.96 | 0 | 0 | 0 | 0 | 0 | 7.48 | 0.10709 | 0 | 42.96 | 42.96 | 1 | 0 | 0 |  | 0 |  | 0
|  |  |  | 10.64 | 21.28 | 0 | 0 | 0 | 0 | 0 | 7.48 | 0.10709 | 0 | 21.28 | 21.28 | 1 | 0 | 0 |  | 0 |  | 0
|  |  |  | 8.76 | 17.52 | 0 | 0 | 0 | 0 | 0 | 7.48 | 0.10709 | 0 | 17.52 | 17.52 | 1 | 0 | 0 |  | 0 |  | 0
|  |  |  | 12.04 | 24.08 | 0 | 0 | 0 | 0 | 0 | 7.48 | 0.10709 | 0 | 24.08 | 24.08 | 1 | 0 | 0 |  | 0 |  | 0
|  |  |  | 8.44 | 16.88 | 0 | 0 | 0 | 0 | 0 | 7.48 | 0.10709 | 0 | 16.88 | 16.88 | 1 | 0 | 0 |  | 0 |  | 0
|  |  |  | 11.96 | 23.92 | 0 | 0 | 0 | 0 | 0 | 7.48 | 0.10709 | 0 | 23.92 | 23.92 | 1 | 0 | 0 |  | 0 |  | 0
|  |  |  | 13.68 | 27.36 | 0 | 0 | 0 | 0 | 0 | 7.48 | 0.10709 | 0 | 27.36 | 27.36 | 1 | 0 | 0 |  | 0 |  | 0
|  |  |  | 16.12 | 32.24 | 0 | 0 | 0 | 0 | 0 | 7.48 | 0.10709 | 0 | 32.24 | 32.24 | 1 | 0 | 0 |  | 0 |  | 0
|  |  |  | 23.4 | 46.8 | 0 | 0 | 0 | 0 | 0 | 7.48 | 0.10709 | 0 | 46.8 | 46.8 | 1 | 0 | 0 |  | 0 |  | 0
|  |  |  | 23.64 | 47.28 | 0 | 0 | 0 | 0 | 0 | 7.48 | 0.10709 | 0 | 47.28 | 47.28 | 1 | 0 | 0 |  | 0 |  | 0
|  |  |  | 25.72 | 51.44 | 0 | 0 | 0 | 0 | 0 | 7.48 | 0.10709 | 0 | 51.44 | 51.44 | 1 | 0 | 0 |  | 0 |  | 0
|  |  |  | 29.88 | 59.76 | 0 | 0 | 0 | 0 | 0 | 7.48 | 0.10709 | 0 | 59.76 | 59.76 | 1 | 0 | 0 |  | 0 |  | 0
|  |  |  | 35.6933 | 71.3867 | 0 | 0 | 0 | 0 | 0 | 7.48 | 0.12502 | 0 | 71.387 | 71.387 | 1 | 0 | 0 |  | 0 |  | 0
|  |  |  | 33.4933 | 66.9867 | 0 | 0 | 0 | 0 | 0 | 7.48 | 0.12502 | 0 | 66.987 | 66.987 | 1 | 0 | 0 |  | 0 |  | 0
|  |  |  | 34 | 68 | 0 | 0 | 0 | 0 | 0 | 7.48 | 0.12502 | 0 | 68 | 68 | 1 | 0 | 0 |  | 0 |  | 0
|  |  |  | 25.68 | 51.36 | 0 | 0 | 0 | 0 | 0 | 12.23 | 0.12502 | 0 | 51.36 | 51.36 | 1 | 0 | 0 |  | 0 |  | 0
|  |  |  | 24.88 | 49.76 | 0 | 0 | 0 | 0 | 0 | 12.23 | 0.12502 | 0 | 49.76 | 49.76 | 1 | 0 | 0 |  | 0 |  | 0
|  |  |  | 24.44 | 48.88 | 0 | 0 | 0 | 0 | 0 | 12.23 | 0.12502 | 0 | 48.88 | 48.88 | 1 | 0 | 0 |  | 0 |  | 0
|  |  |  | 23.68 | 47.36 | 0 | 0 | 0 | 0 | 0 | 12.23 | 0.12502 | 0 | 47.36 | 47.36 | 1 | 0 | 0 |  | 0 |  | 0
|  |  |  | 24.32 | 48.64 | 0 | 0 | 0 | 0 | 0 | 7.48 | 0.12502 | 0 | 48.64 | 48.64 | 1 | 0 | 0 |  | 0 |  | 0
|  |  |  | 24.76 | 49.52 | 0 | 0 | 0 | 0 | 0 | 7.48 | 0.12502 | 0 | 49.52 | 49.52 | 1 | 0 | 0 |  | 0 |  | 0
|  |  |  | 23.8 | 47.6 | 0 | 0 | 0 | 0 | 0 | 7.48 | 0.12502 | 0 | 47.6 | 44.88 | 0.2 | 0 | 2.72 |  | 0 |  | 0
|  |  |  | 23.88 | 47.76 | 0 | 0 | 0 | 0 | 0 | 7.48 | 0.10709 | 2.72 | 47.76 | 47.76 | 0.91885 | 0 | 0 |  | 0 |  | 0
|  |  |  | 23.68 | 47.36 | 0 | 0 | 0 | 0 | 0 | 7.48 | 0.10709 | 0.307 | 47.36 | 47.36 | 1 | 0 | 0 |  | 0 |  | 0
|  |  |  | 18.24 | 36.48 | 0 | 0 | 0 | 0 | 0 | 7.48 | 0.10709 | 0 | 36.48 | 36.48 | 1 | 0 | 0 |  | 0 |  | 0
|  |  |  | 10.76 | 21.52 | 0 | 0 | 0 | 0 | 0 | 7.48 | 0.10709 | 0 | 21.52 | 21.52 | 1 | 0 | 0 |  | 0 |  | 0
|  |  |  | 9.08 | 18.16 | 0 | 0 | 0 | 0 | 0 | 7.48 | 0.10709 | 0 | 18.16 | 18.16 | 1 | 0 | 0 |  | 0 |  | 0
|  |  |  | 9.84 | 19.68 | 0 | 0 | 0 | 0 | 0 | 7.48 | 0.10709 | 0 | 19.68 | 19.68 | 1 | 0 | 0 |  | 0 |  | 0
|  |  |  | 11.36 | 22.72 | 0 | 0 | 0 | 0 | 0 | 7.48 | 0.10709 | 0 | 22.72 | 22.72 | 1 | 0 | 0 |  | 0 |  | 0
|  |  |  | 13.6 | 27.2 | 0 | 0 | 0 | 0 | 0 | 7.48 | 0.10709 | 0 | 27.2 | 27.2 | 1 | 0 | 0 |  | 0 |  | 0
|  |  |  | 15.4 | 30.8 | 0 | 0 | 0 | 0 | 0 | 7.48 | 0.10709 | 0 | 30.8 | 30.8 | 1 | 0 | 0 |  | 0 |  | 0
|  |  |  | 17.6 | 35.2 | 0 | 0 | 0 | 0 | 0 | 7.48 | 0.10709 | 0 | 35.2 | 35.2 | 1 | 0 | 0 |  | 0 |  | 0
|  |  |  | 24.64 | 49.28 | 0 | 0 | 0 | 0 | 0 | 7.48 | 0.10709 | 0 | 49.28 | 49.28 | 1 | 0 | 0 |  | 0 |  | 0
|  |  |  | 24.92 | 49.84 | 0 | 0 | 0 | 0 | 0 | 7.48 | 0.10709 | 0 | 49.84 | 49.84 | 1 | 0 | 0 |  | 0 |  | 0
|  |  |  | 27.28 | 54.56 | 0 | 0 | 0 | 0 | 0 | 7.48 | 0.10709 | 0 | 54.56 | 54.56 | 1 | 0 | 0 |  | 0 |  | 0
|  |  |  | 29.96 | 59.92 | 0 | 0 | 0 | 0 | 0 | 7.48 | 0.10709 | 0 | 59.92 | 59.92 | 1 | 0 | 0 |  | 0 |  | 0
|  |  |  | 33.12 | 66.24 | 0 | 0 | 0 | 0 | 0 | 7.48 | 0.12502 | 0 | 66.24 | 66.24 | 1 | 0 | 0 |  | 0 |  | 0
|  |  |  | 32.76 | 65.52 | 0 | 0 | 0 | 0 | 0 | 7.48 | 0.12502 | 0 | 65.52 | 65.52 | 1 | 0 | 0 |  | 0 |  | 0
|  |  |  | 30.96 | 61.92 | 0 | 0 | 0 | 0 | 0 | 7.48 | 0.12502 | 0 | 61.92 | 61.92 | 1 | 0 | 0 |  | 0 |  | 0
|  |  |  | 27.32 | 54.64 | 0 | 0 | 0 | 0 | 0 | 12.23 | 0.12502 | 0 | 54.64 | 54.64 | 1 | 0 | 0 |  | 0 |  | 0
|  |  |  | 27.44 | 54.88 | 0 | 0 | 0 | 0 | 0 | 12.23 | 0.12502 | 0 | 54.88 | 54.88 | 1 | 0 | 0 |  | 0 |  | 0
|  |  |  | 29.76 | 59.52 | 0 | 0 | 0 | 0 | 0 | 12.23 | 0.12502 | 0 | 59.52 | 59.52 | 1 | 0 | 0 |  | 0 |  | 0
|  |  |  | 25.88 | 51.76 | 0 | 0 | 0 | 0 | 0 | 12.23 | 0.12502 | 0 | 51.76 | 51.76 | 1 | 0 | 0 |  | 0 |  | 0
|  |  |  | 26.24 | 52.48 | 0 | 0 | 0 | 0 | 0 | 7.48 | 0.12502 | 0 | 52.48 | 52.48 | 1 | 0 | 0 |  | 0 |  | 0
|  |  |  | 25.72 | 51.44 | 0 | 0 | 0 | 0 | 0 | 7.48 | 0.12502 | 0 | 51.44 | 51.44 | 1 | 0 | 0 |  | 0 |  | 0
|  |  |  | 25.92 | 51.84 | 0 | 0 | 0 | 0 | 0 | 7.48 | 0.12502 | 0 | 51.84 | 49.12 | 0.2 | 0 | 2.72 |  | 0 |  | 0
|  |  |  | 26.08 | 52.16 | 0 | 0 | 0 | 0 | 0 | 7.48 | 0.10709 | 2.72 | 52.16 | 52.16 | 0.91885 | 0 | 0 |  | 0 |  | 0
|  |  |  | 23.48 | 46.96 | 0 | 0 | 0 | 0 | 0 | 7.48 | 0.10709 | 0.307 | 46.96 | 46.96 | 1 | 0 | 0 |  | 0 |  | 0
|  |  |  | 20.24 | 40.48 | 0 | 0 | 0 | 0 | 0 | 7.48 | 0.10709 | 0 | 40.48 | 40.48 | 1 | 0 | 0 |  | 0 |  | 0
|  |  |  | 11.56 | 23.12 | 0 | 0 | 0 | 0 | 0 | 7.48 | 0.10709 | 0 | 23.12 | 23.12 | 1 | 0 | 0 |  | 0 |  | 0
|  |  |  | 9.88 | 19.76 | 0 | 0 | 0 | 0 | 0 | 7.48 | 0.10709 | 0 | 19.76 | 19.76 | 1 | 0 | 0 |  | 0 |  | 0
|  |  |  | 9.56 | 19.12 | 0 | 0 | 0 | 0 | 0 | 7.48 | 0.10709 | 0 | 19.12 | 19.12 | 1 | 0 | 0 |  | 0 |  | 0
|  |  |  | 11.8133 | 23.6267 | 0 | 0 | 0 | 0 | 0 | 7.48 | 0.10709 | 0 | 23.627 | 23.627 | 1 | 0 | 0 |  | 0 |  | 0
|  |  |  | 14.1867 | 28.3733 | 0 | 0 | 0 | 0 | 0 | 7.48 | 0.10709 | 0 | 28.373 | 28.373 | 1 | 0 | 0 |  | 0 |  | 0
|  |  |  | 15.92 | 31.84 | 0 | 0 | 0 | 0 | 0 | 7.48 | 0.10709 | 0 | 31.84 | 31.84 | 1 | 0 | 0 |  | 0 |  | 0
|  |  |  | 16.72 | 33.44 | 0 | 0 | 0 | 0 | 0 | 7.48 | 0.10709 | 0 | 33.44 | 33.44 | 1 | 0 | 0 |  | 0 |  | 0
|  |  |  | 17.36 | 34.72 | 0 | 0 | 0 | 0 | 0 | 7.48 | 0.10709 | 0 | 34.72 | 34.72 | 1 | 0 | 0 |  | 0 |  | 0
|  |  |  | 21.84 | 43.68 | 0 | 0 | 0 | 0 | 0 | 7.48 | 0.10709 | 0 | 43.68 | 43.68 | 1 | 0 | 0 |  | 0 |  | 0
|  |  |  | 22.32 | 44.64 | 0 | 0 | 0 | 0 | 0 | 7.48 | 0.10709 | 0 | 44.64 | 44.64 | 1 | 0 | 0 |  | 0 |  | 0
|  |  |  | 23.84 | 47.68 | 0 | 0 | 0 | 0 | 0 | 7.48 | 0.10709 | 0 | 47.68 | 47.68 | 1 | 0 | 0 |  | 0 |  | 0
|  |  |  | 23.4 | 46.8 | 0 | 0 | 0 | 0 | 0 | 7.48 | 0.12502 | 0 | 46.8 | 46.8 | 1 | 0 | 0 |  | 0 |  | 0
|  |  |  | 23.64 | 47.28 | 0 | 0 | 0 | 0 | 0 | 7.48 | 0.12502 | 0 | 47.28 | 47.28 | 1 | 0 | 0 |  | 0 |  | 0
|  |  |  | 22.52 | 45.04 | 0 | 0 | 0 | 0 | 0 | 7.48 | 0.12502 | 0 | 45.04 | 45.04 | 1 | 0 | 0 |  | 0 |  | 0
|  |  |  | 23.304 | 46.608 | 0 | 0 | 0 | 0 | 0 | 12.23 | 0.12502 | 0 | 46.608 | 46.608 | 1 | 0 | 0 |  | 0 |  | 0
|  |  |  | 22.176 | 44.352 | 0 | 0 | 0 | 0 | 0 | 12.23 | 0.12502 | 0 | 44.352 | 44.352 | 1 | 0 | 0 |  | 0 |  | 0
|  |  |  | 22.72 | 45.44 | 0 | 0 | 0 | 0 | 0 | 12.23 | 0.12502 | 0 | 45.44 | 45.44 | 1 | 0 | 0 |  | 0 |  | 0
|  |  |  | 24.08 | 48.16 | 0 | 0 | 0 | 0 | 0 | 12.23 | 0.12502 | 0 | 48.16 | 48.16 | 1 | 0 | 0 |  | 0 |  | 0
|  |  |  | 24.24 | 48.48 | 0 | 0 | 0 | 0 | 0 | 7.48 | 0.12502 | 0 | 48.48 | 48.48 | 1 | 0 | 0 |  | 0 |  | 0
|  |  |  | 22.8343 | 45.6686 | 0 | 0 | 0 | 0 | 0 | 7.48 | 0.12502 | 0 | 45.669 | 45.669 | 1 | 0 | 0 |  | 0 |  | 0
|  |  |  | 19.2 | 38.4 | 0 | 0 | 0 | 0 | 0 | 7.48 | 0.12502 | 0 | 38.4 | 35.68 | 0.2 | 0 | 2.72 |  | 0 |  | 0
|  |  |  | 16.1657 | 32.3314 | 0 | 0 | 0 | 0 | 0 | 7.48 | 0.10709 | 2.72 | 32.331 | 32.331 | 0.91885 | 0 | 0 |  | 0 |  | 0
|  |  |  | 17 | 34 | 0 | 0 | 0 | 0 | 0 | 7.48 | 0.10709 | 0.307 | 34 | 34 | 1 | 0 | 0 |  | 0 |  | 0
|  |  |  | 16.6 | 33.2 | 0 | 0 | 0 | 0 | 0 | 7.48 | 0.10709 | 0 | 33.2 | 33.2 | 1 | 0 | 0 |  | 0 |  | 0
|  |  |  | 13.4 | 26.8 | 0 | 0 | 0 | 0 | 0 | 7.48 | 0.10709 | 0 | 26.8 | 26.8 | 1 | 0 | 0 |  | 0 |  | 0
|  |  |  | 13.2533 | 26.5067 | 0 | 0 | 0 | 0 | 0 | 7.48 | 0.10709 | 0 | 26.507 | 26.507 | 1 | 0 | 0 |  | 0 |  | 0
|  |  |  | 10.0667 | 20.1333 | 0 | 0 | 0 | 0 | 0 | 7.48 | 0.10709 | 0 | 20.133 | 20.133 | 1 | 0 | 0 |  | 0 |  | 0
|  |  |  | 12.12 | 24.24 | 0 | 0 | 0 | 0 | 0 | 7.48 | 0.10709 | 0 | 24.24 | 24.24 | 1 | 0 | 0 |  | 0 |  | 0
|  |  |  | 13.76 | 27.52 | 0 | 0 | 0 | 0 | 0 | 7.48 | 0.10709 | 0 | 27.52 | 27.52 | 1 | 0 | 0 |  | 0 |  | 0
|  |  |  | 15.4 | 30.8 | 0 | 0 | 0 | 0 | 0 | 7.48 | 0.10709 | 0 | 30.8 | 30.8 | 1 | 0 | 0 |  | 0 |  | 0
|  |  |  | 16 | 32 | 0 | 0 | 0 | 0 | 0 | 7.48 | 0.10709 | 0 | 32 | 32 | 1 | 0 | 0 |  | 0 |  | 0
|  |  |  | 16.64 | 33.28 | 0 | 0 | 0 | 0 | 0 | 7.48 | 0.10709 | 0 | 33.28 | 33.28 | 1 | 0 | 0 |  | 0 |  | 0
|  |  |  | 16 | 32 | 0 | 0 | 0 | 0 | 0 | 7.48 | 0.10709 | 0 | 32 | 32 | 1 | 0 | 0 |  | 0 |  | 0
|  |  |  | 21.04 | 42.08 | 0 | 0 | 0 | 0 | 0 | 7.48 | 0.10709 | 0 | 42.08 | 42.08 | 1 | 0 | 0 |  | 0 |  | 0
|  |  |  | 21.72 | 43.44 | 0 | 0 | 0 | 0 | 0 | 7.48 | 0.10709 | 0 | 43.44 | 43.44 | 1 | 0 | 0 |  | 0 |  | 0
|  |  |  | 21.8666 | 43.7333 | 0 | 0 | 0 | 0 | 0 | 7.48 | 0.12502 | 0 | 43.733 | 43.733 | 1 | 0 | 0 |  | 0 |  | 0
|  |  |  | 22.2933 | 44.5866 | 0 | 0 | 0 | 0 | 0 | 7.48 | 0.12502 | 0 | 44.587 | 44.587 | 1 | 0 | 0 |  | 0 |  | 0
|  |  |  | 22.28 | 44.56 | 0 | 0 | 0 | 0 | 0 | 7.48 | 0.12502 | 0 | 44.56 | 44.56 | 1 | 0 | 0 |  | 0 |  | 0
|  |  |  | 22.2 | 44.4 | 0 | 0 | 0 | 0 | 0 | 12.23 | 0.12502 | 0 | 44.4 | 44.4 | 1 | 0 | 0 |  | 0 |  | 0
|  |  |  | 22.6 | 45.2 | 0 | 0 | 0 | 0 | 0 | 12.23 | 0.12502 | 0 | 45.2 | 45.2 | 1 | 0 | 0 |  | 0 |  | 0
|  |  |  | 22.8 | 45.6 | 0 | 0 | 0 | 0 | 0 | 12.23 | 0.12502 | 0 | 45.6 | 45.6 | 1 | 0 | 0 |  | 0 |  | 0
|  |  |  | 22.84 | 45.68 | 0 | 0 | 0 | 0 | 0 | 12.23 | 0.12502 | 0 | 45.68 | 45.68 | 1 | 0 | 0 |  | 0 |  | 0
|  |  |  | 21.8 | 43.6 | 0 | 0 | 0 | 0 | 0 | 7.48 | 0.12502 | 0 | 43.6 | 43.6 | 1 | 0 | 0 |  | 0 |  | 0
|  |  |  | 16.12 | 32.24 | 0 | 0 | 0 | 0 | 0 | 7.48 | 0.12502 | 0 | 32.24 | 32.24 | 1 | 0 | 0 |  | 0 |  | 0
|  |  |  | 14.6 | 29.2 | 0 | 0 | 0 | 0 | 0 | 7.48 | 0.12502 | 0 | 29.2 | 26.48 | 0.2 | 0 | 2.72 |  | 0 |  | 0
|  |  |  | 15.04 | 30.08 | 0 | 0 | 0 | 0 | 0 | 7.48 | 0.10709 | 2.72 | 30.08 | 30.08 | 0.91885 | 0 | 0 |  | 0 |  | 0
|  |  |  | 16.24 | 32.48 | 0 | 0 | 0 | 0 | 0 | 7.48 | 0.10709 | 0.307 | 32.48 | 32.48 | 1 | 0 | 0 |  | 0 |  | 0
|  |  |  | 17 | 34 | 0 | 0 | 0 | 0 | 0 | 7.48 | 0.10709 | 0 | 34 | 34 | 1 | 0 | 0 |  | 0 |  | 0
|  |  |  | 11.48 | 22.96 | 0 | 0 | 0 | 0 | 0 | 7.48 | 0.10709 | 0 | 22.96 | 22.96 | 1 | 0 | 0 |  | 0 |  | 0
|  |  |  | 8.96 | 17.92 | 0 | 0 | 0 | 0 | 0 | 7.48 | 0.10709 | 0 | 17.92 | 17.92 | 1 | 0 | 0 |  | 0 |  | 0
|  |  |  | 10.36 | 20.72 | 0 | 0 | 0 | 0 | 0 | 7.48 | 0.10709 | 0 | 20.72 | 20.72 | 1 | 0 | 0 |  | 0 |  | 0
|  |  |  | 12.84 | 25.68 | 0 | 0 | 0 | 0 | 0 | 7.48 | 0.10709 | 0 | 25.68 | 25.68 | 1 | 0 | 0 |  | 0 |  | 0
|  |  |  | 13.64 | 27.28 | 0 | 0 | 0 | 0 | 0 | 7.48 | 0.10709 | 0 | 27.28 | 27.28 | 1 | 0 | 0 |  | 0 |  | 0
|  |  |  | 15.36 | 30.72 | 0 | 0 | 0 | 0 | 0 | 7.48 | 0.10709 | 0 | 30.72 | 30.72 | 1 | 0 | 0 |  | 0 |  | 0
|  |  |  | 16.32 | 32.64 | 0 | 0 | 0 | 0 | 0 | 7.48 | 0.10709 | 0 | 32.64 | 32.64 | 1 | 0 | 0 |  | 0 |  | 0
|  |  |  | 23.76 | 47.52 | 0 | 0 | 0 | 0 | 0 | 7.48 | 0.10709 | 0 | 47.52 | 47.52 | 1 | 0 | 0 |  | 0 |  | 0
|  |  |  | 23.88 | 47.76 | 0 | 0 | 0 | 0 | 0 | 7.48 | 0.10709 | 0 | 47.76 | 47.76 | 1 | 0 | 0 |  | 0 |  | 0
|  |  |  | 27.93 | 55.86 | 0 | 0 | 0 | 0 | 0 | 7.48 | 0.10709 | 0 | 55.86 | 55.86 | 1 | 0 | 0 |  | 0 |  | 0
|  |  |  | 32.17 | 64.34 | 0 | 0 | 0 | 0 | 0 | 7.48 | 0.10709 | 0 | 64.34 | 64.34 | 1 | 0 | 0 |  | 0 |  | 0
|  |  |  | 30.8 | 61.6 | 0 | 0 | 0 | 0 | 0 | 7.48 | 0.12502 | 0 | 61.6 | 61.6 | 1 | 0 | 0 |  | 0 |  | 0
|  |  |  | 32.92 | 65.84 | 0 | 0 | 0 | 0 | 0 | 7.48 | 0.12502 | 0 | 65.84 | 65.84 | 1 | 0 | 0 |  | 0 |  | 0
|  |  |  | 28.56 | 57.12 | 0 | 0 | 0 | 0 | 0 | 7.48 | 0.12502 | 0 | 57.12 | 57.12 | 1 | 0 | 0 |  | 0 |  | 0
|  |  |  | 27.68 | 55.36 | 0 | 0 | 0 | 0 | 0 | 12.23 | 0.12502 | 0 | 55.36 | 55.36 | 1 | 0 | 0 |  | 0 |  | 0
|  |  |  | 26.52 | 53.04 | 0 | 0 | 0 | 0 | 0 | 12.23 | 0.12502 | 0 | 53.04 | 53.04 | 1 | 0 | 0 |  | 0 |  | 0
|  |  |  | 25.16 | 50.32 | 0 | 0 | 0 | 0 | 0 | 12.23 | 0.12502 | 0 | 50.32 | 50.32 | 1 | 0 | 0 |  | 0 |  | 0
|  |  |  | 25.88 | 51.76 | 0 | 0 | 0 | 0 | 0 | 12.23 | 0.12502 | 0 | 51.76 | 51.76 | 1 | 0 | 0 |  | 0 |  | 0
|  |  |  | 26.32 | 52.64 | 0 | 0 | 0 | 0 | 0 | 7.48 | 0.12502 | 0 | 52.64 | 52.64 | 1 | 0 | 0 |  | 0 |  | 0
|  |  |  | 25.08 | 50.16 | 0 | 0 | 0 | 0 | 0 | 7.48 | 0.12502 | 0 | 50.16 | 50.16 | 1 | 0 | 0 |  | 0 |  | 0
|  |  |  | 25.56 | 51.12 | 0 | 0 | 0 | 0 | 0 | 7.48 | 0.12502 | 0 | 51.12 | 48.4 | 0.2 | 0 | 2.72 |  | 0 |  | 0
|  |  |  | 26.4 | 52.8 | 0 | 0 | 0 | 0 | 0 | 7.48 | 0.10709 | 2.72 | 52.8 | 52.8 | 0.91885 | 0 | 0 |  | 0 |  | 0
|  |  |  | 24.52 | 49.04 | 0 | 0 | 0 | 0 | 0 | 7.48 | 0.10709 | 0.307 | 49.04 | 49.04 | 1 | 0 | 0 |  | 0 |  | 0
|  |  |  | 18.76 | 37.52 | 0 | 0 | 0 | 0 | 0 | 7.48 | 0.10709 | 0 | 37.52 | 37.52 | 1 | 0 | 0 |  | 0 |  | 0
|  |  |  | 12.96 | 25.92 | 0 | 0 | 0 | 0 | 0 | 7.48 | 0.10709 | 0 | 25.92 | 25.92 | 1 | 0 | 0 |  | 0 |  | 0
|  |  |  | 10.96 | 21.92 | 0 | 0 | 0 | 0 | 0 | 7.48 | 0.10709 | 0 | 21.92 | 21.92 | 1 | 0 | 0 |  | 0 |  | 0
|  |  |  | 12.04 | 24.08 | 0 | 0 | 0 | 0 | 0 | 7.48 | 0.10709 | 0 | 24.08 | 24.08 | 1 | 0 | 0 |  | 0 |  | 0
|  |  |  | 14.2 | 28.4 | 0 | 0 | 0 | 0 | 0 | 7.48 | 0.10709 | 0 | 28.4 | 28.4 | 1 | 0 | 0 |  | 0 |  | 0
|  |  |  | 13 | 26 | 0 | 0 | 0 | 0 | 0 | 7.48 | 0.10709 | 0 | 26 | 26 | 1 | 0 | 0 |  | 0 |  | 0
|  |  |  | 14.72 | 29.44 | 0 | 0 | 0 | 0 | 0 | 7.48 | 0.10709 | 0 | 29.44 | 29.44 | 1 | 0 | 0 |  | 0 |  | 0
|  |  |  | 17.16 | 34.32 | 0 | 0 | 0 | 0 | 0 | 7.48 | 0.10709 | 0 | 34.32 | 34.32 | 1 | 0 | 0 |  | 0 |  | 0
|  |  |  | 24.68 | 49.36 | 0 | 0 | 0 | 0 | 0 | 7.48 | 0.10709 | 0 | 49.36 | 49.36 | 1 | 0 | 0 |  | 0 |  | 0
|  |  |  | 23.44 | 46.88 | 0 | 0 | 0 | 0 | 0 | 7.48 | 0.10709 | 0 | 46.88 | 46.88 | 1 | 0 | 0 |  | 0 |  | 0
|  |  |  | 24.72 | 49.44 | 0 | 0 | 0 | 0 | 0 | 7.48 | 0.10709 | 0 | 49.44 | 49.44 | 1 | 0 | 0 |  | 0 |  | 0
|  |  |  | 26.88 | 53.76 | 0 | 0 | 0 | 0 | 0 | 7.48 | 0.10709 | 0 | 53.76 | 53.76 | 1 | 0 | 0 |  | 0 |  | 0
|  |  |  | 30.24 | 60.48 | 0 | 0 | 0 | 0 | 0 | 7.48 | 0.10709 | 0 | 60.48 | 60.48 | 1 | 0 | 0 |  | 0 |  | 0
|  |  |  | 30.8 | 61.6 | 0 | 0 | 0 | 0 | 0 | 7.48 | 0.10709 | 0 | 61.6 | 61.6 | 1 | 0 | 0 |  | 0 |  | 0
|  |  |  | 28.4 | 56.8 | 0 | 0 | 0 | 0 | 0 | 7.48 | 0.10709 | 0 | 56.8 | 56.8 | 1 | 0 | 0 |  | 0 |  | 0
|  |  |  | 27 | 54 | 0 | 0 | 0 | 0 | 0 | 7.48 | 0.10709 | 0 | 54 | 54 | 1 | 0 | 0 |  | 0 |  | 0
|  |  |  | 26.8 | 53.6 | 0 | 0 | 0 | 0 | 0 | 7.48 | 0.10709 | 0 | 53.6 | 53.6 | 1 | 0 | 0 |  | 0 |  | 0
|  |  |  | 27.52 | 55.04 | 0 | 0 | 0 | 0 | 0 | 7.48 | 0.10709 | 0 | 55.04 | 55.04 | 1 | 0 | 0 |  | 0 |  | 0
|  |  |  | 26.56 | 53.12 | 0 | 0 | 0 | 0 | 0 | 7.48 | 0.10709 | 0 | 53.12 | 53.12 | 1 | 0 | 0 |  | 0 |  | 0
|  |  |  | 24.64 | 49.28 | 0 | 0 | 0 | 0 | 0 | 7.48 | 0.10709 | 0 | 49.28 | 49.28 | 1 | 0 | 0 |  | 0 |  | 0
|  |  |  | 24.8 | 49.6 | 0 | 0 | 0 | 0 | 0 | 7.48 | 0.10709 | 0 | 49.6 | 49.6 | 1 | 0 | 0 |  | 0 |  | 0
|  |  |  | 24.8 | 49.6 | 0 | 0 | 0 | 0 | 0 | 7.48 | 0.10709 | 0 | 49.6 | 49.6 | 1 | 0 | 0 |  | 0 |  | 0
|  |  |  | 25.12 | 50.24 | 0 | 0 | 0 | 0 | 0 | 7.48 | 0.10709 | 0 | 50.24 | 50.24 | 1 | 0 | 0 |  | 0 |  | 0
|  |  |  | 18.44 | 36.88 | 0 | 0 | 0 | 0 | 0 | 7.48 | 0.10709 | 0 | 36.88 | 36.88 | 1 | 0 | 0 |  | 0 |  | 0
|  |  |  | 17.32 | 34.64 | 0 | 0 | 0 | 0 | 0 | 7.48 | 0.10709 | 0 | 34.64 | 34.64 | 1 | 0 | 0 |  | 0 |  | 0
|  |  |  | 11.64 | 23.28 | 0 | 0 | 0 | 0 | 0 | 7.48 | 0.10709 | 0 | 23.28 | 23.28 | 1 | 0 | 0 |  | 0 |  | 0
|  |  |  | 9.72 | 19.44 | 0 | 0 | 0 | 0 | 0 | 7.48 | 0.10709 | 0 | 19.44 | 19.44 | 1 | 0 | 0 |  | 0 |  | 0
|  |  |  | 10.8 | 21.6 | 0 | 0 | 0 | 0 | 0 | 7.48 | 0.10709 | 0 | 21.6 | 21.6 | 1 | 0 | 0 |  | 0 |  | 0
|  |  |  | 12.16 | 24.32 | 0 | 0 | 0 | 0 | 0 | 7.48 | 0.10709 | 0 | 24.32 | 24.32 | 1 | 0 | 0 |  | 0 |  | 0
|  |  |  | 13.76 | 27.52 | 0 | 0 | 0 | 0 | 0 | 7.48 | 0.10709 | 0 | 27.52 | 27.52 | 1 | 0 | 0 |  | 0 |  | 0
|  |  |  | 14.72 | 29.44 | 0 | 0 | 0 | 0 | 0 | 7.48 | 0.10709 | 0 | 29.44 | 29.44 | 1 | 0 | 0 |  | 0 |  | 0
|  |  |  | 17.44 | 34.88 | 0 | 0 | 0 | 0 | 0 | 7.48 | 0.10709 | 0 | 34.88 | 34.88 | 1 | 0 | 0 |  | 0 |  | 0
|  |  |  | 24.72 | 49.44 | 0 | 0 | 0 | 0 | 0 | 7.48 | 0.10709 | 0 | 49.44 | 49.44 | 1 | 0 | 0 |  | 0 |  | 0
|  |  |  | 25.36 | 50.72 | 0 | 0 | 0 | 0 | 0 | 7.48 | 0.10709 | 0 | 50.72 | 50.72 | 1 | 0 | 0 |  | 0 |  | 0
|  |  |  | 25.56 | 51.12 | 0 | 0 | 0 | 0 | 0 | 7.48 | 0.10709 | 0 | 51.12 | 51.12 | 1 | 0 | 0 |  | 0 |  | 0
|  |  |  | 28.44 | 56.88 | 0 | 0 | 0 | 0 | 0 | 7.48 | 0.10709 | 0 | 56.88 | 56.88 | 1 | 0 | 0 |  | 0 |  | 0
|  |  |  | 31.52 | 63.04 | 0 | 0 | 0 | 0 | 0 | 7.48 | 0.10709 | 0 | 63.04 | 63.04 | 1 | 0 | 0 |  | 0 |  | 0
|  |  |  | 30.64 | 61.28 | 0 | 0 | 0 | 0 | 0 | 7.48 | 0.10709 | 0 | 61.28 | 61.28 | 1 | 0 | 0 |  | 0 |  | 0
|  |  |  | 26.64 | 53.28 | 0 | 0 | 0 | 0 | 0 | 7.48 | 0.10709 | 0 | 53.28 | 53.28 | 1 | 0 | 0 |  | 0 |  | 0
|  |  |  | 26.88 | 53.76 | 0 | 0 | 0 | 0 | 0 | 7.48 | 0.10709 | 0 | 53.76 | 53.76 | 1 | 0 | 0 |  | 0 |  | 0
|  |  |  | 25.56 | 51.12 | 0 | 0 | 0 | 0 | 0 | 7.48 | 0.10709 | 0 | 51.12 | 51.12 | 1 | 0 | 0 |  | 0 |  | 0
|  |  |  | 24.8 | 49.6 | 0 | 0 | 0 | 0 | 0 | 7.48 | 0.10709 | 0 | 49.6 | 49.6 | 1 | 0 | 0 |  | 0 |  | 0
|  |  |  | 25.12 | 50.24 | 0 | 0 | 0 | 0 | 0 | 7.48 | 0.10709 | 0 | 50.24 | 50.24 | 1 | 0 | 0 |  | 0 |  | 0
|  |  |  | 25.96 | 51.92 | 0 | 0 | 0 | 0 | 0 | 7.48 | 0.10709 | 0 | 51.92 | 51.92 | 1 | 0 | 0 |  | 0 |  | 0
|  |  |  | 24.72 | 49.44 | 0 | 0 | 0 | 0 | 0 | 7.48 | 0.10709 | 0 | 49.44 | 49.44 | 1 | 0 | 0 |  | 0 |  | 0
|  |  |  | 24.4 | 48.8 | 0 | 0 | 0 | 0 | 0 | 7.48 | 0.10709 | 0 | 48.8 | 48.8 | 1 | 0 | 0 |  | 0 |  | 0
|  |  |  | 24.84 | 49.68 | 0 | 0 | 0 | 0 | 0 | 7.48 | 0.10709 | 0 | 49.68 | 49.68 | 1 | 0 | 0 |  | 0 |  | 0
|  |  |  | 22.76 | 45.52 | 0 | 0 | 0 | 0 | 0 | 7.48 | 0.10709 | 0 | 45.52 | 45.52 | 1 | 0 | 0 |  | 0 |  | 0
|  |  |  | 19.56 | 39.12 | 0 | 0 | 0 | 0 | 0 | 7.48 | 0.10709 | 0 | 39.12 | 39.12 | 1 | 0 | 0 |  | 0 |  | 0
|  |  |  | 13.16 | 26.32 | 0 | 0 | 0 | 0 | 0 | 7.48 | 0.10709 | 0 | 26.32 | 26.32 | 1 | 0 | 0 |  | 0 |  | 0
|  |  |  | 11.52 | 23.04 | 0 | 0 | 0 | 0 | 0 | 7.48 | 0.10709 | 0 | 23.04 | 23.04 | 1 | 0 | 0 |  | 0 |  | 0
|  |  |  | 10.68 | 21.36 | 0 | 0 | 0 | 0 | 0 | 7.48 | 0.10709 | 0 | 21.36 | 21.36 | 1 | 0 | 0 |  | 0 |  | 0
|  |  |  | 12.04 | 24.08 | 0 | 0 | 0 | 0 | 0 | 7.48 | 0.10709 | 0 | 24.08 | 24.08 | 1 | 0 | 0 |  | 0 |  | 0
|  |  |  | 14.28 | 28.56 | 0 | 0 | 0 | 0 | 0 | 7.48 | 0.10709 | 0 | 28.56 | 28.56 | 1 | 0 | 0 |  | 0 |  | 0
|  |  |  | 15.92 | 31.84 | 0 | 0 | 0 | 0 | 0 | 7.48 | 0.10709 | 0 | 31.84 | 31.84 | 1 | 0 | 0 |  | 0 |  | 0
|  |  |  | 18.04 | 36.08 | 0 | 0 | 0 | 0 | 0 | 7.48 | 0.10709 | 0 | 36.08 | 36.08 | 1 | 0 | 0 |  | 0 |  | 0
|  |  |  | 25.08 | 50.16 | 0 | 0 | 0 | 0 | 0 | 7.48 | 0.10709 | 0 | 50.16 | 50.16 | 1 | 0 | 0 |  | 0 |  | 0
|  |  |  | 24.4533 | 48.9067 | 0 | 0 | 0 | 0 | 0 | 7.48 | 0.10709 | 0 | 48.907 | 48.907 | 1 | 0 | 0 |  | 0 |  | 0
|  |  |  | 25.6667 | 51.3333 | 0 | 0 | 0 | 0 | 0 | 7.48 | 0.10709 | 0 | 51.333 | 51.333 | 1 | 0 | 0 |  | 0 |  | 0
|  |  |  | 27.4 | 54.8 | 0 | 0 | 0 | 0 | 0 | 7.48 | 0.10709 | 0 | 54.8 | 54.8 | 1 | 0 | 0 |  | 0 |  | 0
|  |  |  | 32.8 | 65.6 | 0 | 0 | 0 | 0 | 0 | 7.48 | 0.12502 | 0 | 65.6 | 65.6 | 1 | 0 | 0 |  | 0 |  | 0
|  |  |  | 34.96 | 69.92 | 0 | 0 | 0 | 0 | 0 | 7.48 | 0.12502 | 0 | 69.92 | 69.92 | 1 | 0 | 0 |  | 0 |  | 0
|  |  |  | 35.24 | 70.48 | 0 | 0 | 0 | 0 | 0 | 7.48 | 0.12502 | 0 | 70.48 | 70.48 | 1 | 0 | 0 |  | 0 |  | 0
|  |  |  | 30.32 | 60.64 | 0 | 0 | 0 | 0 | 0 | 12.23 | 0.12502 | 0 | 60.64 | 60.64 | 1 | 0 | 0 |  | 0 |  | 0
|  |  |  | 32.44 | 64.88 | 0 | 0 | 0 | 0 | 0 | 12.23 | 0.12502 | 0 | 64.88 | 64.88 | 1 | 0 | 0 |  | 0 |  | 0
|  |  |  | 32.56 | 65.12 | 0 | 0 | 0 | 0 | 0 | 12.23 | 0.12502 | 0 | 65.12 | 65.12 | 1 | 0 | 0 |  | 0 |  | 0
|  |  |  | 31.56 | 63.12 | 0 | 0 | 0 | 0 | 0 | 12.23 | 0.12502 | 0 | 63.12 | 63.12 | 1 | 0 | 0 |  | 0 |  | 0
|  |  |  | 30.96 | 61.92 | 0 | 0 | 0 | 0 | 0 | 7.48 | 0.12502 | 0 | 61.92 | 61.92 | 1 | 0 | 0 |  | 0 |  | 0
|  |  |  | 33.48 | 66.96 | 0 | 0 | 0 | 0 | 0 | 7.48 | 0.12502 | 0 | 66.96 | 66.96 | 1 | 0 | 0 |  | 0 |  | 0
|  |  |  | 30.32 | 60.64 | 0 | 0 | 0 | 0 | 0 | 7.48 | 0.12502 | 0 | 60.64 | 57.92 | 0.2 | 0 | 2.72 |  | 0 |  | 0
|  |  |  | 28.4 | 56.8 | 0 | 0 | 0 | 0 | 0 | 7.48 | 0.10709 | 2.72 | 56.8 | 56.8 | 0.91885 | 0 | 0 |  | 0 |  | 0
|  |  |  | 26.64 | 53.28 | 0 | 0 | 0 | 0 | 0 | 7.48 | 0.10709 | 0.307 | 53.28 | 53.28 | 1 | 0 | 0 |  | 0 |  | 0
|  |  |  | 22.76 | 45.52 | 0 | 0 | 0 | 0 | 0 | 7.48 | 0.10709 | 0 | 45.52 | 45.52 | 1 | 0 | 0 |  | 0 |  | 0
|  |  |  | 11.52 | 23.04 | 0 | 0 | 0 | 0 | 0 | 7.48 | 0.10709 | 0 | 23.04 | 23.04 | 1 | 0 | 0 |  | 0 |  | 0
|  |  |  | 9.24 | 18.48 | 0 | 0 | 0 | 0 | 0 | 7.48 | 0.10709 | 0 | 18.48 | 18.48 | 1 | 0 | 0 |  | 0 |  | 0
|  |  |  | 9.4 | 18.8 | 0 | 0 | 0 | 0 | 0 | 7.48 | 0.10709 | 0 | 18.8 | 18.8 | 1 | 0 | 0 |  | 0 |  | 0
|  |  |  | 9 | 18 | 0 | 0 | 0 | 0 | 0 | 7.48 | 0.10709 | 0 | 18 | 18 | 1 | 0 | 0 |  | 0 |  | 0
|  |  |  | 12.2 | 24.4 | 0 | 0 | 0 | 0 | 0 | 7.48 | 0.10709 | 0 | 24.4 | 24.4 | 1 | 0 | 0 |  | 0 |  | 0
|  |  |  | 13.8 | 27.6 | 0 | 0 | 0 | 0 | 0 | 7.48 | 0.10709 | 0 | 27.6 | 27.6 | 1 | 0 | 0 |  | 0 |  | 0
|  |  |  | 17.36 | 34.72 | 0 | 0 | 0 | 0 | 0 | 7.48 | 0.10709 | 0 | 34.72 | 34.72 | 1 | 0 | 0 |  | 0 |  | 0
|  |  |  | 24.08 | 48.16 | 0 | 0 | 0 | 0 | 0 | 7.48 | 0.10709 | 0 | 48.16 | 48.16 | 1 | 0 | 0 |  | 0 |  | 0
|  |  |  | 23.76 | 47.52 | 0 | 0 | 0 | 0 | 0 | 7.48 | 0.10709 | 0 | 47.52 | 47.52 | 1 | 0 | 0 |  | 0 |  | 0
|  |  |  | 27.48 | 54.96 | 0 | 0 | 0 | 0 | 0 | 7.48 | 0.10709 | 0 | 54.96 | 54.96 | 1 | 0 | 0 |  | 0 |  | 0
|  |  |  | 31.56 | 63.12 | 0 | 0 | 0 | 0 | 0 | 7.48 | 0.10709 | 0 | 63.12 | 63.12 | 1 | 0 | 0 |  | 0 |  | 0
|  |  |  | 38.4 | 76.8 | 0 | 0 | 0 | 0 | 0 | 7.48 | 0.12502 | 0 | 76.8 | 76.8 | 1 | 0 | 0 |  | 0 |  | 0
|  |  |  | 40.8 | 81.6 | 0 | 0 | 0 | 0 | 0 | 7.48 | 0.12502 | 0 | 81.6 | 81.6 | 1 | 0 | 0 |  | 0 |  | 0
|  |  |  | 38.2 | 76.4 | 0 | 0 | 0 | 0 | 0 | 7.48 | 0.12502 | 0 | 76.4 | 76.4 | 1 | 0 | 0 |  | 0 |  | 0
|  |  |  | 38.24 | 76.48 | 0 | 0 | 0 | 0 | 0 | 12.23 | 0.12502 | 0 | 76.48 | 76.48 | 1 | 0 | 0 |  | 0 |  | 0
|  |  |  | 39.96 | 79.92 | 0 | 0 | 0 | 0 | 0 | 12.23 | 0.12502 | 0 | 79.92 | 79.92 | 1 | 0 | 0 |  | 0 |  | 0
|  |  |  | 40.64 | 81.28 | 0 | 0 | 0 | 0 | 0 | 12.23 | 0.12502 | 0 | 81.28 | 81.28 | 1 | 0 | 0 |  | 0 |  | 0
|  |  |  | 36.68 | 73.36 | 0 | 0 | 0 | 0 | 0 | 12.23 | 0.12502 | 0 | 73.36 | 73.36 | 1 | 0 | 0 |  | 0 |  | 0
|  |  |  | 38.32 | 76.64 | 0 | 0 | 0 | 0 | 0 | 7.48 | 0.12502 | 0 | 76.64 | 76.64 | 1 | 0 | 0 |  | 0 |  | 0
|  |  |  | 37.28 | 74.56 | 0 | 0 | 0 | 0 | 0 | 7.48 | 0.12502 | 0 | 74.56 | 74.56 | 1 | 0 | 0 |  | 0 |  | 0
|  |  |  | 35.32 | 70.64 | 0 | 0 | 0 | 0 | 0 | 7.48 | 0.12502 | 0 | 70.64 | 67.92 | 0.2 | 0 | 2.72 |  | 0 |  | 0
|  |  |  | 33.36 | 66.72 | 0 | 0 | 0 | 0 | 0 | 7.48 | 0.10709 | 2.72 | 66.72 | 66.72 | 0.91885 | 0 | 0 |  | 0 |  | 0
|  |  |  | 29.48 | 58.96 | 0 | 0 | 0 | 0 | 0 | 7.48 | 0.10709 | 0.307 | 58.96 | 58.96 | 1 | 0 | 0 |  | 0 |  | 0
|  |  |  | 21.6 | 43.2 | 0 | 0 | 0 | 0 | 0 | 7.48 | 0.10709 | 0 | 43.2 | 43.2 | 1 | 0 | 0 |  | 0 |  | 0
|  |  |  | 12.16 | 24.32 | 0 | 0 | 0 | 0 | 0 | 7.48 | 0.10709 | 0 | 24.32 | 24.32 | 1 | 0 | 0 |  | 0 |  | 0
|  |  |  | 9.44 | 18.88 | 0 | 0 | 0 | 0 | 0 | 7.48 | 0.10709 | 0 | 18.88 | 18.88 | 1 | 0 | 0 |  | 0 |  | 0
|  |  |  | 9.92 | 19.84 | 0 | 0 | 0 | 0 | 0 | 7.48 | 0.10709 | 0 | 19.84 | 19.84 | 1 | 0 | 0 |  | 0 |  | 0
|  |  |  | 9.2 | 18.4 | 0 | 0 | 0 | 0 | 0 | 7.48 | 0.10709 | 0 | 18.4 | 18.4 | 1 | 0 | 0 |  | 0 |  | 0
|  |  |  | 12.24 | 24.48 | 0 | 0 | 0 | 0 | 0 | 7.48 | 0.10709 | 0 | 24.48 | 24.48 | 1 | 0 | 0 |  | 0 |  | 0
|  |  |  | 14.28 | 28.56 | 0 | 0 | 0 | 0 | 0 | 7.48 | 0.10709 | 0 | 28.56 | 28.56 | 1 | 0 | 0 |  | 0 |  | 0
|  |  |  | 15.88 | 31.76 | 0 | 0 | 0 | 0 | 0 | 7.48 | 0.10709 | 0 | 31.76 | 31.76 | 1 | 0 | 0 |  | 0 |  | 0
|  |  |  | 16.36 | 32.72 | 0 | 0 | 0 | 0 | 0 | 7.48 | 0.10709 | 0 | 32.72 | 32.72 | 1 | 0 | 0 |  | 0 |  | 0
|  |  |  | 20.32 | 40.64 | 0 | 0 | 0 | 0 | 0 | 7.48 | 0.10709 | 0 | 40.64 | 40.64 | 1 | 0 | 0 |  | 0 |  | 0
|  |  |  | 20.92 | 41.84 | 0 | 0 | 0 | 0 | 0 | 7.48 | 0.10709 | 0 | 41.84 | 41.84 | 1 | 0 | 0 |  | 0 |  | 0
|  |  |  | 21.8 | 43.6 | 0 | 0 | 0 | 0 | 0 | 7.48 | 0.10709 | 0 | 43.6 | 43.6 | 1 | 0 | 0 |  | 0 |  | 0
|  |  |  | 22.52 | 45.04 | 0 | 0 | 0 | 0 | 0 | 7.48 | 0.12502 | 0 | 45.04 | 45.04 | 1 | 0 | 0 |  | 0 |  | 0
|  |  |  | 24.08 | 48.16 | 0 | 0 | 0 | 0 | 0 | 7.48 | 0.12502 | 0 | 48.16 | 48.16 | 1 | 0 | 0 |  | 0 |  | 0
|  |  |  | 24.72 | 49.44 | 0 | 0 | 0 | 0 | 0 | 7.48 | 0.12502 | 0 | 49.44 | 49.44 | 1 | 0 | 0 |  | 0 |  | 0
|  |  |  | 26.36 | 52.72 | 0 | 0 | 0 | 0 | 0 | 12.23 | 0.12502 | 0 | 52.72 | 52.72 | 1 | 0 | 0 |  | 0 |  | 0
|  |  |  | 27.88 | 55.76 | 0 | 0 | 0 | 0 | 0 | 12.23 | 0.12502 | 0 | 55.76 | 55.76 | 1 | 0 | 0 |  | 0 |  | 0
|  |  |  | 29.16 | 58.32 | 0 | 0 | 0 | 0 | 0 | 12.23 | 0.12502 | 0 | 58.32 | 58.32 | 1 | 0 | 0 |  | 0 |  | 0
|  |  |  | 29.44 | 58.88 | 0 | 0 | 0 | 0 | 0 | 12.23 | 0.12502 | 0 | 58.88 | 58.88 | 1 | 0 | 0 |  | 0 |  | 0
|  |  |  | 29.36 | 58.72 | 0 | 0 | 0 | 0 | 0 | 7.48 | 0.12502 | 0 | 58.72 | 58.72 | 1 | 0 | 0 |  | 0 |  | 0
|  |  |  | 26.44 | 52.88 | 0 | 0 | 0 | 0 | 0 | 7.48 | 0.12502 | 0 | 52.88 | 52.88 | 1 | 0 | 0 |  | 0 |  | 0
|  |  |  | 26.36 | 52.72 | 0 | 0 | 0 | 0 | 0 | 7.48 | 0.12502 | 0 | 52.72 | 50 | 0.2 | 0 | 2.72 |  | 0 |  | 0
|  |  |  | 26 | 52 | 0 | 0 | 0 | 0 | 0 | 7.48 | 0.10709 | 2.72 | 52 | 52 | 0.91885 | 0 | 0 |  | 0 |  | 0
|  |  |  | 23.8 | 47.6 | 0 | 0 | 0 | 0 | 0 | 7.48 | 0.10709 | 0.307 | 47.6 | 47.6 | 1 | 0 | 0 |  | 0 |  | 0
|  |  |  | 20.84 | 41.68 | 0 | 0 | 0 | 0 | 0 | 7.48 | 0.10709 | 0 | 41.68 | 41.68 | 1 | 0 | 0 |  | 0 |  | 0
|  |  |  | 14.48 | 28.96 | 0 | 0 | 0 | 0 | 0 | 7.48 | 0.10709 | 0 | 28.96 | 28.96 | 1 | 0 | 0 |  | 0 |  | 0
|  |  |  | 12.6 | 25.2 | 0 | 0 | 0 | 0 | 0 | 7.48 | 0.10709 | 0 | 25.2 | 25.2 | 1 | 0 | 0 |  | 0 |  | 0
|  |  |  | 11.52 | 23.04 | 0 | 0 | 0 | 0 | 0 | 7.48 | 0.10709 | 0 | 23.04 | 23.04 | 1 | 0 | 0 |  | 0 |  | 0
|  |  |  | 9.32 | 18.64 | 0 | 0 | 0 | 0 | 0 | 7.48 | 0.10709 | 0 | 18.64 | 18.64 | 1 | 0 | 0 |  | 0 |  | 0
|  |  |  | 11.72 | 23.44 | 0 | 0 | 0 | 0 | 0 | 7.48 | 0.10709 | 0 | 23.44 | 23.44 | 1 | 0 | 0 |  | 0 |  | 0
|  |  |  | 15.64 | 31.28 | 0 | 0 | 0 | 0 | 0 | 7.48 | 0.10709 | 0 | 31.28 | 31.28 | 1 | 0 | 0 |  | 0 |  | 0
|  |  |  | 16.2 | 32.4 | 0 | 0 | 0 | 0 | 0 | 7.48 | 0.10709 | 0 | 32.4 | 32.4 | 1 | 0 | 0 |  | 0 |  | 0
|  |  |  | 17.72 | 35.44 | 0 | 0 | 0 | 0 | 0 | 7.48 | 0.10709 | 0 | 35.44 | 35.44 | 1 | 0 | 0 |  | 0 |  | 0
|  |  |  | 15.56 | 31.12 | 0 | 0 | 0 | 0 | 0 | 7.48 | 0.10709 | 0 | 31.12 | 31.12 | 1 | 0 | 0 |  | 0 |  | 0
|  |  |  | 20.52 | 41.04 | 0 | 0 | 0 | 0 | 0 | 7.48 | 0.10709 | 0 | 41.04 | 41.04 | 1 | 0 | 0 |  | 0 |  | 0
|  |  |  | 24.52 | 49.04 | 0 | 0 | 0 | 0 | 0 | 7.48 | 0.10709 | 0 | 49.04 | 49.04 | 1 | 0 | 0 |  | 0 |  | 0
|  |  |  | 27.08 | 54.16 | 0 | 0 | 0 | 0 | 0 | 7.48 | 0.12502 | 0 | 54.16 | 54.16 | 1 | 0 | 0 |  | 0 |  | 0
|  |  |  | 32.8 | 65.6 | 0 | 0 | 0 | 0 | 0 | 7.48 | 0.12502 | 0 | 65.6 | 65.6 | 1 | 0 | 0 |  | 0 |  | 0
|  |  |  | 38 | 76 | 0 | 0 | 0 | 0 | 0 | 7.48 | 0.12502 | 0 | 76 | 76 | 1 | 0 | 0 |  | 0 |  | 0
|  |  |  | 41.56 | 83.12 | 0 | 0 | 0 | 0 | 0 | 12.23 | 0.12502 | 0 | 83.12 | 83.12 | 1 | 0 | 0 |  | 0 |  | 0
|  |  |  | 43.76 | 87.52 | 0 | 0 | 0 | 0 | 0 | 12.23 | 0.12502 | 0 | 87.52 | 87.52 | 1 | 0 | 0 |  | 0 |  | 0
|  |  |  | 45.68 | 91.36 | 0 | 0 | 0 | 0 | 0 | 12.23 | 0.12502 | 0 | 91.36 | 91.36 | 1 | 0 | 0 |  | 0 |  | 0
|  |  |  | 42 | 84 | 0 | 0 | 0 | 0 | 0 | 12.23 | 0.12502 | 0 | 84 | 84 | 1 | 0 | 0 |  | 0 |  | 0
|  |  |  | 41.68 | 83.36 | 0 | 0 | 0 | 0 | 0 | 7.48 | 0.12502 | 0 | 83.36 | 83.36 | 1 | 0 | 0 |  | 0 |  | 0
|  |  |  | 36.2 | 72.4 | 0 | 0 | 0 | 0 | 0 | 7.48 | 0.12502 | 0 | 72.4 | 72.4 | 1 | 0 | 0 |  | 0 |  | 0
|  |  |  | 30.56 | 61.12 | 0 | 0 | 0 | 0 | 0 | 7.48 | 0.12502 | 0 | 61.12 | 58.4 | 0.2 | 0 | 2.72 |  | 0 |  | 0
|  |  |  | 25.48 | 50.96 | 0 | 0 | 0 | 0 | 0 | 7.48 | 0.10709 | 2.72 | 50.96 | 50.96 | 0.91885 | 0 | 0 |  | 0 |  | 0
|  |  |  | 24.4 | 48.8 | 0 | 0 | 0 | 0 | 0 | 7.48 | 0.10709 | 0.307 | 48.8 | 48.8 | 1 | 0 | 0 |  | 0 |  | 0
|  |  |  | 25.64 | 51.28 | 0 | 0 | 0 | 0 | 0 | 7.48 | 0.10709 | 0 | 51.28 | 51.28 | 1 | 0 | 0 |  | 0 |  | 0
|  |  |  | 14.8 | 29.6 | 0 | 0 | 0 | 0 | 0 | 7.48 | 0.10709 | 0 | 29.6 | 29.6 | 1 | 0 | 0 |  | 0 |  | 0
|  |  |  | 9.84 | 19.68 | 0 | 0 | 0 | 0 | 0 | 7.48 | 0.10709 | 0 | 19.68 | 19.68 | 1 | 0 | 0 |  | 0 |  | 0
|  |  |  | 11.72 | 23.44 | 0 | 0 | 0 | 0 | 0 | 7.48 | 0.10709 | 0 | 23.44 | 23.44 | 1 | 0 | 0 |  | 0 |  | 0
|  |  |  | 9.96 | 19.92 | 0 | 0 | 0 | 0 | 0 | 7.48 | 0.10709 | 0 | 19.92 | 19.92 | 1 | 0 | 0 |  | 0 |  | 0
|  |  |  | 11.92 | 23.84 | 0 | 0 | 0 | 0 | 0 | 7.48 | 0.10709 | 0 | 23.84 | 23.84 | 1 | 0 | 0 |  | 0 |  | 0
|  |  |  | 14.2 | 28.4 | 0 | 0 | 0 | 0 | 0 | 7.48 | 0.10709 | 0 | 28.4 | 28.4 | 1 | 0 | 0 |  | 0 |  | 0
|  |  |  | 16.32 | 32.64 | 0 | 0 | 0 | 0 | 0 | 7.48 | 0.10709 | 0 | 32.64 | 32.64 | 1 | 0 | 0 |  | 0 |  | 0
|  |  |  | 22.72 | 45.44 | 0 | 0 | 0 | 0 | 0 | 7.48 | 0.10709 | 0 | 45.44 | 45.44 | 1 | 0 | 0 |  | 0 |  | 0
|  |  |  | 23.64 | 47.28 | 0 | 0 | 0 | 0 | 0 | 7.48 | 0.10709 | 0 | 47.28 | 47.28 | 1 | 0 | 0 |  | 0 |  | 0
|  |  |  | 31.44 | 62.88 | 0 | 0 | 0 | 0 | 0 | 7.48 | 0.10709 | 0 | 62.88 | 62.88 | 1 | 0 | 0 |  | 0 |  | 0
|  |  |  | 40 | 80 | 0 | 0 | 0 | 0 | 0 | 7.48 | 0.10709 | 0 | 80 | 80 | 1 | 0 | 0 |  | 0 |  | 0
|  |  |  | 42.64 | 85.28 | 0 | 0 | 0 | 0 | 0 | 7.48 | 0.12502 | 0 | 85.28 | 85.28 | 1 | 0 | 0 |  | 0 |  | 0
|  |  |  | 47.32 | 94.64 | 0 | 0 | 0 | 0 | 0 | 7.48 | 0.12502 | 0 | 94.64 | 94.64 | 1 | 0 | 0 |  | 0 |  | 0
|  |  |  | 45.84 | 91.68 | 0 | 0 | 0 | 0 | 0 | 7.48 | 0.12502 | 0 | 91.68 | 91.68 | 1 | 0 | 0 |  | 0 |  | 0
|  |  |  | 45 | 90 | 0 | 0 | 0 | 0 | 0 | 12.23 | 0.12502 | 0 | 90 | 90 | 1 | 0 | 0 |  | 0 |  | 0
|  |  |  | 48.72 | 97.44 | 0 | 0 | 0 | 0 | 0 | 12.23 | 0.12502 | 0 | 97.44 | 94.72 | 0.2 | 0 | 2.72 |  | 0 |  | 0
|  |  |  | 45.12 | 90.24 | 0 | 0 | 0 | 0 | 0 | 12.23 | 0.12502 | 0 | 90.24 | 90.24 | 0.2 | 0 | 0 |  | 0 |  | 0
|  |  |  | 44.8 | 89.6 | 0 | 0 | 0 | 0 | 0 | 12.23 | 0.12502 | 0 | 89.6 | 89.6 | 0.2 | 0 | 0 |  | 0 |  | 0
|  |  |  | 42.04 | 84.08 | 0 | 0 | 0 | 0 | 0 | 7.48 | 0.12502 | 0 | 84.08 | 84.08 | 0.2 | 0 | 0 |  | 0 |  | 0
|  |  |  | 45.92 | 91.84 | 0 | 0 | 0 | 0 | 0 | 7.48 | 0.12502 | 0 | 91.84 | 91.84 | 0.2 | 0 | 0 |  | 0 |  | 0
|  |  |  | 49.48 | 98.96 | 0 | 0 | 0 | 0 | 0 | 7.48 | 0.12502 | 0 | 98.96 | 98.96 | 0.2 | 0 | 0 |  | 0 |  | 0
|  |  |  | 47.24 | 94.48 | 0 | 0 | 0 | 0 | 0 | 7.48 | 0.10709 | 2.72 | 94.48 | 94.48 | 0.91885 | 0 | 0 |  | 0 |  | 0
|  |  |  | 41.12 | 82.24 | 0 | 0 | 0 | 0 | 0 | 7.48 | 0.10709 | 0.307 | 82.24 | 82.24 | 1 | 0 | 0 |  | 0 |  | 0
|  |  |  | 31.72 | 63.44 | 0 | 0 | 0 | 0 | 0 | 7.48 | 0.10709 | 0 | 63.44 | 63.44 | 1 | 0 | 0 |  | 0 |  | 0
|  |  |  | 14.56 | 29.12 | 0 | 0 | 0 | 0 | 0 | 7.48 | 0.10709 | 0 | 29.12 | 29.12 | 1 | 0 | 0 |  | 0 |  | 0
|  |  |  | 9.32 | 18.64 | 0 | 0 | 0 | 0 | 0 | 7.48 | 0.10709 | 0 | 18.64 | 18.64 | 1 | 0 | 0 |  | 0 |  | 0
|  |  |  | 11.84 | 23.68 | 0 | 0 | 0 | 0 | 0 | 7.48 | 0.10709 | 0 | 23.68 | 23.68 | 1 | 0 | 0 |  | 0 |  | 0
|  |  |  | 11.72 | 23.44 | 0 | 0 | 0 | 0 | 0 | 7.48 | 0.10709 | 0 | 23.44 | 23.44 | 1 | 0 | 0 |  | 0 |  | 0
|  |  |  | 12.84 | 25.68 | 0 | 0 | 0 | 0 | 0 | 7.48 | 0.10709 | 0 | 25.68 | 25.68 | 1 | 0 | 0 |  | 0 |  | 0
|  |  |  | 14.28 | 28.56 | 0 | 0 | 0 | 0 | 0 | 7.48 | 0.10709 | 0 | 28.56 | 28.56 | 1 | 0 | 0 |  | 0 |  | 0
|  |  |  | 21.28 | 42.56 | 0 | 0 | 0 | 0 | 0 | 7.48 | 0.10709 | 0 | 42.56 | 42.56 | 1 | 0 | 0 |  | 0 |  | 0
|  |  |  | 27.84 | 55.68 | 0 | 0 | 0 | 0 | 0 | 7.48 | 0.10709 | 0 | 55.68 | 55.68 | 1 | 0 | 0 |  | 0 |  | 0
|  |  |  | 30.4 | 60.8 | 0 | 0 | 0 | 0 | 0 | 7.48 | 0.10709 | 0 | 60.8 | 60.8 | 1 | 0 | 0 |  | 0 |  | 0
|  |  |  | 34.84 | 69.68 | 0 | 0 | 0 | 0 | 0 | 7.48 | 0.10709 | 0 | 69.68 | 69.68 | 1 | 0 | 0 |  | 0 |  | 0
|  |  |  | 39.48 | 78.96 | 0 | 0 | 0 | 0 | 0 | 7.48 | 0.10709 | 0 | 78.96 | 78.96 | 1 | 0 | 0 |  | 0 |  | 0
|  |  |  | 43.28 | 86.56 | 0 | 0 | 0 | 0 | 0 | 7.48 | 0.10709 | 0 | 86.56 | 86.56 | 1 | 0 | 0 |  | 0 |  | 0
|  |  |  | 42.92 | 85.84 | 0 | 0 | 0 | 0 | 0 | 7.48 | 0.10709 | 0 | 85.84 | 85.84 | 1 | 0 | 0 |  | 0 |  | 0
|  |  |  | 39.84 | 79.68 | 0 | 0 | 0 | 0 | 0 | 7.48 | 0.10709 | 0 | 79.68 | 79.68 | 1 | 0 | 0 |  | 0 |  | 0
|  |  |  | 40.44 | 80.88 | 0 | 0 | 0 | 0 | 0 | 7.48 | 0.10709 | 0 | 80.88 | 80.88 | 1 | 0 | 0 |  | 0 |  | 0
|  |  |  | 43.2 | 86.4 | 0 | 0 | 0 | 0 | 0 | 7.48 | 0.10709 | 0 | 86.4 | 86.4 | 1 | 0 | 0 |  | 0 |  | 0
|  |  |  | 47.6 | 95.2 | 0 | 0 | 0 | 0 | 0 | 7.48 | 0.10709 | 0 | 95.2 | 95.2 | 1 | 0 | 0 |  | 0 |  | 0
|  |  |  | 60.44 | 120.88 | 0 | 0 | 0 | 0 | 0 | 7.48 | 0.10709 | 0 | 120.88 | 118.16 | 0.2 | 0 | 2.72 |  | 0 |  | 0
|  |  |  | 51.52 | 103.04 | 0 | 0 | 0 | 0 | 0 | 7.48 | 0.10709 | 2.72 | 103.04 | 103.04 | 0.91885 | 0 | 0 |  | 0 |  | 0
|  |  |  | 52.16 | 104.32 | 0 | 0 | 0 | 0 | 0 | 7.48 | 0.10709 | 0.307 | 104.32 | 104.32 | 1 | 0 | 0 |  | 0 |  | 0
|  |  |  | 48.32 | 96.64 | 0 | 0 | 0 | 0 | 0 | 7.48 | 0.10709 | 0 | 96.64 | 96.64 | 1 | 0 | 0 |  | 0 |  | 0
|  |  |  | 35.4 | 70.8 | 0 | 0 | 0 | 0 | 0 | 7.48 | 0.10709 | 0 | 70.8 | 70.8 | 1 | 0 | 0 |  | 0 |  | 0
|  |  |  | 29.92 | 59.84 | 0 | 0 | 0 | 0 | 0 | 7.48 | 0.10709 | 0 | 59.84 | 59.84 | 1 | 0 | 0 |  | 0 |  | 0
|  |  |  | 21.08 | 42.16 | 0 | 0 | 0 | 0 | 0 | 7.48 | 0.10709 | 0 | 42.16 | 42.16 | 1 | 0 | 0 |  | 0 |  | 0
|  |  |  | 11.32 | 22.64 | 0 | 0 | 0 | 0 | 0 | 7.48 | 0.10709 | 0 | 22.64 | 22.64 | 1 | 0 | 0 |  | 0 |  | 0
|  |  |  | 9.8 | 19.6 | 0 | 0 | 0 | 0 | 0 | 7.48 | 0.10709 | 0 | 19.6 | 19.6 | 1 | 0 | 0 |  | 0 |  | 0
|  |  |  | 9.72 | 19.44 | 0 | 0 | 0 | 0 | 0 | 7.48 | 0.10709 | 0 | 19.44 | 19.44 | 1 | 0 | 0 |  | 0 |  | 0
|  |  |  | 9.72 | 19.44 | 0 | 0 | 0 | 0 | 0 | 7.48 | 0.10709 | 0 | 19.44 | 19.44 | 1 | 0 | 0 |  | 0 |  | 0
|  |  |  | 12.6 | 25.2 | 0 | 0 | 0 | 0 | 0 | 7.48 | 0.10709 | 0 | 25.2 | 25.2 | 1 | 0 | 0 |  | 0 |  | 0
|  |  |  | 14.84 | 29.68 | 0 | 0 | 0 | 0 | 0 | 7.48 | 0.10709 | 0 | 29.68 | 29.68 | 1 | 0 | 0 |  | 0 |  | 0
|  |  |  | 18 | 36 | 0 | 0 | 0 | 0 | 0 | 7.48 | 0.10709 | 0 | 36 | 36 | 1 | 0 | 0 |  | 0 |  | 0
|  |  |  | 23.88 | 47.76 | 0 | 0 | 0 | 0 | 0 | 7.48 | 0.10709 | 0 | 47.76 | 47.76 | 1 | 0 | 0 |  | 0 |  | 0
|  |  |  | 23.76 | 47.52 | 0 | 0 | 0 | 0 | 0 | 7.48 | 0.10709 | 0 | 47.52 | 47.52 | 1 | 0 | 0 |  | 0 |  | 0
|  |  |  | 24.88 | 49.76 | 0 | 0 | 0 | 0 | 0 | 7.48 | 0.10709 | 0 | 49.76 | 49.76 | 1 | 0 | 0 |  | 0 |  | 0
|  |  |  | 29.36 | 58.72 | 0 | 0 | 0 | 0 | 0 | 7.48 | 0.10709 | 0 | 58.72 | 58.72 | 1 | 0 | 0 |  | 0 |  | 0
|  |  |  | 33.08 | 66.16 | 0 | 0 | 0 | 0 | 0 | 7.48 | 0.10709 | 0 | 66.16 | 66.16 | 1 | 0 | 0 |  | 0 |  | 0
|  |  |  | 30.16 | 60.32 | 0 | 0 | 0 | 0 | 0 | 7.48 | 0.10709 | 0 | 60.32 | 60.32 | 1 | 0 | 0 |  | 0 |  | 0
|  |  |  | 28.56 | 57.12 | 0 | 0 | 0 | 0 | 0 | 7.48 | 0.10709 | 0 | 57.12 | 57.12 | 1 | 0 | 0 |  | 0 |  | 0
|  |  |  | 31.12 | 62.24 | 0 | 0 | 0 | 0 | 0 | 7.48 | 0.10709 | 0 | 62.24 | 62.24 | 1 | 0 | 0 |  | 0 |  | 0
|  |  |  | 32.96 | 65.92 | 0 | 0 | 0 | 0 | 0 | 7.48 | 0.10709 | 0 | 65.92 | 65.92 | 1 | 0 | 0 |  | 0 |  | 0
|  |  |  | 33 | 66 | 0 | 0 | 0 | 0 | 0 | 7.48 | 0.10709 | 0 | 66 | 66 | 1 | 0 | 0 |  | 0 |  | 0
|  |  |  | 36.4 | 72.8 | 0 | 0 | 0 | 0 | 0 | 7.48 | 0.10709 | 0 | 72.8 | 72.8 | 1 | 0 | 0 |  | 0 |  | 0
|  |  |  | 35.16 | 70.32 | 0 | 0 | 0 | 0 | 0 | 7.48 | 0.10709 | 0 | 70.32 | 70.32 | 1 | 0 | 0 |  | 0 |  | 0
|  |  |  | 31.16 | 62.32 | 0 | 0 | 0 | 0 | 0 | 7.48 | 0.10709 | 0 | 62.32 | 62.32 | 1 | 0 | 0 |  | 0 |  | 0
|  |  |  | 28.92 | 57.84 | 0 | 0 | 0 | 0 | 0 | 7.48 | 0.10709 | 0 | 57.84 | 57.84 | 1 | 0 | 0 |  | 0 |  | 0
|  |  |  | 26.68 | 53.36 | 0 | 0 | 0 | 0 | 0 | 7.48 | 0.10709 | 0 | 53.36 | 53.36 | 1 | 0 | 0 |  | 0 |  | 0
|  |  |  | 22.56 | 45.12 | 0 | 0 | 0 | 0 | 0 | 7.48 | 0.10709 | 0 | 45.12 | 45.12 | 1 | 0 | 0 |  | 0 |  | 0
|  |  |  | 19.48 | 38.96 | 0 | 0 | 0 | 0 | 0 | 7.48 | 0.10709 | 0 | 38.96 | 38.96 | 1 | 0 | 0 |  | 0 |  | 0
|  |  |  | 11.04 | 22.08 | 0 | 0 | 0 | 0 | 0 | 7.48 | 0.10709 | 0 | 22.08 | 22.08 | 1 | 0 | 0 |  | 0 |  | 0
|  |  |  | 9.92 | 19.84 | 0 | 0 | 0 | 0 | 0 | 7.48 | 0.10709 | 0 | 19.84 | 19.84 | 1 | 0 | 0 |  | 0 |  | 0
|  |  |  | 9.76 | 19.52 | 0 | 0 | 0 | 0 | 0 | 7.48 | 0.10709 | 0 | 19.52 | 19.52 | 1 | 0 | 0 |  | 0 |  | 0
|  |  |  | 9.56 | 19.12 | 0 | 0 | 0 | 0 | 0 | 7.48 | 0.10709 | 0 | 19.12 | 19.12 | 1 | 0 | 0 |  | 0 |  | 0
|  |  |  | 12.52 | 25.04 | 0 | 0 | 0 | 0 | 0 | 7.48 | 0.10709 | 0 | 25.04 | 25.04 | 1 | 0 | 0 |  | 0 |  | 0
|  |  |  | 14.52 | 29.04 | 0 | 0 | 0 | 0 | 0 | 7.48 | 0.10709 | 0 | 29.04 | 29.04 | 1 | 0 | 0 |  | 0 |  | 0
|  |  |  | 17.2 | 34.4 | 0 | 0 | 0 | 0 | 0 | 7.48 | 0.10709 | 0 | 34.4 | 34.4 | 1 | 0 | 0 |  | 0 |  | 0
|  |  |  | 24.36 | 48.72 | 0 | 0 | 0 | 0 | 0 | 7.48 | 0.10709 | 0 | 48.72 | 48.72 | 1 | 0 | 0 |  | 0 |  | 0
|  |  |  | 23.12 | 46.24 | 0 | 0 | 0 | 0 | 0 | 7.48 | 0.10709 | 0 | 46.24 | 46.24 | 1 | 0 | 0 |  | 0 |  | 0
|  |  |  | 24.92 | 49.84 | 0 | 0 | 0 | 0 | 0 | 7.48 | 0.10709 | 0 | 49.84 | 49.84 | 1 | 0 | 0 |  | 0 |  | 0
|  |  |  | 26.76 | 53.52 | 0 | 0 | 0 | 0 | 0 | 7.48 | 0.10709 | 0 | 53.52 | 53.52 | 1 | 0 | 0 |  | 0 |  | 0
|  |  |  | 28.2 | 56.4 | 0 | 0 | 0 | 0 | 0 | 7.48 | 0.12502 | 0 | 56.4 | 56.4 | 1 | 0 | 0 |  | 0 |  | 0
|  |  |  | 29.44 | 58.88 | 0 | 0 | 0 | 0 | 0 | 7.48 | 0.12502 | 0 | 58.88 | 58.88 | 1 | 0 | 0 |  | 0 |  | 0
|  |  |  | 30.16 | 60.32 | 0 | 0 | 0 | 0 | 0 | 7.48 | 0.12502 | 0 | 60.32 | 60.32 | 1 | 0 | 0 |  | 0 |  | 0
|  |  |  | 33.4 | 66.8 | 0 | 0 | 0 | 0 | 0 | 12.23 | 0.12502 | 0 | 66.8 | 66.8 | 1 | 0 | 0 |  | 0 |  | 0
|  |  |  | 33.28 | 66.56 | 0 | 0 | 0 | 0 | 0 | 12.23 | 0.12502 | 0 | 66.56 | 66.56 | 1 | 0 | 0 |  | 0 |  | 0
|  |  |  | 37.92 | 75.84 | 0 | 0 | 0 | 0 | 0 | 12.23 | 0.12502 | 0 | 75.84 | 75.84 | 1 | 0 | 0 |  | 0 |  | 0
|  |  |  | 40.56 | 81.12 | 0 | 0 | 0 | 0 | 0 | 12.23 | 0.12502 | 0 | 81.12 | 81.12 | 1 | 0 | 0 |  | 0 |  | 0
|  |  |  | 40.88 | 81.76 | 0 | 0 | 0 | 0 | 0 | 7.48 | 0.12502 | 0 | 81.76 | 81.76 | 1 | 0 | 0 |  | 0 |  | 0
|  |  |  | 40.48 | 80.96 | 0 | 0 | 0 | 0 | 0 | 7.48 | 0.12502 | 0 | 80.96 | 80.96 | 1 | 0 | 0 |  | 0 |  | 0
|  |  |  | 39.88 | 79.76 | 0 | 0 | 0 | 0 | 0 | 7.48 | 0.12502 | 0 | 79.76 | 77.04 | 0.2 | 0 | 2.72 |  | 0 |  | 0
|  |  |  | 36.36 | 72.72 | 0 | 0 | 0 | 0 | 0 | 7.48 | 0.10709 | 2.72 | 72.72 | 72.72 | 0.91885 | 0 | 0 |  | 0 |  | 0
|  |  |  | 28.28 | 56.56 | 0 | 0 | 0 | 0 | 0 | 7.48 | 0.10709 | 0.307 | 56.56 | 56.56 | 1 | 0 | 0 |  | 0 |  | 0
|  |  |  | 18.28 | 36.56 | 0 | 0 | 0 | 0 | 0 | 7.48 | 0.10709 | 0 | 36.56 | 36.56 | 1 | 0 | 0 |  | 0 |  | 0
|  |  |  | 11.44 | 22.88 | 0 | 0 | 0 | 0 | 0 | 7.48 | 0.10709 | 0 | 22.88 | 22.88 | 1 | 0 | 0 |  | 0 |  | 0
|  |  |  | 11.12 | 22.24 | 0 | 0 | 0 | 0 | 0 | 7.48 | 0.10709 | 0 | 22.24 | 22.24 | 1 | 0 | 0 |  | 0 |  | 0
|  |  |  | 8.84 | 17.68 | 0 | 0 | 0 | 0 | 0 | 7.48 | 0.10709 | 0 | 17.68 | 17.68 | 1 | 0 | 0 |  | 0 |  | 0
|  |  |  | 8.24 | 16.48 | 0 | 0 | 0 | 0 | 0 | 7.48 | 0.10709 | 0 | 16.48 | 16.48 | 1 | 0 | 0 |  | 0 |  | 0
|  |  |  | 10.76 | 21.52 | 0 | 0 | 0 | 0 | 0 | 7.48 | 0.10709 | 0 | 21.52 | 21.52 | 1 | 0 | 0 |  | 0 |  | 0
|  |  |  | 13.32 | 26.64 | 0 | 0 | 0 | 0 | 0 | 7.48 | 0.10709 | 0 | 26.64 | 26.64 | 1 | 0 | 0 |  | 0 |  | 0
|  |  |  | 16.36 | 32.72 | 0 | 0 | 0 | 0 | 0 | 7.48 | 0.10709 | 0 | 32.72 | 32.72 | 1 | 0 | 0 |  | 0 |  | 0
|  |  |  | 22.2 | 44.4 | 0 | 0 | 0 | 0 | 0 | 7.48 | 0.10709 | 0 | 44.4 | 44.4 | 1 | 0 | 0 |  | 0 |  | 0
|  |  |  | 23.36 | 46.72 | 0 | 0 | 0 | 0 | 0 | 7.48 | 0.10709 | 0 | 46.72 | 46.72 | 1 | 0 | 0 |  | 0 |  | 0
|  |  |  | 27.44 | 54.88 | 0 | 0 | 0 | 0 | 0 | 7.48 | 0.10709 | 0 | 54.88 | 54.88 | 1 | 0 | 0 |  | 0 |  | 0
|  |  |  | 33.68 | 67.36 | 0 | 0 | 0 | 0 | 0 | 7.48 | 0.10709 | 0 | 67.36 | 67.36 | 1 | 0 | 0 |  | 0 |  | 0
|  |  |  | 41.96 | 83.92 | 0 | 0 | 0 | 0 | 0 | 7.48 | 0.12502 | 0 | 83.92 | 83.92 | 1 | 0 | 0 |  | 0 |  | 0
|  |  |  | 47 | 94 | 0 | 0 | 0 | 0 | 0 | 7.48 | 0.12502 | 0 | 94 | 94 | 1 | 0 | 0 |  | 0 |  | 0
|  |  |  | 40.16 | 80.32 | 0 | 0 | 0 | 0 | 0 | 7.48 | 0.12502 | 0 | 80.32 | 80.32 | 1 | 0 | 0 |  | 0 |  | 0
|  |  |  | 34.44 | 68.88 | 0 | 0 | 0 | 0 | 0 | 12.23 | 0.12502 | 0 | 68.88 | 68.88 | 1 | 0 | 0 |  | 0 |  | 0
|  |  |  | 35.96 | 71.92 | 0 | 0 | 0 | 0 | 0 | 12.23 | 0.12502 | 0 | 71.92 | 71.92 | 1 | 0 | 0 |  | 0 |  | 0
|  |  |  | 36.32 | 72.64 | 0 | 0 | 0 | 0 | 0 | 12.23 | 0.12502 | 0 | 72.64 | 72.64 | 1 | 0 | 0 |  | 0 |  | 0
|  |  |  | 35.52 | 71.04 | 0 | 0 | 0 | 0 | 0 | 12.23 | 0.12502 | 0 | 71.04 | 71.04 | 1 | 0 | 0 |  | 0 |  | 0
|  |  |  | 32.64 | 65.28 | 0 | 0 | 0 | 0 | 0 | 7.48 | 0.12502 | 0 | 65.28 | 65.28 | 1 | 0 | 0 |  | 0 |  | 0
|  |  |  | 32.28 | 64.56 | 0 | 0 | 0 | 0 | 0 | 7.48 | 0.12502 | 0 | 64.56 | 64.56 | 1 | 0 | 0 |  | 0 |  | 0
|  |  |  | 30.04 | 60.08 | 0 | 0 | 0 | 0 | 0 | 7.48 | 0.12502 | 0 | 60.08 | 57.36 | 0.2 | 0 | 2.72 |  | 0 |  | 0
|  |  |  | 28.56 | 57.12 | 0 | 0 | 0 | 0 | 0 | 7.48 | 0.10709 | 2.72 | 57.12 | 57.12 | 0.91885 | 0 | 0 |  | 0 |  | 0
|  |  |  | 24.92 | 49.84 | 0 | 0 | 0 | 0 | 0 | 7.48 | 0.10709 | 0.307 | 49.84 | 49.84 | 1 | 0 | 0 |  | 0 |  | 0
|  |  |  | 19 | 38 | 0 | 0 | 0 | 0 | 0 | 7.48 | 0.10709 | 0 | 38 | 38 | 1 | 0 | 0 |  | 0 |  | 0
|  |  |  | 11.2 | 22.4 | 0 | 0 | 0 | 0 | 0 | 7.48 | 0.10709 | 0 | 22.4 | 22.4 | 1 | 0 | 0 |  | 0 |  | 0
|  |  |  | 14.12 | 28.24 | 0 | 0 | 0 | 0 | 0 | 7.48 | 0.10709 | 0 | 28.24 | 28.24 | 1 | 0 | 0 |  | 0 |  | 0
|  |  |  | 10.24 | 20.48 | 0 | 0 | 0 | 0 | 0 | 7.48 | 0.10709 | 0 | 20.48 | 20.48 | 1 | 0 | 0 |  | 0 |  | 0
|  |  |  | 9.84 | 19.68 | 0 | 0 | 0 | 0 | 0 | 7.48 | 0.10709 | 0 | 19.68 | 19.68 | 1 | 0 | 0 |  | 0 |  | 0
|  |  |  | 11.16 | 22.32 | 0 | 0 | 0 | 0 | 0 | 7.48 | 0.10709 | 0 | 22.32 | 22.32 | 1 | 0 | 0 |  | 0 |  | 0
|  |  |  | 11.76 | 23.52 | 0 | 0 | 0 | 0 | 0 | 7.48 | 0.10709 | 0 | 23.52 | 23.52 | 1 | 0 | 0 |  | 0 |  | 0
|  |  |  | 13.48 | 26.96 | 0 | 0 | 0 | 0 | 0 | 7.48 | 0.10709 | 0 | 26.96 | 26.96 | 1 | 0 | 0 |  | 0 |  | 0
|  |  |  | 16.8 | 33.6 | 0 | 0 | 0 | 0 | 0 | 7.48 | 0.10709 | 0 | 33.6 | 33.6 | 1 | 0 | 0 |  | 0 |  | 0
|  |  |  | 20.24 | 40.48 | 0 | 0 | 0 | 0 | 0 | 7.48 | 0.10709 | 0 | 40.48 | 40.48 | 1 | 0 | 0 |  | 0 |  | 0
|  |  |  | 22.6 | 45.2 | 0 | 0 | 0 | 0 | 0 | 7.48 | 0.10709 | 0 | 45.2 | 45.2 | 1 | 0 | 0 |  | 0 |  | 0
|  |  |  | 25.48 | 50.96 | 0 | 0 | 0 | 0 | 0 | 7.48 | 0.10709 | 0 | 50.96 | 50.96 | 1 | 0 | 0 |  | 0 |  | 0
|  |  |  | 28.56 | 57.12 | 0 | 0 | 0 | 0 | 0 | 7.48 | 0.12502 | 0 | 57.12 | 57.12 | 1 | 0 | 0 |  | 0 |  | 0
|  |  |  | 31.56 | 63.12 | 0 | 0 | 0 | 0 | 0 | 7.48 | 0.12502 | 0 | 63.12 | 63.12 | 1 | 0 | 0 |  | 0 |  | 0
|  |  |  | 33.32 | 66.64 | 0 | 0 | 0 | 0 | 0 | 7.48 | 0.12502 | 0 | 66.64 | 66.64 | 1 | 0 | 0 |  | 0 |  | 0
|  |  |  | 33.28 | 66.56 | 0 | 0 | 0 | 0 | 0 | 12.23 | 0.12502 | 0 | 66.56 | 66.56 | 1 | 0 | 0 |  | 0 |  | 0
|  |  |  | 34.32 | 68.64 | 0 | 0 | 0 | 0 | 0 | 12.23 | 0.12502 | 0 | 68.64 | 68.64 | 1 | 0 | 0 |  | 0 |  | 0
|  |  |  | 35.8 | 71.6 | 0 | 0 | 0 | 0 | 0 | 12.23 | 0.12502 | 0 | 71.6 | 71.6 | 1 | 0 | 0 |  | 0 |  | 0
|  |  |  | 38.6 | 77.2 | 0 | 0 | 0 | 0 | 0 | 12.23 | 0.12502 | 0 | 77.2 | 77.2 | 1 | 0 | 0 |  | 0 |  | 0
|  |  |  | 38.16 | 76.32 | 0 | 0 | 0 | 0 | 0 | 7.48 | 0.12502 | 0 | 76.32 | 76.32 | 1 | 0 | 0 |  | 0 |  | 0
|  |  |  | 34.6 | 69.2 | 0 | 0 | 0 | 0 | 0 | 7.48 | 0.12502 | 0 | 69.2 | 69.2 | 1 | 0 | 0 |  | 0 |  | 0
|  |  |  | 33.16 | 66.32 | 0 | 0 | 0 | 0 | 0 | 7.48 | 0.12502 | 0 | 66.32 | 63.6 | 0.2 | 0 | 2.72 |  | 0 |  | 0
|  |  |  | 31.04 | 62.08 | 0 | 0 | 0 | 0 | 0 | 7.48 | 0.10709 | 2.72 | 62.08 | 62.08 | 0.91885 | 0 | 0 |  | 0 |  | 0
|  |  |  | 28 | 56 | 0 | 0 | 0 | 0 | 0 | 7.48 | 0.10709 | 0.307 | 56 | 56 | 1 | 0 | 0 |  | 0 |  | 0
|  |  |  | 23 | 46 | 0 | 0 | 0 | 0 | 0 | 7.48 | 0.10709 | 0 | 46 | 46 | 1 | 0 | 0 |  | 0 |  | 0
|  |  |  | 14.08 | 28.16 | 0 | 0 | 0 | 0 | 0 | 7.48 | 0.10709 | 0 | 28.16 | 28.16 | 1 | 0 | 0 |  | 0 |  | 0
|  |  |  | 12.36 | 24.72 | 0 | 0 | 0 | 0 | 0 | 7.48 | 0.10709 | 0 | 24.72 | 24.72 | 1 | 0 | 0 |  | 0 |  | 0
|  |  |  | 12 | 24 | 0 | 0 | 0 | 0 | 0 | 7.48 | 0.10709 | 0 | 24 | 24 | 1 | 0 | 0 |  | 0 |  | 0
|  |  |  | 11.6 | 23.2 | 0 | 0 | 0 | 0 | 0 | 7.48 | 0.10709 | 0 | 23.2 | 23.2 | 1 | 0 | 0 |  | 0 |  | 0
|  |  |  | 12.32 | 24.64 | 0 | 0 | 0 | 0 | 0 | 7.48 | 0.10709 | 0 | 24.64 | 24.64 | 1 | 0 | 0 |  | 0 |  | 0
|  |  |  | 13.2 | 26.4 | 0 | 0 | 0 | 0 | 0 | 7.48 | 0.10709 | 0 | 26.4 | 26.4 | 1 | 0 | 0 |  | 0 |  | 0
|  |  |  | 13.96 | 27.92 | 0 | 0 | 0 | 0 | 0 | 7.48 | 0.10709 | 0 | 27.92 | 27.92 | 1 | 0 | 0 |  | 0 |  | 0
|  |  |  | 14.96 | 29.92 | 0 | 0 | 0 | 0 | 0 | 7.48 | 0.10709 | 0 | 29.92 | 29.92 | 1 | 0 | 0 |  | 0 |  | 0
|  |  |  | 16.16 | 32.32 | 0 | 0 | 0 | 0 | 0 | 7.48 | 0.10709 | 0 | 32.32 | 32.32 | 1 | 0 | 0 |  | 0 |  | 0
|  |  |  | 22.08 | 44.16 | 0 | 0 | 0 | 0 | 0 | 7.48 | 0.10709 | 0 | 44.16 | 44.16 | 1 | 0 | 0 |  | 0 |  | 0
|  |  |  | 24.6 | 49.2 | 0 | 0 | 0 | 0 | 0 | 7.48 | 0.10709 | 0 | 49.2 | 49.2 | 1 | 0 | 0 |  | 0 |  | 0
|  |  |  | 26.76 | 53.52 | 0 | 0 | 0 | 0 | 0 | 7.48 | 0.12502 | 0 | 53.52 | 53.52 | 1 | 0 | 0 |  | 0 |  | 0
|  |  |  | 29.88 | 59.76 | 0 | 0 | 0 | 0 | 0 | 7.48 | 0.12502 | 0 | 59.76 | 59.76 | 1 | 0 | 0 |  | 0 |  | 0
|  |  |  | 32 | 64 | 0 | 0 | 0 | 0 | 0 | 7.48 | 0.12502 | 0 | 64 | 64 | 1 | 0 | 0 |  | 0 |  | 0
|  |  |  | 33.16 | 66.32 | 0 | 0 | 0 | 0 | 0 | 12.23 | 0.12502 | 0 | 66.32 | 66.32 | 1 | 0 | 0 |  | 0 |  | 0
|  |  |  | 34.2 | 68.4 | 0 | 0 | 0 | 0 | 0 | 12.23 | 0.12502 | 0 | 68.4 | 68.4 | 1 | 0 | 0 |  | 0 |  | 0
|  |  |  | 36.12 | 72.24 | 0 | 0 | 0 | 0 | 0 | 12.23 | 0.12502 | 0 | 72.24 | 72.24 | 1 | 0 | 0 |  | 0 |  | 0
|  |  |  | 37.4 | 74.8 | 0 | 0 | 0 | 0 | 0 | 12.23 | 0.12502 | 0 | 74.8 | 74.8 | 1 | 0 | 0 |  | 0 |  | 0
|  |  |  | 37.8 | 75.6 | 0 | 0 | 0 | 0 | 0 | 7.48 | 0.12502 | 0 | 75.6 | 75.6 | 1 | 0 | 0 |  | 0 |  | 0
|  |  |  | 31.12 | 62.24 | 0 | 0 | 0 | 0 | 0 | 7.48 | 0.12502 | 0 | 62.24 | 62.24 | 1 | 0 | 0 |  | 0 |  | 0
|  |  |  | 24.4 | 48.8 | 0 | 0 | 0 | 0 | 0 | 7.48 | 0.12502 | 0 | 48.8 | 46.08 | 0.2 | 0 | 2.72 |  | 0 |  | 0
|  |  |  | 22.44 | 44.88 | 0 | 0 | 0 | 0 | 0 | 7.48 | 0.10709 | 2.72 | 44.88 | 44.88 | 0.91885 | 0 | 0 |  | 0 |  | 0
|  |  |  | 20.52 | 41.04 | 0 | 0 | 0 | 0 | 0 | 7.48 | 0.10709 | 0.307 | 41.04 | 41.04 | 1 | 0 | 0 |  | 0 |  | 0
|  |  |  | 19.36 | 38.72 | 0 | 0 | 0 | 0 | 0 | 7.48 | 0.10709 | 0 | 38.72 | 38.72 | 1 | 0 | 0 |  | 0 |  | 0
|  |  |  | 12.36 | 24.72 | 0 | 0 | 0 | 0 | 0 | 7.48 | 0.10709 | 0 | 24.72 | 24.72 | 1 | 0 | 0 |  | 0 |  | 0
|  |  |  | 9.88 | 19.76 | 0 | 0 | 0 | 0 | 0 | 7.48 | 0.10709 | 0 | 19.76 | 19.76 | 1 | 0 | 0 |  | 0 |  | 0
|  |  |  | 10.72 | 21.44 | 0 | 0 | 0 | 0 | 0 | 7.48 | 0.10709 | 0 | 21.44 | 21.44 | 1 | 0 | 0 |  | 0 |  | 0
|  |  |  | 10.72 | 21.44 | 0 | 0 | 0 | 0 | 0 | 7.48 | 0.10709 | 0 | 21.44 | 21.44 | 1 | 0 | 0 |  | 0 |  | 0
|  |  |  | 11.6 | 23.2 | 0 | 0 | 0 | 0 | 0 | 7.48 | 0.10709 | 0 | 23.2 | 23.2 | 1 | 0 | 0 |  | 0 |  | 0
|  |  |  | 12.84 | 25.68 | 0 | 0 | 0 | 0 | 0 | 7.48 | 0.10709 | 0 | 25.68 | 25.68 | 1 | 0 | 0 |  | 0 |  | 0
|  |  |  | 14.04 | 28.08 | 0 | 0 | 0 | 0 | 0 | 7.48 | 0.10709 | 0 | 28.08 | 28.08 | 1 | 0 | 0 |  | 0 |  | 0
|  |  |  | 14.84 | 29.68 | 0 | 0 | 0 | 0 | 0 | 7.48 | 0.10709 | 0 | 29.68 | 29.68 | 1 | 0 | 0 |  | 0 |  | 0
|  |  |  | 12.6 | 25.2 | 0 | 0 | 0 | 0 | 0 | 7.48 | 0.10709 | 0 | 25.2 | 25.2 | 1 | 0 | 0 |  | 0 |  | 0
|  |  |  | 12.64 | 25.28 | 0 | 0 | 0 | 0 | 0 | 7.48 | 0.10709 | 0 | 25.28 | 25.28 | 1 | 0 | 0 |  | 0 |  | 0
|  |  |  | 17.08 | 34.16 | 0 | 0 | 0 | 0 | 0 | 7.48 | 0.10709 | 0 | 34.16 | 34.16 | 1 | 0 | 0 |  | 0 |  | 0
|  |  |  | 20.88 | 41.76 | 0 | 0 | 0 | 0 | 0 | 7.48 | 0.12502 | 0 | 41.76 | 41.76 | 1 | 0 | 0 |  | 0 |  | 0
|  |  |  | 22 | 44 | 0 | 0 | 0 | 0 | 0 | 7.48 | 0.12502 | 0 | 44 | 44 | 1 | 0 | 0 |  | 0 |  | 0
|  |  |  | 22.08 | 44.16 | 0 | 0 | 0 | 0 | 0 | 7.48 | 0.12502 | 0 | 44.16 | 44.16 | 1 | 0 | 0 |  | 0 |  | 0
|  |  |  | 22.44 | 44.88 | 0 | 0 | 0 | 0 | 0 | 12.23 | 0.12502 | 0 | 44.88 | 44.88 | 1 | 0 | 0 |  | 0 |  | 0
|  |  |  | 24.24 | 48.48 | 0 | 0 | 0 | 0 | 0 | 12.23 | 0.12502 | 0 | 48.48 | 48.48 | 1 | 0 | 0 |  | 0 |  | 0
|  |  |  | 28.4 | 56.8 | 0 | 0 | 0 | 0 | 0 | 12.23 | 0.12502 | 0 | 56.8 | 56.8 | 1 | 0 | 0 |  | 0 |  | 0
|  |  |  | 32.2 | 64.4 | 0 | 0 | 0 | 0 | 0 | 12.23 | 0.12502 | 0 | 64.4 | 64.4 | 1 | 0 | 0 |  | 0 |  | 0
|  |  |  | 30.08 | 60.16 | 0 | 0 | 0 | 0 | 0 | 7.48 | 0.12502 | 0 | 60.16 | 60.16 | 1 | 0 | 0 |  | 0 |  | 0
|  |  |  | 21.84 | 43.68 | 0 | 0 | 0 | 0 | 0 | 7.48 | 0.12502 | 0 | 43.68 | 43.68 | 1 | 0 | 0 |  | 0 |  | 0
|  |  |  | 18.84 | 37.68 | 0 | 0 | 0 | 0 | 0 | 7.48 | 0.12502 | 0 | 37.68 | 34.96 | 0.2 | 0 | 2.72 |  | 0 |  | 0
|  |  |  | 18 | 36 | 0 | 0 | 0 | 0 | 0 | 7.48 | 0.10709 | 0 | 36 | 36 | 0.2 | 0 | 0 |  | 0 |  | 0
|  |  |  | 17 | 34 | 0 | 0 | 0 | 0 | 0 | 7.48 | 0.10709 | 0 | 34 | 34 | 0.2 | 0 | 0 |  | 0 |  | 0
|  |  |  | 18.92 | 37.84 | 0 | 0 | 0 | 0 | 0 | 7.48 | 0.10709 | 0 | 37.84 | 37.84 | 0.2 | 0 | 0 |  | 0 |  | 0
|  |  |  | 15.76 | 31.52 | 0 | 0 | 0 | 0 | 0 | 7.48 | 0.10709 | 0 | 31.52 | 31.52 | 0.2 | 0 | 0 |  | 0 |  | 0
|  |  |  | 14.36 | 28.72 | 0 | 0 | 0 | 0 | 0 | 7.48 | 0.10709 | 0 | 28.72 | 28.72 | 0.2 | 0 | 0 |  | 0 |  | 0
|  |  |  | 15.08 | 30.16 | 0 | 0 | 0 | 0 | 0 | 7.48 | 0.10709 | 0 | 30.16 | 30.16 | 0.2 | 0 | 0 |  | 0 |  | 0
|  |  |  | 14.28 | 28.56 | 0 | 0 | 0 | 0 | 0 | 7.48 | 0.10709 | 0 | 28.56 | 28.56 | 0.2 | 0 | 0 |  | 0 |  | 0
|  |  |  | 12.24 | 24.48 | 0 | 0 | 0 | 0 | 0 | 7.48 | 0.10709 | 0 | 24.48 | 24.48 | 0.2 | 0 | 0 |  | 0 |  | 0
|  |  |  | 13.2 | 26.4 | 0 | 0 | 0 | 0 | 0 | 7.48 | 0.10709 | 0 | 26.4 | 26.4 | 0.2 | 0 | 0 |  | 0 |  | 0
|  |  |  | 15.96 | 31.92 | 0 | 0 | 0 | 0 | 0 | 7.48 | 0.10709 | 0 | 31.92 | 31.92 | 0.2 | 0 | 0 |  | 0 |  | 0
|  |  |  | 22.4 | 44.8 | 0 | 0 | 0 | 0 | 0 | 7.48 | 0.10709 | 0 | 44.8 | 44.8 | 0.2 | 0 | 0 |  | 0 |  | 0
|  |  |  | 20.52 | 41.04 | 0 | 0 | 0 | 0 | 0 | 7.48 | 0.10709 | 0 | 41.04 | 41.04 | 0.2 | 0 | 0 |  | 0 |  | 0
|  |  |  | 24.28 | 48.56 | 0 | 0 | 0 | 0 | 0 | 7.48 | 0.10709 | 0 | 48.56 | 48.56 | 0.2 | 0 | 0 |  | 0 |  | 0
|  |  |  | 25.88 | 51.76 | 0 | 0 | 0 | 0 | 0 | 7.48 | 0.10709 | 0 | 51.76 | 51.76 | 0.2 | 0 | 0 |  | 0 |  | 0
|  |  |  | 26.44 | 52.88 | 0 | 0 | 0 | 0 | 0 | 7.48 | 0.10709 | 0 | 52.88 | 52.88 | 0.2 | 0 | 0 |  | 0 |  | 0
|  |  |  | 31.68 | 63.36 | 0 | 0 | 0 | 0 | 0 | 7.48 | 0.10709 | 0 | 63.36 | 63.36 | 0.2 | 0 | 0 |  | 0 |  | 0
|  |  |  | 27.08 | 54.16 | 0 | 0 | 0 | 0 | 0 | 7.48 | 0.10709 | 0 | 54.16 | 54.16 | 0.2 | 0 | 0 |  | 0 |  | 0
|  |  |  | 24.56 | 49.12 | 0 | 0 | 0 | 0 | 0 | 7.48 | 0.10709 | 0 | 49.12 | 49.12 | 0.2 | 0 | 0 |  | 0 |  | 0
|  |  |  | 24.44 | 48.88 | 0 | 0 | 0 | 0 | 0 | 7.48 | 0.10709 | 0 | 48.88 | 48.88 | 0.2 | 0 | 0 |  | 0 |  | 0
|  |  |  | 23.88 | 47.76 | 0 | 0 | 0 | 0 | 0 | 7.48 | 0.10709 | 0 | 47.76 | 47.76 | 0.2 | 0 | 0 |  | 0 |  | 0
|  |  |  | 23.92 | 47.84 | 0 | 0 | 0 | 0 | 0 | 7.48 | 0.10709 | 0 | 47.84 | 47.84 | 0.2 | 0 | 0 |  | 0 |  | 0
|  |  |  | 26.6 | 53.2 | 0 | 0 | 0 | 0 | 0 | 7.48 | 0.10709 | 0 | 53.2 | 53.2 | 0.2 | 0 | 0 |  | 0 |  | 0
|  |  |  | 24.8 | 49.6 | 0 | 0 | 0 | 0 | 0 | 7.48 | 0.10709 | 0 | 49.6 | 49.6 | 0.2 | 0 | 0 |  | 0 |  | 0
|  |  |  | 24.88 | 49.76 | 0 | 0 | 0 | 0 | 0 | 7.48 | 0.10709 | 0 | 49.76 | 49.76 | 0.2 | 0 | 0 |  | 0 |  | 0
|  |  |  | 23.84 | 47.68 | 0 | 0 | 0 | 0 | 0 | 7.48 | 0.10709 | 0 | 47.68 | 47.68 | 0.2 | 0 | 0 |  | 0 |  | 0
|  |  |  | 22.24 | 44.48 | 0 | 0 | 0 | 0 | 0 | 7.48 | 0.10709 | 0 | 44.48 | 44.48 | 0.2 | 0 | 0 |  | 0 |  | 0
|  |  |  | 18.4 | 36.8 | 0 | 0 | 0 | 0 | 0 | 7.48 | 0.10709 | 0 | 36.8 | 36.8 | 0.2 | 0 | 0 |  | 0 |  | 0
|  |  |  | 11.32 | 22.64 | 0 | 0 | 0 | 0 | 0 | 7.48 | 0.10709 | 0 | 22.64 | 22.64 | 0.2 | 0 | 0 |  | 0 |  | 0
|  |  |  | 9.68 | 19.36 | 0 | 0 | 0 | 0 | 0 | 7.48 | 0.10709 | 0 | 19.36 | 19.36 | 0.2 | 0 | 0 |  | 0 |  | 0
|  |  |  | 10.4 | 20.8 | 0 | 0 | 0 | 0 | 0 | 7.48 | 0.10709 | 0 | 20.8 | 20.8 | 0.2 | 0 | 0 |  | 0 |  | 0
|  |  |  | 9.72 | 19.44 | 0 | 0 | 0 | 0 | 0 | 7.48 | 0.10709 | 0 | 19.44 | 19.44 | 0.2 | 0 | 0 |  | 0 |  | 0
|  |  |  | 11.72 | 23.44 | 0 | 0 | 0 | 0 | 0 | 7.48 | 0.10709 | 0 | 23.44 | 23.44 | 0.2 | 0 | 0 |  | 0 |  | 0
|  |  |  | 12.4 | 24.8 | 0 | 0 | 0 | 0 | 0 | 7.48 | 0.10709 | 0 | 24.8 | 24.8 | 0.2 | 0 | 0 |  | 0 |  | 0
|  |  |  | 15.56 | 31.12 | 0 | 0 | 0 | 0 | 0 | 7.48 | 0.10709 | 0 | 31.12 | 31.12 | 0.2 | 0 | 0 |  | 0 |  | 0
|  |  |  | 21.44 | 42.88 | 0 | 0 | 0 | 0 | 0 | 7.48 | 0.10709 | 0 | 42.88 | 42.88 | 0.2 | 0 | 0 |  | 0 |  | 0
|  |  |  | 22.04 | 44.08 | 0 | 0 | 0 | 0 | 0 | 7.48 | 0.10709 | 0 | 44.08 | 44.08 | 0.2 | 0 | 0 |  | 0 |  | 0
|  |  |  | 25.24 | 50.48 | 0 | 0 | 0 | 0 | 0 | 7.48 | 0.10709 | 0 | 50.48 | 50.48 | 0.2 | 0 | 0 |  | 0 |  | 0
|  |  |  | 33.16 | 66.32 | 0 | 0 | 0 | 0 | 0 | 7.48 | 0.10709 | 0 | 66.32 | 66.32 | 0.2 | 0 | 0 |  | 0 |  | 0
|  |  |  | 32.16 | 64.32 | 0 | 0 | 0 | 0 | 0 | 7.48 | 0.10709 | 0 | 64.32 | 64.32 | 0.2 | 0 | 0 |  | 0 |  | 0
|  |  |  | 33.52 | 67.04 | 0 | 0 | 0 | 0 | 0 | 7.48 | 0.10709 | 0 | 67.04 | 67.04 | 0.2 | 0 | 0 |  | 0 |  | 0
|  |  |  | 32.24 | 64.48 | 0 | 0 | 0 | 0 | 0 | 7.48 | 0.10709 | 0 | 64.48 | 64.48 | 0.2 | 0 | 0 |  | 0 |  | 0
|  |  |  | 31.88 | 63.76 | 0 | 0 | 0 | 0 | 0 | 7.48 | 0.10709 | 0 | 63.76 | 63.76 | 0.2 | 0 | 0 |  | 0 |  | 0
|  |  |  | 31.2 | 62.4 | 0 | 0 | 0 | 0 | 0 | 7.48 | 0.10709 | 0 | 62.4 | 62.4 | 0.2 | 0 | 0 |  | 0 |  | 0
|  |  |  | 31.6 | 63.2 | 0 | 0 | 0 | 0 | 0 | 7.48 | 0.10709 | 0 | 63.2 | 63.2 | 0.2 | 0 | 0 |  | 0 |  | 0
|  |  |  | 30.32 | 60.64 | 0 | 0 | 0 | 0 | 0 | 7.48 | 0.10709 | 0 | 60.64 | 60.64 | 0.2 | 0 | 0 |  | 0 |  | 0
|  |  |  | 31.04 | 62.08 | 0 | 0 | 0 | 0 | 0 | 7.48 | 0.10709 | 0 | 62.08 | 62.08 | 0.2 | 0 | 0 |  | 0 |  | 0
|  |  |  | 29.36 | 58.72 | 0 | 0 | 0 | 0 | 0 | 7.48 | 0.10709 | 0 | 58.72 | 58.72 | 0.2 | 0 | 0 |  | 0 |  | 0
|  |  |  | 28 | 56 | 0 | 0 | 0 | 0 | 0 | 7.48 | 0.10709 | 0 | 56 | 56 | 0.2 | 0 | 0 |  | 0 |  | 0
|  |  |  | 28 | 56 | 0 | 0 | 0 | 0 | 0 | 7.48 | 0.10709 | 0 | 56 | 56 | 0.2 | 0 | 0 |  | 0 |  | 0
|  |  |  | 24.88 | 49.76 | 0 | 0 | 0 | 0 | 0 | 7.48 | 0.10709 | 0 | 49.76 | 49.76 | 0.2 | 0 | 0 |  | 0 |  | 0
|  |  |  | 20.68 | 41.36 | 0 | 0 | 0 | 0 | 0 | 7.48 | 0.10709 | 0 | 41.36 | 41.36 | 0.2 | 0 | 0 |  | 0 |  | 0
|  |  |  | 11 | 22 | 0 | 0 | 0 | 0 | 0 | 7.48 | 0.10709 | 0 | 22 | 22 | 0.2 | 0 | 0 |  | 0 |  | 0
|  |  |  | 9.2 | 18.4 | 0 | 0 | 0 | 0 | 0 | 7.48 | 0.10336 | 2.72 | 18.4 | 18.4 | 0.91885 | 0 | 0 |  | 0 |  | 0
|  |  |  | 11.48 | 22.96 | 0 | 0 | 0 | 0 | 0 | 7.48 | 0.10336 | 0.307 | 22.96 | 22.96 | 1 | 0 | 0 |  | 0 |  | 0
|  |  |  | 12.88 | 25.76 | 0 | 0 | 0 | 0 | 0 | 7.48 | 0.10336 | 0 | 25.76 | 25.76 | 1 | 0 | 0 |  | 0 |  | 0
|  |  |  | 12.32 | 24.64 | 0 | 0 | 0 | 0 | 0 | 7.48 | 0.10336 | 0 | 24.64 | 24.64 | 1 | 0 | 0 |  | 0 |  | 0
|  |  |  | 12.76 | 25.52 | 0 | 0 | 0 | 0 | 0 | 7.48 | 0.10336 | 0 | 25.52 | 25.52 | 1 | 0 | 0 |  | 0 |  | 0
|  |  |  | 14.28 | 28.56 | 0 | 0 | 0 | 0 | 0 | 7.48 | 0.10336 | 0 | 28.56 | 28.56 | 1 | 0 | 0 |  | 0 |  | 0
|  |  |  | 22.52 | 45.04 | 0 | 0 | 0 | 0 | 0 | 7.48 | 0.10336 | 0 | 45.04 | 45.04 | 1 | 0 | 0 |  | 0 |  | 0
|  |  |  | 21.76 | 43.52 | 0 | 0 | 0 | 0 | 0 | 7.48 | 0.10336 | 0 | 43.52 | 43.52 | 1 | 0 | 0 |  | 0 |  | 0
|  |  |  | 24.24 | 48.48 | 0 | 0 | 0 | 0 | 0 | 7.48 | 0.10336 | 0 | 48.48 | 48.48 | 1 | 0 | 0 |  | 0 |  | 0
|  |  |  | 28.52 | 57.04 | 0 | 0 | 0 | 0 | 0 | 7.48 | 0.10336 | 0 | 57.04 | 57.04 | 1 | 0 | 0 |  | 0 |  | 0
|  |  |  | 32.88 | 65.76 | 0 | 0 | 0 | 0 | 0 | 11.23 | 0.12409 | 0 | 65.76 | 65.76 | 1 | 0 | 0 |  | 0 |  | 0
|  |  |  | 31.24 | 62.48 | 0 | 0 | 0 | 0 | 0 | 11.23 | 0.12409 | 0 | 62.48 | 62.48 | 1 | 0 | 0 |  | 0 |  | 0
|  |  |  | 31.44 | 62.88 | 0 | 0 | 0 | 0 | 0 | 11.23 | 0.12409 | 0 | 62.88 | 62.88 | 1 | 0 | 0 |  | 0 |  | 0
|  |  |  | 31.04 | 62.08 | 0 | 0 | 0 | 0 | 0 | 17.48 | 0.13136 | 0 | 62.08 | 62.08 | 1 | 0 | 0 |  | 0 |  | 0
|  |  |  | 30.4 | 60.8 | 0 | 0 | 0 | 0 | 0 | 17.48 | 0.13136 | 0 | 60.8 | 60.8 | 1 | 0 | 0 |  | 0 |  | 0
|  |  |  | 32.16 | 64.32 | 0 | 0 | 0 | 0 | 0 | 17.48 | 0.13136 | 0 | 64.32 | 64.32 | 1 | 0 | 0 |  | 0 |  | 0
|  |  |  | 32.28 | 64.56 | 0 | 0 | 0 | 0 | 0 | 17.48 | 0.13136 | 0 | 64.56 | 61.84 | 0.2 | 0 | 2.72 |  | 0 |  | 0
|  |  |  | 31.36 | 62.72 | 0 | 0 | 0 | 0 | 0 | 11.23 | 0.12409 | 0 | 62.72 | 62.72 | 0.2 | 0 | 0 |  | 0 |  | 0
|  |  |  | 28.52 | 57.04 | 0 | 0 | 0 | 0 | 0 | 11.23 | 0.12409 | 0 | 57.04 | 57.04 | 0.2 | 0 | 0 |  | 0 |  | 0
|  |  |  | 26.56 | 53.12 | 0 | 0 | 0 | 0 | 0 | 11.23 | 0.12409 | 0 | 53.12 | 53.12 | 0.2 | 0 | 0 |  | 0 |  | 0
|  |  |  | 26.6 | 53.2 | 0 | 0 | 0 | 0 | 0 | 7.48 | 0.10336 | 2.72 | 53.2 | 53.2 | 0.91885 | 0 | 0 |  | 0 |  | 0
|  |  |  | 28.72 | 57.44 | 0 | 0 | 0 | 0 | 0 | 7.48 | 0.10336 | 0.307 | 57.44 | 57.44 | 1 | 0 | 0 |  | 0 |  | 0
|  |  |  | 29.8 | 59.6 | 0 | 0 | 0 | 0 | 0 | 7.48 | 0.10336 | 0 | 59.6 | 59.6 | 1 | 0 | 0 |  | 0 |  | 0
|  |  |  | 23.08 | 46.16 | 0 | 0 | 0 | 0 | 0 | 7.48 | 0.10336 | 0 | 46.16 | 46.16 | 1 | 0 | 0 |  | 0 |  | 0
|  |  |  | 21.88 | 43.76 | 0 | 0 | 0 | 0 | 0 | 7.48 | 0.10336 | 0 | 43.76 | 43.76 | 1 | 0 | 0 |  | 0 |  | 0
|  |  |  | 22.04 | 44.08 | 0 | 0 | 0 | 0 | 0 | 7.48 | 0.10336 | 0 | 44.08 | 44.08 | 1 | 0 | 0 |  | 0 |  | 0
|  |  |  | 20.08 | 40.16 | 0 | 0 | 0 | 0 | 0 | 7.48 | 0.10336 | 0 | 40.16 | 40.16 | 1 | 0 | 0 |  | 0 |  | 0
|  |  |  | 21.56 | 43.12 | 0 | 0 | 0 | 0 | 0 | 7.48 | 0.10336 | 0 | 43.12 | 43.12 | 1 | 0 | 0 |  | 0 |  | 0
|  |  |  | 16.44 | 32.88 | 0 | 0 | 0 | 0 | 0 | 7.48 | 0.10336 | 0 | 32.88 | 32.88 | 1 | 0 | 0 |  | 0 |  | 0
|  |  |  | 16.48 | 32.96 | 0 | 0 | 0 | 0 | 0 | 7.48 | 0.10336 | 0 | 32.96 | 32.96 | 1 | 0 | 0 |  | 0 |  | 0
|  |  |  | 22.44 | 44.88 | 0 | 0 | 0 | 0 | 0 | 7.48 | 0.10336 | 0 | 44.88 | 44.88 | 1 | 0 | 0 |  | 0 |  | 0
|  |  |  | 23.68 | 47.36 | 0 | 0 | 0 | 0 | 0 | 7.48 | 0.10336 | 0 | 47.36 | 47.36 | 1 | 0 | 0 |  | 0 |  | 0
|  |  |  | 25.72 | 51.44 | 0 | 0 | 0 | 0 | 0 | 7.48 | 0.10336 | 0 | 51.44 | 51.44 | 1 | 0 | 0 |  | 0 |  | 0
|  |  |  | 29.52 | 59.04 | 0 | 0 | 0 | 0 | 0 | 7.48 | 0.10336 | 0 | 59.04 | 59.04 | 1 | 0 | 0 |  | 0 |  | 0
|  |  |  | 31.16 | 62.32 | 0 | 0 | 0 | 0 | 0 | 11.23 | 0.12409 | 0 | 62.32 | 62.32 | 1 | 0 | 0 |  | 0 |  | 0
|  |  |  | 38.08 | 76.16 | 0 | 0 | 0 | 0 | 0 | 11.23 | 0.12409 | 0 | 76.16 | 76.16 | 1 | 0 | 0 |  | 0 |  | 0
|  |  |  | 35.48 | 70.96 | 0 | 0 | 0 | 0 | 0 | 11.23 | 0.12409 | 0 | 70.96 | 70.96 | 1 | 0 | 0 |  | 0 |  | 0
|  |  |  | 34 | 68 | 0 | 0 | 0 | 0 | 0 | 17.48 | 0.13136 | 0 | 68 | 68 | 1 | 0 | 0 |  | 0 |  | 0
|  |  |  | 33.76 | 67.52 | 0 | 0 | 0 | 0 | 0 | 17.48 | 0.13136 | 0 | 67.52 | 67.52 | 1 | 0 | 0 |  | 0 |  | 0
|  |  |  | 35.2 | 70.4 | 0 | 0 | 0 | 0 | 0 | 17.48 | 0.13136 | 0 | 70.4 | 70.4 | 1 | 0 | 0 |  | 0 |  | 0
|  |  |  | 36.36 | 72.72 | 0 | 0 | 0 | 0 | 0 | 17.48 | 0.13136 | 0 | 72.72 | 70 | 0.2 | 0 | 2.72 |  | 0 |  | 0
|  |  |  | 35.68 | 71.36 | 0 | 0 | 0 | 0 | 0 | 11.23 | 0.12409 | 0 | 71.36 | 71.36 | 0.2 | 0 | 0 |  | 0 |  | 0
|  |  |  | 36.32 | 72.64 | 0 | 0 | 0 | 0 | 0 | 11.23 | 0.12409 | 0 | 72.64 | 72.64 | 0.2 | 0 | 0 |  | 0 |  | 0
|  |  |  | 33.84 | 67.68 | 0 | 0 | 0 | 0 | 0 | 11.23 | 0.12409 | 0 | 67.68 | 67.68 | 0.2 | 0 | 0 |  | 0 |  | 0
|  |  |  | 28.44 | 56.88 | 0 | 0 | 0 | 0 | 0 | 7.48 | 0.10336 | 2.72 | 56.88 | 56.88 | 0.91885 | 0 | 0 |  | 0 |  | 0
|  |  |  | 21.4 | 42.8 | 0 | 0 | 0 | 0 | 0 | 7.48 | 0.10336 | 0.307 | 42.8 | 42.8 | 1 | 0 | 0 |  | 0 |  | 0
|  |  |  | 19.04 | 38.08 | 0 | 0 | 0 | 0 | 0 | 7.48 | 0.10336 | 0 | 38.08 | 38.08 | 1 | 0 | 0 |  | 0 |  | 0
|  |  |  | 11.4 | 22.8 | 0 | 0 | 0 | 0 | 0 | 7.48 | 0.10336 | 0 | 22.8 | 22.8 | 1 | 0 | 0 |  | 0 |  | 0
|  |  |  | 9.44 | 18.88 | 0 | 0 | 0 | 0 | 0 | 7.48 | 0.10336 | 0 | 18.88 | 18.88 | 1 | 0 | 0 |  | 0 |  | 0
|  |  |  | 10.8 | 21.6 | 0 | 0 | 0 | 0 | 0 | 7.48 | 0.10336 | 0 | 21.6 | 21.6 | 1 | 0 | 0 |  | 0 |  | 0
|  |  |  | 11.2 | 22.4 | 0 | 0 | 0 | 0 | 0 | 7.48 | 0.10336 | 0 | 22.4 | 22.4 | 1 | 0 | 0 |  | 0 |  | 0
|  |  |  | 12.24 | 24.48 | 0 | 0 | 0 | 0 | 0 | 7.48 | 0.10336 | 0 | 24.48 | 24.48 | 1 | 0 | 0 |  | 0 |  | 0
|  |  |  | 13.96 | 27.92 | 0 | 0 | 0 | 0 | 0 | 7.48 | 0.10336 | 0 | 27.92 | 27.92 | 1 | 0 | 0 |  | 0 |  | 0
|  |  |  | 15.48 | 30.96 | 0 | 0 | 0 | 0 | 0 | 7.48 | 0.10336 | 0 | 30.96 | 30.96 | 1 | 0 | 0 |  | 0 |  | 0
|  |  |  | 14.76 | 29.52 | 0 | 0 | 0 | 0 | 0 | 7.48 | 0.10336 | 0 | 29.52 | 29.52 | 1 | 0 | 0 |  | 0 |  | 0
|  |  |  | 18.6 | 37.2 | 0 | 0 | 0 | 0 | 0 | 7.48 | 0.10336 | 0 | 37.2 | 37.2 | 1 | 0 | 0 |  | 0 |  | 0
|  |  |  | 19.32 | 38.64 | 0 | 0 | 0 | 0 | 0 | 7.48 | 0.10336 | 0 | 38.64 | 38.64 | 1 | 0 | 0 |  | 0 |  | 0
|  |  |  | 22 | 44 | 0 | 0 | 0 | 0 | 0 | 7.48 | 0.10336 | 0 | 44 | 44 | 1 | 0 | 0 |  | 0 |  | 0
|  |  |  | 23.08 | 46.16 | 0 | 0 | 0 | 0 | 0 | 11.23 | 0.12409 | 0 | 46.16 | 46.16 | 1 | 0 | 0 |  | 0 |  | 0
|  |  |  | 25.88 | 51.76 | 0 | 0 | 0 | 0 | 0 | 11.23 | 0.12409 | 0 | 51.76 | 51.76 | 1 | 0 | 0 |  | 0 |  | 0
|  |  |  | 25.32 | 50.64 | 0 | 0 | 0 | 0 | 0 | 11.23 | 0.12409 | 0 | 50.64 | 50.64 | 1 | 0 | 0 |  | 0 |  | 0
|  |  |  | 26.68 | 53.36 | 0 | 0 | 0 | 0 | 0 | 17.48 | 0.13136 | 0 | 53.36 | 53.36 | 1 | 0 | 0 |  | 0 |  | 0
|  |  |  | 25.28 | 50.56 | 0 | 0 | 0 | 0 | 0 | 17.48 | 0.13136 | 0 | 50.56 | 50.56 | 1 | 0 | 0 |  | 0 |  | 0
|  |  |  | 26.96 | 53.92 | 0 | 0 | 0 | 0 | 0 | 17.48 | 0.13136 | 0 | 53.92 | 53.92 | 1 | 0 | 0 |  | 0 |  | 0
|  |  |  | 26.04 | 52.08 | 0 | 0 | 0 | 0 | 0 | 17.48 | 0.13136 | 0 | 52.08 | 49.36 | 0.2 | 0 | 2.72 |  | 0 |  | 0
|  |  |  | 26.84 | 53.68 | 0 | 0 | 0 | 0 | 0 | 11.23 | 0.12409 | 0 | 53.68 | 53.68 | 0.2 | 0 | 0 |  | 0 |  | 0
|  |  |  | 21 | 42 | 0 | 0 | 0 | 0 | 0 | 11.23 | 0.12409 | 0 | 42 | 42 | 0.2 | 0 | 0 |  | 0 |  | 0
|  |  |  | 16.84 | 33.68 | 0 | 0 | 0 | 0 | 0 | 11.23 | 0.12409 | 0 | 33.68 | 33.68 | 0.2 | 0 | 0 |  | 0 |  | 0
|  |  |  | 15.84 | 31.68 | 0 | 0 | 0 | 0 | 0 | 7.48 | 0.10336 | 2.72 | 31.68 | 31.68 | 0.91885 | 0 | 0 |  | 0 |  | 0
|  |  |  | 16.12 | 32.24 | 0 | 0 | 0 | 0 | 0 | 7.48 | 0.10336 | 0.307 | 32.24 | 32.24 | 1 | 0 | 0 |  | 0 |  | 0
|  |  |  | 15.8 | 31.6 | 0 | 0 | 0 | 0 | 0 | 7.48 | 0.10336 | 0 | 31.6 | 31.6 | 1 | 0 | 0 |  | 0 |  | 0
|  |  |  | 13.48 | 26.96 | 0 | 0 | 0 | 0 | 0 | 7.48 | 0.10336 | 0 | 26.96 | 26.96 | 1 | 0 | 0 |  | 0 |  | 0
|  |  |  | 12.2 | 24.4 | 0 | 0 | 0 | 0 | 0 | 7.48 | 0.10336 | 0 | 24.4 | 24.4 | 1 | 0 | 0 |  | 0 |  | 0
|  |  |  | 10.08 | 20.16 | 0 | 0 | 0 | 0 | 0 | 7.48 | 0.10336 | 0 | 20.16 | 20.16 | 1 | 0 | 0 |  | 0 |  | 0
|  |  |  | 9.08 | 18.16 | 0 | 0 | 0 | 0 | 0 | 7.48 | 0.10336 | 0 | 18.16 | 18.16 | 1 | 0 | 0 |  | 0 |  | 0
|  |  |  | 12.04 | 24.08 | 0 | 0 | 0 | 0 | 0 | 7.48 | 0.10336 | 0 | 24.08 | 24.08 | 1 | 0 | 0 |  | 0 |  | 0
|  |  |  | 13.12 | 26.24 | 0 | 0 | 0 | 0 | 0 | 7.48 | 0.10336 | 0 | 26.24 | 26.24 | 1 | 0 | 0 |  | 0 |  | 0
|  |  |  | 14.72 | 29.44 | 0 | 0 | 0 | 0 | 0 | 7.48 | 0.10336 | 0 | 29.44 | 29.44 | 1 | 0 | 0 |  | 0 |  | 0
|  |  |  | 14.6 | 29.2 | 0 | 0 | 0 | 0 | 0 | 7.48 | 0.10336 | 0 | 29.2 | 29.2 | 1 | 0 | 0 |  | 0 |  | 0
|  |  |  | 16.4 | 32.8 | 0 | 0 | 0 | 0 | 0 | 7.48 | 0.10336 | 0 | 32.8 | 32.8 | 1 | 0 | 0 |  | 0 |  | 0
|  |  |  | 19.4 | 38.8 | 0 | 0 | 0 | 0 | 0 | 7.48 | 0.10336 | 0 | 38.8 | 38.8 | 1 | 0 | 0 |  | 0 |  | 0
|  |  |  | 20.08 | 40.16 | 0 | 0 | 0 | 0 | 0 | 7.48 | 0.10336 | 0 | 40.16 | 40.16 | 1 | 0 | 0 |  | 0 |  | 0
|  |  |  | 19.56 | 39.12 | 0 | 0 | 0 | 0 | 0 | 11.23 | 0.12409 | 0 | 39.12 | 39.12 | 1 | 0 | 0 |  | 0 |  | 0
|  |  |  | 22.2 | 44.4 | 0 | 0 | 0 | 0 | 0 | 11.23 | 0.12409 | 0 | 44.4 | 44.4 | 1 | 0 | 0 |  | 0 |  | 0
|  |  |  | 23.16 | 46.32 | 0 | 0 | 0 | 0 | 0 | 11.23 | 0.12409 | 0 | 46.32 | 46.32 | 1 | 0 | 0 |  | 0 |  | 0
|  |  |  | 24.24 | 48.48 | 0 | 0 | 0 | 0 | 0 | 17.48 | 0.13136 | 0 | 48.48 | 48.48 | 1 | 0 | 0 |  | 0 |  | 0
|  |  |  | 26.52 | 53.04 | 0 | 0 | 0 | 0 | 0 | 17.48 | 0.13136 | 0 | 53.04 | 53.04 | 1 | 0 | 0 |  | 0 |  | 0
|  |  |  | 26.6 | 53.2 | 0 | 0 | 0 | 0 | 0 | 17.48 | 0.13136 | 0 | 53.2 | 53.2 | 1 | 0 | 0 |  | 0 |  | 0
|  |  |  | 25.92 | 51.84 | 0 | 0 | 0 | 0 | 0 | 17.48 | 0.13136 | 0 | 51.84 | 49.12 | 0.2 | 0 | 2.72 |  | 0 |  | 0
|  |  |  | 28.52 | 57.04 | 0 | 0 | 0 | 0 | 0 | 11.23 | 0.12409 | 0 | 57.04 | 57.04 | 0.2 | 0 | 0 |  | 0 |  | 0
|  |  |  | 26.2 | 52.4 | 0 | 0 | 0 | 0 | 0 | 11.23 | 0.12409 | 0 | 52.4 | 52.4 | 0.2 | 0 | 0 |  | 0 |  | 0
|  |  |  | 19.36 | 38.72 | 0 | 0 | 0 | 0 | 0 | 11.23 | 0.12409 | 0 | 38.72 | 38.72 | 0.2 | 0 | 0 |  | 0 |  | 0
|  |  |  | 16.16 | 32.32 | 0 | 0 | 0 | 0 | 0 | 7.48 | 0.10336 | 2.72 | 32.32 | 32.32 | 0.91885 | 0 | 0 |  | 0 |  | 0
|  |  |  | 16.8 | 33.6 | 0 | 0 | 0 | 0 | 0 | 7.48 | 0.10336 | 0.307 | 33.6 | 33.6 | 1 | 0 | 0 |  | 0 |  | 0
|  |  |  | 18.76 | 37.52 | 0 | 0 | 0 | 0 | 0 | 7.48 | 0.10336 | 0 | 37.52 | 37.52 | 1 | 0 | 0 |  | 0 |  | 0
|  |  |  | 13.24 | 26.48 | 0 | 0 | 0 | 0 | 0 | 7.48 | 0.10336 | 0 | 26.48 | 26.48 | 1 | 0 | 0 |  | 0 |  | 0
|  |  |  | 10.36 | 20.72 | 0 | 0 | 0 | 0 | 0 | 7.48 | 0.10336 | 0 | 20.72 | 20.72 | 1 | 0 | 0 |  | 0 |  | 0
|  |  |  | 13.64 | 27.28 | 0 | 0 | 0 | 0 | 0 | 7.48 | 0.10336 | 0 | 27.28 | 27.28 | 1 | 0 | 0 |  | 0 |  | 0
|  |  |  | 14.28 | 28.56 | 0 | 0 | 0 | 0 | 0 | 7.48 | 0.10336 | 0 | 28.56 | 28.56 | 1 | 0 | 0 |  | 0 |  | 0
|  |  |  | 17 | 34 | 0 | 0 | 0 | 0 | 0 | 7.48 | 0.10336 | 0 | 34 | 34 | 1 | 0 | 0 |  | 0 |  | 0
|  |  |  | 16.12 | 32.24 | 0 | 0 | 0 | 0 | 0 | 7.48 | 0.10336 | 0 | 32.24 | 32.24 | 1 | 0 | 0 |  | 0 |  | 0
|  |  |  | 16.28 | 32.56 | 0 | 0 | 0 | 0 | 0 | 7.48 | 0.10336 | 0 | 32.56 | 32.56 | 1 | 0 | 0 |  | 0 |  | 0
|  |  |  | 20.2 | 40.4 | 0 | 0 | 0 | 0 | 0 | 7.48 | 0.10336 | 0 | 40.4 | 40.4 | 1 | 0 | 0 |  | 0 |  | 0
|  |  |  | 22.08 | 44.16 | 0 | 0 | 0 | 0 | 0 | 7.48 | 0.10336 | 0 | 44.16 | 44.16 | 1 | 0 | 0 |  | 0 |  | 0
|  |  |  | 23.8 | 47.6 | 0 | 0 | 0 | 0 | 0 | 7.48 | 0.10336 | 0 | 47.6 | 47.6 | 1 | 0 | 0 |  | 0 |  | 0
|  |  |  | 28 | 56 | 0 | 0 | 0 | 0 | 0 | 7.48 | 0.10336 | 0 | 56 | 56 | 1 | 0 | 0 |  | 0 |  | 0
|  |  |  | 33.4 | 66.8 | 0 | 0 | 0 | 0 | 0 | 11.23 | 0.12409 | 0 | 66.8 | 66.8 | 1 | 0 | 0 |  | 0 |  | 0
|  |  |  | 34.84 | 69.68 | 0 | 0 | 0 | 0 | 0 | 11.23 | 0.12409 | 0 | 69.68 | 69.68 | 1 | 0 | 0 |  | 0 |  | 0
|  |  |  | 32.4 | 64.8 | 0 | 0 | 0 | 0 | 0 | 11.23 | 0.12409 | 0 | 64.8 | 64.8 | 1 | 0 | 0 |  | 0 |  | 0
|  |  |  | 31.88 | 63.76 | 0 | 0 | 0 | 0 | 0 | 17.48 | 0.13136 | 0 | 63.76 | 63.76 | 1 | 0 | 0 |  | 0 |  | 0
|  |  |  | 33.24 | 66.48 | 0 | 0 | 0 | 0 | 0 | 17.48 | 0.13136 | 0 | 66.48 | 66.48 | 1 | 0 | 0 |  | 0 |  | 0
|  |  |  | 35.52 | 71.04 | 0 | 0 | 0 | 0 | 0 | 17.48 | 0.13136 | 0 | 71.04 | 71.04 | 1 | 0 | 0 |  | 0 |  | 0
|  |  |  | 36.16 | 72.32 | 0 | 0 | 0 | 0 | 0 | 17.48 | 0.13136 | 0 | 72.32 | 69.6 | 0.2 | 0 | 2.72 |  | 0 |  | 0
|  |  |  | 36.52 | 73.04 | 0 | 0 | 0 | 0 | 0 | 11.23 | 0.12409 | 0 | 73.04 | 73.04 | 0.2 | 0 | 0 |  | 0 |  | 0
|  |  |  | 37.68 | 75.36 | 0 | 0 | 0 | 0 | 0 | 11.23 | 0.12409 | 0 | 75.36 | 75.36 | 0.2 | 0 | 0 |  | 0 |  | 0
|  |  |  | 35.64 | 71.28 | 0 | 0 | 0 | 0 | 0 | 11.23 | 0.12409 | 0 | 71.28 | 71.28 | 0.2 | 0 | 0 |  | 0 |  | 0
|  |  |  | 33.8 | 67.6 | 0 | 0 | 0 | 0 | 0 | 7.48 | 0.10336 | 2.72 | 67.6 | 67.6 | 0.91885 | 0 | 0 |  | 0 |  | 0
|  |  |  | 29.84 | 59.68 | 0 | 0 | 0 | 0 | 0 | 7.48 | 0.10336 | 0.307 | 59.68 | 59.68 | 1 | 0 | 0 |  | 0 |  | 0
|  |  |  | 20.52 | 41.04 | 0 | 0 | 0 | 0 | 0 | 7.48 | 0.10336 | 0 | 41.04 | 41.04 | 1 | 0 | 0 |  | 0 |  | 0
|  |  |  | 11.84 | 23.68 | 0 | 0 | 0 | 0 | 0 | 7.48 | 0.10336 | 0 | 23.68 | 23.68 | 1 | 0 | 0 |  | 0 |  | 0
|  |  |  | 9.64 | 19.28 | 0 | 0 | 0 | 0 | 0 | 7.48 | 0.10336 | 0 | 19.28 | 19.28 | 1 | 0 | 0 |  | 0 |  | 0
|  |  |  | 10.48 | 20.96 | 0 | 0 | 0 | 0 | 0 | 7.48 | 0.10336 | 0 | 20.96 | 20.96 | 1 | 0 | 0 |  | 0 |  | 0
|  |  |  | 10.84 | 21.68 | 0 | 0 | 0 | 0 | 0 | 7.48 | 0.10336 | 0 | 21.68 | 21.68 | 1 | 0 | 0 |  | 0 |  | 0
|  |  |  | 12.32 | 24.64 | 0 | 0 | 0 | 0 | 0 | 7.48 | 0.10336 | 0 | 24.64 | 24.64 | 1 | 0 | 0 |  | 0 |  | 0
|  |  |  | 13.76 | 27.52 | 0 | 0 | 0 | 0 | 0 | 7.48 | 0.10336 | 0 | 27.52 | 27.52 | 1 | 0 | 0 |  | 0 |  | 0
|  |  |  | 16.56 | 33.12 | 0 | 0 | 0 | 0 | 0 | 7.48 | 0.10336 | 0 | 33.12 | 33.12 | 1 | 0 | 0 |  | 0 |  | 0
|  |  |  | 22.88 | 45.76 | 0 | 0 | 0 | 0 | 0 | 7.48 | 0.10336 | 0 | 45.76 | 45.76 | 1 | 0 | 0 |  | 0 |  | 0
|  |  |  | 23.88 | 47.76 | 0 | 0 | 0 | 0 | 0 | 7.48 | 0.10336 | 0 | 47.76 | 47.76 | 1 | 0 | 0 |  | 0 |  | 0
|  |  |  | 29.84 | 59.68 | 0 | 0 | 0 | 0 | 0 | 7.48 | 0.10336 | 0 | 59.68 | 59.68 | 1 | 0 | 0 |  | 0 |  | 0
|  |  |  | 33.12 | 66.24 | 0 | 0 | 0 | 0 | 0 | 7.48 | 0.10336 | 0 | 66.24 | 66.24 | 1 | 0 | 0 |  | 0 |  | 0
|  |  |  | 37.2 | 74.4 | 0 | 0 | 0 | 0 | 0 | 7.48 | 0.10336 | 0 | 74.4 | 74.4 | 1 | 0 | 0 |  | 0 |  | 0
|  |  |  | 42.56 | 85.12 | 0 | 0 | 0 | 0 | 0 | 7.48 | 0.10336 | 0 | 85.12 | 85.12 | 1 | 0 | 0 |  | 0 |  | 0
|  |  |  | 38.84 | 77.68 | 0 | 0 | 0 | 0 | 0 | 7.48 | 0.10336 | 0 | 77.68 | 77.68 | 1 | 0 | 0 |  | 0 |  | 0
|  |  |  | 39.08 | 78.16 | 0 | 0 | 0 | 0 | 0 | 7.48 | 0.10336 | 0 | 78.16 | 78.16 | 1 | 0 | 0 |  | 0 |  | 0
|  |  |  | 39.08 | 78.16 | 0 | 0 | 0 | 0 | 0 | 7.48 | 0.10336 | 0 | 78.16 | 78.16 | 1 | 0 | 0 |  | 0 |  | 0
|  |  |  | 40.88 | 81.76 | 0 | 0 | 0 | 0 | 0 | 7.48 | 0.10336 | 0 | 81.76 | 81.76 | 1 | 0 | 0 |  | 0 |  | 0
|  |  |  | 43.44 | 86.88 | 0 | 0 | 0 | 0 | 0 | 7.48 | 0.10336 | 0 | 86.88 | 86.88 | 1 | 0 | 0 |  | 0 |  | 0
|  |  |  | 44.84 | 89.68 | 0 | 0 | 0 | 0 | 0 | 7.48 | 0.10336 | 0 | 89.68 | 89.68 | 1 | 0 | 0 |  | 0 |  | 0
|  |  |  | 41.52 | 83.04 | 0 | 0 | 0 | 0 | 0 | 7.48 | 0.10336 | 0 | 83.04 | 83.04 | 1 | 0 | 0 |  | 0 |  | 0
|  |  |  | 39.32 | 78.64 | 0 | 0 | 0 | 0 | 0 | 7.48 | 0.10336 | 0 | 78.64 | 78.64 | 1 | 0 | 0 |  | 0 |  | 0
|  |  |  | 34.72 | 69.44 | 0 | 0 | 0 | 0 | 0 | 7.48 | 0.10336 | 0 | 69.44 | 69.44 | 1 | 0 | 0 |  | 0 |  | 0
|  |  |  | 25.8 | 51.6 | 0 | 0 | 0 | 0 | 0 | 7.48 | 0.10336 | 0 | 51.6 | 51.6 | 1 | 0 | 0 |  | 0 |  | 0
|  |  |  | 19.68 | 39.36 | 0 | 0 | 0 | 0 | 0 | 7.48 | 0.10336 | 0 | 39.36 | 39.36 | 1 | 0 | 0 |  | 0 |  | 0
|  |  |  | 11.28 | 22.56 | 0 | 0 | 0 | 0 | 0 | 7.48 | 0.10336 | 0 | 22.56 | 22.56 | 1 | 0 | 0 |  | 0 |  | 0
|  |  |  | 10.04 | 20.08 | 0 | 0 | 0 | 0 | 0 | 7.48 | 0.10336 | 0 | 20.08 | 20.08 | 1 | 0 | 0 |  | 0 |  | 0
|  |  |  | 15.36 | 30.72 | 0 | 0 | 0 | 0 | 0 | 7.48 | 0.10336 | 0 | 30.72 | 30.72 | 1 | 0 | 0 |  | 0 |  | 0
|  |  |  | 15.48 | 30.96 | 0 | 0 | 0 | 0 | 0 | 7.48 | 0.10336 | 0 | 30.96 | 30.96 | 1 | 0 | 0 |  | 0 |  | 0
|  |  |  | 17.48 | 34.96 | 0 | 0 | 0 | 0 | 0 | 7.48 | 0.10336 | 0 | 34.96 | 34.96 | 1 | 0 | 0 |  | 0 |  | 0
|  |  |  | 17.76 | 35.52 | 0 | 0 | 0 | 0 | 0 | 7.48 | 0.10336 | 0 | 35.52 | 35.52 | 1 | 0 | 0 |  | 0 |  | 0
|  |  |  | 15.2 | 30.4 | 0 | 0 | 0 | 0 | 0 | 7.48 | 0.10336 | 0 | 30.4 | 30.4 | 1 | 0 | 0 |  | 0 |  | 0
|  |  |  | 20.84 | 41.68 | 0 | 0 | 0 | 0 | 0 | 7.48 | 0.10336 | 0 | 41.68 | 41.68 | 1 | 0 | 0 |  | 0 |  | 0
|  |  |  | 23.48 | 46.96 | 0 | 0 | 0 | 0 | 0 | 7.48 | 0.10336 | 0 | 46.96 | 46.96 | 1 | 0 | 0 |  | 0 |  | 0
|  |  |  | 31.84 | 63.68 | 0 | 0 | 0 | 0 | 0 | 7.48 | 0.10336 | 0 | 63.68 | 63.68 | 1 | 0 | 0 |  | 0 |  | 0
|  |  |  | 32.52 | 65.04 | 0 | 0 | 0 | 0 | 0 | 7.48 | 0.10336 | 0 | 65.04 | 65.04 | 1 | 0 | 0 |  | 0 |  | 0
|  |  |  | 35.28 | 70.56 | 0 | 0 | 0 | 0 | 0 | 7.48 | 0.10336 | 0 | 70.56 | 70.56 | 1 | 0 | 0 |  | 0 |  | 0
|  |  |  | 38.84 | 77.68 | 0 | 0 | 0 | 0 | 0 | 7.48 | 0.10336 | 0 | 77.68 | 77.68 | 1 | 0 | 0 |  | 0 |  | 0
|  |  |  | 34.52 | 69.04 | 0 | 0 | 0 | 0 | 0 | 7.48 | 0.10336 | 0 | 69.04 | 69.04 | 1 | 0 | 0 |  | 0 |  | 0
|  |  |  | 35.12 | 70.24 | 0 | 0 | 0 | 0 | 0 | 7.48 | 0.10336 | 0 | 70.24 | 70.24 | 1 | 0 | 0 |  | 0 |  | 0
|  |  |  | 34.84 | 69.68 | 0 | 0 | 0 | 0 | 0 | 7.48 | 0.10336 | 0 | 69.68 | 69.68 | 1 | 0 | 0 |  | 0 |  | 0
|  |  |  | 34.84 | 69.68 | 0 | 0 | 0 | 0 | 0 | 7.48 | 0.10336 | 0 | 69.68 | 69.68 | 1 | 0 | 0 |  | 0 |  | 0
|  |  |  | 35.76 | 71.52 | 0 | 0 | 0 | 0 | 0 | 7.48 | 0.10336 | 0 | 71.52 | 71.52 | 1 | 0 | 0 |  | 0 |  | 0
|  |  |  | 35.08 | 70.16 | 0 | 0 | 0 | 0 | 0 | 7.48 | 0.10336 | 0 | 70.16 | 70.16 | 1 | 0 | 0 |  | 0 |  | 0
|  |  |  | 33.96 | 67.92 | 0 | 0 | 0 | 0 | 0 | 7.48 | 0.10336 | 0 | 67.92 | 67.92 | 1 | 0 | 0 |  | 0 |  | 0
|  |  |  | 31.48 | 62.96 | 0 | 0 | 0 | 0 | 0 | 7.48 | 0.10336 | 0 | 62.96 | 62.96 | 1 | 0 | 0 |  | 0 |  | 0
|  |  |  | 28.84 | 57.68 | 0 | 0 | 0 | 0 | 0 | 7.48 | 0.10336 | 0 | 57.68 | 57.68 | 1 | 0 | 0 |  | 0 |  | 0
|  |  |  | 26.4 | 52.8 | 0 | 0 | 0 | 0 | 0 | 7.48 | 0.10336 | 0 | 52.8 | 52.8 | 1 | 0 | 0 |  | 0 |  | 0
|  |  |  | 22.88 | 45.76 | 0 | 0 | 0 | 0 | 0 | 7.48 | 0.10336 | 0 | 45.76 | 45.76 | 1 | 0 | 0 |  | 0 |  | 0
|  |  |  | 14.4 | 28.8 | 0 | 0 | 0 | 0 | 0 | 7.48 | 0.10336 | 0 | 28.8 | 28.8 | 1 | 0 | 0 |  | 0 |  | 0
|  |  |  | 11 | 22 | 0 | 0 | 0 | 0 | 0 | 7.48 | 0.10336 | 0 | 22 | 22 | 1 | 0 | 0 |  | 0 |  | 0
|  |  |  | 10.56 | 21.12 | 0 | 0 | 0 | 0 | 0 | 7.48 | 0.10336 | 0 | 21.12 | 21.12 | 1 | 0 | 0 |  | 0 |  | 0
|  |  |  | 12.04 | 24.08 | 0 | 0 | 0 | 0 | 0 | 7.48 | 0.10336 | 0 | 24.08 | 24.08 | 1 | 0 | 0 |  | 0 |  | 0
|  |  |  | 12.08 | 24.16 | 0 | 0 | 0 | 0 | 0 | 7.48 | 0.10336 | 0 | 24.16 | 24.16 | 1 | 0 | 0 |  | 0 |  | 0
|  |  |  | 13.68 | 27.36 | 0 | 0 | 0 | 0 | 0 | 7.48 | 0.10336 | 0 | 27.36 | 27.36 | 1 | 0 | 0 |  | 0 |  | 0
|  |  |  | 16.28 | 32.56 | 0 | 0 | 0 | 0 | 0 | 7.48 | 0.10336 | 0 | 32.56 | 32.56 | 1 | 0 | 0 |  | 0 |  | 0
|  |  |  | 22.76 | 45.52 | 0 | 0 | 0 | 0 | 0 | 7.48 | 0.10336 | 0 | 45.52 | 45.52 | 1 | 0 | 0 |  | 0 |  | 0
|  |  |  | 22.24 | 44.48 | 0 | 0 | 0 | 0 | 0 | 7.48 | 0.10336 | 0 | 44.48 | 44.48 | 1 | 0 | 0 |  | 0 |  | 0
|  |  |  | 24.48 | 48.96 | 0 | 0 | 0 | 0 | 0 | 7.48 | 0.10336 | 0 | 48.96 | 48.96 | 1 | 0 | 0 |  | 0 |  | 0
|  |  |  | 25.72 | 51.44 | 0 | 0 | 0 | 0 | 0 | 7.48 | 0.10336 | 0 | 51.44 | 51.44 | 1 | 0 | 0 |  | 0 |  | 0
|  |  |  | 31 | 62 | 0 | 0 | 0 | 0 | 0 | 11.23 | 0.12409 | 0 | 62 | 62 | 1 | 0 | 0 |  | 0 |  | 0
|  |  |  | 34.48 | 68.96 | 0 | 0 | 0 | 0 | 0 | 11.23 | 0.12409 | 0 | 68.96 | 68.96 | 1 | 0 | 0 |  | 0 |  | 0
|  |  |  | 31.92 | 63.84 | 0 | 0 | 0 | 0 | 0 | 11.23 | 0.12409 | 0 | 63.84 | 63.84 | 1 | 0 | 0 |  | 0 |  | 0
|  |  |  | 30.48 | 60.96 | 0 | 0 | 0 | 0 | 0 | 17.48 | 0.13136 | 0 | 60.96 | 60.96 | 1 | 0 | 0 |  | 0 |  | 0
|  |  |  | 28.2 | 56.4 | 0 | 0 | 0 | 0 | 0 | 17.48 | 0.13136 | 0 | 56.4 | 56.4 | 1 | 0 | 0 |  | 0 |  | 0
|  |  |  | 30.44 | 60.88 | 0 | 0 | 0 | 0 | 0 | 17.48 | 0.13136 | 0 | 60.88 | 60.88 | 1 | 0 | 0 |  | 0 |  | 0
|  |  |  | 31.28 | 62.56 | 0 | 0 | 0 | 0 | 0 | 17.48 | 0.13136 | 0 | 62.56 | 59.84 | 0.2 | 0 | 2.72 |  | 0 |  | 0
|  |  |  | 28.2 | 56.4 | 0 | 0 | 0 | 0 | 0 | 11.23 | 0.12409 | 0 | 56.4 | 56.4 | 0.2 | 0 | 0 |  | 0 |  | 0
|  |  |  | 27.12 | 54.24 | 0 | 0 | 0 | 0 | 0 | 11.23 | 0.12409 | 0 | 54.24 | 54.24 | 0.2 | 0 | 0 |  | 0 |  | 0
|  |  |  | 24.48 | 48.96 | 0 | 0 | 0 | 0 | 0 | 11.23 | 0.12409 | 0 | 48.96 | 48.96 | 0.2 | 0 | 0 |  | 0 |  | 0
|  |  |  | 24.2 | 48.4 | 0 | 0 | 0 | 0 | 0 | 7.48 | 0.10336 | 2.72 | 48.4 | 48.4 | 0.91885 | 0 | 0 |  | 0 |  | 0
|  |  |  | 22 | 44 | 0 | 0 | 0 | 0 | 0 | 7.48 | 0.10336 | 0.307 | 44 | 44 | 1 | 0 | 0 |  | 0 |  | 0
|  |  |  | 16.88 | 33.76 | 0 | 0 | 0 | 0 | 0 | 7.48 | 0.10336 | 0 | 33.76 | 33.76 | 1 | 0 | 0 |  | 0 |  | 0
|  |  |  | 10.6 | 21.2 | 0 | 0 | 0 | 0 | 0 | 7.48 | 0.10336 | 0 | 21.2 | 21.2 | 1 | 0 | 0 |  | 0 |  | 0
|  |  |  | 9.2 | 18.4 | 0 | 0 | 0 | 0 | 0 | 7.48 | 0.10336 | 0 | 18.4 | 18.4 | 1 | 0 | 0 |  | 0 |  | 0
|  |  |  | 9.76 | 19.52 | 0 | 0 | 0 | 0 | 0 | 7.48 | 0.10336 | 0 | 19.52 | 19.52 | 1 | 0 | 0 |  | 0 |  | 0
|  |  |  | 9.72 | 19.44 | 0 | 0 | 0 | 0 | 0 | 7.48 | 0.10336 | 0 | 19.44 | 19.44 | 1 | 0 | 0 |  | 0 |  | 0
|  |  |  | 12.64 | 25.28 | 0 | 0 | 0 | 0 | 0 | 7.48 | 0.10336 | 0 | 25.28 | 25.28 | 1 | 0 | 0 |  | 0 |  | 0
|  |  |  | 13.84 | 27.68 | 0 | 0 | 0 | 0 | 0 | 7.48 | 0.10336 | 0 | 27.68 | 27.68 | 1 | 0 | 0 |  | 0 |  | 0
|  |  |  | 16.32 | 32.64 | 0 | 0 | 0 | 0 | 0 | 7.48 | 0.10336 | 0 | 32.64 | 32.64 | 1 | 0 | 0 |  | 0 |  | 0
|  |  |  | 22.48 | 44.96 | 0 | 0 | 0 | 0 | 0 | 7.48 | 0.10336 | 0 | 44.96 | 44.96 | 1 | 0 | 0 |  | 0 |  | 0
|  |  |  | 22.32 | 44.64 | 0 | 0 | 0 | 0 | 0 | 7.48 | 0.10336 | 0 | 44.64 | 44.64 | 1 | 0 | 0 |  | 0 |  | 0
|  |  |  | 24.08 | 48.16 | 0 | 0 | 0 | 0 | 0 | 7.48 | 0.10336 | 0 | 48.16 | 48.16 | 1 | 0 | 0 |  | 0 |  | 0
|  |  |  | 27.16 | 54.32 | 0 | 0 | 0 | 0 | 0 | 7.48 | 0.10336 | 0 | 54.32 | 54.32 | 1 | 0 | 0 |  | 0 |  | 0
|  |  |  | 33.16 | 66.32 | 0 | 0 | 0 | 0 | 0 | 11.23 | 0.12409 | 0 | 66.32 | 66.32 | 1 | 0 | 0 |  | 0 |  | 0
|  |  |  | 30.12 | 60.24 | 0 | 0 | 0 | 0 | 0 | 11.23 | 0.12409 | 0 | 60.24 | 60.24 | 1 | 0 | 0 |  | 0 |  | 0
|  |  |  | 26.96 | 53.92 | 0 | 0 | 0 | 0 | 0 | 11.23 | 0.12409 | 0 | 53.92 | 53.92 | 1 | 0 | 0 |  | 0 |  | 0
|  |  |  | 26.08 | 52.16 | 0 | 0 | 0 | 0 | 0 | 17.48 | 0.13136 | 0 | 52.16 | 52.16 | 1 | 0 | 0 |  | 0 |  | 0
|  |  |  | 25.92 | 51.84 | 0 | 0 | 0 | 0 | 0 | 17.48 | 0.13136 | 0 | 51.84 | 51.84 | 1 | 0 | 0 |  | 0 |  | 0
|  |  |  | 25.08 | 50.16 | 0 | 0 | 0 | 0 | 0 | 17.48 | 0.13136 | 0 | 50.16 | 50.16 | 1 | 0 | 0 |  | 0 |  | 0
|  |  |  | 24.8 | 49.6 | 0 | 0 | 0 | 0 | 0 | 17.48 | 0.13136 | 0 | 49.6 | 46.88 | 0.2 | 0 | 2.72 |  | 0 |  | 0
|  |  |  | 25.32 | 50.64 | 0 | 0 | 0 | 0 | 0 | 11.23 | 0.12409 | 0 | 50.64 | 50.64 | 0.2 | 0 | 0 |  | 0 |  | 0
|  |  |  | 25.28 | 50.56 | 0 | 0 | 0 | 0 | 0 | 11.23 | 0.12409 | 0 | 50.56 | 50.56 | 0.2 | 0 | 0 |  | 0 |  | 0
|  |  |  | 25.36 | 50.72 | 0 | 0 | 0 | 0 | 0 | 11.23 | 0.12409 | 0 | 50.72 | 50.72 | 0.2 | 0 | 0 |  | 0 |  | 0
|  |  |  | 24.84 | 49.68 | 0 | 0 | 0 | 0 | 0 | 7.48 | 0.10336 | 2.72 | 49.68 | 49.68 | 0.91885 | 0 | 0 |  | 0 |  | 0
|  |  |  | 24.56 | 49.12 | 0 | 0 | 0 | 0 | 0 | 7.48 | 0.10336 | 0.307 | 49.12 | 49.12 | 1 | 0 | 0 |  | 0 |  | 0
|  |  |  | 26.88 | 53.76 | 0 | 0 | 0 | 0 | 0 | 7.48 | 0.10336 | 0 | 53.76 | 53.76 | 1 | 0 | 0 |  | 0 |  | 0
|  |  |  | 23.96 | 47.92 | 0 | 0 | 0 | 0 | 0 | 7.48 | 0.10336 | 0 | 47.92 | 47.92 | 1 | 0 | 0 |  | 0 |  | 0
|  |  |  | 22.48 | 44.96 | 0 | 0 | 0 | 0 | 0 | 7.48 | 0.10336 | 0 | 44.96 | 44.96 | 1 | 0 | 0 |  | 0 |  | 0
|  |  |  | 22.4 | 44.8 | 0 | 0 | 0 | 0 | 0 | 7.48 | 0.10336 | 0 | 44.8 | 44.8 | 1 | 0 | 0 |  | 0 |  | 0
|  |  |  | 21.32 | 42.64 | 0 | 0 | 0 | 0 | 0 | 7.48 | 0.10336 | 0 | 42.64 | 42.64 | 1 | 0 | 0 |  | 0 |  | 0
|  |  |  | 22.76 | 45.52 | 0 | 0 | 0 | 0 | 0 | 7.48 | 0.10336 | 0 | 45.52 | 45.52 | 1 | 0 | 0 |  | 0 |  | 0
|  |  |  | 21.84 | 43.68 | 0 | 0 | 0 | 0 | 0 | 7.48 | 0.10336 | 0 | 43.68 | 43.68 | 1 | 0 | 0 |  | 0 |  | 0
|  |  |  | 20.72 | 41.44 | 0 | 0 | 0 | 0 | 0 | 7.48 | 0.10336 | 0 | 41.44 | 41.44 | 1 | 0 | 0 |  | 0 |  | 0
|  |  |  | 20.32 | 40.64 | 0 | 0 | 0 | 0 | 0 | 7.48 | 0.10336 | 0 | 40.64 | 40.64 | 1 | 0 | 0 |  | 0 |  | 0
|  |  |  | 20.72 | 41.44 | 0 | 0 | 0 | 0 | 0 | 7.48 | 0.10336 | 0 | 41.44 | 41.44 | 1 | 0 | 0 |  | 0 |  | 0
|  |  |  | 21.16 | 42.32 | 0 | 0 | 0 | 0 | 0 | 7.48 | 0.10336 | 0 | 42.32 | 42.32 | 1 | 0 | 0 |  | 0 |  | 0
|  |  |  | 22.16 | 44.32 | 0 | 0 | 0 | 0 | 0 | 7.48 | 0.10336 | 0 | 44.32 | 44.32 | 1 | 0 | 0 |  | 0 |  | 0
|  |  |  | 23.56 | 47.12 | 0 | 0 | 0 | 0 | 0 | 11.23 | 0.12409 | 0 | 47.12 | 47.12 | 1 | 0 | 0 |  | 0 |  | 0
|  |  |  | 23.28 | 46.56 | 0 | 0 | 0 | 0 | 0 | 11.23 | 0.12409 | 0 | 46.56 | 46.56 | 1 | 0 | 0 |  | 0 |  | 0
|  |  |  | 23.4 | 46.8 | 0 | 0 | 0 | 0 | 0 | 11.23 | 0.12409 | 0 | 46.8 | 46.8 | 1 | 0 | 0 |  | 0 |  | 0
|  |  |  | 24.08 | 48.16 | 0 | 0 | 0 | 0 | 0 | 17.48 | 0.13136 | 0 | 48.16 | 48.16 | 1 | 0 | 0 |  | 0 |  | 0
|  |  |  | 23.96 | 47.92 | 0 | 0 | 0 | 0 | 0 | 17.48 | 0.13136 | 0 | 47.92 | 47.92 | 1 | 0 | 0 |  | 0 |  | 0
|  |  |  | 25.48 | 50.96 | 0 | 0 | 0 | 0 | 0 | 17.48 | 0.13136 | 0 | 50.96 | 50.96 | 1 | 0 | 0 |  | 0 |  | 0
|  |  |  | 25.8 | 51.6 | 0 | 0 | 0 | 0 | 0 | 17.48 | 0.13136 | 0 | 51.6 | 48.88 | 0.2 | 0 | 2.72 |  | 0 |  | 0
|  |  |  | 24.24 | 48.48 | 0 | 0 | 0 | 0 | 0 | 11.23 | 0.12409 | 0 | 48.48 | 48.48 | 0.2 | 0 | 0 |  | 0 |  | 0
|  |  |  | 21.16 | 42.32 | 0 | 0 | 0 | 0 | 0 | 11.23 | 0.12409 | 0 | 42.32 | 42.32 | 0.2 | 0 | 0 |  | 0 |  | 0
|  |  |  | 15.6 | 31.2 | 0 | 0 | 0 | 0 | 0 | 11.23 | 0.12409 | 0 | 31.2 | 31.2 | 0.2 | 0 | 0 |  | 0 |  | 0
|  |  |  | 19.16 | 38.32 | 0 | 0 | 0 | 0 | 0 | 7.48 | 0.10336 | 2.72 | 38.32 | 38.32 | 0.91885 | 0 | 0 |  | 0 |  | 0
|  |  |  | 24.96 | 49.92 | 0 | 0 | 0 | 0 | 0 | 7.48 | 0.10336 | 0.307 | 49.92 | 49.92 | 1 | 0 | 0 |  | 0 |  | 0
|  |  |  | 26.08 | 52.16 | 0 | 0 | 0 | 0 | 0 | 7.48 | 0.10336 | 0 | 52.16 | 52.16 | 1 | 0 | 0 |  | 0 |  | 0
|  |  |  | 22.96 | 45.92 | 0 | 0 | 0 | 0 | 0 | 7.48 | 0.10336 | 0 | 45.92 | 45.92 | 1 | 0 | 0 |  | 0 |  | 0
|  |  |  | 21.96 | 43.92 | 0 | 0 | 0 | 0 | 0 | 7.48 | 0.10336 | 0 | 43.92 | 43.92 | 1 | 0 | 0 |  | 0 |  | 0
|  |  |  | 22.32 | 44.64 | 0 | 0 | 0 | 0 | 0 | 7.48 | 0.10336 | 0 | 44.64 | 44.64 | 1 | 0 | 0 |  | 0 |  | 0
|  |  |  | 21.52 | 43.04 | 0 | 0 | 0 | 0 | 0 | 7.48 | 0.10336 | 0 | 43.04 | 43.04 | 1 | 0 | 0 |  | 0 |  | 0
|  |  |  | 22.72 | 45.44 | 0 | 0 | 0 | 0 | 0 | 7.48 | 0.10336 | 0 | 45.44 | 45.44 | 1 | 0 | 0 |  | 0 |  | 0
|  |  |  | 21.96 | 43.92 | 0 | 0 | 0 | 0 | 0 | 7.48 | 0.10336 | 0 | 43.92 | 43.92 | 1 | 0 | 0 |  | 0 |  | 0
|  |  |  | 20.64 | 41.28 | 0 | 0 | 0 | 0 | 0 | 7.48 | 0.10336 | 0 | 41.28 | 41.28 | 1 | 0 | 0 |  | 0 |  | 0
|  |  |  | 20.12 | 40.24 | 0 | 0 | 0 | 0 | 0 | 7.48 | 0.10336 | 0 | 40.24 | 40.24 | 1 | 0 | 0 |  | 0 |  | 0
|  |  |  | 18.64 | 37.28 | 0 | 0 | 0 | 0 | 0 | 7.48 | 0.10336 | 0 | 37.28 | 37.28 | 1 | 0 | 0 |  | 0 |  | 0
|  |  |  | 19.24 | 38.48 | 0 | 0 | 0 | 0 | 0 | 7.48 | 0.10336 | 0 | 38.48 | 38.48 | 1 | 0 | 0 |  | 0 |  | 0
|  |  |  | 21.16 | 42.32 | 0 | 0 | 0 | 0 | 0 | 7.48 | 0.10336 | 0 | 42.32 | 42.32 | 1 | 0 | 0 |  | 0 |  | 0
|  |  |  | 21.36 | 42.72 | 0 | 0 | 0 | 0 | 0 | 11.23 | 0.12409 | 0 | 42.72 | 42.72 | 1 | 0 | 0 |  | 0 |  | 0
|  |  |  | 23.32 | 46.64 | 0 | 0 | 0 | 0 | 0 | 11.23 | 0.12409 | 0 | 46.64 | 46.64 | 1 | 0 | 0 |  | 0 |  | 0
|  |  |  | 25.2 | 50.4 | 0 | 0 | 0 | 0 | 0 | 11.23 | 0.12409 | 0 | 50.4 | 50.4 | 1 | 0 | 0 |  | 0 |  | 0
|  |  |  | 26.56 | 53.12 | 0 | 0 | 0 | 0 | 0 | 17.48 | 0.13136 | 0 | 53.12 | 53.12 | 1 | 0 | 0 |  | 0 |  | 0
|  |  |  | 27.68 | 55.36 | 0 | 0 | 0 | 0 | 0 | 17.48 | 0.13136 | 0 | 55.36 | 55.36 | 1 | 0 | 0 |  | 0 |  | 0
|  |  |  | 31.72 | 63.44 | 0 | 0 | 0 | 0 | 0 | 17.48 | 0.13136 | 0 | 63.44 | 63.44 | 1 | 0 | 0 |  | 0 |  | 0
|  |  |  | 28.92 | 57.84 | 0 | 0 | 0 | 0 | 0 | 17.48 | 0.13136 | 0 | 57.84 | 55.12 | 0.2 | 0 | 2.72 |  | 0 |  | 0
|  |  |  | 27.96 | 55.92 | 0 | 0 | 0 | 0 | 0 | 11.23 | 0.12409 | 0 | 55.92 | 55.92 | 0.2 | 0 | 0 |  | 0 |  | 0
|  |  |  | 26.8 | 53.6 | 0 | 0 | 0 | 0 | 0 | 11.23 | 0.12409 | 0 | 53.6 | 53.6 | 0.2 | 0 | 0 |  | 0 |  | 0
|  |  |  | 24.08 | 48.16 | 0 | 0 | 0 | 0 | 0 | 11.23 | 0.12409 | 0 | 48.16 | 48.16 | 0.2 | 0 | 0 |  | 0 |  | 0
|  |  |  | 23.4 | 46.8 | 0 | 0 | 0 | 0 | 0 | 7.48 | 0.10336 | 2.72 | 46.8 | 46.8 | 0.91885 | 0 | 0 |  | 0 |  | 0
|  |  |  | 26.4 | 52.8 | 0 | 0 | 0 | 0 | 0 | 7.48 | 0.10336 | 0.307 | 52.8 | 52.8 | 1 | 0 | 0 |  | 0 |  | 0
|  |  |  | 26.68 | 53.36 | 0 | 0 | 0 | 0 | 0 | 7.48 | 0.10336 | 0 | 53.36 | 53.36 | 1 | 0 | 0 |  | 0 |  | 0
|  |  |  | 21.56 | 43.12 | 0 | 0 | 0 | 0 | 0 | 7.48 | 0.10336 | 0 | 43.12 | 43.12 | 1 | 0 | 0 |  | 0 |  | 0
|  |  |  | 20.2 | 40.4 | 0 | 0 | 0 | 0 | 0 | 7.48 | 0.10336 | 0 | 40.4 | 40.4 | 1 | 0 | 0 |  | 0 |  | 0
|  |  |  | 20.64 | 41.28 | 0 | 0 | 0 | 0 | 0 | 7.48 | 0.10336 | 0 | 41.28 | 41.28 | 1 | 0 | 0 |  | 0 |  | 0
|  |  |  | 20.44 | 40.88 | 0 | 0 | 0 | 0 | 0 | 7.48 | 0.10336 | 0 | 40.88 | 40.88 | 1 | 0 | 0 |  | 0 |  | 0
|  |  |  | 20.52 | 41.04 | 0 | 0 | 0 | 0 | 0 | 7.48 | 0.10336 | 0 | 41.04 | 41.04 | 1 | 0 | 0 |  | 0 |  | 0
|  |  |  | 20.24 | 40.48 | 0 | 0 | 0 | 0 | 0 | 7.48 | 0.10336 | 0 | 40.48 | 40.48 | 1 | 0 | 0 |  | 0 |  | 0
|  |  |  | 19.44 | 38.88 | 0 | 0 | 0 | 0 | 0 | 7.48 | 0.10336 | 0 | 38.88 | 38.88 | 1 | 0 | 0 |  | 0 |  | 0
|  |  |  | 21.08 | 42.16 | 0 | 0 | 0 | 0 | 0 | 7.48 | 0.10336 | 0 | 42.16 | 42.16 | 1 | 0 | 0 |  | 0 |  | 0
|  |  |  | 22.28 | 44.56 | 0 | 0 | 0 | 0 | 0 | 7.48 | 0.10336 | 0 | 44.56 | 44.56 | 1 | 0 | 0 |  | 0 |  | 0
|  |  |  | 24.48 | 48.96 | 0 | 0 | 0 | 0 | 0 | 7.48 | 0.10336 | 0 | 48.96 | 48.96 | 1 | 0 | 0 |  | 0 |  | 0
|  |  |  | 27.32 | 54.64 | 0 | 0 | 0 | 0 | 0 | 7.48 | 0.10336 | 0 | 54.64 | 54.64 | 1 | 0 | 0 |  | 0 |  | 0
|  |  |  | 31.32 | 62.64 | 0 | 0 | 0 | 0 | 0 | 11.23 | 0.12409 | 0 | 62.64 | 62.64 | 1 | 0 | 0 |  | 0 |  | 0
|  |  |  | 33.16 | 66.32 | 0 | 0 | 0 | 0 | 0 | 11.23 | 0.12409 | 0 | 66.32 | 66.32 | 1 | 0 | 0 |  | 0 |  | 0
|  |  |  | 26.72 | 53.44 | 0 | 0 | 0 | 0 | 0 | 11.23 | 0.12409 | 0 | 53.44 | 53.44 | 1 | 0 | 0 |  | 0 |  | 0
|  |  |  | 25.56 | 51.12 | 0 | 0 | 0 | 0 | 0 | 17.48 | 0.13136 | 0 | 51.12 | 51.12 | 1 | 0 | 0 |  | 0 |  | 0
|  |  |  | 25.52 | 51.04 | 0 | 0 | 0 | 0 | 0 | 17.48 | 0.13136 | 0 | 51.04 | 51.04 | 1 | 0 | 0 |  | 0 |  | 0
|  |  |  | 24.4 | 48.8 | 0 | 0 | 0 | 0 | 0 | 17.48 | 0.13136 | 0 | 48.8 | 48.8 | 1 | 0 | 0 |  | 0 |  | 0
|  |  |  | 22.76 | 45.52 | 0 | 0 | 0 | 0 | 0 | 17.48 | 0.13136 | 0 | 45.52 | 42.8 | 0.2 | 0 | 2.72 |  | 0 |  | 0
|  |  |  | 22.76 | 45.52 | 0 | 0 | 0 | 0 | 0 | 11.23 | 0.12409 | 0 | 45.52 | 45.52 | 0.2 | 0 | 0 |  | 0 |  | 0
|  |  |  | 24.2 | 48.4 | 0 | 0 | 0 | 0 | 0 | 11.23 | 0.12409 | 0 | 48.4 | 48.4 | 0.2 | 0 | 0 |  | 0 |  | 0
|  |  |  | 24.64 | 49.28 | 0 | 0 | 0 | 0 | 0 | 11.23 | 0.12409 | 0 | 49.28 | 49.28 | 0.2 | 0 | 0 |  | 0 |  | 0
|  |  |  | 25.52 | 51.04 | 0 | 0 | 0 | 0 | 0 | 7.48 | 0.10336 | 2.72 | 51.04 | 51.04 | 0.91885 | 0 | 0 |  | 0 |  | 0
|  |  |  | 24.92 | 49.84 | 0 | 0 | 0 | 0 | 0 | 7.48 | 0.10336 | 0.307 | 49.84 | 49.84 | 1 | 0 | 0 |  | 0 |  | 0
|  |  |  | 17.92 | 35.84 | 0 | 0 | 0 | 0 | 0 | 7.48 | 0.10336 | 0 | 35.84 | 35.84 | 1 | 0 | 0 |  | 0 |  | 0
|  |  |  | 10.84 | 21.68 | 0 | 0 | 0 | 0 | 0 | 7.48 | 0.10336 | 0 | 21.68 | 21.68 | 1 | 0 | 0 |  | 0 |  | 0
|  |  |  | 8.88 | 17.76 | 0 | 0 | 0 | 0 | 0 | 7.48 | 0.10336 | 0 | 17.76 | 17.76 | 1 | 0 | 0 |  | 0 |  | 0
|  |  |  | 8.96 | 17.92 | 0 | 0 | 0 | 0 | 0 | 7.48 | 0.10336 | 0 | 17.92 | 17.92 | 1 | 0 | 0 |  | 0 |  | 0
|  |  |  | 9.84 | 19.68 | 0 | 0 | 0 | 0 | 0 | 7.48 | 0.10336 | 0 | 19.68 | 19.68 | 1 | 0 | 0 |  | 0 |  | 0
|  |  |  | 12.16 | 24.32 | 0 | 0 | 0 | 0 | 0 | 7.48 | 0.10336 | 0 | 24.32 | 24.32 | 1 | 0 | 0 |  | 0 |  | 0
|  |  |  | 13.8 | 27.6 | 0 | 0 | 0 | 0 | 0 | 7.48 | 0.10336 | 0 | 27.6 | 27.6 | 1 | 0 | 0 |  | 0 |  | 0
|  |  |  | 16.12 | 32.24 | 0 | 0 | 0 | 0 | 0 | 7.48 | 0.10336 | 0 | 32.24 | 32.24 | 1 | 0 | 0 |  | 0 |  | 0
|  |  |  | 22.56 | 45.12 | 0 | 0 | 0 | 0 | 0 | 7.48 | 0.10336 | 0 | 45.12 | 45.12 | 1 | 0 | 0 |  | 0 |  | 0
|  |  |  | 22 | 44 | 0 | 0 | 0 | 0 | 0 | 7.48 | 0.10336 | 0 | 44 | 44 | 1 | 0 | 0 |  | 0 |  | 0
|  |  |  | 23.24 | 46.48 | 0 | 0 | 0 | 0 | 0 | 7.48 | 0.10336 | 0 | 46.48 | 46.48 | 1 | 0 | 0 |  | 0 |  | 0
|  |  |  | 24.4 | 48.8 | 0 | 0 | 0 | 0 | 0 | 7.48 | 0.10336 | 0 | 48.8 | 48.8 | 1 | 0 | 0 |  | 0 |  | 0
|  |  |  | 29.64 | 59.28 | 0 | 0 | 0 | 0 | 0 | 7.48 | 0.10336 | 0 | 59.28 | 59.28 | 1 | 0 | 0 |  | 0 |  | 0
|  |  |  | 27.8 | 55.6 | 0 | 0 | 0 | 0 | 0 | 7.48 | 0.10336 | 0 | 55.6 | 55.6 | 1 | 0 | 0 |  | 0 |  | 0
|  |  |  | 25.56 | 51.12 | 0 | 0 | 0 | 0 | 0 | 7.48 | 0.10336 | 0 | 51.12 | 51.12 | 1 | 0 | 0 |  | 0 |  | 0
|  |  |  | 24.64 | 49.28 | 0 | 0 | 0 | 0 | 0 | 7.48 | 0.10336 | 0 | 49.28 | 49.28 | 1 | 0 | 0 |  | 0 |  | 0
|  |  |  | 24.92 | 49.84 | 0 | 0 | 0 | 0 | 0 | 7.48 | 0.10336 | 0 | 49.84 | 49.84 | 1 | 0 | 0 |  | 0 |  | 0
|  |  |  | 25.32 | 50.64 | 0 | 0 | 0 | 0 | 0 | 7.48 | 0.10336 | 0 | 50.64 | 50.64 | 1 | 0 | 0 |  | 0 |  | 0
|  |  |  | 26.04 | 52.08 | 0 | 0 | 0 | 0 | 0 | 7.48 | 0.10336 | 0 | 52.08 | 52.08 | 1 | 0 | 0 |  | 0 |  | 0
|  |  |  | 25.56 | 51.12 | 0 | 0 | 0 | 0 | 0 | 7.48 | 0.10336 | 0 | 51.12 | 51.12 | 1 | 0 | 0 |  | 0 |  | 0
|  |  |  | 25 | 50 | 0 | 0 | 0 | 0 | 0 | 7.48 | 0.10336 | 0 | 50 | 50 | 1 | 0 | 0 |  | 0 |  | 0
|  |  |  | 23.6 | 47.2 | 0 | 0 | 0 | 0 | 0 | 7.48 | 0.10336 | 0 | 47.2 | 47.2 | 1 | 0 | 0 |  | 0 |  | 0
|  |  |  | 23.48 | 46.96 | 0 | 0 | 0 | 0 | 0 | 7.48 | 0.10336 | 0 | 46.96 | 46.96 | 1 | 0 | 0 |  | 0 |  | 0
|  |  |  | 24.72 | 49.44 | 0 | 0 | 0 | 0 | 0 | 7.48 | 0.10336 | 0 | 49.44 | 49.44 | 1 | 0 | 0 |  | 0 |  | 0
|  |  |  | 26.12 | 52.24 | 0 | 0 | 0 | 0 | 0 | 7.48 | 0.10336 | 0 | 52.24 | 52.24 | 1 | 0 | 0 |  | 0 |  | 0
|  |  |  | 21.68 | 43.36 | 0 | 0 | 0 | 0 | 0 | 7.48 | 0.10336 | 0 | 43.36 | 43.36 | 1 | 0 | 0 |  | 0 |  | 0
|  |  |  | 19.96 | 39.92 | 0 | 0 | 0 | 0 | 0 | 7.48 | 0.10336 | 0 | 39.92 | 39.92 | 1 | 0 | 0 |  | 0 |  | 0
|  |  |  | 20.16 | 40.32 | 0 | 0 | 0 | 0 | 0 | 7.48 | 0.10336 | 0 | 40.32 | 40.32 | 1 | 0 | 0 |  | 0 |  | 0
|  |  |  | 20.32 | 40.64 | 0 | 0 | 0 | 0 | 0 | 7.48 | 0.10336 | 0 | 40.64 | 40.64 | 1 | 0 | 0 |  | 0 |  | 0
|  |  |  | 21.32 | 42.64 | 0 | 0 | 0 | 0 | 0 | 7.48 | 0.10336 | 0 | 42.64 | 42.64 | 1 | 0 | 0 |  | 0 |  | 0
|  |  |  | 22.76 | 45.52 | 0 | 0 | 0 | 0 | 0 | 7.48 | 0.10336 | 0 | 45.52 | 45.52 | 1 | 0 | 0 |  | 0 |  | 0
|  |  |  | 22.48 | 44.96 | 0 | 0 | 0 | 0 | 0 | 7.48 | 0.10336 | 0 | 44.96 | 44.96 | 1 | 0 | 0 |  | 0 |  | 0
|  |  |  | 23 | 46 | 0 | 0 | 0 | 0 | 0 | 7.48 | 0.10336 | 0 | 46 | 46 | 1 | 0 | 0 |  | 0 |  | 0
|  |  |  | 22.8 | 45.6 | 0 | 0 | 0 | 0 | 0 | 7.48 | 0.10336 | 0 | 45.6 | 45.6 | 1 | 0 | 0 |  | 0 |  | 0
|  |  |  | 24.52 | 49.04 | 0 | 0 | 0 | 0 | 0 | 7.48 | 0.10336 | 0 | 49.04 | 49.04 | 1 | 0 | 0 |  | 0 |  | 0
|  |  |  | 31.08 | 62.16 | 0 | 0 | 0 | 0 | 0 | 7.48 | 0.10336 | 0 | 62.16 | 62.16 | 1 | 0 | 0 |  | 0 |  | 0
|  |  |  | 31.12 | 62.24 | 0 | 0 | 0 | 0 | 0 | 7.48 | 0.10336 | 0 | 62.24 | 62.24 | 1 | 0 | 0 |  | 0 |  | 0
|  |  |  | 32.96 | 65.92 | 0 | 0 | 0 | 0 | 0 | 7.48 | 0.10336 | 0 | 65.92 | 65.92 | 1 | 0 | 0 |  | 0 |  | 0
|  |  |  | 30.32 | 60.64 | 0 | 0 | 0 | 0 | 0 | 7.48 | 0.10336 | 0 | 60.64 | 60.64 | 1 | 0 | 0 |  | 0 |  | 0
|  |  |  | 29.52 | 59.04 | 0 | 0 | 0 | 0 | 0 | 7.48 | 0.10336 | 0 | 59.04 | 59.04 | 1 | 0 | 0 |  | 0 |  | 0
|  |  |  | 28.72 | 57.44 | 0 | 0 | 0 | 0 | 0 | 7.48 | 0.10336 | 0 | 57.44 | 57.44 | 1 | 0 | 0 |  | 0 |  | 0
|  |  |  | 29.4 | 58.8 | 0 | 0 | 0 | 0 | 0 | 7.48 | 0.10336 | 0 | 58.8 | 58.8 | 1 | 0 | 0 |  | 0 |  | 0
|  |  |  | 28.68 | 57.36 | 0 | 0 | 0 | 0 | 0 | 7.48 | 0.10336 | 0 | 57.36 | 57.36 | 1 | 0 | 0 |  | 0 |  | 0
|  |  |  | 30.84 | 61.68 | 0 | 0 | 0 | 0 | 0 | 7.48 | 0.10336 | 0 | 61.68 | 61.68 | 1 | 0 | 0 |  | 0 |  | 0
|  |  |  | 30.2 | 60.4 | 0 | 0 | 0 | 0 | 0 | 7.48 | 0.10336 | 0 | 60.4 | 60.4 | 1 | 0 | 0 |  | 0 |  | 0
|  |  |  | 28.28 | 56.56 | 0 | 0 | 0 | 0 | 0 | 7.48 | 0.10336 | 0 | 56.56 | 56.56 | 1 | 0 | 0 |  | 0 |  | 0
|  |  |  | 26.56 | 53.12 | 0 | 0 | 0 | 0 | 0 | 7.48 | 0.10336 | 0 | 53.12 | 53.12 | 1 | 0 | 0 |  | 0 |  | 0
|  |  |  | 23.08 | 46.16 | 0 | 0 | 0 | 0 | 0 | 7.48 | 0.10336 | 0 | 46.16 | 46.16 | 1 | 0 | 0 |  | 0 |  | 0
|  |  |  | 17.04 | 34.08 | 0 | 0 | 0 | 0 | 0 | 7.48 | 0.10336 | 0 | 34.08 | 34.08 | 1 | 0 | 0 |  | 0 |  | 0
|  |  |  | 11.2 | 22.4 | 0 | 0 | 0 | 0 | 0 | 7.48 | 0.10336 | 0 | 22.4 | 22.4 | 1 | 0 | 0 |  | 0 |  | 0
|  |  |  | 11.64 | 23.28 | 0 | 0 | 0 | 0 | 0 | 7.48 | 0.10336 | 0 | 23.28 | 23.28 | 1 | 0 | 0 |  | 0 |  | 0
|  |  |  | 14.24 | 28.48 | 0 | 0 | 0 | 0 | 0 | 7.48 | 0.10336 | 0 | 28.48 | 28.48 | 1 | 0 | 0 |  | 0 |  | 0
|  |  |  | 14.52 | 29.04 | 0 | 0 | 0 | 0 | 0 | 7.48 | 0.10336 | 0 | 29.04 | 29.04 | 1 | 0 | 0 |  | 0 |  | 0
|  |  |  | 15.36 | 30.72 | 0 | 0 | 0 | 0 | 0 | 7.48 | 0.10336 | 0 | 30.72 | 30.72 | 1 | 0 | 0 |  | 0 |  | 0
|  |  |  | 14.04 | 28.08 | 0 | 0 | 0 | 0 | 0 | 7.48 | 0.10336 | 0 | 28.08 | 28.08 | 1 | 0 | 0 |  | 0 |  | 0
|  |  |  | 15.72 | 31.44 | 0 | 0 | 0 | 0 | 0 | 7.48 | 0.10336 | 0 | 31.44 | 31.44 | 1 | 0 | 0 |  | 0 |  | 0
|  |  |  | 22.24 | 44.48 | 0 | 0 | 0 | 0 | 0 | 7.48 | 0.10336 | 0 | 44.48 | 44.48 | 1 | 0 | 0 |  | 0 |  | 0
|  |  |  | 21.84 | 43.68 | 0 | 0 | 0 | 0 | 0 | 7.48 | 0.10336 | 0 | 43.68 | 43.68 | 1 | 0 | 0 |  | 0 |  | 0
|  |  |  | 24.6 | 49.2 | 0 | 0 | 0 | 0 | 0 | 7.48 | 0.10336 | 0 | 49.2 | 49.2 | 1 | 0 | 0 |  | 0 |  | 0
|  |  |  | 26.28 | 52.56 | 0 | 0 | 0 | 0 | 0 | 7.48 | 0.10336 | 0 | 52.56 | 52.56 | 1 | 0 | 0 |  | 0 |  | 0
|  |  |  | 28.44 | 56.88 | 0 | 0 | 0 | 0 | 0 | 11.23 | 0.12409 | 0 | 56.88 | 56.88 | 1 | 0 | 0 |  | 0 |  | 0
|  |  |  | 33.2 | 66.4 | 0 | 0 | 0 | 0 | 0 | 11.23 | 0.12409 | 0 | 66.4 | 66.4 | 1 | 0 | 0 |  | 0 |  | 0
|  |  |  | 27.76 | 55.52 | 0 | 0 | 0 | 0 | 0 | 11.23 | 0.12409 | 0 | 55.52 | 55.52 | 1 | 0 | 0 |  | 0 |  | 0
|  |  |  | 25.6 | 51.2 | 0 | 0 | 0 | 0 | 0 | 17.48 | 0.13136 | 0 | 51.2 | 51.2 | 1 | 0 | 0 |  | 0 |  | 0
|  |  |  | 25.32 | 50.64 | 0 | 0 | 0 | 0 | 0 | 17.48 | 0.13136 | 0 | 50.64 | 50.64 | 1 | 0 | 0 |  | 0 |  | 0
|  |  |  | 24.28 | 48.56 | 0 | 0 | 0 | 0 | 0 | 17.48 | 0.13136 | 0 | 48.56 | 48.56 | 1 | 0 | 0 |  | 0 |  | 0
|  |  |  | 23.96 | 47.92 | 0 | 0 | 0 | 0 | 0 | 17.48 | 0.13136 | 0 | 47.92 | 45.2 | 0.2 | 0 | 2.72 |  | 0 |  | 0
|  |  |  | 24.28 | 48.56 | 0 | 0 | 0 | 0 | 0 | 11.23 | 0.12409 | 0 | 48.56 | 48.56 | 0.2 | 0 | 0 |  | 0 |  | 0
|  |  |  | 23.56 | 47.12 | 0 | 0 | 0 | 0 | 0 | 11.23 | 0.12409 | 0 | 47.12 | 47.12 | 0.2 | 0 | 0 |  | 0 |  | 0
|  |  |  | 24.92 | 49.84 | 0 | 0 | 0 | 0 | 0 | 11.23 | 0.12409 | 0 | 49.84 | 49.84 | 0.2 | 0 | 0 |  | 0 |  | 0
|  |  |  | 24.84 | 49.68 | 0 | 0 | 0 | 0 | 0 | 7.48 | 0.10336 | 2.72 | 49.68 | 49.68 | 0.91885 | 0 | 0 |  | 0 |  | 0
|  |  |  | 25.28 | 50.56 | 0 | 0 | 0 | 0 | 0 | 7.48 | 0.10336 | 0.307 | 50.56 | 50.56 | 1 | 0 | 0 |  | 0 |  | 0
|  |  |  | 18 | 36 | 0 | 0 | 0 | 0 | 0 | 7.48 | 0.10336 | 0 | 36 | 36 | 1 | 0 | 0 |  | 0 |  | 0
|  |  |  | 11.04 | 22.08 | 0 | 0 | 0 | 0 | 0 | 7.48 | 0.10336 | 0 | 22.08 | 22.08 | 1 | 0 | 0 |  | 0 |  | 0
|  |  |  | 8.96 | 17.92 | 0 | 0 | 0 | 0 | 0 | 7.48 | 0.10336 | 0 | 17.92 | 17.92 | 1 | 0 | 0 |  | 0 |  | 0
|  |  |  | 9.68 | 19.36 | 0 | 0 | 0 | 0 | 0 | 7.48 | 0.10336 | 0 | 19.36 | 19.36 | 1 | 0 | 0 |  | 0 |  | 0
|  |  |  | 9.24 | 18.48 | 0 | 0 | 0 | 0 | 0 | 7.48 | 0.10336 | 0 | 18.48 | 18.48 | 1 | 0 | 0 |  | 0 |  | 0
|  |  |  | 13.52 | 27.04 | 0 | 0 | 0 | 0 | 0 | 7.48 | 0.10336 | 0 | 27.04 | 27.04 | 1 | 0 | 0 |  | 0 |  | 0
|  |  |  | 14.8 | 29.6 | 0 | 0 | 0 | 0 | 0 | 7.48 | 0.10336 | 0 | 29.6 | 29.6 | 1 | 0 | 0 |  | 0 |  | 0
|  |  |  | 16.6 | 33.2 | 0 | 0 | 0 | 0 | 0 | 7.48 | 0.10336 | 0 | 33.2 | 33.2 | 1 | 0 | 0 |  | 0 |  | 0
|  |  |  | 22.6 | 45.2 | 0 | 0 | 0 | 0 | 0 | 7.48 | 0.10336 | 0 | 45.2 | 45.2 | 1 | 0 | 0 |  | 0 |  | 0
|  |  |  | 23.72 | 47.44 | 0 | 0 | 0 | 0 | 0 | 7.48 | 0.10336 | 0 | 47.44 | 47.44 | 1 | 0 | 0 |  | 0 |  | 0
|  |  |  | 25.6 | 51.2 | 0 | 0 | 0 | 0 | 0 | 7.48 | 0.10336 | 0 | 51.2 | 51.2 | 1 | 0 | 0 |  | 0 |  | 0
|  |  |  | 27.6 | 55.2 | 0 | 0 | 0 | 0 | 0 | 7.48 | 0.10336 | 0 | 55.2 | 55.2 | 1 | 0 | 0 |  | 0 |  | 0
|  |  |  | 31.84 | 63.68 | 0 | 0 | 0 | 0 | 0 | 11.23 | 0.12409 | 0 | 63.68 | 63.68 | 1 | 0 | 0 |  | 0 |  | 0
|  |  |  | 32.8 | 65.6 | 0 | 0 | 0 | 0 | 0 | 11.23 | 0.12409 | 0 | 65.6 | 65.6 | 1 | 0 | 0 |  | 0 |  | 0
|  |  |  | 29.48 | 58.96 | 0 | 0 | 0 | 0 | 0 | 11.23 | 0.12409 | 0 | 58.96 | 58.96 | 1 | 0 | 0 |  | 0 |  | 0
|  |  |  | 28.72 | 57.44 | 0 | 0 | 0 | 0 | 0 | 17.48 | 0.13136 | 0 | 57.44 | 57.44 | 1 | 0 | 0 |  | 0 |  | 0
|  |  |  | 26.8 | 53.6 | 0 | 0 | 0 | 0 | 0 | 17.48 | 0.13136 | 0 | 53.6 | 53.6 | 1 | 0 | 0 |  | 0 |  | 0
|  |  |  | 28.4 | 56.8 | 0 | 0 | 0 | 0 | 0 | 17.48 | 0.13136 | 0 | 56.8 | 56.8 | 1 | 0 | 0 |  | 0 |  | 0
|  |  |  | 27.6 | 55.2 | 0 | 0 | 0 | 0 | 0 | 17.48 | 0.13136 | 0 | 55.2 | 52.48 | 0.2 | 0 | 2.72 |  | 0 |  | 0
|  |  |  | 28.04 | 56.08 | 0 | 0 | 0 | 0 | 0 | 11.23 | 0.12409 | 0 | 56.08 | 56.08 | 0.2 | 0 | 0 |  | 0 |  | 0
|  |  |  | 27.64 | 55.28 | 0 | 0 | 0 | 0 | 0 | 11.23 | 0.12409 | 0 | 55.28 | 55.28 | 0.2 | 0 | 0 |  | 0 |  | 0
|  |  |  | 26.96 | 53.92 | 0 | 0 | 0 | 0 | 0 | 11.23 | 0.12409 | 0 | 53.92 | 53.92 | 0.2 | 0 | 0 |  | 0 |  | 0
|  |  |  | 24.4 | 48.8 | 0 | 0 | 0 | 0 | 0 | 7.48 | 0.10336 | 2.72 | 48.8 | 48.8 | 0.91885 | 0 | 0 |  | 0 |  | 0
|  |  |  | 19.56 | 39.12 | 0 | 0 | 0 | 0 | 0 | 7.48 | 0.10336 | 0.307 | 39.12 | 39.12 | 1 | 0 | 0 |  | 0 |  | 0
|  |  |  | 19.24 | 38.48 | 0 | 0 | 0 | 0 | 0 | 7.48 | 0.10336 | 0 | 38.48 | 38.48 | 1 | 0 | 0 |  | 0 |  | 0
|  |  |  | 11 | 22 | 0 | 0 | 0 | 0 | 0 | 7.48 | 0.10336 | 0 | 22 | 22 | 1 | 0 | 0 |  | 0 |  | 0
|  |  |  | 8.84 | 17.68 | 0 | 0 | 0 | 0 | 0 | 7.48 | 0.10336 | 0 | 17.68 | 17.68 | 1 | 0 | 0 |  | 0 |  | 0
|  |  |  | 9.2 | 18.4 | 0 | 0 | 0 | 0 | 0 | 7.48 | 0.10336 | 0 | 18.4 | 18.4 | 1 | 0 | 0 |  | 0 |  | 0
|  |  |  | 13.36 | 26.72 | 0 | 0 | 0 | 0 | 0 | 7.48 | 0.10336 | 0 | 26.72 | 26.72 | 1 | 0 | 0 |  | 0 |  | 0
|  |  |  | 16.52 | 33.04 | 0 | 0 | 0 | 0 | 0 | 7.48 | 0.10336 | 0 | 33.04 | 33.04 | 1 | 0 | 0 |  | 0 |  | 0
|  |  |  | 13.32 | 26.64 | 0 | 0 | 0 | 0 | 0 | 7.48 | 0.10336 | 0 | 26.64 | 26.64 | 1 | 0 | 0 |  | 0 |  | 0
|  |  |  | 14.56 | 29.12 | 0 | 0 | 0 | 0 | 0 | 7.48 | 0.10336 | 0 | 29.12 | 29.12 | 1 | 0 | 0 |  | 0 |  | 0
|  |  |  | 15.56 | 31.12 | 0 | 0 | 0 | 0 | 0 | 7.48 | 0.10336 | 0 | 31.12 | 31.12 | 1 | 0 | 0 |  | 0 |  | 0
|  |  |  | 21.08 | 42.16 | 0 | 0 | 0 | 0 | 0 | 7.48 | 0.10336 | 0 | 42.16 | 42.16 | 1 | 0 | 0 |  | 0 |  | 0
|  |  |  | 20.8 | 41.6 | 0 | 0 | 0 | 0 | 0 | 7.48 | 0.10336 | 0 | 41.6 | 41.6 | 1 | 0 | 0 |  | 0 |  | 0
|  |  |  | 21.72 | 43.44 | 0 | 0 | 0 | 0 | 0 | 7.48 | 0.10336 | 0 | 43.44 | 43.44 | 1 | 0 | 0 |  | 0 |  | 0
|  |  |  | 23.32 | 46.64 | 0 | 0 | 0 | 0 | 0 | 11.23 | 0.12409 | 0 | 46.64 | 46.64 | 1 | 0 | 0 |  | 0 |  | 0
|  |  |  | 25.8 | 51.6 | 0 | 0 | 0 | 0 | 0 | 11.23 | 0.12409 | 0 | 51.6 | 51.6 | 1 | 0 | 0 |  | 0 |  | 0
|  |  |  | 26.56 | 53.12 | 0 | 0 | 0 | 0 | 0 | 11.23 | 0.12409 | 0 | 53.12 | 53.12 | 1 | 0 | 0 |  | 0 |  | 0
|  |  |  | 29.4 | 58.8 | 0 | 0 | 0 | 0 | 0 | 17.48 | 0.13136 | 0 | 58.8 | 58.8 | 1 | 0 | 0 |  | 0 |  | 0
|  |  |  | 29.96 | 59.92 | 0 | 0 | 0 | 0 | 0 | 17.48 | 0.13136 | 0 | 59.92 | 59.92 | 1 | 0 | 0 |  | 0 |  | 0
|  |  |  | 29.32 | 58.64 | 0 | 0 | 0 | 0 | 0 | 17.48 | 0.13136 | 0 | 58.64 | 58.64 | 1 | 0 | 0 |  | 0 |  | 0
|  |  |  | 28.48 | 56.96 | 0 | 0 | 0 | 0 | 0 | 17.48 | 0.13136 | 0 | 56.96 | 54.24 | 0.2 | 0 | 2.72 |  | 0 |  | 0
|  |  |  | 27.48 | 54.96 | 0 | 0 | 0 | 0 | 0 | 11.23 | 0.12409 | 0 | 54.96 | 54.96 | 0.2 | 0 | 0 |  | 0 |  | 0
|  |  |  | 22.96 | 45.92 | 0 | 0 | 0 | 0 | 0 | 11.23 | 0.12409 | 0 | 45.92 | 45.92 | 0.2 | 0 | 0 |  | 0 |  | 0
|  |  |  | 22.04 | 44.08 | 0 | 0 | 0 | 0 | 0 | 11.23 | 0.12409 | 0 | 44.08 | 44.08 | 0.2 | 0 | 0 |  | 0 |  | 0
|  |  |  | 22.4 | 44.8 | 0 | 0 | 0 | 0 | 0 | 7.48 | 0.10336 | 2.72 | 44.8 | 44.8 | 0.91885 | 0 | 0 |  | 0 |  | 0
|  |  |  | 23.4 | 46.8 | 0 | 0 | 0 | 0 | 0 | 7.48 | 0.10336 | 0.307 | 46.8 | 46.8 | 1 | 0 | 0 |  | 0 |  | 0
|  |  |  | 18.2 | 36.4 | 0 | 0 | 0 | 0 | 0 | 7.48 | 0.10336 | 0 | 36.4 | 36.4 | 1 | 0 | 0 |  | 0 |  | 0
|  |  |  | 13.76 | 27.52 | 0 | 0 | 0 | 0 | 0 | 7.48 | 0.10336 | 0 | 27.52 | 27.52 | 1 | 0 | 0 |  | 0 |  | 0
|  |  |  | 11.16 | 22.32 | 0 | 0 | 0 | 0 | 0 | 7.48 | 0.10336 | 0 | 22.32 | 22.32 | 1 | 0 | 0 |  | 0 |  | 0
|  |  |  | 9.16 | 18.32 | 0 | 0 | 0 | 0 | 0 | 7.48 | 0.10336 | 0 | 18.32 | 18.32 | 1 | 0 | 0 |  | 0 |  | 0
|  |  |  | 9.8 | 19.6 | 0 | 0 | 0 | 0 | 0 | 7.48 | 0.10336 | 0 | 19.6 | 19.6 | 1 | 0 | 0 |  | 0 |  | 0
|  |  |  | 12.28 | 24.56 | 0 | 0 | 0 | 0 | 0 | 7.48 | 0.10336 | 0 | 24.56 | 24.56 | 1 | 0 | 0 |  | 0 |  | 0
|  |  |  | 13.88 | 27.76 | 0 | 0 | 0 | 0 | 0 | 7.48 | 0.10336 | 0 | 27.76 | 27.76 | 1 | 0 | 0 |  | 0 |  | 0
|  |  |  | 15.44 | 30.88 | 0 | 0 | 0 | 0 | 0 | 7.48 | 0.10336 | 0 | 30.88 | 30.88 | 1 | 0 | 0 |  | 0 |  | 0
|  |  |  | 16.2 | 32.4 | 0 | 0 | 0 | 0 | 0 | 7.48 | 0.10336 | 0 | 32.4 | 32.4 | 1 | 0 | 0 |  | 0 |  | 0
|  |  |  | 17.52 | 35.04 | 0 | 0 | 0 | 0 | 0 | 7.48 | 0.10336 | 0 | 35.04 | 35.04 | 1 | 0 | 0 |  | 0 |  | 0
|  |  |  | 20.96 | 41.92 | 0 | 0 | 0 | 0 | 0 | 7.48 | 0.10336 | 0 | 41.92 | 41.92 | 1 | 0 | 0 |  | 0 |  | 0
|  |  |  | 23.2 | 46.4 | 0 | 0 | 0 | 0 | 0 | 7.48 | 0.10336 | 0 | 46.4 | 46.4 | 1 | 0 | 0 |  | 0 |  | 0
|  |  |  | 25.12 | 50.24 | 0 | 0 | 0 | 0 | 0 | 11.23 | 0.12409 | 0 | 50.24 | 50.24 | 1 | 0 | 0 |  | 0 |  | 0
|  |  |  | 30.08 | 60.16 | 0 | 0 | 0 | 0 | 0 | 11.23 | 0.12409 | 0 | 60.16 | 60.16 | 1 | 0 | 0 |  | 0 |  | 0
|  |  |  | 30.96 | 61.92 | 0 | 0 | 0 | 0 | 0 | 11.23 | 0.12409 | 0 | 61.92 | 61.92 | 1 | 0 | 0 |  | 0 |  | 0
|  |  |  | 32.04 | 64.08 | 0 | 0 | 0 | 0 | 0 | 17.48 | 0.13136 | 0 | 64.08 | 64.08 | 1 | 0 | 0 |  | 0 |  | 0
|  |  |  | 33.16 | 66.32 | 0 | 0 | 0 | 0 | 0 | 17.48 | 0.13136 | 0 | 66.32 | 66.32 | 1 | 0 | 0 |  | 0 |  | 0
|  |  |  | 35.76 | 71.52 | 0 | 0 | 0 | 0 | 0 | 17.48 | 0.13136 | 0 | 71.52 | 71.52 | 1 | 0 | 0 |  | 0 |  | 0
|  |  |  | 36.76 | 73.52 | 0 | 0 | 0 | 0 | 0 | 17.48 | 0.13136 | 0 | 73.52 | 70.8 | 0.2 | 0 | 2.72 |  | 0 |  | 0
|  |  |  | 35.68 | 71.36 | 0 | 0 | 0 | 0 | 0 | 11.23 | 0.12409 | 0 | 71.36 | 71.36 | 0.2 | 0 | 0 |  | 0 |  | 0
|  |  |  | 31.52 | 63.04 | 0 | 0 | 0 | 0 | 0 | 11.23 | 0.12409 | 0 | 63.04 | 63.04 | 0.2 | 0 | 0 |  | 0 |  | 0
|  |  |  | 22.6 | 45.2 | 0 | 0 | 0 | 0 | 0 | 11.23 | 0.12409 | 0 | 45.2 | 45.2 | 0.2 | 0 | 0 |  | 0 |  | 0
|  |  |  | 21.72 | 43.44 | 0 | 0 | 0 | 0 | 0 | 7.48 | 0.10336 | 2.72 | 43.44 | 43.44 | 0.91885 | 0 | 0 |  | 0 |  | 0
|  |  |  | 22.04 | 44.08 | 0 | 0 | 0 | 0 | 0 | 7.48 | 0.10336 | 0.307 | 44.08 | 44.08 | 1 | 0 | 0 |  | 0 |  | 0
|  |  |  | 19.28 | 38.56 | 0 | 0 | 0 | 0 | 0 | 7.48 | 0.10336 | 0 | 38.56 | 38.56 | 1 | 0 | 0 |  | 0 |  | 0
|  |  |  | 11.24 | 22.48 | 0 | 0 | 0 | 0 | 0 | 7.48 | 0.10336 | 0 | 22.48 | 22.48 | 1 | 0 | 0 |  | 0 |  | 0
|  |  |  | 13.48 | 26.96 | 0 | 0 | 0 | 0 | 0 | 7.48 | 0.10336 | 0 | 26.96 | 26.96 | 1 | 0 | 0 |  | 0 |  | 0
|  |  |  | 16.6 | 33.2 | 0 | 0 | 0 | 0 | 0 | 7.48 | 0.10336 | 0 | 33.2 | 33.2 | 1 | 0 | 0 |  | 0 |  | 0
|  |  |  | 17.16 | 34.32 | 0 | 0 | 0 | 0 | 0 | 7.48 | 0.10336 | 0 | 34.32 | 34.32 | 1 | 0 | 0 |  | 0 |  | 0
|  |  |  | 16.88 | 33.76 | 0 | 0 | 0 | 0 | 0 | 7.48 | 0.10336 | 0 | 33.76 | 33.76 | 1 | 0 | 0 |  | 0 |  | 0
|  |  |  | 14.16 | 28.32 | 0 | 0 | 0 | 0 | 0 | 7.48 | 0.10336 | 0 | 28.32 | 28.32 | 1 | 0 | 0 |  | 0 |  | 0
|  |  |  | 15.44 | 30.88 | 0 | 0 | 0 | 0 | 0 | 7.48 | 0.10336 | 0 | 30.88 | 30.88 | 1 | 0 | 0 |  | 0 |  | 0
|  |  |  | 22.52 | 45.04 | 0 | 0 | 0 | 0 | 0 | 7.48 | 0.10336 | 0 | 45.04 | 45.04 | 1 | 0 | 0 |  | 0 |  | 0
|  |  |  | 24.32 | 48.64 | 0 | 0 | 0 | 0 | 0 | 7.48 | 0.10336 | 0 | 48.64 | 48.64 | 1 | 0 | 0 |  | 0 |  | 0
|  |  |  | 31.16 | 62.32 | 0 | 0 | 0 | 0 | 0 | 7.48 | 0.10336 | 0 | 62.32 | 62.32 | 1 | 0 | 0 |  | 0 |  | 0
|  |  |  | 37.28 | 74.56 | 0 | 0 | 0 | 0 | 0 | 7.48 | 0.10336 | 0 | 74.56 | 74.56 | 1 | 0 | 0 |  | 0 |  | 0
|  |  |  | 42.44 | 84.88 | 0 | 0 | 0 | 0 | 0 | 11.23 | 0.12409 | 0 | 84.88 | 84.88 | 1 | 0 | 0 |  | 0 |  | 0
|  |  |  | 42.24 | 84.48 | 0 | 0 | 0 | 0 | 0 | 11.23 | 0.12409 | 0 | 84.48 | 84.48 | 1 | 0 | 0 |  | 0 |  | 0
|  |  |  | 40.28 | 80.56 | 0 | 0 | 0 | 0 | 0 | 11.23 | 0.12409 | 0 | 80.56 | 80.56 | 1 | 0 | 0 |  | 0 |  | 0
|  |  |  | 42.48 | 84.96 | 0 | 0 | 0 | 0 | 0 | 17.48 | 0.13136 | 0 | 84.96 | 84.96 | 1 | 0 | 0 |  | 0 |  | 0
|  |  |  | 42.6 | 85.2 | 0 | 0 | 0 | 0 | 0 | 17.48 | 0.13136 | 0 | 85.2 | 85.2 | 1 | 0 | 0 |  | 0 |  | 0
|  |  |  | 40.12 | 80.24 | 0 | 0 | 0 | 0 | 0 | 17.48 | 0.13136 | 0 | 80.24 | 80.24 | 1 | 0 | 0 |  | 0 |  | 0
|  |  |  | 40.52 | 81.04 | 0 | 0 | 0 | 0 | 0 | 17.48 | 0.13136 | 0 | 81.04 | 78.32 | 0.2 | 0 | 2.72 |  | 0 |  | 0
|  |  |  | 38.44 | 76.88 | 0 | 0 | 0 | 0 | 0 | 11.23 | 0.12409 | 0 | 76.88 | 76.88 | 0.2 | 0 | 0 |  | 0 |  | 0
|  |  |  | 39.56 | 79.12 | 0 | 0 | 0 | 0 | 0 | 11.23 | 0.12409 | 0 | 79.12 | 79.12 | 0.2 | 0 | 0 |  | 0 |  | 0
|  |  |  | 38.56 | 77.12 | 0 | 0 | 0 | 0 | 0 | 11.23 | 0.12409 | 0 | 77.12 | 77.12 | 0.2 | 0 | 0 |  | 0 |  | 0
|  |  |  | 38.28 | 76.56 | 0 | 0 | 0 | 0 | 0 | 7.48 | 0.10336 | 2.72 | 76.56 | 76.56 | 0.91885 | 0 | 0 |  | 0 |  | 0
|  |  |  | 37.52 | 75.04 | 0 | 0 | 0 | 0 | 0 | 7.48 | 0.10336 | 0.307 | 75.04 | 75.04 | 1 | 0 | 0 |  | 0 |  | 0
|  |  |  | 27.72 | 55.44 | 0 | 0 | 0 | 0 | 0 | 7.48 | 0.10336 | 0 | 55.44 | 55.44 | 1 | 0 | 0 |  | 0 |  | 0
|  |  |  | 12.76 | 25.52 | 0 | 0 | 0 | 0 | 0 | 7.48 | 0.10336 | 0 | 25.52 | 25.52 | 1 | 0 | 0 |  | 0 |  | 0
|  |  |  | 11.48 | 22.96 | 0 | 0 | 0 | 0 | 0 | 7.48 | 0.10336 | 0 | 22.96 | 22.96 | 1 | 0 | 0 |  | 0 |  | 0
|  |  |  | 13.84 | 27.68 | 0 | 0 | 0 | 0 | 0 | 7.48 | 0.10336 | 0 | 27.68 | 27.68 | 1 | 0 | 0 |  | 0 |  | 0
|  |  |  | 11.8 | 23.6 | 0 | 0 | 0 | 0 | 0 | 7.48 | 0.10336 | 0 | 23.6 | 23.6 | 1 | 0 | 0 |  | 0 |  | 0
|  |  |  | 16.28 | 32.56 | 0 | 0 | 0 | 0 | 0 | 7.48 | 0.10336 | 0 | 32.56 | 32.56 | 1 | 0 | 0 |  | 0 |  | 0
|  |  |  | 16.04 | 32.08 | 0 | 0 | 0 | 0 | 0 | 7.48 | 0.10336 | 0 | 32.08 | 32.08 | 1 | 0 | 0 |  | 0 |  | 0
|  |  |  | 15.96 | 31.92 | 0 | 0 | 0 | 0 | 0 | 7.48 | 0.10336 | 0 | 31.92 | 31.92 | 1 | 0 | 0 |  | 0 |  | 0
|  |  |  | 19.24 | 38.48 | 0 | 0 | 0 | 0 | 0 | 7.48 | 0.10336 | 0 | 38.48 | 38.48 | 1 | 0 | 0 |  | 0 |  | 0
|  |  |  | 24.68 | 49.36 | 0 | 0 | 0 | 0 | 0 | 7.48 | 0.10336 | 0 | 49.36 | 49.36 | 1 | 0 | 0 |  | 0 |  | 0
|  |  |  | 28.96 | 57.92 | 0 | 0 | 0 | 0 | 0 | 7.48 | 0.10336 | 0 | 57.92 | 57.92 | 1 | 0 | 0 |  | 0 |  | 0
|  |  |  | 31.4 | 62.8 | 0 | 0 | 0 | 0 | 0 | 7.48 | 0.10336 | 0 | 62.8 | 62.8 | 1 | 0 | 0 |  | 0 |  | 0
|  |  |  | 38.16 | 76.32 | 0 | 0 | 0 | 0 | 0 | 7.48 | 0.10336 | 0 | 76.32 | 76.32 | 1 | 0 | 0 |  | 0 |  | 0
|  |  |  | 45.76 | 91.52 | 0 | 0 | 0 | 0 | 0 | 7.48 | 0.10336 | 0 | 91.52 | 91.52 | 1 | 0 | 0 |  | 0 |  | 0
|  |  |  | 38 | 76 | 0 | 0 | 0 | 0 | 0 | 7.48 | 0.10336 | 0 | 76 | 76 | 1 | 0 | 0 |  | 0 |  | 0
|  |  |  | 37.52 | 75.04 | 0 | 0 | 0 | 0 | 0 | 7.48 | 0.10336 | 0 | 75.04 | 75.04 | 1 | 0 | 0 |  | 0 |  | 0
|  |  |  | 38.96 | 77.92 | 0 | 0 | 0 | 0 | 0 | 7.48 | 0.10336 | 0 | 77.92 | 77.92 | 1 | 0 | 0 |  | 0 |  | 0
|  |  |  | 38.56 | 77.12 | 0 | 0 | 0 | 0 | 0 | 7.48 | 0.10336 | 0 | 77.12 | 77.12 | 1 | 0 | 0 |  | 0 |  | 0
|  |  |  | 39.36 | 78.72 | 0 | 0 | 0 | 0 | 0 | 7.48 | 0.10336 | 0 | 78.72 | 78.72 | 1 | 0 | 0 |  | 0 |  | 0
|  |  |  | 39.12 | 78.24 | 0 | 0 | 0 | 0 | 0 | 7.48 | 0.10336 | 0 | 78.24 | 78.24 | 1 | 0 | 0 |  | 0 |  | 0
|  |  |  | 38.08 | 76.16 | 0 | 0 | 0 | 0 | 0 | 7.48 | 0.10336 | 0 | 76.16 | 76.16 | 1 | 0 | 0 |  | 0 |  | 0
|  |  |  | 37.48 | 74.96 | 0 | 0 | 0 | 0 | 0 | 7.48 | 0.10336 | 0 | 74.96 | 74.96 | 1 | 0 | 0 |  | 0 |  | 0
|  |  |  | 35.56 | 71.12 | 0 | 0 | 0 | 0 | 0 | 7.48 | 0.10336 | 0 | 71.12 | 71.12 | 1 | 0 | 0 |  | 0 |  | 0
|  |  |  | 26.52 | 53.04 | 0 | 0 | 0 | 0 | 0 | 7.48 | 0.10336 | 0 | 53.04 | 53.04 | 1 | 0 | 0 |  | 0 |  | 0
|  |  |  | 20.92 | 41.84 | 0 | 0 | 0 | 0 | 0 | 7.48 | 0.10336 | 0 | 41.84 | 41.84 | 1 | 0 | 0 |  | 0 |  | 0
|  |  |  | 11.28 | 22.56 | 0 | 0 | 0 | 0 | 0 | 7.48 | 0.10336 | 0 | 22.56 | 22.56 | 1 | 0 | 0 |  | 0 |  | 0
|  |  |  | 10.44 | 20.88 | 0 | 0 | 0 | 0 | 0 | 7.48 | 0.10336 | 0 | 20.88 | 20.88 | 1 | 0 | 0 |  | 0 |  | 0
|  |  |  | 9.68 | 19.36 | 0 | 0 | 0 | 0 | 0 | 7.48 | 0.10336 | 0 | 19.36 | 19.36 | 1 | 0 | 0 |  | 0 |  | 0
|  |  |  | 8.76 | 17.52 | 0 | 0 | 0 | 0 | 0 | 7.48 | 0.10336 | 0 | 17.52 | 17.52 | 1 | 0 | 0 |  | 0 |  | 0
|  |  |  | 11.96 | 23.92 | 0 | 0 | 0 | 0 | 0 | 7.48 | 0.10336 | 0 | 23.92 | 23.92 | 1 | 0 | 0 |  | 0 |  | 0
|  |  |  | 12.84 | 25.68 | 0 | 0 | 0 | 0 | 0 | 7.48 | 0.10336 | 0 | 25.68 | 25.68 | 1 | 0 | 0 |  | 0 |  | 0
|  |  |  | 14.4 | 28.8 | 0 | 0 | 0 | 0 | 0 | 7.48 | 0.10336 | 0 | 28.8 | 28.8 | 1 | 0 | 0 |  | 0 |  | 0
|  |  |  | 20.88 | 41.76 | 0 | 0 | 0 | 0 | 0 | 7.48 | 0.10336 | 0 | 41.76 | 41.76 | 1 | 0 | 0 |  | 0 |  | 0
|  |  |  | 23.24 | 46.48 | 0 | 0 | 0 | 0 | 0 | 7.48 | 0.10336 | 0 | 46.48 | 46.48 | 1 | 0 | 0 |  | 0 |  | 0
|  |  |  | 29.64 | 59.28 | 0 | 0 | 0 | 0 | 0 | 7.48 | 0.10336 | 0 | 59.28 | 59.28 | 1 | 0 | 0 |  | 0 |  | 0
|  |  |  | 33.28 | 66.56 | 0 | 0 | 0 | 0 | 0 | 7.48 | 0.10336 | 0 | 66.56 | 66.56 | 1 | 0 | 0 |  | 0 |  | 0
|  |  |  | 42.96 | 85.92 | 0 | 0 | 0 | 0 | 0 | 7.48 | 0.10336 | 0 | 85.92 | 85.92 | 1 | 0 | 0 |  | 0 |  | 0
|  |  |  | 40.2 | 80.4 | 0 | 0 | 0 | 0 | 0 | 7.48 | 0.10336 | 0 | 80.4 | 80.4 | 1 | 0 | 0 |  | 0 |  | 0
|  |  |  | 37.6 | 75.2 | 0 | 0 | 0 | 0 | 0 | 7.48 | 0.10336 | 0 | 75.2 | 75.2 | 1 | 0 | 0 |  | 0 |  | 0
|  |  |  | 37.6 | 75.2 | 0 | 0 | 0 | 0 | 0 | 7.48 | 0.10336 | 0 | 75.2 | 75.2 | 1 | 0 | 0 |  | 0 |  | 0
|  |  |  | 38.24 | 76.48 | 0 | 0 | 0 | 0 | 0 | 7.48 | 0.10336 | 0 | 76.48 | 76.48 | 1 | 0 | 0 |  | 0 |  | 0
|  |  |  | 36.4 | 72.8 | 0 | 0 | 0 | 0 | 0 | 7.48 | 0.10336 | 0 | 72.8 | 72.8 | 1 | 0 | 0 |  | 0 |  | 0
|  |  |  | 37.44 | 74.88 | 0 | 0 | 0 | 0 | 0 | 7.48 | 0.10336 | 0 | 74.88 | 74.88 | 1 | 0 | 0 |  | 0 |  | 0
|  |  |  | 36.96 | 73.92 | 0 | 0 | 0 | 0 | 0 | 7.48 | 0.10336 | 0 | 73.92 | 73.92 | 1 | 0 | 0 |  | 0 |  | 0
|  |  |  | 36 | 72 | 0 | 0 | 0 | 0 | 0 | 7.48 | 0.10336 | 0 | 72 | 72 | 1 | 0 | 0 |  | 0 |  | 0
|  |  |  | 35.72 | 71.44 | 0 | 0 | 0 | 0 | 0 | 7.48 | 0.10336 | 0 | 71.44 | 71.44 | 1 | 0 | 0 |  | 0 |  | 0
|  |  |  | 35.72 | 71.44 | 0 | 0 | 0 | 0 | 0 | 7.48 | 0.10336 | 0 | 71.44 | 71.44 | 1 | 0 | 0 |  | 0 |  | 0
|  |  |  | 32.68 | 65.36 | 0 | 0 | 0 | 0 | 0 | 7.48 | 0.10336 | 0 | 65.36 | 65.36 | 1 | 0 | 0 |  | 0 |  | 0
|  |  |  | 19.84 | 39.68 | 0 | 0 | 0 | 0 | 0 | 7.48 | 0.10336 | 0 | 39.68 | 39.68 | 1 | 0 | 0 |  | 0 |  | 0
|  |  |  | 11.52 | 23.04 | 0 | 0 | 0 | 0 | 0 | 7.48 | 0.10336 | 0 | 23.04 | 23.04 | 1 | 0 | 0 |  | 0 |  | 0
|  |  |  | 9.04 | 18.08 | 0 | 0 | 0 | 0 | 0 | 7.48 | 0.10336 | 0 | 18.08 | 18.08 | 1 | 0 | 0 |  | 0 |  | 0
|  |  |  | 9 | 18 | 0 | 0 | 0 | 0 | 0 | 7.48 | 0.10336 | 0 | 18 | 18 | 1 | 0 | 0 |  | 0 |  | 0
|  |  |  | 8.84 | 17.68 | 0 | 0 | 0 | 0 | 0 | 7.48 | 0.10336 | 0 | 17.68 | 17.68 | 1 | 0 | 0 |  | 0 |  | 0
|  |  |  | 12.64 | 25.28 | 0 | 0 | 0 | 0 | 0 | 7.48 | 0.10336 | 0 | 25.28 | 25.28 | 1 | 0 | 0 |  | 0 |  | 0
|  |  |  | 13.76 | 27.52 | 0 | 0 | 0 | 0 | 0 | 7.48 | 0.10336 | 0 | 27.52 | 27.52 | 1 | 0 | 0 |  | 0 |  | 0
|  |  |  | 15.32 | 30.64 | 0 | 0 | 0 | 0 | 0 | 7.48 | 0.10336 | 0 | 30.64 | 30.64 | 1 | 0 | 0 |  | 0 |  | 0
|  |  |  | 20.84 | 41.68 | 0 | 0 | 0 | 0 | 0 | 7.48 | 0.10336 | 0 | 41.68 | 41.68 | 1 | 0 | 0 |  | 0 |  | 0
|  |  |  | 22.4 | 44.8 | 0 | 0 | 0 | 0 | 0 | 7.48 | 0.10336 | 0 | 44.8 | 44.8 | 1 | 0 | 0 |  | 0 |  | 0
|  |  |  | 30.68 | 61.36 | 0 | 0 | 0 | 0 | 0 | 7.48 | 0.10336 | 0 | 61.36 | 61.36 | 1 | 0 | 0 |  | 0 |  | 0
|  |  |  | 36.56 | 73.12 | 0 | 0 | 0 | 0 | 0 | 7.48 | 0.10336 | 0 | 73.12 | 73.12 | 1 | 0 | 0 |  | 0 |  | 0
|  |  |  | 45.24 | 90.48 | 0 | 0 | 0 | 0 | 0 | 11.23 | 0.12409 | 0 | 90.48 | 90.48 | 1 | 0 | 0 |  | 0 |  | 0
|  |  |  | 47.2 | 94.4 | 0 | 0 | 0 | 0 | 0 | 11.23 | 0.12409 | 0 | 94.4 | 94.4 | 1 | 0 | 0 |  | 0 |  | 0
|  |  |  | 43.48 | 86.96 | 0 | 0 | 0 | 0 | 0 | 11.23 | 0.12409 | 0 | 86.96 | 86.96 | 1 | 0 | 0 |  | 0 |  | 0
|  |  |  | 44.4 | 88.8 | 0 | 0 | 0 | 0 | 0 | 17.48 | 0.13136 | 0 | 88.8 | 88.8 | 1 | 0 | 0 |  | 0 |  | 0
|  |  |  | 42.8 | 85.6 | 0 | 0 | 0 | 0 | 0 | 17.48 | 0.13136 | 0 | 85.6 | 85.6 | 1 | 0 | 0 |  | 0 |  | 0
|  |  |  | 51.24 | 102.48 | 0 | 0 | 0 | 0 | 0 | 17.48 | 0.13136 | 0 | 102.48 | 102.48 | 1 | 0 | 0 |  | 0 |  | 0
|  |  |  | 56.52 | 113.04 | 0 | 0 | 0 | 0 | 0 | 17.48 | 0.13136 | 0 | 113.04 | 110.32 | 0.2 | 0 | 2.72 |  | 0 |  | 0
|  |  |  | 55.12 | 110.24 | 0 | 0 | 0 | 0 | 0 | 11.23 | 0.12409 | 0 | 110.24 | 110.24 | 0.2 | 0 | 0 |  | 0 |  | 0
|  |  |  | 53.48 | 106.96 | 0 | 0 | 0 | 0 | 0 | 11.23 | 0.12409 | 0 | 106.96 | 106.96 | 0.2 | 0 | 0 |  | 0 |  | 0
|  |  |  | 49.68 | 99.36 | 0 | 0 | 0 | 0 | 0 | 11.23 | 0.12409 | 0 | 99.36 | 99.36 | 0.2 | 0 | 0 |  | 0 |  | 0
|  |  |  | 47.88 | 95.76 | 0 | 0 | 0 | 0 | 0 | 7.48 | 0.10336 | 2.72 | 95.76 | 95.76 | 0.91885 | 0 | 0 |  | 0 |  | 0
|  |  |  | 45.72 | 91.44 | 0 | 0 | 0 | 0 | 0 | 7.48 | 0.10336 | 0.307 | 91.44 | 91.44 | 1 | 0 | 0 |  | 0 |  | 0
|  |  |  | 34.96 | 69.92 | 0 | 0 | 0 | 0 | 0 | 7.48 | 0.10336 | 0 | 69.92 | 69.92 | 1 | 0 | 0 |  | 0 |  | 0
|  |  |  | 14.84 | 29.68 | 0 | 0 | 0 | 0 | 0 | 7.48 | 0.10336 | 0 | 29.68 | 29.68 | 1 | 0 | 0 |  | 0 |  | 0
|  |  |  | 9.72 | 19.44 | 0 | 0 | 0 | 0 | 0 | 7.48 | 0.10336 | 0 | 19.44 | 19.44 | 1 | 0 | 0 |  | 0 |  | 0
|  |  |  | 10.8 | 21.6 | 0 | 0 | 0 | 0 | 0 | 7.48 | 0.10336 | 0 | 21.6 | 21.6 | 1 | 0 | 0 |  | 0 |  | 0
|  |  |  | 10.88 | 21.76 | 0 | 0 | 0 | 0 | 0 | 7.48 | 0.10336 | 0 | 21.76 | 21.76 | 1 | 0 | 0 |  | 0 |  | 0
|  |  |  | 12.4 | 24.8 | 0 | 0 | 0 | 0 | 0 | 7.48 | 0.10336 | 0 | 24.8 | 24.8 | 1 | 0 | 0 |  | 0 |  | 0
|  |  |  | 14.08 | 28.16 | 0 | 0 | 0 | 0 | 0 | 7.48 | 0.10336 | 0 | 28.16 | 28.16 | 1 | 0 | 0 |  | 0 |  | 0
|  |  |  | 17.04 | 34.08 | 0 | 0 | 0 | 0 | 0 | 7.48 | 0.10336 | 0 | 34.08 | 34.08 | 1 | 0 | 0 |  | 0 |  | 0
|  |  |  | 22.64 | 45.28 | 0 | 0 | 0 | 0 | 0 | 7.48 | 0.10336 | 0 | 45.28 | 45.28 | 1 | 0 | 0 |  | 0 |  | 0
|  |  |  | 34.2 | 68.4 | 0 | 0 | 0 | 0 | 0 | 7.48 | 0.10336 | 0 | 68.4 | 68.4 | 1 | 0 | 0 |  | 0 |  | 0
|  |  |  | 41.12 | 82.24 | 0 | 0 | 0 | 0 | 0 | 7.48 | 0.10336 | 0 | 82.24 | 82.24 | 1 | 0 | 0 |  | 0 |  | 0
|  |  |  | 45.92 | 91.84 | 0 | 0 | 0 | 0 | 0 | 7.48 | 0.10336 | 0 | 91.84 | 91.84 | 1 | 0 | 0 |  | 0 |  | 0
|  |  |  | 52.24 | 104.48 | 0 | 0 | 0 | 0 | 0 | 11.23 | 0.12409 | 0 | 104.48 | 104.48 | 1 | 0 | 0 |  | 0 |  | 0
|  |  |  | 57.56 | 115.12 | 0 | 0 | 0 | 0 | 0 | 11.23 | 0.12409 | 0 | 115.12 | 115.12 | 1 | 0 | 0 |  | 0 |  | 0
|  |  |  | 55.16 | 110.32 | 0 | 0 | 0 | 0 | 0 | 11.23 | 0.12409 | 0 | 110.32 | 110.32 | 1 | 0 | 0 |  | 0 |  | 0
|  |  |  | 65.24 | 130.48 | 0 | 0 | 0 | 0 | 0 | 17.48 | 0.13136 | 0 | 130.48 | 130.48 | 1 | 0 | 0 |  | 0 |  | 0
|  |  |  | 68.64 | 137.28 | 0 | 0 | 0 | 0 | 0 | 17.48 | 0.13136 | 0 | 137.28 | 134.56 | 0.2 | 0 | 2.72 |  | 0 |  | 0
|  |  |  | 67.28 | 134.56 | 0 | 0 | 0 | 0 | 0 | 17.48 | 0.13136 | 0 | 134.56 | 134.56 | 0.2 | 0 | 0 |  | 0 |  | 0
|  |  |  | 63.44 | 126.88 | 0 | 0 | 0 | 0 | 0 | 17.48 | 0.13136 | 2.72 | 126.88 | 126.88 | 0.91885 | 0 | 0 |  | 0 |  | 0
|  |  |  | 62.2 | 124.4 | 0 | 0 | 0 | 0 | 0 | 11.23 | 0.12409 | 0 | 124.4 | 121.978 | 0.20648 | 0 | 2.422 |  | 0 |  | 0
|  |  |  | 61 | 122 | 0 | 0 | 0 | 0 | 0 | 11.23 | 0.12409 | 0 | 122 | 121.978 | 0.2 | 0 | 0.022 |  | 0 |  | 0
|  |  |  | 60.64 | 121.28 | 0 | 0 | 0 | 0 | 0 | 11.23 | 0.12409 | 0 | 121.28 | 121.28 | 0.2 | 0 | 0 |  | 0 |  | 0
|  |  |  | 52.56 | 105.12 | 0 | 0 | 0 | 0 | 0 | 7.48 | 0.10336 | 2.72 | 105.12 | 105.12 | 0.91885 | 0 | 0 |  | 0 |  | 0
|  |  |  | 51 | 102 | 0 | 0 | 0 | 0 | 0 | 7.48 | 0.10336 | 0.307 | 102 | 102 | 1 | 0 | 0 |  | 0 |  | 0
|  |  |  | 35.88 | 71.76 | 0 | 0 | 0 | 0 | 0 | 7.48 | 0.10336 | 0 | 71.76 | 71.76 | 1 | 0 | 0 |  | 0 |  | 0
|  |  |  | 14.36 | 28.72 | 0 | 0 | 0 | 0 | 0 | 7.48 | 0.10336 | 0 | 28.72 | 28.72 | 1 | 0 | 0 |  | 0 |  | 0
|  |  |  | 12.88 | 25.76 | 0 | 0 | 0 | 0 | 0 | 7.48 | 0.10336 | 0 | 25.76 | 25.76 | 1 | 0 | 0 |  | 0 |  | 0
|  |  |  | 14.96 | 29.92 | 0 | 0 | 0 | 0 | 0 | 7.48 | 0.10336 | 0 | 29.92 | 29.92 | 1 | 0 | 0 |  | 0 |  | 0
|  |  |  | 12.8 | 25.6 | 0 | 0 | 0 | 0 | 0 | 7.48 | 0.10336 | 0 | 25.6 | 25.6 | 1 | 0 | 0 |  | 0 |  | 0
|  |  |  | 15.24 | 30.48 | 0 | 0 | 0 | 0 | 0 | 7.48 | 0.10336 | 0 | 30.48 | 30.48 | 1 | 0 | 0 |  | 0 |  | 0
|  |  |  | 15.92 | 31.84 | 0 | 0 | 0 | 0 | 0 | 7.48 | 0.10336 | 0 | 31.84 | 31.84 | 1 | 0 | 0 |  | 0 |  | 0
|  |  |  | 17 | 34 | 0 | 0 | 0 | 0 | 0 | 7.48 | 0.10336 | 0 | 34 | 34 | 1 | 0 | 0 |  | 0 |  | 0
|  |  |  | 19.84 | 39.68 | 0 | 0 | 0 | 0 | 0 | 7.48 | 0.10336 | 0 | 39.68 | 39.68 | 1 | 0 | 0 |  | 0 |  | 0
|  |  |  | 33.88 | 67.76 | 0 | 0 | 0 | 0 | 0 | 7.48 | 0.10336 | 0 | 67.76 | 67.76 | 1 | 0 | 0 |  | 0 |  | 0
|  |  |  | 38.48 | 76.96 | 0 | 0 | 0 | 0 | 0 | 7.48 | 0.10336 | 0 | 76.96 | 76.96 | 1 | 0 | 0 |  | 0 |  | 0
|  |  |  | 42.36 | 84.72 | 0 | 0 | 0 | 0 | 0 | 7.48 | 0.10336 | 0 | 84.72 | 84.72 | 1 | 0 | 0 |  | 0 |  | 0
|  |  |  | 48.16 | 96.32 | 0 | 0 | 0 | 0 | 0 | 11.23 | 0.12409 | 0 | 96.32 | 96.32 | 1 | 0 | 0 |  | 0 |  | 0
|  |  |  | 50.52 | 101.04 | 0 | 0 | 0 | 0 | 0 | 11.23 | 0.12409 | 0 | 101.04 | 101.04 | 1 | 0 | 0 |  | 0 |  | 0
|  |  |  | 55.52 | 111.04 | 0 | 0 | 0 | 0 | 0 | 11.23 | 0.12409 | 0 | 111.04 | 111.04 | 1 | 0 | 0 |  | 0 |  | 0
|  |  |  | 53.84 | 107.68 | 0 | 0 | 0 | 0 | 0 | 17.48 | 0.13136 | 0 | 107.68 | 107.68 | 1 | 0 | 0 |  | 0 |  | 0
|  |  |  | 55.8 | 111.6 | 0 | 0 | 0 | 0 | 0 | 17.48 | 0.13136 | 0 | 111.6 | 111.6 | 1 | 0 | 0 |  | 0 |  | 0
|  |  |  | 57.88 | 115.76 | 0 | 0 | 0 | 0 | 0 | 17.48 | 0.13136 | 0 | 115.76 | 115.76 | 1 | 0 | 0 |  | 0 |  | 0
|  |  |  | 58.6 | 117.2 | 0 | 0 | 0 | 0 | 0 | 17.48 | 0.13136 | 0 | 117.2 | 114.48 | 0.2 | 0 | 2.72 |  | 0 |  | 0
|  |  |  | 54.76 | 109.52 | 0 | 0 | 0 | 0 | 0 | 11.23 | 0.12409 | 0 | 109.52 | 109.52 | 0.2 | 0 | 0 |  | 0 |  | 0
|  |  |  | 48.68 | 97.36 | 0 | 0 | 0 | 0 | 0 | 11.23 | 0.12409 | 0 | 97.36 | 97.36 | 0.2 | 0 | 0 |  | 0 |  | 0
|  |  |  | 45.56 | 91.12 | 0 | 0 | 0 | 0 | 0 | 11.23 | 0.12409 | 0 | 91.12 | 91.12 | 0.2 | 0 | 0 |  | 0 |  | 0
|  |  |  | 46.96 | 93.92 | 0 | 0 | 0 | 0 | 0 | 7.48 | 0.10336 | 2.72 | 93.92 | 93.92 | 0.91885 | 0 | 0 |  | 0 |  | 0
|  |  |  | 44.68 | 89.36 | 0 | 0 | 0 | 0 | 0 | 7.48 | 0.10336 | 0.307 | 89.36 | 89.36 | 1 | 0 | 0 |  | 0 |  | 0
|  |  |  | 38.36 | 76.72 | 0 | 0 | 0 | 0 | 0 | 7.48 | 0.10336 | 0 | 76.72 | 76.72 | 1 | 0 | 0 |  | 0 |  | 0
|  |  |  | 14.84 | 29.68 | 0 | 0 | 0 | 0 | 0 | 7.48 | 0.10336 | 0 | 29.68 | 29.68 | 1 | 0 | 0 |  | 0 |  | 0
|  |  |  | 10.96 | 21.92 | 0 | 0 | 0 | 0 | 0 | 7.48 | 0.10336 | 0 | 21.92 | 21.92 | 1 | 0 | 0 |  | 0 |  | 0
|  |  |  | 21.56 | 43.12 | 0 | 0 | 0 | 0 | 0 | 7.48 | 0.10336 | 0 | 43.12 | 43.12 | 1 | 0 | 0 |  | 0 |  | 0
|  |  |  | 28.12 | 56.24 | 0 | 0 | 0 | 0 | 0 | 7.48 | 0.10336 | 0 | 56.24 | 56.24 | 1 | 0 | 0 |  | 0 |  | 0
|  |  |  | 30.12 | 60.24 | 0 | 0 | 0 | 0 | 0 | 7.48 | 0.10336 | 0 | 60.24 | 60.24 | 1 | 0 | 0 |  | 0 |  | 0
|  |  |  | 29.8 | 59.6 | 0 | 0 | 0 | 0 | 0 | 7.48 | 0.10336 | 0 | 59.6 | 59.6 | 1 | 0 | 0 |  | 0 |  | 0
|  |  |  | 27.2 | 54.4 | 0 | 0 | 0 | 0 | 0 | 7.48 | 0.10336 | 0 | 54.4 | 54.4 | 1 | 0 | 0 |  | 0 |  | 0
|  |  |  | 26.32 | 52.64 | 0 | 0 | 0 | 0 | 0 | 7.48 | 0.10336 | 0 | 52.64 | 52.64 | 1 | 0 | 0 |  | 0 |  | 0
|  |  |  | 35.04 | 70.08 | 0 | 0 | 0 | 0 | 0 | 7.48 | 0.10336 | 0 | 70.08 | 70.08 | 1 | 0 | 0 |  | 0 |  | 0
|  |  |  | 38.88 | 77.76 | 0 | 0 | 0 | 0 | 0 | 7.48 | 0.10336 | 0 | 77.76 | 77.76 | 1 | 0 | 0 |  | 0 |  | 0
|  |  |  | 40.36 | 80.72 | 0 | 0 | 0 | 0 | 0 | 7.48 | 0.10336 | 0 | 80.72 | 80.72 | 1 | 0 | 0 |  | 0 |  | 0
|  |  |  | 42.44 | 84.88 | 0 | 0 | 0 | 0 | 0 | 11.23 | 0.12409 | 0 | 84.88 | 84.88 | 1 | 0 | 0 |  | 0 |  | 0
|  |  |  | 47.08 | 94.16 | 0 | 0 | 0 | 0 | 0 | 11.23 | 0.12409 | 0 | 94.16 | 94.16 | 1 | 0 | 0 |  | 0 |  | 0
|  |  |  | 53.2 | 106.4 | 0 | 0 | 0 | 0 | 0 | 11.23 | 0.12409 | 0 | 106.4 | 106.4 | 1 | 0 | 0 |  | 0 |  | 0
|  |  |  | 50.44 | 100.88 | 0 | 0 | 0 | 0 | 0 | 17.48 | 0.13136 | 0 | 100.88 | 100.88 | 1 | 0 | 0 |  | 0 |  | 0
|  |  |  | 49.64 | 99.28 | 0 | 0 | 0 | 0 | 0 | 17.48 | 0.13136 | 0 | 99.28 | 99.28 | 1 | 0 | 0 |  | 0 |  | 0
|  |  |  | 51.4 | 102.8 | 0 | 0 | 0 | 0 | 0 | 17.48 | 0.13136 | 0 | 102.8 | 102.8 | 1 | 0 | 0 |  | 0 |  | 0
|  |  |  | 52.24 | 104.48 | 0 | 0 | 0 | 0 | 0 | 17.48 | 0.13136 | 0 | 104.48 | 101.76 | 0.2 | 0 | 2.72 |  | 0 |  | 0
|  |  |  | 50.4 | 100.8 | 0 | 0 | 0 | 0 | 0 | 11.23 | 0.12409 | 0 | 100.8 | 100.8 | 0.2 | 0 | 0 |  | 0 |  | 0
|  |  |  | 41.92 | 83.84 | 0 | 0 | 0 | 0 | 0 | 11.23 | 0.12409 | 0 | 83.84 | 83.84 | 0.2 | 0 | 0 |  | 0 |  | 0
|  |  |  | 35.08 | 70.16 | 0 | 0 | 0 | 0 | 0 | 11.23 | 0.12409 | 0 | 70.16 | 70.16 | 0.2 | 0 | 0 |  | 0 |  | 0
|  |  |  | 32.68 | 65.36 | 0 | 0 | 0 | 0 | 0 | 7.48 | 0.10336 | 2.72 | 65.36 | 65.36 | 0.91885 | 0 | 0 |  | 0 |  | 0
|  |  |  | 32.2 | 64.4 | 0 | 0 | 0 | 0 | 0 | 7.48 | 0.10336 | 0.307 | 64.4 | 64.4 | 1 | 0 | 0 |  | 0 |  | 0
|  |  |  | 28.96 | 57.92 | 0 | 0 | 0 | 0 | 0 | 7.48 | 0.10336 | 0 | 57.92 | 57.92 | 1 | 0 | 0 |  | 0 |  | 0
|  |  |  | 13.08 | 26.16 | 0 | 0 | 0 | 0 | 0 | 7.48 | 0.10336 | 0 | 26.16 | 26.16 | 1 | 0 | 0 |  | 0 |  | 0
|  |  |  | 9.28 | 18.56 | 0 | 0 | 0 | 0 | 0 | 7.48 | 0.10336 | 0 | 18.56 | 18.56 | 1 | 0 | 0 |  | 0 |  | 0
|  |  |  | 15.44 | 30.88 | 0 | 0 | 0 | 0 | 0 | 7.48 | 0.10336 | 0 | 30.88 | 30.88 | 1 | 0 | 0 |  | 0 |  | 0
|  |  |  | 18.68 | 37.36 | 0 | 0 | 0 | 0 | 0 | 7.48 | 0.10336 | 0 | 37.36 | 37.36 | 1 | 0 | 0 |  | 0 |  | 0
|  |  |  | 18.8 | 37.6 | 0 | 0 | 0 | 0 | 0 | 7.48 | 0.10336 | 0 | 37.6 | 37.6 | 1 | 0 | 0 |  | 0 |  | 0
|  |  |  | 19.6 | 39.2 | 0 | 0 | 0 | 0 | 0 | 7.48 | 0.10336 | 0 | 39.2 | 39.2 | 1 | 0 | 0 |  | 0 |  | 0
|  |  |  | 17.28 | 34.56 | 0 | 0 | 0 | 0 | 0 | 7.48 | 0.10336 | 0 | 34.56 | 34.56 | 1 | 0 | 0 |  | 0 |  | 0
|  |  |  | 23.24 | 46.48 | 0 | 0 | 0 | 0 | 0 | 7.48 | 0.10336 | 0 | 46.48 | 46.48 | 1 | 0 | 0 |  | 0 |  | 0
|  |  |  | 30.28 | 60.56 | 0 | 0 | 0 | 0 | 0 | 7.48 | 0.10336 | 0 | 60.56 | 60.56 | 1 | 0 | 0 |  | 0 |  | 0
|  |  |  | 35.44 | 70.88 | 0 | 0 | 0 | 0 | 0 | 7.48 | 0.10336 | 0 | 70.88 | 70.88 | 1 | 0 | 0 |  | 0 |  | 0
|  |  |  | 40.12 | 80.24 | 0 | 0 | 0 | 0 | 0 | 7.48 | 0.10336 | 0 | 80.24 | 80.24 | 1 | 0 | 0 |  | 0 |  | 0
|  |  |  | 40 | 80 | 0 | 0 | 0 | 0 | 0 | 11.23 | 0.12409 | 0 | 80 | 80 | 1 | 0 | 0 |  | 0 |  | 0
|  |  |  | 44.24 | 88.48 | 0 | 0 | 0 | 0 | 0 | 11.23 | 0.12409 | 0 | 88.48 | 88.48 | 1 | 0 | 0 |  | 0 |  | 0
|  |  |  | 40.56 | 81.12 | 0 | 0 | 0 | 0 | 0 | 11.23 | 0.12409 | 0 | 81.12 | 81.12 | 1 | 0 | 0 |  | 0 |  | 0
|  |  |  | 40.28 | 80.56 | 0 | 0 | 0 | 0 | 0 | 17.48 | 0.13136 | 0 | 80.56 | 80.56 | 1 | 0 | 0 |  | 0 |  | 0
|  |  |  | 43.52 | 87.04 | 0 | 0 | 0 | 0 | 0 | 17.48 | 0.13136 | 0 | 87.04 | 87.04 | 1 | 0 | 0 |  | 0 |  | 0
|  |  |  | 41.44 | 82.88 | 0 | 0 | 0 | 0 | 0 | 17.48 | 0.13136 | 0 | 82.88 | 82.88 | 1 | 0 | 0 |  | 0 |  | 0
|  |  |  | 41.52 | 83.04 | 0 | 0 | 0 | 0 | 0 | 17.48 | 0.13136 | 0 | 83.04 | 80.32 | 0.2 | 0 | 2.72 |  | 0 |  | 0
|  |  |  | 41.84 | 83.68 | 0 | 0 | 0 | 0 | 0 | 11.23 | 0.12409 | 0 | 83.68 | 83.68 | 0.2 | 0 | 0 |  | 0 |  | 0
|  |  |  | 38.08 | 76.16 | 0 | 0 | 0 | 0 | 0 | 11.23 | 0.12409 | 0 | 76.16 | 76.16 | 0.2 | 0 | 0 |  | 0 |  | 0
|  |  |  | 42.52 | 85.04 | 0 | 0 | 0 | 0 | 0 | 11.23 | 0.12409 | 0 | 85.04 | 85.04 | 0.2 | 0 | 0 |  | 0 |  | 0
|  |  |  | 40.92 | 81.84 | 0 | 0 | 0 | 0 | 0 | 7.48 | 0.10336 | 2.72 | 81.84 | 81.84 | 0.91885 | 0 | 0 |  | 0 |  | 0
|  |  |  | 36.08 | 72.16 | 0 | 0 | 0 | 0 | 0 | 7.48 | 0.10336 | 0.307 | 72.16 | 72.16 | 1 | 0 | 0 |  | 0 |  | 0
|  |  |  | 26.36 | 52.72 | 0 | 0 | 0 | 0 | 0 | 7.48 | 0.10336 | 0 | 52.72 | 52.72 | 1 | 0 | 0 |  | 0 |  | 0
|  |  |  | 11.76 | 23.52 | 0 | 0 | 0 | 0 | 0 | 7.48 | 0.10336 | 0 | 23.52 | 23.52 | 1 | 0 | 0 |  | 0 |  | 0
|  |  |  | 9.28 | 18.56 | 0 | 0 | 0 | 0 | 0 | 7.48 | 0.10336 | 0 | 18.56 | 18.56 | 1 | 0 | 0 |  | 0 |  | 0
|  |  |  | 9.76 | 19.52 | 0 | 0 | 0 | 0 | 0 | 7.48 | 0.10336 | 0 | 19.52 | 19.52 | 1 | 0 | 0 |  | 0 |  | 0
|  |  |  | 10.28 | 20.56 | 0 | 0 | 0 | 0 | 0 | 7.48 | 0.10336 | 0 | 20.56 | 20.56 | 1 | 0 | 0 |  | 0 |  | 0
|  |  |  | 11.92 | 23.84 | 0 | 0 | 0 | 0 | 0 | 7.48 | 0.10336 | 0 | 23.84 | 23.84 | 1 | 0 | 0 |  | 0 |  | 0
|  |  |  | 14.48 | 28.96 | 0 | 0 | 0 | 0 | 0 | 7.48 | 0.10336 | 0 | 28.96 | 28.96 | 1 | 0 | 0 |  | 0 |  | 0
|  |  |  | 17.88 | 35.76 | 0 | 0 | 0 | 0 | 0 | 7.48 | 0.10336 | 0 | 35.76 | 35.76 | 1 | 0 | 0 |  | 0 |  | 0
|  |  |  | 22.44 | 44.88 | 0 | 0 | 0 | 0 | 0 | 7.48 | 0.10336 | 0 | 44.88 | 44.88 | 1 | 0 | 0 |  | 0 |  | 0
|  |  |  | 23.84 | 47.68 | 0 | 0 | 0 | 0 | 0 | 7.48 | 0.10336 | 0 | 47.68 | 47.68 | 1 | 0 | 0 |  | 0 |  | 0
|  |  |  | 32 | 64 | 0 | 0 | 0 | 0 | 0 | 7.48 | 0.10336 | 0 | 64 | 64 | 1 | 0 | 0 |  | 0 |  | 0
|  |  |  | 34.44 | 68.88 | 0 | 0 | 0 | 0 | 0 | 7.48 | 0.10336 | 0 | 68.88 | 68.88 | 1 | 0 | 0 |  | 0 |  | 0
|  |  |  | 34.68 | 69.36 | 0 | 0 | 0 | 0 | 0 | 7.48 | 0.10336 | 0 | 69.36 | 69.36 | 1 | 0 | 0 |  | 0 |  | 0
|  |  |  | 39.24 | 78.48 | 0 | 0 | 0 | 0 | 0 | 7.48 | 0.10336 | 0 | 78.48 | 78.48 | 1 | 0 | 0 |  | 0 |  | 0
|  |  |  | 36.52 | 73.04 | 0 | 0 | 0 | 0 | 0 | 7.48 | 0.10336 | 0 | 73.04 | 73.04 | 1 | 0 | 0 |  | 0 |  | 0
|  |  |  | 37.68 | 75.36 | 0 | 0 | 0 | 0 | 0 | 7.48 | 0.10336 | 0 | 75.36 | 75.36 | 1 | 0 | 0 |  | 0 |  | 0
|  |  |  | 42.16 | 84.32 | 0 | 0 | 0 | 0 | 0 | 7.48 | 0.10336 | 0 | 84.32 | 84.32 | 1 | 0 | 0 |  | 0 |  | 0
|  |  |  | 49.44 | 98.88 | 0 | 0 | 0 | 0 | 0 | 7.48 | 0.10336 | 0 | 98.88 | 98.88 | 1 | 0 | 0 |  | 0 |  | 0
|  |  |  | 49.12 | 98.24 | 0 | 0 | 0 | 0 | 0 | 7.48 | 0.10336 | 0 | 98.24 | 98.24 | 1 | 0 | 0 |  | 0 |  | 0
|  |  |  | 51.04 | 102.08 | 0 | 0 | 0 | 0 | 0 | 7.48 | 0.10336 | 0 | 102.08 | 102.08 | 1 | 0 | 0 |  | 0 |  | 0
|  |  |  | 50.92 | 101.84 | 0 | 0 | 0 | 0 | 0 | 7.48 | 0.10336 | 0 | 101.84 | 101.84 | 1 | 0 | 0 |  | 0 |  | 0
|  |  |  | 48.88 | 97.76 | 0 | 0 | 0 | 0 | 0 | 7.48 | 0.10336 | 0 | 97.76 | 97.76 | 1 | 0 | 0 |  | 0 |  | 0
|  |  |  | 46.48 | 92.96 | 0 | 0 | 0 | 0 | 0 | 7.48 | 0.10336 | 0 | 92.96 | 92.96 | 1 | 0 | 0 |  | 0 |  | 0
|  |  |  | 34.44 | 68.88 | 0 | 0 | 0 | 0 | 0 | 7.48 | 0.10336 | 0 | 68.88 | 68.88 | 1 | 0 | 0 |  | 0 |  | 0
|  |  |  | 28.88 | 57.76 | 0 | 0 | 0 | 0 | 0 | 7.48 | 0.10336 | 0 | 57.76 | 57.76 | 1 | 0 | 0 |  | 0 |  | 0
|  |  |  | 11.92 | 23.84 | 0 | 0 | 0 | 0 | 0 | 7.48 | 0.10336 | 0 | 23.84 | 23.84 | 1 | 0 | 0 |  | 0 |  | 0
|  |  |  | 8.96 | 17.92 | 0 | 0 | 0 | 0 | 0 | 7.48 | 0.10336 | 0 | 17.92 | 17.92 | 1 | 0 | 0 |  | 0 |  | 0
|  |  |  | 9.36 | 18.72 | 0 | 0 | 0 | 0 | 0 | 7.48 | 0.10336 | 0 | 18.72 | 18.72 | 1 | 0 | 0 |  | 0 |  | 0
|  |  |  | 9.6 | 19.2 | 0 | 0 | 0 | 0 | 0 | 7.48 | 0.10336 | 0 | 19.2 | 19.2 | 1 | 0 | 0 |  | 0 |  | 0
|  |  |  | 11.72 | 23.44 | 0 | 0 | 0 | 0 | 0 | 7.48 | 0.10336 | 0 | 23.44 | 23.44 | 1 | 0 | 0 |  | 0 |  | 0
|  |  |  | 14.2 | 28.4 | 0 | 0 | 0 | 0 | 0 | 7.48 | 0.10336 | 0 | 28.4 | 28.4 | 1 | 0 | 0 |  | 0 |  | 0
|  |  |  | 16 | 32 | 0 | 0 | 0 | 0 | 0 | 7.48 | 0.10336 | 0 | 32 | 32 | 1 | 0 | 0 |  | 0 |  | 0
|  |  |  | 22.52 | 45.04 | 0 | 0 | 0 | 0 | 0 | 7.48 | 0.10336 | 0 | 45.04 | 45.04 | 1 | 0 | 0 |  | 0 |  | 0
|  |  |  | 24.08 | 48.16 | 0 | 0 | 0 | 0 | 0 | 7.48 | 0.10336 | 0 | 48.16 | 48.16 | 1 | 0 | 0 |  | 0 |  | 0
|  |  |  | 26.32 | 52.64 | 0 | 0 | 0 | 0 | 0 | 7.48 | 0.10336 | 0 | 52.64 | 52.64 | 1 | 0 | 0 |  | 0 |  | 0
|  |  |  | 33.72 | 67.44 | 0 | 0 | 0 | 0 | 0 | 7.48 | 0.10336 | 0 | 67.44 | 67.44 | 1 | 0 | 0 |  | 0 |  | 0
|  |  |  | 35.08 | 70.16 | 0 | 0 | 0 | 0 | 0 | 7.48 | 0.10336 | 0 | 70.16 | 70.16 | 1 | 0 | 0 |  | 0 |  | 0
|  |  |  | 43.2 | 86.4 | 0 | 0 | 0 | 0 | 0 | 7.48 | 0.10336 | 0 | 86.4 | 86.4 | 1 | 0 | 0 |  | 0 |  | 0
|  |  |  | 43.24 | 86.48 | 0 | 0 | 0 | 0 | 0 | 7.48 | 0.10336 | 0 | 86.48 | 86.48 | 1 | 0 | 0 |  | 0 |  | 0
|  |  |  | 46.44 | 92.88 | 0 | 0 | 0 | 0 | 0 | 7.48 | 0.10336 | 0 | 92.88 | 92.88 | 1 | 0 | 0 |  | 0 |  | 0
|  |  |  | 44.04 | 88.08 | 0 | 0 | 0 | 0 | 0 | 7.48 | 0.10336 | 0 | 88.08 | 88.08 | 1 | 0 | 0 |  | 0 |  | 0
|  |  |  | 42.36 | 84.72 | 0 | 0 | 0 | 0 | 0 | 7.48 | 0.10336 | 0 | 84.72 | 84.72 | 1 | 0 | 0 |  | 0 |  | 0
|  |  |  | 46.6 | 93.2 | 0 | 0 | 0 | 0 | 0 | 7.48 | 0.10336 | 0 | 93.2 | 93.2 | 1 | 0 | 0 |  | 0 |  | 0
|  |  |  | 47.8 | 95.6 | 0 | 0 | 0 | 0 | 0 | 7.48 | 0.10336 | 0 | 95.6 | 95.6 | 1 | 0 | 0 |  | 0 |  | 0
|  |  |  | 46.52 | 93.04 | 0 | 0 | 0 | 0 | 0 | 7.48 | 0.10336 | 0 | 93.04 | 93.04 | 1 | 0 | 0 |  | 0 |  | 0
|  |  |  | 41.76 | 83.52 | 0 | 0 | 0 | 0 | 0 | 7.48 | 0.10336 | 0 | 83.52 | 83.52 | 1 | 0 | 0 |  | 0 |  | 0
|  |  |  | 39.28 | 78.56 | 0 | 0 | 0 | 0 | 0 | 7.48 | 0.10336 | 0 | 78.56 | 78.56 | 1 | 0 | 0 |  | 0 |  | 0
|  |  |  | 34.88 | 69.76 | 0 | 0 | 0 | 0 | 0 | 7.48 | 0.10336 | 0 | 69.76 | 69.76 | 1 | 0 | 0 |  | 0 |  | 0
|  |  |  | 18.92 | 37.84 | 0 | 0 | 0 | 0 | 0 | 7.48 | 0.10336 | 0 | 37.84 | 37.84 | 1 | 0 | 0 |  | 0 |  | 0
|  |  |  | 10.88 | 21.76 | 0 | 0 | 0 | 0 | 0 | 7.48 | 0.10336 | 0 | 21.76 | 21.76 | 1 | 0 | 0 |  | 0 |  | 0
|  |  |  | 12 | 24 | 0 | 0 | 0 | 0 | 0 | 7.48 | 0.10336 | 0 | 24 | 24 | 1 | 0 | 0 |  | 0 |  | 0
|  |  |  | 13.88 | 27.76 | 0 | 0 | 0 | 0 | 0 | 7.48 | 0.10336 | 0 | 27.76 | 27.76 | 1 | 0 | 0 |  | 0 |  | 0
|  |  |  | 14.4 | 28.8 | 0 | 0 | 0 | 0 | 0 | 7.48 | 0.10336 | 0 | 28.8 | 28.8 | 1 | 0 | 0 |  | 0 |  | 0
|  |  |  | 16.04 | 32.08 | 0 | 0 | 0 | 0 | 0 | 7.48 | 0.10336 | 0 | 32.08 | 32.08 | 1 | 0 | 0 |  | 0 |  | 0
|  |  |  | 14.36 | 28.72 | 0 | 0 | 0 | 0 | 0 | 7.48 | 0.10336 | 0 | 28.72 | 28.72 | 1 | 0 | 0 |  | 0 |  | 0
|  |  |  | 16.12 | 32.24 | 0 | 0 | 0 | 0 | 0 | 7.48 | 0.10336 | 0 | 32.24 | 32.24 | 1 | 0 | 0 |  | 0 |  | 0
|  |  |  | 22.48 | 44.96 | 0 | 0 | 0 | 0 | 0 | 7.48 | 0.10336 | 0 | 44.96 | 44.96 | 1 | 0 | 0 |  | 0 |  | 0
|  |  |  | 24 | 48 | 0 | 0 | 0 | 0 | 0 | 7.48 | 0.10336 | 0 | 48 | 48 | 1 | 0 | 0 |  | 0 |  | 0
|  |  |  | 33.08 | 66.16 | 0 | 0 | 0 | 0 | 0 | 7.48 | 0.10336 | 0 | 66.16 | 66.16 | 1 | 0 | 0 |  | 0 |  | 0
|  |  |  | 38.68 | 77.36 | 0 | 0 | 0 | 0 | 0 | 7.48 | 0.10336 | 0 | 77.36 | 77.36 | 1 | 0 | 0 |  | 0 |  | 0
|  |  |  | 42.68 | 85.36 | 0 | 0 | 0 | 0 | 0 | 11.23 | 0.12409 | 0 | 85.36 | 85.36 | 1 | 0 | 0 |  | 0 |  | 0
|  |  |  | 49.16 | 98.32 | 0 | 0 | 0 | 0 | 0 | 11.23 | 0.12409 | 0 | 98.32 | 98.32 | 1 | 0 | 0 |  | 0 |  | 0
|  |  |  | 50.44 | 100.88 | 0 | 0 | 0 | 0 | 0 | 11.23 | 0.12409 | 0 | 100.88 | 100.88 | 1 | 0 | 0 |  | 0 |  | 0
|  |  |  | 51.72 | 103.44 | 0 | 0 | 0 | 0 | 0 | 17.48 | 0.13136 | 0 | 103.44 | 103.44 | 1 | 0 | 0 |  | 0 |  | 0
|  |  |  | 46.56 | 93.12 | 0 | 0 | 0 | 0 | 0 | 17.48 | 0.13136 | 0 | 93.12 | 93.12 | 1 | 0 | 0 |  | 0 |  | 0
|  |  |  | 48.36 | 96.72 | 0 | 0 | 0 | 0 | 0 | 17.48 | 0.13136 | 0 | 96.72 | 96.72 | 1 | 0 | 0 |  | 0 |  | 0
|  |  |  | 50.92 | 101.84 | 0 | 0 | 0 | 0 | 0 | 17.48 | 0.13136 | 0 | 101.84 | 99.12 | 0.2 | 0 | 2.72 |  | 0 |  | 0
|  |  |  | 52.16 | 104.32 | 0 | 0 | 0 | 0 | 0 | 11.23 | 0.12409 | 0 | 104.32 | 104.32 | 0.2 | 0 | 0 |  | 0 |  | 0
|  |  |  | 52.04 | 104.08 | 0 | 0 | 0 | 0 | 0 | 11.23 | 0.12409 | 0 | 104.08 | 104.08 | 0.2 | 0 | 0 |  | 0 |  | 0
|  |  |  | 49.08 | 98.16 | 0 | 0 | 0 | 0 | 0 | 11.23 | 0.12409 | 0 | 98.16 | 98.16 | 0.2 | 0 | 0 |  | 0 |  | 0
|  |  |  | 47.52 | 95.04 | 0 | 0 | 0 | 0 | 0 | 7.48 | 0.10336 | 2.72 | 95.04 | 95.04 | 0.91885 | 0 | 0 |  | 0 |  | 0
|  |  |  | 45.76 | 91.52 | 0 | 0 | 0 | 0 | 0 | 7.48 | 0.10336 | 0.307 | 91.52 | 91.52 | 1 | 0 | 0 |  | 0 |  | 0
|  |  |  | 36.12 | 72.24 | 0 | 0 | 0 | 0 | 0 | 7.48 | 0.10336 | 0 | 72.24 | 72.24 | 1 | 0 | 0 |  | 0 |  | 0
|  |  |  | 15.56 | 31.12 | 0 | 0 | 0 | 0 | 0 | 7.48 | 0.10336 | 0 | 31.12 | 31.12 | 1 | 0 | 0 |  | 0 |  | 0
|  |  |  | 9.48 | 18.96 | 0 | 0 | 0 | 0 | 0 | 7.48 | 0.10336 | 0 | 18.96 | 18.96 | 1 | 0 | 0 |  | 0 |  | 0
|  |  |  | 11.28 | 22.56 | 0 | 0 | 0 | 0 | 0 | 7.48 | 0.10336 | 0 | 22.56 | 22.56 | 1 | 0 | 0 |  | 0 |  | 0
|  |  |  | 11.72 | 23.44 | 0 | 0 | 0 | 0 | 0 | 7.48 | 0.10336 | 0 | 23.44 | 23.44 | 1 | 0 | 0 |  | 0 |  | 0
|  |  |  | 14.52 | 29.04 | 0 | 0 | 0 | 0 | 0 | 7.48 | 0.10336 | 0 | 29.04 | 29.04 | 1 | 0 | 0 |  | 0 |  | 0
|  |  |  | 14.76 | 29.52 | 0 | 0 | 0 | 0 | 0 | 7.48 | 0.10336 | 0 | 29.52 | 29.52 | 1 | 0 | 0 |  | 0 |  | 0
|  |  |  | 17.08 | 34.16 | 0 | 0 | 0 | 0 | 0 | 7.48 | 0.10336 | 0 | 34.16 | 34.16 | 1 | 0 | 0 |  | 0 |  | 0
|  |  |  | 23.4 | 46.8 | 0 | 0 | 0 | 0 | 0 | 7.48 | 0.10336 | 0 | 46.8 | 46.8 | 1 | 0 | 0 |  | 0 |  | 0
|  |  |  | 31 | 62 | 0 | 0 | 0 | 0 | 0 | 7.48 | 0.10336 | 0 | 62 | 62 | 1 | 0 | 0 |  | 0 |  | 0
|  |  |  | 40.08 | 80.16 | 0 | 0 | 0 | 0 | 0 | 7.48 | 0.10336 | 0 | 80.16 | 80.16 | 1 | 0 | 0 |  | 0 |  | 0
|  |  |  | 49.04 | 98.08 | 0 | 0 | 0 | 0 | 0 | 7.48 | 0.10336 | 0 | 98.08 | 98.08 | 1 | 0 | 0 |  | 0 |  | 0
|  |  |  | 52.76 | 105.52 | 0 | 0 | 0 | 0 | 0 | 11.23 | 0.12409 | 0 | 105.52 | 105.52 | 1 | 0 | 0 |  | 0 |  | 0
|  |  |  | 61.2 | 122.4 | 0 | 0 | 0 | 0 | 0 | 11.23 | 0.12409 | 0 | 122.4 | 121.978 | 0.87587 | 0 | 0.422 |  | 0 |  | 0
|  |  |  | 59.32 | 118.64 | 0 | 0 | 0 | 0 | 0 | 11.23 | 0.12409 | 0 | 118.64 | 118.64 | 0.87587 | 0 | 0 |  | 0 |  | 0
|  |  |  | 62.12 | 124.24 | 0 | 0 | 0 | 0 | 0 | 17.48 | 0.13136 | 0 | 124.24 | 124.24 | 0.87587 | 0 | 0 |  | 0 |  | 0
|  |  |  | 65.88 | 131.76 | 0 | 0 | 0 | 0 | 0 | 17.48 | 0.13136 | 0 | 131.76 | 131.76 | 0.87587 | 0 | 0 |  | 0 |  | 0
|  |  |  | 64.68 | 129.36 | 0 | 0 | 0 | 0 | 0 | 17.48 | 0.13136 | 0 | 129.36 | 129.36 | 0.87587 | 0 | 0 |  | 0 |  | 0
|  |  |  | 64.76 | 129.52 | 0 | 0 | 0 | 0 | 0 | 17.48 | 0.13136 | 0 | 129.52 | 127.884 | 0.39472 | 0 | 1.636 |  | 0 |  | 0
|  |  |  | 61.32 | 122.64 | 0 | 0 | 0 | 0 | 0 | 11.23 | 0.12409 | 0 | 122.64 | 121.978 | 0.2 | 0 | 0.662 |  | 0 |  | 0
|  |  |  | 59.64 | 119.28 | 0 | 0 | 0 | 0 | 0 | 11.23 | 0.12409 | 0 | 119.28 | 119.28 | 0.2 | 0 | 0 |  | 0 |  | 0
|  |  |  | 57.24 | 114.48 | 0 | 0 | 0 | 0 | 0 | 11.23 | 0.12409 | 0 | 114.48 | 114.48 | 0.2 | 0 | 0 |  | 0 |  | 0
|  |  |  | 50.16 | 100.32 | 0 | 0 | 0 | 0 | 0 | 7.48 | 0.10336 | 2.72 | 100.32 | 100.32 | 0.91885 | 0 | 0 |  | 0 |  | 0
|  |  |  | 42.76 | 85.52 | 0 | 0 | 0 | 0 | 0 | 7.48 | 0.10336 | 0.307 | 85.52 | 85.52 | 1 | 0 | 0 |  | 0 |  | 0
|  |  |  | 38.72 | 77.44 | 0 | 0 | 0 | 0 | 0 | 7.48 | 0.10336 | 0 | 77.44 | 77.44 | 1 | 0 | 0 |  | 0 |  | 0
|  |  |  | 18.56 | 37.12 | 0 | 0 | 0 | 0 | 0 | 7.48 | 0.10336 | 0 | 37.12 | 37.12 | 1 | 0 | 0 |  | 0 |  | 0
|  |  |  | 14.24 | 28.48 | 0 | 0 | 0 | 0 | 0 | 7.48 | 0.10336 | 0 | 28.48 | 28.48 | 1 | 0 | 0 |  | 0 |  | 0
|  |  |  | 14.76 | 29.52 | 0 | 0 | 0 | 0 | 0 | 7.48 | 0.10336 | 0 | 29.52 | 29.52 | 1 | 0 | 0 |  | 0 |  | 0
|  |  |  | 14.48 | 28.96 | 0 | 0 | 0 | 0 | 0 | 7.48 | 0.10336 | 0 | 28.96 | 28.96 | 1 | 0 | 0 |  | 0 |  | 0
|  |  |  | 16.88 | 33.76 | 0 | 0 | 0 | 0 | 0 | 7.48 | 0.10336 | 0 | 33.76 | 33.76 | 1 | 0 | 0 |  | 0 |  | 0
|  |  |  | 19.24 | 38.48 | 0 | 0 | 0 | 0 | 0 | 7.48 | 0.10336 | 0 | 38.48 | 38.48 | 1 | 0 | 0 |  | 0 |  | 0
|  |  |  | 16.44 | 32.88 | 0 | 0 | 0 | 0 | 0 | 7.48 | 0.10336 | 0 | 32.88 | 32.88 | 1 | 0 | 0 |  | 0 |  | 0
|  |  |  | 16.76 | 33.52 | 0 | 0 | 0 | 0 | 0 | 7.48 | 0.10336 | 0 | 33.52 | 33.52 | 1 | 0 | 0 |  | 0 |  | 0
|  |  |  | 21.76 | 43.52 | 0 | 0 | 0 | 0 | 0 | 7.48 | 0.10336 | 0 | 43.52 | 43.52 | 1 | 0 | 0 |  | 0 |  | 0
|  |  |  | 21.2 | 42.4 | 0 | 0 | 0 | 0 | 0 | 7.48 | 0.10336 | 0 | 42.4 | 42.4 | 1 | 0 | 0 |  | 0 |  | 0
|  |  |  | 23.52 | 47.04 | 0 | 0 | 0 | 0 | 0 | 7.48 | 0.10336 | 0 | 47.04 | 47.04 | 1 | 0 | 0 |  | 0 |  | 0
|  |  |  | 29 | 58 | 0 | 0 | 0 | 0 | 0 | 11.23 | 0.12409 | 0 | 58 | 58 | 1 | 0 | 0 |  | 0 |  | 0
|  |  |  | 35.48 | 70.96 | 0 | 0 | 0 | 0 | 0 | 11.23 | 0.12409 | 0 | 70.96 | 70.96 | 1 | 0 | 0 |  | 0 |  | 0
|  |  |  | 33.64 | 67.28 | 0 | 0 | 0 | 0 | 0 | 11.23 | 0.12409 | 0 | 67.28 | 67.28 | 1 | 0 | 0 |  | 0 |  | 0
|  |  |  | 36.76 | 73.52 | 0 | 0 | 0 | 0 | 0 | 17.48 | 0.13136 | 0 | 73.52 | 73.52 | 1 | 0 | 0 |  | 0 |  | 0
|  |  |  | 43.68 | 87.36 | 0 | 0 | 0 | 0 | 0 | 17.48 | 0.13136 | 0 | 87.36 | 87.36 | 1 | 0 | 0 |  | 0 |  | 0
|  |  |  | 43.32 | 86.64 | 0 | 0 | 0 | 0 | 0 | 17.48 | 0.13136 | 0 | 86.64 | 86.64 | 1 | 0 | 0 |  | 0 |  | 0
|  |  |  | 43.88 | 87.76 | 0 | 0 | 0 | 0 | 0 | 17.48 | 0.13136 | 0 | 87.76 | 85.04 | 0.2 | 0 | 2.72 |  | 0 |  | 0
|  |  |  | 45.32 | 90.64 | 0 | 0 | 0 | 0 | 0 | 11.23 | 0.12409 | 0 | 90.64 | 90.64 | 0.2 | 0 | 0 |  | 0 |  | 0
|  |  |  | 37.32 | 74.64 | 0 | 0 | 0 | 0 | 0 | 11.23 | 0.12409 | 0 | 74.64 | 74.64 | 0.2 | 0 | 0 |  | 0 |  | 0
|  |  |  | 35.88 | 71.76 | 0 | 0 | 0 | 0 | 0 | 11.23 | 0.12409 | 0 | 71.76 | 71.76 | 0.2 | 0 | 0 |  | 0 |  | 0
|  |  |  | 34.92 | 69.84 | 0 | 0 | 0 | 0 | 0 | 7.48 | 0.10336 | 2.72 | 69.84 | 69.84 | 0.91885 | 0 | 0 |  | 0 |  | 0
|  |  |  | 31.28 | 62.56 | 0 | 0 | 0 | 0 | 0 | 7.48 | 0.10336 | 0.307 | 62.56 | 62.56 | 1 | 0 | 0 |  | 0 |  | 0
|  |  |  | 27.36 | 54.72 | 0 | 0 | 0 | 0 | 0 | 7.48 | 0.10336 | 0 | 54.72 | 54.72 | 1 | 0 | 0 |  | 0 |  | 0
|  |  |  | 15.52 | 31.04 | 0 | 0 | 0 | 0 | 0 | 7.48 | 0.10336 | 0 | 31.04 | 31.04 | 1 | 0 | 0 |  | 0 |  | 0
|  |  |  | 13.68 | 27.36 | 0 | 0 | 0 | 0 | 0 | 7.48 | 0.10336 | 0 | 27.36 | 27.36 | 1 | 0 | 0 |  | 0 |  | 0
|  |  |  | 14.24 | 28.48 | 0 | 0 | 0 | 0 | 0 | 7.48 | 0.10336 | 0 | 28.48 | 28.48 | 1 | 0 | 0 |  | 0 |  | 0
|  |  |  | 13.72 | 27.44 | 0 | 0 | 0 | 0 | 0 | 7.48 | 0.10336 | 0 | 27.44 | 27.44 | 1 | 0 | 0 |  | 0 |  | 0
|  |  |  | 14.28 | 28.56 | 0 | 0 | 0 | 0 | 0 | 7.48 | 0.10336 | 0 | 28.56 | 28.56 | 1 | 0 | 0 |  | 0 |  | 0
|  |  |  | 14.2 | 28.4 | 0 | 0 | 0 | 0 | 0 | 7.48 | 0.10336 | 0 | 28.4 | 28.4 | 1 | 0 | 0 |  | 0 |  | 0
|  |  |  | 15.96 | 31.92 | 0 | 0 | 0 | 0 | 0 | 7.48 | 0.10336 | 0 | 31.92 | 31.92 | 1 | 0 | 0 |  | 0 |  | 0
|  |  |  | 16.24 | 32.48 | 0 | 0 | 0 | 0 | 0 | 7.48 | 0.10336 | 0 | 32.48 | 32.48 | 1 | 0 | 0 |  | 0 |  | 0
|  |  |  | 16.92 | 33.84 | 0 | 0 | 0 | 0 | 0 | 7.48 | 0.10336 | 0 | 33.84 | 33.84 | 1 | 0 | 0 |  | 0 |  | 0
|  |  |  | 21.32 | 42.64 | 0 | 0 | 0 | 0 | 0 | 7.48 | 0.10336 | 0 | 42.64 | 42.64 | 1 | 0 | 0 |  | 0 |  | 0
|  |  |  | 29.68 | 59.36 | 0 | 0 | 0 | 0 | 0 | 7.48 | 0.10336 | 0 | 59.36 | 59.36 | 1 | 0 | 0 |  | 0 |  | 0
|  |  |  | 33.68 | 67.36 | 0 | 0 | 0 | 0 | 0 | 11.23 | 0.12409 | 0 | 67.36 | 67.36 | 1 | 0 | 0 |  | 0 |  | 0
|  |  |  | 35.8 | 71.6 | 0 | 0 | 0 | 0 | 0 | 11.23 | 0.12409 | 0 | 71.6 | 71.6 | 1 | 0 | 0 |  | 0 |  | 0
|  |  |  | 45.4 | 90.8 | 0 | 0 | 0 | 0 | 0 | 11.23 | 0.12409 | 0 | 90.8 | 90.8 | 1 | 0 | 0 |  | 0 |  | 0
|  |  |  | 45.12 | 90.24 | 0 | 0 | 0 | 0 | 0 | 17.48 | 0.13136 | 0 | 90.24 | 90.24 | 1 | 0 | 0 |  | 0 |  | 0
|  |  |  | 46.76 | 93.52 | 0 | 0 | 0 | 0 | 0 | 17.48 | 0.13136 | 0 | 93.52 | 93.52 | 1 | 0 | 0 |  | 0 |  | 0
|  |  |  | 46.28 | 92.56 | 0 | 0 | 0 | 0 | 0 | 17.48 | 0.13136 | 0 | 92.56 | 92.56 | 1 | 0 | 0 |  | 0 |  | 0
|  |  |  | 46.8 | 93.6 | 0 | 0 | 0 | 0 | 0 | 17.48 | 0.13136 | 0 | 93.6 | 90.88 | 0.2 | 0 | 2.72 |  | 0 |  | 0
|  |  |  | 47.64 | 95.28 | 0 | 0 | 0 | 0 | 0 | 11.23 | 0.12409 | 0 | 95.28 | 95.28 | 0.2 | 0 | 0 |  | 0 |  | 0
|  |  |  | 46.84 | 93.68 | 0 | 0 | 0 | 0 | 0 | 11.23 | 0.12409 | 0 | 93.68 | 93.68 | 0.2 | 0 | 0 |  | 0 |  | 0
|  |  |  | 39.6 | 79.2 | 0 | 0 | 0 | 0 | 0 | 11.23 | 0.12409 | 0 | 79.2 | 79.2 | 0.2 | 0 | 0 |  | 0 |  | 0
|  |  |  | 35.96 | 71.92 | 0 | 0 | 0 | 0 | 0 | 7.48 | 0.10336 | 2.72 | 71.92 | 71.92 | 0.91885 | 0 | 0 |  | 0 |  | 0
|  |  |  | 33.48 | 66.96 | 0 | 0 | 0 | 0 | 0 | 7.48 | 0.10336 | 0.307 | 66.96 | 66.96 | 1 | 0 | 0 |  | 0 |  | 0
|  |  |  | 31.44 | 62.88 | 0 | 0 | 0 | 0 | 0 | 7.48 | 0.10336 | 0 | 62.88 | 62.88 | 1 | 0 | 0 |  | 0 |  | 0
|  |  |  | 11.92 | 23.84 | 0 | 0 | 0 | 0 | 0 | 7.48 | 0.10336 | 0 | 23.84 | 23.84 | 1 | 0 | 0 |  | 0 |  | 0
|  |  |  | 9.44 | 18.88 | 0 | 0 | 0 | 0 | 0 | 7.48 | 0.10336 | 0 | 18.88 | 18.88 | 1 | 0 | 0 |  | 0 |  | 0
|  |  |  | 9.56 | 19.12 | 0 | 0 | 0 | 0 | 0 | 7.48 | 0.10336 | 0 | 19.12 | 19.12 | 1 | 0 | 0 |  | 0 |  | 0
|  |  |  | 10.72 | 21.44 | 0 | 0 | 0 | 0 | 0 | 7.48 | 0.10336 | 0 | 21.44 | 21.44 | 1 | 0 | 0 |  | 0 |  | 0
|  |  |  | 11.72 | 23.44 | 0 | 0 | 0 | 0 | 0 | 7.48 | 0.10336 | 0 | 23.44 | 23.44 | 1 | 0 | 0 |  | 0 |  | 0
|  |  |  | 14.88 | 29.76 | 0 | 0 | 0 | 0 | 0 | 7.48 | 0.10336 | 0 | 29.76 | 29.76 | 1 | 0 | 0 |  | 0 |  | 0
|  |  |  | 16.68 | 33.36 | 0 | 0 | 0 | 0 | 0 | 7.48 | 0.10336 | 0 | 33.36 | 33.36 | 1 | 0 | 0 |  | 0 |  | 0
|  |  |  | 22.56 | 45.12 | 0 | 0 | 0 | 0 | 0 | 7.48 | 0.10336 | 0 | 45.12 | 45.12 | 1 | 0 | 0 |  | 0 |  | 0
|  |  |  | 24.36 | 48.72 | 0 | 0 | 0 | 0 | 0 | 7.48 | 0.10336 | 0 | 48.72 | 48.72 | 1 | 0 | 0 |  | 0 |  | 0
|  |  |  | 27.24 | 54.48 | 0 | 0 | 0 | 0 | 0 | 7.48 | 0.10336 | 0 | 54.48 | 54.48 | 1 | 0 | 0 |  | 0 |  | 0
|  |  |  | 32.36 | 64.72 | 0 | 0 | 0 | 0 | 0 | 7.48 | 0.10336 | 0 | 64.72 | 64.72 | 1 | 0 | 0 |  | 0 |  | 0
|  |  |  | 35.16 | 70.32 | 0 | 0 | 0 | 0 | 0 | 11.23 | 0.12409 | 0 | 70.32 | 70.32 | 1 | 0 | 0 |  | 0 |  | 0
|  |  |  | 36.56 | 73.12 | 0 | 0 | 0 | 0 | 0 | 11.23 | 0.12409 | 0 | 73.12 | 73.12 | 1 | 0 | 0 |  | 0 |  | 0
|  |  |  | 42 | 84 | 0 | 0 | 0 | 0 | 0 | 11.23 | 0.12409 | 0 | 84 | 84 | 1 | 0 | 0 |  | 0 |  | 0
|  |  |  | 47.84 | 95.68 | 0 | 0 | 0 | 0 | 0 | 17.48 | 0.13136 | 0 | 95.68 | 95.68 | 1 | 0 | 0 |  | 0 |  | 0
|  |  |  | 49.32 | 98.64 | 0 | 0 | 0 | 0 | 0 | 17.48 | 0.13136 | 0 | 98.64 | 98.64 | 1 | 0 | 0 |  | 0 |  | 0
|  |  |  | 51.44 | 102.88 | 0 | 0 | 0 | 0 | 0 | 17.48 | 0.13136 | 0 | 102.88 | 102.88 | 1 | 0 | 0 |  | 0 |  | 0
|  |  |  | 50.52 | 101.04 | 0 | 0 | 0 | 0 | 0 | 17.48 | 0.13136 | 0 | 101.04 | 98.32 | 0.2 | 0 | 2.72 |  | 0 |  | 0
|  |  |  | 50.24 | 100.48 | 0 | 0 | 0 | 0 | 0 | 11.23 | 0.12409 | 0 | 100.48 | 100.48 | 0.2 | 0 | 0 |  | 0 |  | 0
|  |  |  | 50.72 | 101.44 | 0 | 0 | 0 | 0 | 0 | 11.23 | 0.12409 | 0 | 101.44 | 101.44 | 0.2 | 0 | 0 |  | 0 |  | 0
|  |  |  | 47.12 | 94.24 | 0 | 0 | 0 | 0 | 0 | 11.23 | 0.12409 | 0 | 94.24 | 94.24 | 0.2 | 0 | 0 |  | 0 |  | 0
|  |  |  | 45.28 | 90.56 | 0 | 0 | 0 | 0 | 0 | 7.48 | 0.10336 | 2.72 | 90.56 | 90.56 | 0.91885 | 0 | 0 |  | 0 |  | 0
|  |  |  | 39.76 | 79.52 | 0 | 0 | 0 | 0 | 0 | 7.48 | 0.10336 | 0.307 | 79.52 | 79.52 | 1 | 0 | 0 |  | 0 |  | 0
|  |  |  | 28.48 | 56.96 | 0 | 0 | 0 | 0 | 0 | 7.48 | 0.10336 | 0 | 56.96 | 56.96 | 1 | 0 | 0 |  | 0 |  | 0
|  |  |  | 10.96 | 21.92 | 0 | 0 | 0 | 0 | 0 | 7.48 | 0.10336 | 0 | 21.92 | 21.92 | 1 | 0 | 0 |  | 0 |  | 0
|  |  |  | 9.2 | 18.4 | 0 | 0 | 0 | 0 | 0 | 7.48 | 0.10336 | 0 | 18.4 | 18.4 | 1 | 0 | 0 |  | 0 |  | 0
|  |  |  | 9.68 | 19.36 | 0 | 0 | 0 | 0 | 0 | 7.48 | 0.10336 | 0 | 19.36 | 19.36 | 1 | 0 | 0 |  | 0 |  | 0
|  |  |  | 9.28 | 18.56 | 0 | 0 | 0 | 0 | 0 | 7.48 | 0.10336 | 0 | 18.56 | 18.56 | 1 | 0 | 0 |  | 0 |  | 0
|  |  |  | 11.8 | 23.6 | 0 | 0 | 0 | 0 | 0 | 7.48 | 0.10336 | 0 | 23.6 | 23.6 | 1 | 0 | 0 |  | 0 |  | 0
|  |  |  | 14.16 | 28.32 | 0 | 0 | 0 | 0 | 0 | 7.48 | 0.10336 | 0 | 28.32 | 28.32 | 1 | 0 | 0 |  | 0 |  | 0
|  |  |  | 16.04 | 32.08 | 0 | 0 | 0 | 0 | 0 | 7.48 | 0.10336 | 0 | 32.08 | 32.08 | 1 | 0 | 0 |  | 0 |  | 0
|  |  |  | 17 | 34 | 0 | 0 | 0 | 0 | 0 | 7.48 | 0.10336 | 0 | 34 | 34 | 1 | 0 | 0 |  | 0 |  | 0
|  |  |  | 22.24 | 44.48 | 0 | 0 | 0 | 0 | 0 | 7.48 | 0.10336 | 0 | 44.48 | 44.48 | 1 | 0 | 0 |  | 0 |  | 0
|  |  |  | 29.32 | 58.64 | 0 | 0 | 0 | 0 | 0 | 7.48 | 0.10336 | 0 | 58.64 | 58.64 | 1 | 0 | 0 |  | 0 |  | 0
|  |  |  | 34.64 | 69.28 | 0 | 0 | 0 | 0 | 0 | 7.48 | 0.10336 | 0 | 69.28 | 69.28 | 1 | 0 | 0 |  | 0 |  | 0
|  |  |  | 37.96 | 75.92 | 0 | 0 | 0 | 0 | 0 | 7.48 | 0.10336 | 0 | 75.92 | 75.92 | 1 | 0 | 0 |  | 0 |  | 0
|  |  |  | 41.68 | 83.36 | 0 | 0 | 0 | 0 | 0 | 7.48 | 0.10336 | 0 | 83.36 | 83.36 | 1 | 0 | 0 |  | 0 |  | 0
|  |  |  | 43.88 | 87.76 | 0 | 0 | 0 | 0 | 0 | 7.48 | 0.10336 | 0 | 87.76 | 87.76 | 1 | 0 | 0 |  | 0 |  | 0
|  |  |  | 43.84 | 87.68 | 0 | 0 | 0 | 0 | 0 | 7.48 | 0.10336 | 0 | 87.68 | 87.68 | 1 | 0 | 0 |  | 0 |  | 0
|  |  |  | 43.64 | 87.28 | 0 | 0 | 0 | 0 | 0 | 7.48 | 0.10336 | 0 | 87.28 | 87.28 | 1 | 0 | 0 |  | 0 |  | 0
|  |  |  | 45.76 | 91.52 | 0 | 0 | 0 | 0 | 0 | 7.48 | 0.10336 | 0 | 91.52 | 91.52 | 1 | 0 | 0 |  | 0 |  | 0
|  |  |  | 44.2 | 88.4 | 0 | 0 | 0 | 0 | 0 | 7.48 | 0.10336 | 0 | 88.4 | 88.4 | 1 | 0 | 0 |  | 0 |  | 0
|  |  |  | 43.8 | 87.6 | 0 | 0 | 0 | 0 | 0 | 7.48 | 0.10336 | 0 | 87.6 | 87.6 | 1 | 0 | 0 |  | 0 |  | 0
|  |  |  | 43.12 | 86.24 | 0 | 0 | 0 | 0 | 0 | 7.48 | 0.10336 | 0 | 86.24 | 86.24 | 1 | 0 | 0 |  | 0 |  | 0
|  |  |  | 41.04 | 82.08 | 0 | 0 | 0 | 0 | 0 | 7.48 | 0.10336 | 0 | 82.08 | 82.08 | 1 | 0 | 0 |  | 0 |  | 0
|  |  |  | 40.32 | 80.64 | 0 | 0 | 0 | 0 | 0 | 7.48 | 0.10336 | 0 | 80.64 | 80.64 | 1 | 0 | 0 |  | 0 |  | 0
|  |  |  | 35.96 | 71.92 | 0 | 0 | 0 | 0 | 0 | 7.48 | 0.10336 | 0 | 71.92 | 71.92 | 1 | 0 | 0 |  | 0 |  | 0
|  |  |  | 30 | 60 | 0 | 0 | 0 | 0 | 0 | 7.48 | 0.10336 | 0 | 60 | 60 | 1 | 0 | 0 |  | 0 |  | 0
|  |  |  | 12.96 | 25.92 | 0 | 0 | 0 | 0 | 0 | 7.48 | 0.10336 | 0 | 25.92 | 25.92 | 1 | 0 | 0 |  | 0 |  | 0
|  |  |  | 8.56 | 17.12 | 0 | 0 | 0 | 0 | 0 | 7.48 | 0.10336 | 0 | 17.12 | 17.12 | 1 | 0 | 0 |  | 0 |  | 0
|  |  |  | 9.48 | 18.96 | 0 | 0 | 0 | 0 | 0 | 7.48 | 0.10336 | 0 | 18.96 | 18.96 | 1 | 0 | 0 |  | 0 |  | 0
|  |  |  | 10.28 | 20.56 | 0 | 0 | 0 | 0 | 0 | 7.48 | 0.10336 | 0 | 20.56 | 20.56 | 1 | 0 | 0 |  | 0 |  | 0
|  |  |  | 11.28 | 22.56 | 0 | 0 | 0 | 0 | 0 | 7.48 | 0.10336 | 0 | 22.56 | 22.56 | 1 | 0 | 0 |  | 0 |  | 0
|  |  |  | 13.28 | 26.56 | 0 | 0 | 0 | 0 | 0 | 7.48 | 0.10336 | 0 | 26.56 | 26.56 | 1 | 0 | 0 |  | 0 |  | 0
|  |  |  | 17.04 | 34.08 | 0 | 0 | 0 | 0 | 0 | 7.48 | 0.10336 | 0 | 34.08 | 34.08 | 1 | 0 | 0 |  | 0 |  | 0
|  |  |  | 22.56 | 45.12 | 0 | 0 | 0 | 0 | 0 | 7.48 | 0.10336 | 0 | 45.12 | 45.12 | 1 | 0 | 0 |  | 0 |  | 0
|  |  |  | 32.64 | 65.28 | 0 | 0 | 0 | 0 | 0 | 7.48 | 0.10336 | 0 | 65.28 | 65.28 | 1 | 0 | 0 |  | 0 |  | 0
|  |  |  | 39.72 | 79.44 | 0 | 0 | 0 | 0 | 0 | 7.48 | 0.10336 | 0 | 79.44 | 79.44 | 1 | 0 | 0 |  | 0 |  | 0
|  |  |  | 46.76 | 93.52 | 0 | 0 | 0 | 0 | 0 | 7.48 | 0.10336 | 0 | 93.52 | 93.52 | 1 | 0 | 0 |  | 0 |  | 0
|  |  |  | 53.16 | 106.32 | 0 | 0 | 0 | 0 | 0 | 7.48 | 0.10336 | 0 | 106.32 | 106.32 | 1 | 0 | 0 |  | 0 |  | 0
|  |  |  | 57.6 | 115.2 | 0 | 0 | 0 | 0 | 0 | 7.48 | 0.10336 | 0 | 115.2 | 115.2 | 1 | 0 | 0 |  | 0 |  | 0
|  |  |  | 55.88 | 111.76 | 0 | 0 | 0 | 0 | 0 | 7.48 | 0.10336 | 0 | 111.76 | 111.76 | 1 | 0 | 0 |  | 0 |  | 0
|  |  |  | 64.48 | 128.96 | 0 | 0 | 0 | 0 | 0 | 7.48 | 0.10336 | 0 | 128.96 | 126.24 | 0.2 | 0 | 2.72 |  | 0 |  | 0
|  |  |  | 60.48 | 120.96 | 0 | 0 | 0 | 0 | 0 | 7.48 | 0.10336 | 2.72 | 120.96 | 120.96 | 0.91885 | 0 | 0 |  | 0 |  | 0
|  |  |  | 57 | 114 | 0 | 0 | 0 | 0 | 0 | 7.48 | 0.10336 | 0.307 | 114 | 114 | 1 | 0 | 0 |  | 0 |  | 0
|  |  |  | 58.08 | 116.16 | 0 | 0 | 0 | 0 | 0 | 7.48 | 0.10336 | 0 | 116.16 | 116.16 | 1 | 0 | 0 |  | 0 |  | 0
|  |  |  | 61 | 122 | 0 | 0 | 0 | 0 | 0 | 7.48 | 0.10336 | 0 | 122 | 122 | 1 | 0 | 0 |  | 0 |  | 0
|  |  |  | 62.08 | 124.16 | 0 | 0 | 0 | 0 | 0 | 7.48 | 0.10336 | 0 | 124.16 | 124.16 | 1 | 0 | 0 |  | 0 |  | 0
|  |  |  | 59.56 | 119.12 | 0 | 0 | 0 | 0 | 0 | 7.48 | 0.10336 | 0 | 119.12 | 119.12 | 1 | 0 | 0 |  | 0 |  | 0
|  |  |  | 54.2 | 108.4 | 0 | 0 | 0 | 0 | 0 | 7.48 | 0.10336 | 0 | 108.4 | 108.4 | 1 | 0 | 0 |  | 0 |  | 0
|  |  |  | 46.2 | 92.4 | 0 | 0 | 0 | 0 | 0 | 7.48 | 0.10336 | 0 | 92.4 | 92.4 | 1 | 0 | 0 |  | 0 |  | 0
|  |  |  | 38.64 | 77.28 | 0 | 0 | 0 | 0 | 0 | 7.48 | 0.10336 | 0 | 77.28 | 77.28 | 1 | 0 | 0 |  | 0 |  | 0
|  |  |  | 15.28 | 30.56 | 0 | 0 | 0 | 0 | 0 | 7.48 | 0.10336 | 0 | 30.56 | 30.56 | 1 | 0 | 0 |  | 0 |  | 0
|  |  |  | 9.36 | 18.72 | 0 | 0 | 0 | 0 | 0 | 7.48 | 0.10336 | 0 | 18.72 | 18.72 | 1 | 0 | 0 |  | 0 |  | 0
|  |  |  | 10.92 | 21.84 | 0 | 0 | 0 | 0 | 0 | 7.48 | 0.10336 | 0 | 21.84 | 21.84 | 1 | 0 | 0 |  | 0 |  | 0
|  |  |  | 11.12 | 22.24 | 0 | 0 | 0 | 0 | 0 | 7.48 | 0.10336 | 0 | 22.24 | 22.24 | 1 | 0 | 0 |  | 0 |  | 0
|  |  |  | 11.88 | 23.76 | 0 | 0 | 0 | 0 | 0 | 7.48 | 0.10336 | 0 | 23.76 | 23.76 | 1 | 0 | 0 |  | 0 |  | 0
|  |  |  | 14.12 | 28.24 | 0 | 0 | 0 | 0 | 0 | 7.48 | 0.10336 | 0 | 28.24 | 28.24 | 1 | 0 | 0 |  | 0 |  | 0
|  |  |  | 16.52 | 33.04 | 0 | 0 | 0 | 0 | 0 | 7.48 | 0.10336 | 0 | 33.04 | 33.04 | 1 | 0 | 0 |  | 0 |  | 0
|  |  |  | 22.88 | 45.76 | 0 | 0 | 0 | 0 | 0 | 7.48 | 0.10336 | 0 | 45.76 | 45.76 | 1 | 0 | 0 |  | 0 |  | 0
|  |  |  | 31.4 | 62.8 | 0 | 0 | 0 | 0 | 0 | 7.48 | 0.10336 | 0 | 62.8 | 62.8 | 1 | 0 | 0 |  | 0 |  | 0
|  |  |  | 38.52 | 77.04 | 0 | 0 | 0 | 0 | 0 | 7.48 | 0.10336 | 0 | 77.04 | 77.04 | 1 | 0 | 0 |  | 0 |  | 0
|  |  |  | 43.04 | 86.08 | 0 | 0 | 0 | 0 | 0 | 7.48 | 0.10336 | 0 | 86.08 | 86.08 | 1 | 0 | 0 |  | 0 |  | 0
|  |  |  | 49.16 | 98.32 | 0 | 0 | 0 | 0 | 0 | 11.23 | 0.12409 | 0 | 98.32 | 98.32 | 1 | 0 | 0 |  | 0 |  | 0
|  |  |  | 54.28 | 108.56 | 0 | 0 | 0 | 0 | 0 | 11.23 | 0.12409 | 0 | 108.56 | 108.56 | 1 | 0 | 0 |  | 0 |  | 0
|  |  |  | 54.4 | 108.8 | 0 | 0 | 0 | 0 | 0 | 11.23 | 0.12409 | 0 | 108.8 | 108.8 | 1 | 0 | 0 |  | 0 |  | 0
|  |  |  | 57.6 | 115.2 | 0 | 0 | 0 | 0 | 0 | 17.48 | 0.13136 | 0 | 115.2 | 115.2 | 1 | 0 | 0 |  | 0 |  | 0
|  |  |  | 59.44 | 118.88 | 0 | 0 | 0 | 0 | 0 | 17.48 | 0.13136 | 0 | 118.88 | 118.88 | 1 | 0 | 0 |  | 0 |  | 0
|  |  |  | 60.28 | 120.56 | 0 | 0 | 0 | 0 | 0 | 17.48 | 0.13136 | 0 | 120.56 | 119.88 | 0.8 | 0 | 0.68 |  | 0 |  | 0
|  |  |  | 60.96 | 121.92 | 0 | 0 | 0 | 0 | 0 | 17.48 | 0.13136 | 0 | 121.92 | 119.88 | 0.2 | 0 | 2.04 |  | 0 |  | 0
|  |  |  | 57.04 | 114.08 | 0 | 0 | 0 | 0 | 0 | 11.23 | 0.12409 | 2.72 | 114.08 | 114.08 | 0.91885 | 0 | 0 |  | 0 |  | 0
|  |  |  | 61.4 | 122.8 | 0 | 0 | 0 | 0 | 0 | 11.23 | 0.12409 | 0 | 122.8 | 120.356 | 0.2 | 0 | 2.444 |  | 0 |  | 0
|  |  |  | 56.88 | 113.76 | 0 | 0 | 0 | 0 | 0 | 11.23 | 0.12409 | 0 | 113.76 | 113.76 | 0.2 | 0 | 0 |  | 0 |  | 0
|  |  |  | 55.64 | 111.28 | 0 | 0 | 0 | 0 | 0 | 7.48 | 0.10336 | 2.72 | 111.28 | 111.28 | 0.91885 | 0 | 0 |  | 0 |  | 0
|  |  |  | 51.84 | 103.68 | 0 | 0 | 0 | 0 | 0 | 7.48 | 0.10336 | 0.307 | 103.68 | 103.68 | 1 | 0 | 0 |  | 0 |  | 0
|  |  |  | 39.84 | 79.68 | 0 | 0 | 0 | 0 | 0 | 7.48 | 0.10336 | 0 | 79.68 | 79.68 | 1 | 0 | 0 |  | 0 |  | 0
|  |  |  | 15.68 | 31.36 | 0 | 0 | 0 | 0 | 0 | 7.48 | 0.10336 | 0 | 31.36 | 31.36 | 1 | 0 | 0 |  | 0 |  | 0
|  |  |  | 9.48 | 18.96 | 0 | 0 | 0 | 0 | 0 | 7.48 | 0.10336 | 0 | 18.96 | 18.96 | 1 | 0 | 0 |  | 0 |  | 0
|  |  |  | 11.88 | 23.76 | 0 | 0 | 0 | 0 | 0 | 7.48 | 0.10336 | 0 | 23.76 | 23.76 | 1 | 0 | 0 |  | 0 |  | 0
|  |  |  | 11.56 | 23.12 | 0 | 0 | 0 | 0 | 0 | 7.48 | 0.10336 | 0 | 23.12 | 23.12 | 1 | 0 | 0 |  | 0 |  | 0
|  |  |  | 12.24 | 24.48 | 0 | 0 | 0 | 0 | 0 | 7.48 | 0.10336 | 0 | 24.48 | 24.48 | 1 | 0 | 0 |  | 0 |  | 0
|  |  |  | 14.2 | 28.4 | 0 | 0 | 0 | 0 | 0 | 7.48 | 0.10336 | 0 | 28.4 | 28.4 | 1 | 0 | 0 |  | 0 |  | 0
|  |  |  | 16.32 | 32.64 | 0 | 0 | 0 | 0 | 0 | 7.48 | 0.10336 | 0 | 32.64 | 32.64 | 1 | 0 | 0 |  | 0 |  | 0
|  |  |  | 22.6 | 45.2 | 0 | 0 | 0 | 0 | 0 | 7.48 | 0.10336 | 0 | 45.2 | 45.2 | 1 | 0 | 0 |  | 0 |  | 0
|  |  |  | 24.32 | 48.64 | 0 | 0 | 0 | 0 | 0 | 7.48 | 0.10336 | 0 | 48.64 | 48.64 | 1 | 0 | 0 |  | 0 |  | 0
|  |  |  | 26.2 | 52.4 | 0 | 0 | 0 | 0 | 0 | 7.48 | 0.10336 | 0 | 52.4 | 52.4 | 1 | 0 | 0 |  | 0 |  | 0
|  |  |  | 30.72 | 61.44 | 0 | 0 | 0 | 0 | 0 | 7.48 | 0.10336 | 0 | 61.44 | 61.44 | 1 | 0 | 0 |  | 0 |  | 0
|  |  |  | 35.56 | 71.12 | 0 | 0 | 0 | 0 | 0 | 11.23 | 0.12409 | 0 | 71.12 | 71.12 | 1 | 0 | 0 |  | 0 |  | 0
|  |  |  | 37.24 | 74.48 | 0 | 0 | 0 | 0 | 0 | 11.23 | 0.12409 | 0 | 74.48 | 74.48 | 1 | 0 | 0 |  | 0 |  | 0
|  |  |  | 37.6 | 75.2 | 0 | 0 | 0 | 0 | 0 | 11.23 | 0.12409 | 0 | 75.2 | 75.2 | 1 | 0 | 0 |  | 0 |  | 0
|  |  |  | 41.08 | 82.16 | 0 | 0 | 0 | 0 | 0 | 17.48 | 0.13136 | 0 | 82.16 | 82.16 | 1 | 0 | 0 |  | 0 |  | 0
|  |  |  | 43.48 | 86.96 | 0 | 0 | 0 | 0 | 0 | 17.48 | 0.13136 | 0 | 86.96 | 86.96 | 1 | 0 | 0 |  | 0 |  | 0
|  |  |  | 43.48 | 86.96 | 0 | 0 | 0 | 0 | 0 | 17.48 | 0.13136 | 0 | 86.96 | 86.96 | 1 | 0 | 0 |  | 0 |  | 0
|  |  |  | 47.72 | 95.44 | 0 | 0 | 0 | 0 | 0 | 17.48 | 0.13136 | 0 | 95.44 | 92.72 | 0.2 | 0 | 2.72 |  | 0 |  | 0
|  |  |  | 48.12 | 96.24 | 0 | 0 | 0 | 0 | 0 | 11.23 | 0.12409 | 0 | 96.24 | 96.24 | 0.2 | 0 | 0 |  | 0 |  | 0
|  |  |  | 48.56 | 97.12 | 0 | 0 | 0 | 0 | 0 | 11.23 | 0.12409 | 0 | 97.12 | 97.12 | 0.2 | 0 | 0 |  | 0 |  | 0
|  |  |  | 47.64 | 95.28 | 0 | 0 | 0 | 0 | 0 | 11.23 | 0.12409 | 0 | 95.28 | 95.28 | 0.2 | 0 | 0 |  | 0 |  | 0
|  |  |  | 44.08 | 88.16 | 0 | 0 | 0 | 0 | 0 | 7.48 | 0.10336 | 2.72 | 88.16 | 88.16 | 0.91885 | 0 | 0 |  | 0 |  | 0
|  |  |  | 33.16 | 66.32 | 0 | 0 | 0 | 0 | 0 | 7.48 | 0.10336 | 0.307 | 66.32 | 66.32 | 1 | 0 | 0 |  | 0 |  | 0
|  |  |  | 25.4 | 50.8 | 0 | 0 | 0 | 0 | 0 | 7.48 | 0.10336 | 0 | 50.8 | 50.8 | 1 | 0 | 0 |  | 0 |  | 0
|  |  |  | 18.68 | 37.36 | 0 | 0 | 0 | 0 | 0 | 7.48 | 0.10336 | 0 | 37.36 | 37.36 | 1 | 0 | 0 |  | 0 |  | 0
|  |  |  | 15.76 | 31.52 | 0 | 0 | 0 | 0 | 0 | 7.48 | 0.10336 | 0 | 31.52 | 31.52 | 1 | 0 | 0 |  | 0 |  | 0
|  |  |  | 15.04 | 30.08 | 0 | 0 | 0 | 0 | 0 | 7.48 | 0.10336 | 0 | 30.08 | 30.08 | 1 | 0 | 0 |  | 0 |  | 0
|  |  |  | 14.8 | 29.6 | 0 | 0 | 0 | 0 | 0 | 7.48 | 0.10336 | 0 | 29.6 | 29.6 | 1 | 0 | 0 |  | 0 |  | 0
|  |  |  | 16.8 | 33.6 | 0 | 0 | 0 | 0 | 0 | 7.48 | 0.10336 | 0 | 33.6 | 33.6 | 1 | 0 | 0 |  | 0 |  | 0
|  |  |  | 14.8 | 29.6 | 0 | 0 | 0 | 0 | 0 | 7.48 | 0.10336 | 0 | 29.6 | 29.6 | 1 | 0 | 0 |  | 0 |  | 0
|  |  |  | 16.36 | 32.72 | 0 | 0 | 0 | 0 | 0 | 7.48 | 0.10336 | 0 | 32.72 | 32.72 | 1 | 0 | 0 |  | 0 |  | 0
|  |  |  | 16.52 | 33.04 | 0 | 0 | 0 | 0 | 0 | 7.48 | 0.10336 | 0 | 33.04 | 33.04 | 1 | 0 | 0 |  | 0 |  | 0
|  |  |  | 21.76 | 43.52 | 0 | 0 | 0 | 0 | 0 | 7.48 | 0.10336 | 0 | 43.52 | 43.52 | 1 | 0 | 0 |  | 0 |  | 0
|  |  |  | 26.36 | 52.72 | 0 | 0 | 0 | 0 | 0 | 7.48 | 0.10336 | 0 | 52.72 | 52.72 | 1 | 0 | 0 |  | 0 |  | 0
|  |  |  | 34.88 | 69.76 | 0 | 0 | 0 | 0 | 0 | 7.48 | 0.10336 | 0 | 69.76 | 69.76 | 1 | 0 | 0 |  | 0 |  | 0
|  |  |  | 39.12 | 78.24 | 0 | 0 | 0 | 0 | 0 | 11.23 | 0.12409 | 0 | 78.24 | 78.24 | 1 | 0 | 0 |  | 0 |  | 0
|  |  |  | 42.72 | 85.44 | 0 | 0 | 0 | 0 | 0 | 11.23 | 0.12409 | 0 | 85.44 | 85.44 | 1 | 0 | 0 |  | 0 |  | 0
|  |  |  | 46 | 92 | 0 | 0 | 0 | 0 | 0 | 11.23 | 0.12409 | 0 | 92 | 92 | 1 | 0 | 0 |  | 0 |  | 0
|  |  |  | 48 | 96 | 0 | 0 | 0 | 0 | 0 | 17.48 | 0.13136 | 0 | 96 | 96 | 1 | 0 | 0 |  | 0 |  | 0
|  |  |  | 47.32 | 94.64 | 0 | 0 | 0 | 0 | 0 | 17.48 | 0.13136 | 0 | 94.64 | 94.64 | 1 | 0 | 0 |  | 0 |  | 0
|  |  |  | 46.6 | 93.2 | 0 | 0 | 0 | 0 | 0 | 17.48 | 0.13136 | 0 | 93.2 | 93.2 | 1 | 0 | 0 |  | 0 |  | 0
|  |  |  | 48.76 | 97.52 | 0 | 0 | 0 | 0 | 0 | 17.48 | 0.13136 | 0 | 97.52 | 94.8 | 0.2 | 0 | 2.72 |  | 0 |  | 0
|  |  |  | 51.72 | 103.44 | 0 | 0 | 0 | 0 | 0 | 11.23 | 0.12409 | 0 | 103.44 | 103.44 | 0.2 | 0 | 0 |  | 0 |  | 0
|  |  |  | 48 | 96 | 0 | 0 | 0 | 0 | 0 | 11.23 | 0.12409 | 0 | 96 | 96 | 0.2 | 0 | 0 |  | 0 |  | 0
|  |  |  | 44.48 | 88.96 | 0 | 0 | 0 | 0 | 0 | 11.23 | 0.12409 | 0 | 88.96 | 88.96 | 0.2 | 0 | 0 |  | 0 |  | 0
|  |  |  | 43.24 | 86.48 | 0 | 0 | 0 | 0 | 0 | 7.48 | 0.10336 | 2.72 | 86.48 | 86.48 | 0.91885 | 0 | 0 |  | 0 |  | 0
|  |  |  | 41.44 | 82.88 | 0 | 0 | 0 | 0 | 0 | 7.48 | 0.10336 | 0.307 | 82.88 | 82.88 | 1 | 0 | 0 |  | 0 |  | 0
|  |  |  | 38.04 | 76.08 | 0 | 0 | 0 | 0 | 0 | 7.48 | 0.10336 | 0 | 76.08 | 76.08 | 1 | 0 | 0 |  | 0 |  | 0
|  |  |  | 15.48 | 30.96 | 0 | 0 | 0 | 0 | 0 | 7.48 | 0.10336 | 0 | 30.96 | 30.96 | 1 | 0 | 0 |  | 0 |  | 0
|  |  |  | 8.96 | 17.92 | 0 | 0 | 0 | 0 | 0 | 7.48 | 0.10336 | 0 | 17.92 | 17.92 | 1 | 0 | 0 |  | 0 |  | 0
|  |  |  | 10.16 | 20.32 | 0 | 0 | 0 | 0 | 0 | 7.48 | 0.10336 | 0 | 20.32 | 20.32 | 1 | 0 | 0 |  | 0 |  | 0
|  |  |  | 11.16 | 22.32 | 0 | 0 | 0 | 0 | 0 | 7.48 | 0.10336 | 0 | 22.32 | 22.32 | 1 | 0 | 0 |  | 0 |  | 0
|  |  |  | 12.04 | 24.08 | 0 | 0 | 0 | 0 | 0 | 7.48 | 0.10336 | 0 | 24.08 | 24.08 | 1 | 0 | 0 |  | 0 |  | 0
|  |  |  | 14 | 28 | 0 | 0 | 0 | 0 | 0 | 7.48 | 0.10336 | 0 | 28 | 28 | 1 | 0 | 0 |  | 0 |  | 0
|  |  |  | 15.72 | 31.44 | 0 | 0 | 0 | 0 | 0 | 7.48 | 0.10336 | 0 | 31.44 | 31.44 | 1 | 0 | 0 |  | 0 |  | 0
|  |  |  | 16 | 32 | 0 | 0 | 0 | 0 | 0 | 7.48 | 0.10336 | 0 | 32 | 32 | 1 | 0 | 0 |  | 0 |  | 0
|  |  |  | 24.24 | 48.48 | 0 | 0 | 0 | 0 | 0 | 7.48 | 0.10336 | 0 | 48.48 | 48.48 | 1 | 0 | 0 |  | 0 |  | 0
|  |  |  | 29.68 | 59.36 | 0 | 0 | 0 | 0 | 0 | 7.48 | 0.10336 | 0 | 59.36 | 59.36 | 1 | 0 | 0 |  | 0 |  | 0
|  |  |  | 32.28 | 64.56 | 0 | 0 | 0 | 0 | 0 | 7.48 | 0.10336 | 0 | 64.56 | 64.56 | 1 | 0 | 0 |  | 0 |  | 0
|  |  |  | 37.68 | 75.36 | 0 | 0 | 0 | 0 | 0 | 11.23 | 0.12409 | 0 | 75.36 | 75.36 | 1 | 0 | 0 |  | 0 |  | 0
|  |  |  | 46.8 | 93.6 | 0 | 0 | 0 | 0 | 0 | 11.23 | 0.12409 | 0 | 93.6 | 93.6 | 1 | 0 | 0 |  | 0 |  | 0
|  |  |  | 48.84 | 97.68 | 0 | 0 | 0 | 0 | 0 | 11.23 | 0.12409 | 0 | 97.68 | 97.68 | 1 | 0 | 0 |  | 0 |  | 0
|  |  |  | 48.16 | 96.32 | 0 | 0 | 0 | 0 | 0 | 17.48 | 0.13136 | 0 | 96.32 | 96.32 | 1 | 0 | 0 |  | 0 |  | 0
|  |  |  | 48.68 | 97.36 | 0 | 0 | 0 | 0 | 0 | 17.48 | 0.13136 | 0 | 97.36 | 97.36 | 1 | 0 | 0 |  | 0 |  | 0
|  |  |  | 49.2 | 98.4 | 0 | 0 | 0 | 0 | 0 | 17.48 | 0.13136 | 0 | 98.4 | 98.4 | 1 | 0 | 0 |  | 0 |  | 0
|  |  |  | 51.96 | 103.92 | 0 | 0 | 0 | 0 | 0 | 17.48 | 0.13136 | 0 | 103.92 | 101.2 | 0.2 | 0 | 2.72 |  | 0 |  | 0
|  |  |  | 52.52 | 105.04 | 0 | 0 | 0 | 0 | 0 | 11.23 | 0.12409 | 0 | 105.04 | 105.04 | 0.2 | 0 | 0 |  | 0 |  | 0
|  |  |  | 50.24 | 100.48 | 0 | 0 | 0 | 0 | 0 | 11.23 | 0.12409 | 0 | 100.48 | 100.48 | 0.2 | 0 | 0 |  | 0 |  | 0
|  |  |  | 41.2 | 82.4 | 0 | 0 | 0 | 0 | 0 | 11.23 | 0.12409 | 0 | 82.4 | 82.4 | 0.2 | 0 | 0 |  | 0 |  | 0
|  |  |  | 38.04 | 76.08 | 0 | 0 | 0 | 0 | 0 | 7.48 | 0.10336 | 2.72 | 76.08 | 76.08 | 0.91885 | 0 | 0 |  | 0 |  | 0
|  |  |  | 39.76 | 79.52 | 0 | 0 | 0 | 0 | 0 | 7.48 | 0.10336 | 0.307 | 79.52 | 79.52 | 1 | 0 | 0 |  | 0 |  | 0
|  |  |  | 38.68 | 77.36 | 0 | 0 | 0 | 0 | 0 | 7.48 | 0.10336 | 0 | 77.36 | 77.36 | 1 | 0 | 0 |  | 0 |  | 0
|  |  |  | 19.52 | 39.04 | 0 | 0 | 0 | 0 | 0 | 7.48 | 0.10336 | 0 | 39.04 | 39.04 | 1 | 0 | 0 |  | 0 |  | 0
|  |  |  | 13.96 | 27.92 | 0 | 0 | 0 | 0 | 0 | 7.48 | 0.10336 | 0 | 27.92 | 27.92 | 1 | 0 | 0 |  | 0 |  | 0
|  |  |  | 15.64 | 31.28 | 0 | 0 | 0 | 0 | 0 | 7.48 | 0.10336 | 0 | 31.28 | 31.28 | 1 | 0 | 0 |  | 0 |  | 0
|  |  |  | 16.2 | 32.4 | 0 | 0 | 0 | 0 | 0 | 7.48 | 0.10336 | 0 | 32.4 | 32.4 | 1 | 0 | 0 |  | 0 |  | 0
|  |  |  | 19.08 | 38.16 | 0 | 0 | 0 | 0 | 0 | 7.48 | 0.10336 | 0 | 38.16 | 38.16 | 1 | 0 | 0 |  | 0 |  | 0
|  |  |  | 14.92 | 29.84 | 0 | 0 | 0 | 0 | 0 | 7.48 | 0.10336 | 0 | 29.84 | 29.84 | 1 | 0 | 0 |  | 0 |  | 0
|  |  |  | 16.84 | 33.68 | 0 | 0 | 0 | 0 | 0 | 7.48 | 0.10336 | 0 | 33.68 | 33.68 | 1 | 0 | 0 |  | 0 |  | 0
|  |  |  | 22.28 | 44.56 | 0 | 0 | 0 | 0 | 0 | 7.48 | 0.10336 | 0 | 44.56 | 44.56 | 1 | 0 | 0 |  | 0 |  | 0
|  |  |  | 26.56 | 53.12 | 0 | 0 | 0 | 0 | 0 | 7.48 | 0.10336 | 0 | 53.12 | 53.12 | 1 | 0 | 0 |  | 0 |  | 0
|  |  |  | 32.04 | 64.08 | 0 | 0 | 0 | 0 | 0 | 7.48 | 0.10336 | 0 | 64.08 | 64.08 | 1 | 0 | 0 |  | 0 |  | 0
|  |  |  | 37.36 | 74.72 | 0 | 0 | 0 | 0 | 0 | 7.48 | 0.10336 | 0 | 74.72 | 74.72 | 1 | 0 | 0 |  | 0 |  | 0
|  |  |  | 44.68 | 89.36 | 0 | 0 | 0 | 0 | 0 | 11.23 | 0.12409 | 0 | 89.36 | 89.36 | 1 | 0 | 0 |  | 0 |  | 0
|  |  |  | 52.6 | 105.2 | 0 | 0 | 0 | 0 | 0 | 11.23 | 0.12409 | 0 | 105.2 | 105.2 | 1 | 0 | 0 |  | 0 |  | 0
|  |  |  | 53.28 | 106.56 | 0 | 0 | 0 | 0 | 0 | 11.23 | 0.12409 | 0 | 106.56 | 106.56 | 1 | 0 | 0 |  | 0 |  | 0
|  |  |  | 51.52 | 103.04 | 0 | 0 | 0 | 0 | 0 | 17.48 | 0.13136 | 0 | 103.04 | 103.04 | 1 | 0 | 0 |  | 0 |  | 0
|  |  |  | 50.88 | 101.76 | 0 | 0 | 0 | 0 | 0 | 17.48 | 0.13136 | 0 | 101.76 | 101.76 | 1 | 0 | 0 |  | 0 |  | 0
|  |  |  | 49.12 | 98.24 | 0 | 0 | 0 | 0 | 0 | 17.48 | 0.13136 | 0 | 98.24 | 98.24 | 1 | 0 | 0 |  | 0 |  | 0
|  |  |  | 49 | 98 | 0 | 0 | 0 | 0 | 0 | 17.48 | 0.13136 | 0 | 98 | 95.28 | 0.2 | 0 | 2.72 |  | 0 |  | 0
|  |  |  | 49.16 | 98.32 | 0 | 0 | 0 | 0 | 0 | 11.23 | 0.12409 | 0 | 98.32 | 98.32 | 0.2 | 0 | 0 |  | 0 |  | 0
|  |  |  | 50.32 | 100.64 | 0 | 0 | 0 | 0 | 0 | 11.23 | 0.12409 | 0 | 100.64 | 100.64 | 0.2 | 0 | 0 |  | 0 |  | 0
|  |  |  | 44.96 | 89.92 | 0 | 0 | 0 | 0 | 0 | 11.23 | 0.12409 | 0 | 89.92 | 89.92 | 0.2 | 0 | 0 |  | 0 |  | 0
|  |  |  | 43.96 | 87.92 | 0 | 0 | 0 | 0 | 0 | 7.48 | 0.10336 | 2.72 | 87.92 | 87.92 | 0.91885 | 0 | 0 |  | 0 |  | 0
|  |  |  | 39.76 | 79.52 | 0 | 0 | 0 | 0 | 0 | 7.48 | 0.10336 | 0.307 | 79.52 | 79.52 | 1 | 0 | 0 |  | 0 |  | 0
|  |  |  | 29.88 | 59.76 | 0 | 0 | 0 | 0 | 0 | 7.48 | 0.10336 | 0 | 59.76 | 59.76 | 1 | 0 | 0 |  | 0 |  | 0
|  |  |  | 16.24 | 32.48 | 0 | 0 | 0 | 0 | 0 | 7.48 | 0.10336 | 0 | 32.48 | 32.48 | 1 | 0 | 0 |  | 0 |  | 0
|  |  |  | 14.2 | 28.4 | 0 | 0 | 0 | 0 | 0 | 7.48 | 0.10336 | 0 | 28.4 | 28.4 | 1 | 0 | 0 |  | 0 |  | 0
|  |  |  | 14.72 | 29.44 | 0 | 0 | 0 | 0 | 0 | 7.48 | 0.10336 | 0 | 29.44 | 29.44 | 1 | 0 | 0 |  | 0 |  | 0
|  |  |  | 14.36 | 28.72 | 0 | 0 | 0 | 0 | 0 | 7.48 | 0.10336 | 0 | 28.72 | 28.72 | 1 | 0 | 0 |  | 0 |  | 0
|  |  |  | 17.16 | 34.32 | 0 | 0 | 0 | 0 | 0 | 7.48 | 0.10336 | 0 | 34.32 | 34.32 | 1 | 0 | 0 |  | 0 |  | 0
|  |  |  | 16.68 | 33.36 | 0 | 0 | 0 | 0 | 0 | 7.48 | 0.10336 | 0 | 33.36 | 33.36 | 1 | 0 | 0 |  | 0 |  | 0
|  |  |  | 16.52 | 33.04 | 0 | 0 | 0 | 0 | 0 | 7.48 | 0.10336 | 0 | 33.04 | 33.04 | 1 | 0 | 0 |  | 0 |  | 0
|  |  |  | 22.28 | 44.56 | 0 | 0 | 0 | 0 | 0 | 7.48 | 0.10336 | 0 | 44.56 | 44.56 | 1 | 0 | 0 |  | 0 |  | 0
|  |  |  | 24.2 | 48.4 | 0 | 0 | 0 | 0 | 0 | 7.48 | 0.10336 | 0 | 48.4 | 48.4 | 1 | 0 | 0 |  | 0 |  | 0
|  |  |  | 31.08 | 62.16 | 0 | 0 | 0 | 0 | 0 | 7.48 | 0.10336 | 0 | 62.16 | 62.16 | 1 | 0 | 0 |  | 0 |  | 0
|  |  |  | 33.32 | 66.64 | 0 | 0 | 0 | 0 | 0 | 7.48 | 0.10336 | 0 | 66.64 | 66.64 | 1 | 0 | 0 |  | 0 |  | 0
|  |  |  | 35.6 | 71.2 | 0 | 0 | 0 | 0 | 0 | 7.48 | 0.10336 | 0 | 71.2 | 71.2 | 1 | 0 | 0 |  | 0 |  | 0
|  |  |  | 40.6 | 81.2 | 0 | 0 | 0 | 0 | 0 | 7.48 | 0.10336 | 0 | 81.2 | 81.2 | 1 | 0 | 0 |  | 0 |  | 0
|  |  |  | 47.4 | 94.8 | 0 | 0 | 0 | 0 | 0 | 7.48 | 0.10336 | 0 | 94.8 | 94.8 | 1 | 0 | 0 |  | 0 |  | 0
|  |  |  | 51.36 | 102.72 | 0 | 0 | 0 | 0 | 0 | 7.48 | 0.10336 | 0 | 102.72 | 102.72 | 1 | 0 | 0 |  | 0 |  | 0
|  |  |  | 51.72 | 103.44 | 0 | 0 | 0 | 0 | 0 | 7.48 | 0.10336 | 0 | 103.44 | 103.44 | 1 | 0 | 0 |  | 0 |  | 0
|  |  |  | 49.4 | 98.8 | 0 | 0 | 0 | 0 | 0 | 7.48 | 0.10336 | 0 | 98.8 | 98.8 | 1 | 0 | 0 |  | 0 |  | 0
|  |  |  | 50.28 | 100.56 | 0 | 0 | 0 | 0 | 0 | 7.48 | 0.10336 | 0 | 100.56 | 100.56 | 1 | 0 | 0 |  | 0 |  | 0
|  |  |  | 53.4 | 106.8 | 0 | 0 | 0 | 0 | 0 | 7.48 | 0.10336 | 0 | 106.8 | 106.8 | 1 | 0 | 0 |  | 0 |  | 0
|  |  |  | 52.4 | 104.8 | 0 | 0 | 0 | 0 | 0 | 7.48 | 0.10336 | 0 | 104.8 | 104.8 | 1 | 0 | 0 |  | 0 |  | 0
|  |  |  | 48.92 | 97.84 | 0 | 0 | 0 | 0 | 0 | 7.48 | 0.10336 | 0 | 97.84 | 97.84 | 1 | 0 | 0 |  | 0 |  | 0
|  |  |  | 46.28 | 92.56 | 0 | 0 | 0 | 0 | 0 | 7.48 | 0.10336 | 0 | 92.56 | 92.56 | 1 | 0 | 0 |  | 0 |  | 0
|  |  |  | 43.48 | 86.96 | 0 | 0 | 0 | 0 | 0 | 7.48 | 0.10336 | 0 | 86.96 | 86.96 | 1 | 0 | 0 |  | 0 |  | 0
|  |  |  | 31.52 | 63.04 | 0 | 0 | 0 | 0 | 0 | 7.48 | 0.10336 | 0 | 63.04 | 63.04 | 1 | 0 | 0 |  | 0 |  | 0
|  |  |  | 12.64 | 25.28 | 0 | 0 | 0 | 0 | 0 | 7.48 | 0.10336 | 0 | 25.28 | 25.28 | 1 | 0 | 0 |  | 0 |  | 0
|  |  |  | 9.72 | 19.44 | 0 | 0 | 0 | 0 | 0 | 7.48 | 0.10336 | 0 | 19.44 | 19.44 | 1 | 0 | 0 |  | 0 |  | 0
|  |  |  | 10.52 | 21.04 | 0 | 0 | 0 | 0 | 0 | 7.48 | 0.10336 | 0 | 21.04 | 21.04 | 1 | 0 | 0 |  | 0 |  | 0
|  |  |  | 11.48 | 22.96 | 0 | 0 | 0 | 0 | 0 | 7.48 | 0.10336 | 0 | 22.96 | 22.96 | 1 | 0 | 0 |  | 0 |  | 0
|  |  |  | 12.04 | 24.08 | 0 | 0 | 0 | 0 | 0 | 7.48 | 0.10336 | 0 | 24.08 | 24.08 | 1 | 0 | 0 |  | 0 |  | 0
|  |  |  | 14.16 | 28.32 | 0 | 0 | 0 | 0 | 0 | 7.48 | 0.10336 | 0 | 28.32 | 28.32 | 1 | 0 | 0 |  | 0 |  | 0
|  |  |  | 16.08 | 32.16 | 0 | 0 | 0 | 0 | 0 | 7.48 | 0.10336 | 0 | 32.16 | 32.16 | 1 | 0 | 0 |  | 0 |  | 0
|  |  |  | 22.08 | 44.16 | 0 | 0 | 0 | 0 | 0 | 7.48 | 0.10336 | 0 | 44.16 | 44.16 | 1 | 0 | 0 |  | 0 |  | 0
|  |  |  | 27.52 | 55.04 | 0 | 0 | 0 | 0 | 0 | 7.48 | 0.10336 | 0 | 55.04 | 55.04 | 1 | 0 | 0 |  | 0 |  | 0
|  |  |  | 34.44 | 68.88 | 0 | 0 | 0 | 0 | 0 | 7.48 | 0.10336 | 0 | 68.88 | 68.88 | 1 | 0 | 0 |  | 0 |  | 0
|  |  |  | 43.76 | 87.52 | 0 | 0 | 0 | 0 | 0 | 7.48 | 0.10336 | 0 | 87.52 | 87.52 | 1 | 0 | 0 |  | 0 |  | 0
|  |  |  | 47.6 | 95.2 | 0 | 0 | 0 | 0 | 0 | 7.48 | 0.10336 | 0 | 95.2 | 95.2 | 1 | 0 | 0 |  | 0 |  | 0
|  |  |  | 53.64 | 107.28 | 0 | 0 | 0 | 0 | 0 | 7.48 | 0.10336 | 0 | 107.28 | 107.28 | 1 | 0 | 0 |  | 0 |  | 0
|  |  |  | 51.52 | 103.04 | 0 | 0 | 0 | 0 | 0 | 7.48 | 0.10336 | 0 | 103.04 | 103.04 | 1 | 0 | 0 |  | 0 |  | 0
|  |  |  | 51.4 | 102.8 | 0 | 0 | 0 | 0 | 0 | 7.48 | 0.10336 | 0 | 102.8 | 102.8 | 1 | 0 | 0 |  | 0 |  | 0
|  |  |  | 55.12 | 110.24 | 0 | 0 | 0 | 0 | 0 | 7.48 | 0.10336 | 0 | 110.24 | 110.24 | 1 | 0 | 0 |  | 0 |  | 0
|  |  |  | 57.08 | 114.16 | 0 | 0 | 0 | 0 | 0 | 7.48 | 0.10336 | 0 | 114.16 | 114.16 | 1 | 0 | 0 |  | 0 |  | 0
|  |  |  | 55.2 | 110.4 | 0 | 0 | 0 | 0 | 0 | 7.48 | 0.10336 | 0 | 110.4 | 110.4 | 1 | 0 | 0 |  | 0 |  | 0
|  |  |  | 55.76 | 111.52 | 0 | 0 | 0 | 0 | 0 | 7.48 | 0.10336 | 0 | 111.52 | 111.52 | 1 | 0 | 0 |  | 0 |  | 0
|  |  |  | 55.68 | 111.36 | 0 | 0 | 0 | 0 | 0 | 7.48 | 0.10336 | 0 | 111.36 | 111.36 | 1 | 0 | 0 |  | 0 |  | 0
|  |  |  | 51.28 | 102.56 | 0 | 0 | 0 | 0 | 0 | 7.48 | 0.10336 | 0 | 102.56 | 102.56 | 1 | 0 | 0 |  | 0 |  | 0
|  |  |  | 50.28 | 100.56 | 0 | 0 | 0 | 0 | 0 | 7.48 | 0.10336 | 0 | 100.56 | 100.56 | 1 | 0 | 0 |  | 0 |  | 0
|  |  |  | 43.68 | 87.36 | 0 | 0 | 0 | 0 | 0 | 7.48 | 0.10336 | 0 | 87.36 | 87.36 | 1 | 0 | 0 |  | 0 |  | 0
|  |  |  | 33.84 | 67.68 | 0 | 0 | 0 | 0 | 0 | 7.48 | 0.10336 | 0 | 67.68 | 67.68 | 1 | 0 | 0 |  | 0 |  | 0
|  |  |  | 14.08 | 28.16 | 0 | 0 | 0 | 0 | 0 | 7.48 | 0.10336 | 0 | 28.16 | 28.16 | 1 | 0 | 0 |  | 0 |  | 0
|  |  |  | 9.52 | 19.04 | 0 | 0 | 0 | 0 | 0 | 7.48 | 0.10336 | 0 | 19.04 | 19.04 | 1 | 0 | 0 |  | 0 |  | 0
|  |  |  | 10.24 | 20.48 | 0 | 0 | 0 | 0 | 0 | 7.48 | 0.10336 | 0 | 20.48 | 20.48 | 1 | 0 | 0 |  | 0 |  | 0
|  |  |  | 11.12 | 22.24 | 0 | 0 | 0 | 0 | 0 | 7.48 | 0.10336 | 0 | 22.24 | 22.24 | 1 | 0 | 0 |  | 0 |  | 0
|  |  |  | 11.8 | 23.6 | 0 | 0 | 0 | 0 | 0 | 7.48 | 0.10336 | 0 | 23.6 | 23.6 | 1 | 0 | 0 |  | 0 |  | 0
|  |  |  | 14.2 | 28.4 | 0 | 0 | 0 | 0 | 0 | 7.48 | 0.10336 | 0 | 28.4 | 28.4 | 1 | 0 | 0 |  | 0 |  | 0
|  |  |  | 16.08 | 32.16 | 0 | 0 | 0 | 0 | 0 | 7.48 | 0.10336 | 0 | 32.16 | 32.16 | 1 | 0 | 0 |  | 0 |  | 0
|  |  |  | 22.36 | 44.72 | 0 | 0 | 0 | 0 | 0 | 7.48 | 0.10336 | 0 | 44.72 | 44.72 | 1 | 0 | 0 |  | 0 |  | 0
|  |  |  | 23.28 | 46.56 | 0 | 0 | 0 | 0 | 0 | 7.48 | 0.10336 | 0 | 46.56 | 46.56 | 1 | 0 | 0 |  | 0 |  | 0
|  |  |  | 26.32 | 52.64 | 0 | 0 | 0 | 0 | 0 | 7.48 | 0.10336 | 0 | 52.64 | 52.64 | 1 | 0 | 0 |  | 0 |  | 0
|  |  |  | 33.68 | 67.36 | 0 | 0 | 0 | 0 | 0 | 7.48 | 0.10336 | 0 | 67.36 | 67.36 | 1 | 0 | 0 |  | 0 |  | 0
|  |  |  | 38.08 | 76.16 | 0 | 0 | 0 | 0 | 0 | 11.23 | 0.12409 | 0 | 76.16 | 76.16 | 1 | 0 | 0 |  | 0 |  | 0
|  |  |  | 49.04 | 98.08 | 0 | 0 | 0 | 0 | 0 | 11.23 | 0.12409 | 0 | 98.08 | 98.08 | 1 | 0 | 0 |  | 0 |  | 0
|  |  |  | 44.52 | 89.04 | 0 | 0 | 0 | 0 | 0 | 11.23 | 0.12409 | 0 | 89.04 | 89.04 | 1 | 0 | 0 |  | 0 |  | 0
|  |  |  | 44.2 | 88.4 | 0 | 0 | 0 | 0 | 0 | 17.48 | 0.13136 | 0 | 88.4 | 88.4 | 1 | 0 | 0 |  | 0 |  | 0
|  |  |  | 47.44 | 94.88 | 0 | 0 | 0 | 0 | 0 | 17.48 | 0.13136 | 0 | 94.88 | 94.88 | 1 | 0 | 0 |  | 0 |  | 0
|  |  |  | 49.52 | 99.04 | 0 | 0 | 0 | 0 | 0 | 17.48 | 0.13136 | 0 | 99.04 | 99.04 | 1 | 0 | 0 |  | 0 |  | 0
|  |  |  | 50.12 | 100.24 | 0 | 0 | 0 | 0 | 0 | 17.48 | 0.13136 | 0 | 100.24 | 97.52 | 0.2 | 0 | 2.72 |  | 0 |  | 0
|  |  |  | 49.32 | 98.64 | 0 | 0 | 0 | 0 | 0 | 11.23 | 0.12409 | 0 | 98.64 | 98.64 | 0.2 | 0 | 0 |  | 0 |  | 0
|  |  |  | 49.12 | 98.24 | 0 | 0 | 0 | 0 | 0 | 11.23 | 0.12409 | 0 | 98.24 | 98.24 | 0.2 | 0 | 0 |  | 0 |  | 0
|  |  |  | 44.6 | 89.2 | 0 | 0 | 0 | 0 | 0 | 11.23 | 0.12409 | 0 | 89.2 | 89.2 | 0.2 | 0 | 0 |  | 0 |  | 0
|  |  |  | 43.44 | 86.88 | 0 | 0 | 0 | 0 | 0 | 7.48 | 0.10336 | 2.72 | 86.88 | 86.88 | 0.91885 | 0 | 0 |  | 0 |  | 0
|  |  |  | 41.32 | 82.64 | 0 | 0 | 0 | 0 | 0 | 7.48 | 0.10336 | 0.307 | 82.64 | 82.64 | 1 | 0 | 0 |  | 0 |  | 0
|  |  |  | 29.6 | 59.2 | 0 | 0 | 0 | 0 | 0 | 7.48 | 0.10336 | 0 | 59.2 | 59.2 | 1 | 0 | 0 |  | 0 |  | 0
|  |  |  | 12.6 | 25.2 | 0 | 0 | 0 | 0 | 0 | 7.48 | 0.10336 | 0 | 25.2 | 25.2 | 1 | 0 | 0 |  | 0 |  | 0
|  |  |  | 11.2 | 22.4 | 0 | 0 | 0 | 0 | 0 | 7.48 | 0.10336 | 0 | 22.4 | 22.4 | 1 | 0 | 0 |  | 0 |  | 0
|  |  |  | 10.32 | 20.64 | 0 | 0 | 0 | 0 | 0 | 7.48 | 0.10336 | 0 | 20.64 | 20.64 | 1 | 0 | 0 |  | 0 |  | 0
|  |  |  | 11.4 | 22.8 | 0 | 0 | 0 | 0 | 0 | 7.48 | 0.10336 | 0 | 22.8 | 22.8 | 1 | 0 | 0 |  | 0 |  | 0
|  |  |  | 11.64 | 23.28 | 0 | 0 | 0 | 0 | 0 | 7.48 | 0.10336 | 0 | 23.28 | 23.28 | 1 | 0 | 0 |  | 0 |  | 0
|  |  |  | 14.16 | 28.32 | 0 | 0 | 0 | 0 | 0 | 7.48 | 0.10336 | 0 | 28.32 | 28.32 | 1 | 0 | 0 |  | 0 |  | 0
|  |  |  | 15.96 | 31.92 | 0 | 0 | 0 | 0 | 0 | 7.48 | 0.10336 | 0 | 31.92 | 31.92 | 1 | 0 | 0 |  | 0 |  | 0
|  |  |  | 22.08 | 44.16 | 0 | 0 | 0 | 0 | 0 | 7.48 | 0.10336 | 0 | 44.16 | 44.16 | 1 | 0 | 0 |  | 0 |  | 0
|  |  |  | 28.28 | 56.56 | 0 | 0 | 0 | 0 | 0 | 7.48 | 0.10336 | 0 | 56.56 | 56.56 | 1 | 0 | 0 |  | 0 |  | 0
|  |  |  | 34.28 | 68.56 | 0 | 0 | 0 | 0 | 0 | 7.48 | 0.10336 | 0 | 68.56 | 68.56 | 1 | 0 | 0 |  | 0 |  | 0
|  |  |  | 40.2 | 80.4 | 0 | 0 | 0 | 0 | 0 | 7.48 | 0.10336 | 0 | 80.4 | 80.4 | 1 | 0 | 0 |  | 0 |  | 0
|  |  |  | 48.08 | 96.16 | 0 | 0 | 0 | 0 | 0 | 11.23 | 0.12409 | 0 | 96.16 | 96.16 | 1 | 0 | 0 |  | 0 |  | 0
|  |  |  | 54.56 | 109.12 | 0 | 0 | 0 | 0 | 0 | 11.23 | 0.12409 | 0 | 109.12 | 109.12 | 1 | 0 | 0 |  | 0 |  | 0
|  |  |  | 56.12 | 112.24 | 0 | 0 | 0 | 0 | 0 | 11.23 | 0.12409 | 0 | 112.24 | 112.24 | 1 | 0 | 0 |  | 0 |  | 0
|  |  |  | 58.24 | 116.48 | 0 | 0 | 0 | 0 | 0 | 17.48 | 0.13136 | 0 | 116.48 | 116.48 | 1 | 0 | 0 |  | 0 |  | 0
|  |  |  | 60.32 | 120.64 | 0 | 0 | 0 | 0 | 0 | 17.48 | 0.13136 | 0 | 120.64 | 119.88 | 0.77647 | 0 | 0.76 |  | 0 |  | 0
|  |  |  | 56.92 | 113.84 | 0 | 0 | 0 | 0 | 0 | 17.48 | 0.13136 | 0 | 113.84 | 113.84 | 0.77647 | 0 | 0 |  | 0 |  | 0
|  |  |  | 57.08 | 114.16 | 0 | 0 | 0 | 0 | 0 | 17.48 | 0.13136 | 0 | 114.16 | 112.2 | 0.2 | 0 | 1.96 |  | 0 |  | 0
|  |  |  | 58.68 | 117.36 | 0 | 0 | 0 | 0 | 0 | 11.23 | 0.12409 | 0 | 117.36 | 117.36 | 0.2 | 0 | 0 |  | 0 |  | 0
|  |  |  | 55.48 | 110.96 | 0 | 0 | 0 | 0 | 0 | 11.23 | 0.12409 | 0 | 110.96 | 110.96 | 0.2 | 0 | 0 |  | 0 |  | 0
|  |  |  | 55.32 | 110.64 | 0 | 0 | 0 | 0 | 0 | 11.23 | 0.12409 | 0 | 110.64 | 110.64 | 0.2 | 0 | 0 |  | 0 |  | 0
|  |  |  | 51.4 | 102.8 | 0 | 0 | 0 | 0 | 0 | 7.48 | 0.10336 | 2.72 | 102.8 | 102.8 | 0.91885 | 0 | 0 |  | 0 |  | 0
|  |  |  | 43.28 | 86.56 | 0 | 0 | 0 | 0 | 0 | 7.48 | 0.10336 | 0.307 | 86.56 | 86.56 | 1 | 0 | 0 |  | 0 |  | 0
|  |  |  | 35.56 | 71.12 | 0 | 0 | 0 | 0 | 0 | 7.48 | 0.10336 | 0 | 71.12 | 71.12 | 1 | 0 | 0 |  | 0 |  | 0
|  |  |  | 20.24 | 40.48 | 0 | 0 | 0 | 0 | 0 | 7.48 | 0.10336 | 0 | 40.48 | 40.48 | 1 | 0 | 0 |  | 0 |  | 0
|  |  |  | 15.56 | 31.12 | 0 | 0 | 0 | 0 | 0 | 7.48 | 0.10336 | 0 | 31.12 | 31.12 | 1 | 0 | 0 |  | 0 |  | 0
|  |  |  | 16.08 | 32.16 | 0 | 0 | 0 | 0 | 0 | 7.48 | 0.10336 | 0 | 32.16 | 32.16 | 1 | 0 | 0 |  | 0 |  | 0
|  |  |  | 15.08 | 30.16 | 0 | 0 | 0 | 0 | 0 | 7.48 | 0.10336 | 0 | 30.16 | 30.16 | 1 | 0 | 0 |  | 0 |  | 0
|  |  |  | 17 | 34 | 0 | 0 | 0 | 0 | 0 | 7.48 | 0.10336 | 0 | 34 | 34 | 1 | 0 | 0 |  | 0 |  | 0
|  |  |  | 19.2 | 38.4 | 0 | 0 | 0 | 0 | 0 | 7.48 | 0.10336 | 0 | 38.4 | 38.4 | 1 | 0 | 0 |  | 0 |  | 0
|  |  |  | 18.24 | 36.48 | 0 | 0 | 0 | 0 | 0 | 7.48 | 0.10336 | 0 | 36.48 | 36.48 | 1 | 0 | 0 |  | 0 |  | 0
|  |  |  | 16.48 | 32.96 | 0 | 0 | 0 | 0 | 0 | 7.48 | 0.10336 | 0 | 32.96 | 32.96 | 1 | 0 | 0 |  | 0 |  | 0
|  |  |  | 24.12 | 48.24 | 0 | 0 | 0 | 0 | 0 | 7.48 | 0.10336 | 0 | 48.24 | 48.24 | 1 | 0 | 0 |  | 0 |  | 0
|  |  |  | 33.24 | 66.48 | 0 | 0 | 0 | 0 | 0 | 7.48 | 0.10336 | 0 | 66.48 | 66.48 | 1 | 0 | 0 |  | 0 |  | 0
|  |  |  | 37.92 | 75.84 | 0 | 0 | 0 | 0 | 0 | 7.48 | 0.10336 | 0 | 75.84 | 75.84 | 1 | 0 | 0 |  | 0 |  | 0
|  |  |  | 39.64 | 79.28 | 0 | 0 | 0 | 0 | 0 | 11.23 | 0.12409 | 0 | 79.28 | 79.28 | 1 | 0 | 0 |  | 0 |  | 0
|  |  |  | 44.24 | 88.48 | 0 | 0 | 0 | 0 | 0 | 11.23 | 0.12409 | 0 | 88.48 | 88.48 | 1 | 0 | 0 |  | 0 |  | 0
|  |  |  | 47.24 | 94.48 | 0 | 0 | 0 | 0 | 0 | 11.23 | 0.12409 | 0 | 94.48 | 94.48 | 1 | 0 | 0 |  | 0 |  | 0
|  |  |  | 46.28 | 92.56 | 0 | 0 | 0 | 0 | 0 | 17.48 | 0.13136 | 0 | 92.56 | 92.56 | 1 | 0 | 0 |  | 0 |  | 0
|  |  |  | 46.12 | 92.24 | 0 | 0 | 0 | 0 | 0 | 17.48 | 0.13136 | 0 | 92.24 | 92.24 | 1 | 0 | 0 |  | 0 |  | 0
|  |  |  | 46.56 | 93.12 | 0 | 0 | 0 | 0 | 0 | 17.48 | 0.13136 | 0 | 93.12 | 93.12 | 1 | 0 | 0 |  | 0 |  | 0
|  |  |  | 48.88 | 97.76 | 0 | 0 | 0 | 0 | 0 | 17.48 | 0.13136 | 0 | 97.76 | 95.04 | 0.2 | 0 | 2.72 |  | 0 |  | 0
|  |  |  | 49.4 | 98.8 | 0 | 0 | 0 | 0 | 0 | 11.23 | 0.12409 | 0 | 98.8 | 98.8 | 0.2 | 0 | 0 |  | 0 |  | 0
|  |  |  | 40.16 | 80.32 | 0 | 0 | 0 | 0 | 0 | 11.23 | 0.12409 | 0 | 80.32 | 80.32 | 0.2 | 0 | 0 |  | 0 |  | 0
|  |  |  | 35.04 | 70.08 | 0 | 0 | 0 | 0 | 0 | 11.23 | 0.12409 | 0 | 70.08 | 70.08 | 0.2 | 0 | 0 |  | 0 |  | 0
|  |  |  | 32.44 | 64.88 | 0 | 0 | 0 | 0 | 0 | 7.48 | 0.10336 | 2.72 | 64.88 | 64.88 | 0.91885 | 0 | 0 |  | 0 |  | 0
|  |  |  | 29.84 | 59.68 | 0 | 0 | 0 | 0 | 0 | 7.48 | 0.10336 | 0.307 | 59.68 | 59.68 | 1 | 0 | 0 |  | 0 |  | 0
|  |  |  | 26.32 | 52.64 | 0 | 0 | 0 | 0 | 0 | 7.48 | 0.10336 | 0 | 52.64 | 52.64 | 1 | 0 | 0 |  | 0 |  | 0
|  |  |  | 17.72 | 35.44 | 0 | 0 | 0 | 0 | 0 | 7.48 | 0.10336 | 0 | 35.44 | 35.44 | 1 | 0 | 0 |  | 0 |  | 0
|  |  |  | 14.92 | 29.84 | 0 | 0 | 0 | 0 | 0 | 7.48 | 0.10336 | 0 | 29.84 | 29.84 | 1 | 0 | 0 |  | 0 |  | 0
|  |  |  | 15.16 | 30.32 | 0 | 0 | 0 | 0 | 0 | 7.48 | 0.10336 | 0 | 30.32 | 30.32 | 1 | 0 | 0 |  | 0 |  | 0
|  |  |  | 15 | 30 | 0 | 0 | 0 | 0 | 0 | 7.48 | 0.10336 | 0 | 30 | 30 | 1 | 0 | 0 |  | 0 |  | 0
|  |  |  | 16.72 | 33.44 | 0 | 0 | 0 | 0 | 0 | 7.48 | 0.10336 | 0 | 33.44 | 33.44 | 1 | 0 | 0 |  | 0 |  | 0
|  |  |  | 19.68 | 39.36 | 0 | 0 | 0 | 0 | 0 | 7.48 | 0.10336 | 0 | 39.36 | 39.36 | 1 | 0 | 0 |  | 0 |  | 0
|  |  |  | 20.48 | 40.96 | 0 | 0 | 0 | 0 | 0 | 7.48 | 0.10336 | 0 | 40.96 | 40.96 | 1 | 0 | 0 |  | 0 |  | 0
|  |  |  | 16.8 | 33.6 | 0 | 0 | 0 | 0 | 0 | 7.48 | 0.10336 | 0 | 33.6 | 33.6 | 1 | 0 | 0 |  | 0 |  | 0
|  |  |  | 24 | 48 | 0 | 0 | 0 | 0 | 0 | 7.48 | 0.10336 | 0 | 48 | 48 | 1 | 0 | 0 |  | 0 |  | 0
|  |  |  | 30.44 | 60.88 | 0 | 0 | 0 | 0 | 0 | 7.48 | 0.10336 | 0 | 60.88 | 60.88 | 1 | 0 | 0 |  | 0 |  | 0
|  |  |  | 34.44 | 68.88 | 0 | 0 | 0 | 0 | 0 | 7.48 | 0.10336 | 0 | 68.88 | 68.88 | 1 | 0 | 0 |  | 0 |  | 0
|  |  |  | 35.68 | 71.36 | 0 | 0 | 0 | 0 | 0 | 11.23 | 0.12409 | 0 | 71.36 | 71.36 | 1 | 0 | 0 |  | 0 |  | 0
|  |  |  | 38 | 76 | 0 | 0 | 0 | 0 | 0 | 11.23 | 0.12409 | 0 | 76 | 76 | 1 | 0 | 0 |  | 0 |  | 0
|  |  |  | 40.04 | 80.08 | 0 | 0 | 0 | 0 | 0 | 11.23 | 0.12409 | 0 | 80.08 | 80.08 | 1 | 0 | 0 |  | 0 |  | 0
|  |  |  | 43.88 | 87.76 | 0 | 0 | 0 | 0 | 0 | 17.48 | 0.13136 | 0 | 87.76 | 87.76 | 1 | 0 | 0 |  | 0 |  | 0
|  |  |  | 44.72 | 89.44 | 0 | 0 | 0 | 0 | 0 | 17.48 | 0.13136 | 0 | 89.44 | 89.44 | 1 | 0 | 0 |  | 0 |  | 0
|  |  |  | 45.8 | 91.6 | 0 | 0 | 0 | 0 | 0 | 17.48 | 0.13136 | 0 | 91.6 | 91.6 | 1 | 0 | 0 |  | 0 |  | 0
|  |  |  | 45.12 | 90.24 | 0 | 0 | 0 | 0 | 0 | 17.48 | 0.13136 | 0 | 90.24 | 87.52 | 0.2 | 0 | 2.72 |  | 0 |  | 0
|  |  |  | 43.08 | 86.16 | 0 | 0 | 0 | 0 | 0 | 11.23 | 0.12409 | 0 | 86.16 | 86.16 | 0.2 | 0 | 0 |  | 0 |  | 0
|  |  |  | 37.64 | 75.28 | 0 | 0 | 0 | 0 | 0 | 11.23 | 0.12409 | 0 | 75.28 | 75.28 | 0.2 | 0 | 0 |  | 0 |  | 0
|  |  |  | 31.72 | 63.44 | 0 | 0 | 0 | 0 | 0 | 11.23 | 0.12409 | 0 | 63.44 | 63.44 | 0.2 | 0 | 0 |  | 0 |  | 0
|  |  |  | 30.88 | 61.76 | 0 | 0 | 0 | 0 | 0 | 7.48 | 0.10336 | 2.72 | 61.76 | 61.76 | 0.91885 | 0 | 0 |  | 0 |  | 0
|  |  |  | 29.32 | 58.64 | 0 | 0 | 0 | 0 | 0 | 7.48 | 0.10336 | 0.307 | 58.64 | 58.64 | 1 | 0 | 0 |  | 0 |  | 0
|  |  |  | 19.44 | 38.88 | 0 | 0 | 0 | 0 | 0 | 7.48 | 0.10336 | 0 | 38.88 | 38.88 | 1 | 0 | 0 |  | 0 |  | 0
|  |  |  | 11.2 | 22.4 | 0 | 0 | 0 | 0 | 0 | 7.48 | 0.10336 | 0 | 22.4 | 22.4 | 1 | 0 | 0 |  | 0 |  | 0
|  |  |  | 9.08 | 18.16 | 0 | 0 | 0 | 0 | 0 | 7.48 | 0.10336 | 0 | 18.16 | 18.16 | 1 | 0 | 0 |  | 0 |  | 0
|  |  |  | 9.64 | 19.28 | 0 | 0 | 0 | 0 | 0 | 7.48 | 0.10336 | 0 | 19.28 | 19.28 | 1 | 0 | 0 |  | 0 |  | 0
|  |  |  | 9.92 | 19.84 | 0 | 0 | 0 | 0 | 0 | 7.48 | 0.10336 | 0 | 19.84 | 19.84 | 1 | 0 | 0 |  | 0 |  | 0
|  |  |  | 12.28 | 24.56 | 0 | 0 | 0 | 0 | 0 | 7.48 | 0.10336 | 0 | 24.56 | 24.56 | 1 | 0 | 0 |  | 0 |  | 0
|  |  |  | 14.48 | 28.96 | 0 | 0 | 0 | 0 | 0 | 7.48 | 0.10336 | 0 | 28.96 | 28.96 | 1 | 0 | 0 |  | 0 |  | 0
|  |  |  | 16 | 32 | 0 | 0 | 0 | 0 | 0 | 7.48 | 0.10336 | 0 | 32 | 32 | 1 | 0 | 0 |  | 0 |  | 0
|  |  |  | 22.48 | 44.96 | 0 | 0 | 0 | 0 | 0 | 7.48 | 0.10336 | 0 | 44.96 | 44.96 | 1 | 0 | 0 |  | 0 |  | 0
|  |  |  | 24.48 | 48.96 | 0 | 0 | 0 | 0 | 0 | 7.48 | 0.10336 | 0 | 48.96 | 48.96 | 1 | 0 | 0 |  | 0 |  | 0
|  |  |  | 32.72 | 65.44 | 0 | 0 | 0 | 0 | 0 | 7.48 | 0.10336 | 0 | 65.44 | 65.44 | 1 | 0 | 0 |  | 0 |  | 0
|  |  |  | 36.12 | 72.24 | 0 | 0 | 0 | 0 | 0 | 7.48 | 0.10336 | 0 | 72.24 | 72.24 | 1 | 0 | 0 |  | 0 |  | 0
|  |  |  | 44.96 | 89.92 | 0 | 0 | 0 | 0 | 0 | 11.23 | 0.12409 | 0 | 89.92 | 89.92 | 1 | 0 | 0 |  | 0 |  | 0
|  |  |  | 50.92 | 101.84 | 0 | 0 | 0 | 0 | 0 | 11.23 | 0.12409 | 0 | 101.84 | 101.84 | 1 | 0 | 0 |  | 0 |  | 0
|  |  |  | 52.56 | 105.12 | 0 | 0 | 0 | 0 | 0 | 11.23 | 0.12409 | 0 | 105.12 | 105.12 | 1 | 0 | 0 |  | 0 |  | 0
|  |  |  | 51.96 | 103.92 | 0 | 0 | 0 | 0 | 0 | 17.48 | 0.13136 | 0 | 103.92 | 103.92 | 1 | 0 | 0 |  | 0 |  | 0
|  |  |  | 51.4 | 102.8 | 0 | 0 | 0 | 0 | 0 | 17.48 | 0.13136 | 0 | 102.8 | 102.8 | 1 | 0 | 0 |  | 0 |  | 0
|  |  |  | 48 | 96 | 0 | 0 | 0 | 0 | 0 | 17.48 | 0.13136 | 0 | 96 | 96 | 1 | 0 | 0 |  | 0 |  | 0
|  |  |  | 49.16 | 98.32 | 0 | 0 | 0 | 0 | 0 | 17.48 | 0.13136 | 0 | 98.32 | 95.6 | 0.2 | 0 | 2.72 |  | 0 |  | 0
|  |  |  | 48.92 | 97.84 | 0 | 0 | 0 | 0 | 0 | 11.23 | 0.12409 | 0 | 97.84 | 97.84 | 0.2 | 0 | 0 |  | 0 |  | 0
|  |  |  | 50.88 | 101.76 | 0 | 0 | 0 | 0 | 0 | 11.23 | 0.12409 | 0 | 101.76 | 101.76 | 0.2 | 0 | 0 |  | 0 |  | 0
|  |  |  | 46.92 | 93.84 | 0 | 0 | 0 | 0 | 0 | 11.23 | 0.12409 | 0 | 93.84 | 93.84 | 0.2 | 0 | 0 |  | 0 |  | 0
|  |  |  | 44.56 | 89.12 | 0 | 0 | 0 | 0 | 0 | 7.48 | 0.10336 | 2.72 | 89.12 | 89.12 | 0.91885 | 0 | 0 |  | 0 |  | 0
|  |  |  | 42 | 84 | 0 | 0 | 0 | 0 | 0 | 7.48 | 0.10336 | 0.307 | 84 | 84 | 1 | 0 | 0 |  | 0 |  | 0
|  |  |  | 37.8 | 75.6 | 0 | 0 | 0 | 0 | 0 | 7.48 | 0.10336 | 0 | 75.6 | 75.6 | 1 | 0 | 0 |  | 0 |  | 0
|  |  |  | 18.88 | 37.76 | 0 | 0 | 0 | 0 | 0 | 7.48 | 0.10336 | 0 | 37.76 | 37.76 | 1 | 0 | 0 |  | 0 |  | 0
|  |  |  | 14.24 | 28.48 | 0 | 0 | 0 | 0 | 0 | 7.48 | 0.10336 | 0 | 28.48 | 28.48 | 1 | 0 | 0 |  | 0 |  | 0
|  |  |  | 15.08 | 30.16 | 0 | 0 | 0 | 0 | 0 | 7.48 | 0.10336 | 0 | 30.16 | 30.16 | 1 | 0 | 0 |  | 0 |  | 0
|  |  |  | 16.04 | 32.08 | 0 | 0 | 0 | 0 | 0 | 7.48 | 0.10336 | 0 | 32.08 | 32.08 | 1 | 0 | 0 |  | 0 |  | 0
|  |  |  | 17.32 | 34.64 | 0 | 0 | 0 | 0 | 0 | 7.48 | 0.10336 | 0 | 34.64 | 34.64 | 1 | 0 | 0 |  | 0 |  | 0
|  |  |  | 19.64 | 39.28 | 0 | 0 | 0 | 0 | 0 | 7.48 | 0.10336 | 0 | 39.28 | 39.28 | 1 | 0 | 0 |  | 0 |  | 0
|  |  |  | 17.12 | 34.24 | 0 | 0 | 0 | 0 | 0 | 7.48 | 0.10336 | 0 | 34.24 | 34.24 | 1 | 0 | 0 |  | 0 |  | 0
|  |  |  | 22 | 44 | 0 | 0 | 0 | 0 | 0 | 7.48 | 0.10336 | 0 | 44 | 44 | 1 | 0 | 0 |  | 0 |  | 0
|  |  |  | 27.16 | 54.32 | 0 | 0 | 0 | 0 | 0 | 7.48 | 0.10336 | 0 | 54.32 | 54.32 | 1 | 0 | 0 |  | 0 |  | 0
|  |  |  | 39.92 | 79.84 | 0 | 0 | 0 | 0 | 0 | 7.48 | 0.10336 | 0 | 79.84 | 79.84 | 1 | 0 | 0 |  | 0 |  | 0
|  |  |  | 44.04 | 88.08 | 0 | 0 | 0 | 0 | 0 | 7.48 | 0.10336 | 0 | 88.08 | 88.08 | 1 | 0 | 0 |  | 0 |  | 0
|  |  |  | 47.04 | 94.08 | 0 | 0 | 0 | 0 | 0 | 7.48 | 0.10336 | 0 | 94.08 | 94.08 | 1 | 0 | 0 |  | 0 |  | 0
|  |  |  | 53.4 | 106.8 | 0 | 0 | 0 | 0 | 0 | 7.48 | 0.10336 | 0 | 106.8 | 106.8 | 1 | 0 | 0 |  | 0 |  | 0
|  |  |  | 55.48 | 110.96 | 0 | 0 | 0 | 0 | 0 | 7.48 | 0.10336 | 0 | 110.96 | 110.96 | 1 | 0 | 0 |  | 0 |  | 0
|  |  |  | 54.56 | 109.12 | 0 | 0 | 0 | 0 | 0 | 7.48 | 0.10336 | 0 | 109.12 | 109.12 | 1 | 0 | 0 |  | 0 |  | 0
|  |  |  | 55.28 | 110.56 | 0 | 0 | 0 | 0 | 0 | 7.48 | 0.10336 | 0 | 110.56 | 110.56 | 1 | 0 | 0 |  | 0 |  | 0
|  |  |  | 54.96 | 109.92 | 0 | 0 | 0 | 0 | 0 | 7.48 | 0.10336 | 0 | 109.92 | 109.92 | 1 | 0 | 0 |  | 0 |  | 0
|  |  |  | 55.92 | 111.84 | 0 | 0 | 0 | 0 | 0 | 7.48 | 0.10336 | 0 | 111.84 | 111.84 | 1 | 0 | 0 |  | 0 |  | 0
|  |  |  | 58.76 | 117.52 | 0 | 0 | 0 | 0 | 0 | 7.48 | 0.10336 | 0 | 117.52 | 117.52 | 1 | 0 | 0 |  | 0 |  | 0
|  |  |  | 54.92 | 109.84 | 0 | 0 | 0 | 0 | 0 | 7.48 | 0.10336 | 0 | 109.84 | 109.84 | 1 | 0 | 0 |  | 0 |  | 0
|  |  |  | 50.48 | 100.96 | 0 | 0 | 0 | 0 | 0 | 7.48 | 0.10336 | 0 | 100.96 | 100.96 | 1 | 0 | 0 |  | 0 |  | 0
|  |  |  | 46.84 | 93.68 | 0 | 0 | 0 | 0 | 0 | 7.48 | 0.10336 | 0 | 93.68 | 93.68 | 1 | 0 | 0 |  | 0 |  | 0
|  |  |  | 39.68 | 79.36 | 0 | 0 | 0 | 0 | 0 | 7.48 | 0.10336 | 0 | 79.36 | 79.36 | 1 | 0 | 0 |  | 0 |  | 0
|  |  |  | 32.32 | 64.64 | 0 | 0 | 0 | 0 | 0 | 7.48 | 0.10336 | 0 | 64.64 | 64.64 | 1 | 0 | 0 |  | 0 |  | 0
|  |  |  | 13.04 | 26.08 | 0 | 0 | 0 | 0 | 0 | 7.48 | 0.10336 | 0 | 26.08 | 26.08 | 1 | 0 | 0 |  | 0 |  | 0
|  |  |  | 9 | 18 | 0 | 0 | 0 | 0 | 0 | 7.48 | 0.10336 | 0 | 18 | 18 | 1 | 0 | 0 |  | 0 |  | 0
|  |  |  | 9.44 | 18.88 | 0 | 0 | 0 | 0 | 0 | 7.48 | 0.10336 | 0 | 18.88 | 18.88 | 1 | 0 | 0 |  | 0 |  | 0
|  |  |  | 9.68 | 19.36 | 0 | 0 | 0 | 0 | 0 | 7.48 | 0.10336 | 0 | 19.36 | 19.36 | 1 | 0 | 0 |  | 0 |  | 0
|  |  |  | 12.08 | 24.16 | 0 | 0 | 0 | 0 | 0 | 7.48 | 0.10336 | 0 | 24.16 | 24.16 | 1 | 0 | 0 |  | 0 |  | 0
|  |  |  | 14.6 | 29.2 | 0 | 0 | 0 | 0 | 0 | 7.48 | 0.10336 | 0 | 29.2 | 29.2 | 1 | 0 | 0 |  | 0 |  | 0
|  |  |  | 16.12 | 32.24 | 0 | 0 | 0 | 0 | 0 | 7.48 | 0.10336 | 0 | 32.24 | 32.24 | 1 | 0 | 0 |  | 0 |  | 0
|  |  |  | 22.2 | 44.4 | 0 | 0 | 0 | 0 | 0 | 7.48 | 0.10336 | 0 | 44.4 | 44.4 | 1 | 0 | 0 |  | 0 |  | 0
|  |  |  | 29.76 | 59.52 | 0 | 0 | 0 | 0 | 0 | 7.48 | 0.10336 | 0 | 59.52 | 59.52 | 1 | 0 | 0 |  | 0 |  | 0
|  |  |  | 38.6 | 77.2 | 0 | 0 | 0 | 0 | 0 | 7.48 | 0.10336 | 0 | 77.2 | 77.2 | 1 | 0 | 0 |  | 0 |  | 0
|  |  |  | 41 | 82 | 0 | 0 | 0 | 0 | 0 | 7.48 | 0.10336 | 0 | 82 | 82 | 1 | 0 | 0 |  | 0 |  | 0
|  |  |  | 42.92 | 85.84 | 0 | 0 | 0 | 0 | 0 | 7.48 | 0.10336 | 0 | 85.84 | 85.84 | 1 | 0 | 0 |  | 0 |  | 0
|  |  |  | 51.64 | 103.28 | 0 | 0 | 0 | 0 | 0 | 7.48 | 0.10336 | 0 | 103.28 | 103.28 | 1 | 0 | 0 |  | 0 |  | 0
|  |  |  | 50.24 | 100.48 | 0 | 0 | 0 | 0 | 0 | 7.48 | 0.10336 | 0 | 100.48 | 100.48 | 1 | 0 | 0 |  | 0 |  | 0
|  |  |  | 50.44 | 100.88 | 0 | 0 | 0 | 0 | 0 | 7.48 | 0.10336 | 0 | 100.88 | 100.88 | 1 | 0 | 0 |  | 0 |  | 0
|  |  |  | 51.36 | 102.72 | 0 | 0 | 0 | 0 | 0 | 7.48 | 0.10336 | 0 | 102.72 | 102.72 | 1 | 0 | 0 |  | 0 |  | 0
|  |  |  | 52 | 104 | 0 | 0 | 0 | 0 | 0 | 7.48 | 0.10336 | 0 | 104 | 104 | 1 | 0 | 0 |  | 0 |  | 0
|  |  |  | 52.16 | 104.32 | 0 | 0 | 0 | 0 | 0 | 7.48 | 0.10336 | 0 | 104.32 | 104.32 | 1 | 0 | 0 |  | 0 |  | 0
|  |  |  | 49.92 | 99.84 | 0 | 0 | 0 | 0 | 0 | 7.48 | 0.10336 | 0 | 99.84 | 99.84 | 1 | 0 | 0 |  | 0 |  | 0
|  |  |  | 49.88 | 99.76 | 0 | 0 | 0 | 0 | 0 | 7.48 | 0.10336 | 0 | 99.76 | 99.76 | 1 | 0 | 0 |  | 0 |  | 0
|  |  |  | 50.48 | 100.96 | 0 | 0 | 0 | 0 | 0 | 7.48 | 0.10336 | 0 | 100.96 | 100.96 | 1 | 0 | 0 |  | 0 |  | 0
|  |  |  | 48.12 | 96.24 | 0 | 0 | 0 | 0 | 0 | 7.48 | 0.10336 | 0 | 96.24 | 96.24 | 1 | 0 | 0 |  | 0 |  | 0
|  |  |  | 43.68 | 87.36 | 0 | 0 | 0 | 0 | 0 | 7.48 | 0.10336 | 0 | 87.36 | 87.36 | 1 | 0 | 0 |  | 0 |  | 0
|  |  |  | 33.12 | 66.24 | 0 | 0 | 0 | 0 | 0 | 7.48 | 0.10336 | 0 | 66.24 | 66.24 | 1 | 0 | 0 |  | 0 |  | 0
|  |  |  | 13.72 | 27.44 | 0 | 0 | 0 | 0 | 0 | 7.48 | 0.10336 | 0 | 27.44 | 27.44 | 1 | 0 | 0 |  | 0 |  | 0
|  |  |  | 8.96 | 17.92 | 0 | 0 | 0 | 0 | 0 | 7.48 | 0.10336 | 0 | 17.92 | 17.92 | 1 | 0 | 0 |  | 0 |  | 0
|  |  |  | 9.76 | 19.52 | 0 | 0 | 0 | 0 | 0 | 7.48 | 0.10336 | 0 | 19.52 | 19.52 | 1 | 0 | 0 |  | 0 |  | 0
|  |  |  | 11.64 | 23.28 | 0 | 0 | 0 | 0 | 0 | 7.48 | 0.10336 | 0 | 23.28 | 23.28 | 1 | 0 | 0 |  | 0 |  | 0
|  |  |  | 12.6 | 25.2 | 0 | 0 | 0 | 0 | 0 | 7.48 | 0.10336 | 0 | 25.2 | 25.2 | 1 | 0 | 0 |  | 0 |  | 0
|  |  |  | 14.4 | 28.8 | 0 | 0 | 0 | 0 | 0 | 7.48 | 0.10336 | 0 | 28.8 | 28.8 | 1 | 0 | 0 |  | 0 |  | 0
|  |  |  | 16 | 32 | 0 | 0 | 0 | 0 | 0 | 7.48 | 0.10336 | 0 | 32 | 32 | 1 | 0 | 0 |  | 0 |  | 0
|  |  |  | 22.56 | 45.12 | 0 | 0 | 0 | 0 | 0 | 7.48 | 0.10336 | 0 | 45.12 | 45.12 | 1 | 0 | 0 |  | 0 |  | 0
|  |  |  | 23.4 | 46.8 | 0 | 0 | 0 | 0 | 0 | 7.48 | 0.10336 | 0 | 46.8 | 46.8 | 1 | 0 | 0 |  | 0 |  | 0
|  |  |  | 31.72 | 63.44 | 0 | 0 | 0 | 0 | 0 | 7.48 | 0.10336 | 0 | 63.44 | 63.44 | 1 | 0 | 0 |  | 0 |  | 0
|  |  |  | 36.52 | 73.04 | 0 | 0 | 0 | 0 | 0 | 7.48 | 0.10336 | 0 | 73.04 | 73.04 | 1 | 0 | 0 |  | 0 |  | 0
|  |  |  | 41.92 | 83.84 | 0 | 0 | 0 | 0 | 0 | 11.23 | 0.12409 | 0 | 83.84 | 83.84 | 1 | 0 | 0 |  | 0 |  | 0
|  |  |  | 47.08 | 94.16 | 0 | 0 | 0 | 0 | 0 | 11.23 | 0.12409 | 0 | 94.16 | 94.16 | 1 | 0 | 0 |  | 0 |  | 0
|  |  |  | 50.56 | 101.12 | 0 | 0 | 0 | 0 | 0 | 11.23 | 0.12409 | 0 | 101.12 | 101.12 | 1 | 0 | 0 |  | 0 |  | 0
|  |  |  | 48.76 | 97.52 | 0 | 0 | 0 | 0 | 0 | 17.48 | 0.13136 | 0 | 97.52 | 97.52 | 1 | 0 | 0 |  | 0 |  | 0
|  |  |  | 48 | 96 | 0 | 0 | 0 | 0 | 0 | 17.48 | 0.13136 | 0 | 96 | 96 | 1 | 0 | 0 |  | 0 |  | 0
|  |  |  | 49.32 | 98.64 | 0 | 0 | 0 | 0 | 0 | 17.48 | 0.13136 | 0 | 98.64 | 98.64 | 1 | 0 | 0 |  | 0 |  | 0
|  |  |  | 47.68 | 95.36 | 0 | 0 | 0 | 0 | 0 | 17.48 | 0.13136 | 0 | 95.36 | 92.64 | 0.2 | 0 | 2.72 |  | 0 |  | 0
|  |  |  | 49.36 | 98.72 | 0 | 0 | 0 | 0 | 0 | 11.23 | 0.12409 | 0 | 98.72 | 98.72 | 0.2 | 0 | 0 |  | 0 |  | 0
|  |  |  | 45.88 | 91.76 | 0 | 0 | 0 | 0 | 0 | 11.23 | 0.12409 | 0 | 91.76 | 91.76 | 0.2 | 0 | 0 |  | 0 |  | 0
|  |  |  | 40.84 | 81.68 | 0 | 0 | 0 | 0 | 0 | 11.23 | 0.12409 | 0 | 81.68 | 81.68 | 0.2 | 0 | 0 |  | 0 |  | 0
|  |  |  | 41.64 | 83.28 | 0 | 0 | 0 | 0 | 0 | 7.48 | 0.10336 | 2.72 | 83.28 | 83.28 | 0.91885 | 0 | 0 |  | 0 |  | 0
|  |  |  | 39.64 | 79.28 | 0 | 0 | 0 | 0 | 0 | 7.48 | 0.10336 | 0.307 | 79.28 | 79.28 | 1 | 0 | 0 |  | 0 |  | 0
|  |  |  | 25.68 | 51.36 | 0 | 0 | 0 | 0 | 0 | 7.48 | 0.10336 | 0 | 51.36 | 51.36 | 1 | 0 | 0 |  | 0 |  | 0
|  |  |  | 12.16 | 24.32 | 0 | 0 | 0 | 0 | 0 | 7.48 | 0.10336 | 0 | 24.32 | 24.32 | 1 | 0 | 0 |  | 0 |  | 0
|  |  |  | 9.72 | 19.44 | 0 | 0 | 0 | 0 | 0 | 7.48 | 0.10336 | 0 | 19.44 | 19.44 | 1 | 0 | 0 |  | 0 |  | 0
|  |  |  | 10.44 | 20.88 | 0 | 0 | 0 | 0 | 0 | 7.48 | 0.10336 | 0 | 20.88 | 20.88 | 1 | 0 | 0 |  | 0 |  | 0
|  |  |  | 11.56 | 23.12 | 0 | 0 | 0 | 0 | 0 | 7.48 | 0.10336 | 0 | 23.12 | 23.12 | 1 | 0 | 0 |  | 0 |  | 0
|  |  |  | 12.4 | 24.8 | 0 | 0 | 0 | 0 | 0 | 7.48 | 0.10336 | 0 | 24.8 | 24.8 | 1 | 0 | 0 |  | 0 |  | 0
|  |  |  | 14.4 | 28.8 | 0 | 0 | 0 | 0 | 0 | 7.48 | 0.10336 | 0 | 28.8 | 28.8 | 1 | 0 | 0 |  | 0 |  | 0
|  |  |  | 16.36 | 32.72 | 0 | 0 | 0 | 0 | 0 | 7.48 | 0.10336 | 0 | 32.72 | 32.72 | 1 | 0 | 0 |  | 0 |  | 0
|  |  |  | 22.52 | 45.04 | 0 | 0 | 0 | 0 | 0 | 7.48 | 0.10336 | 0 | 45.04 | 45.04 | 1 | 0 | 0 |  | 0 |  | 0
|  |  |  | 26.52 | 53.04 | 0 | 0 | 0 | 0 | 0 | 7.48 | 0.10336 | 0 | 53.04 | 53.04 | 1 | 0 | 0 |  | 0 |  | 0
|  |  |  | 38.08 | 76.16 | 0 | 0 | 0 | 0 | 0 | 7.48 | 0.10336 | 0 | 76.16 | 76.16 | 1 | 0 | 0 |  | 0 |  | 0
|  |  |  | 39.84 | 79.68 | 0 | 0 | 0 | 0 | 0 | 7.48 | 0.10336 | 0 | 79.68 | 79.68 | 1 | 0 | 0 |  | 0 |  | 0
|  |  |  | 45.36 | 90.72 | 0 | 0 | 0 | 0 | 0 | 11.23 | 0.12409 | 0 | 90.72 | 90.72 | 1 | 0 | 0 |  | 0 |  | 0
|  |  |  | 53.8 | 107.6 | 0 | 0 | 0 | 0 | 0 | 11.23 | 0.12409 | 0 | 107.6 | 107.6 | 1 | 0 | 0 |  | 0 |  | 0
|  |  |  | 51.44 | 102.88 | 0 | 0 | 0 | 0 | 0 | 11.23 | 0.12409 | 0 | 102.88 | 102.88 | 1 | 0 | 0 |  | 0 |  | 0
|  |  |  | 55 | 110 | 0 | 0 | 0 | 0 | 0 | 17.48 | 0.13136 | 0 | 110 | 110 | 1 | 0 | 0 |  | 0 |  | 0
|  |  |  | 58.8 | 117.6 | 0 | 0 | 0 | 0 | 0 | 17.48 | 0.13136 | 0 | 117.6 | 117.6 | 1 | 0 | 0 |  | 0 |  | 0
|  |  |  | 55.56 | 111.12 | 0 | 0 | 0 | 0 | 0 | 17.48 | 0.13136 | 0 | 111.12 | 111.12 | 1 | 0 | 0 |  | 0 |  | 0
|  |  |  | 55.92 | 111.84 | 0 | 0 | 0 | 0 | 0 | 17.48 | 0.13136 | 0 | 111.84 | 109.12 | 0.2 | 0 | 2.72 |  | 0 |  | 0
|  |  |  | 52.32 | 104.64 | 0 | 0 | 0 | 0 | 0 | 11.23 | 0.12409 | 0 | 104.64 | 104.64 | 0.2 | 0 | 0 |  | 0 |  | 0
|  |  |  | 52.84 | 105.68 | 0 | 0 | 0 | 0 | 0 | 11.23 | 0.12409 | 0 | 105.68 | 105.68 | 0.2 | 0 | 0 |  | 0 |  | 0
|  |  |  | 53.4 | 106.8 | 0 | 0 | 0 | 0 | 0 | 11.23 | 0.12409 | 0 | 106.8 | 106.8 | 0.2 | 0 | 0 |  | 0 |  | 0
|  |  |  | 48.2 | 96.4 | 0 | 0 | 0 | 0 | 0 | 7.48 | 0.10336 | 2.72 | 96.4 | 96.4 | 0.91885 | 0 | 0 |  | 0 |  | 0
|  |  |  | 43.96 | 87.92 | 0 | 0 | 0 | 0 | 0 | 7.48 | 0.10336 | 0.307 | 87.92 | 87.92 | 1 | 0 | 0 |  | 0 |  | 0
|  |  |  | 40.36 | 80.72 | 0 | 0 | 0 | 0 | 0 | 7.48 | 0.10336 | 0 | 80.72 | 80.72 | 1 | 0 | 0 |  | 0 |  | 0
|  |  |  | 24.08 | 48.16 | 0 | 0 | 0 | 0 | 0 | 7.48 | 0.10336 | 0 | 48.16 | 48.16 | 1 | 0 | 0 |  | 0 |  | 0
|  |  |  | 18.68 | 37.36 | 0 | 0 | 0 | 0 | 0 | 7.48 | 0.10336 | 0 | 37.36 | 37.36 | 1 | 0 | 0 |  | 0 |  | 0
|  |  |  | 21.12 | 42.24 | 0 | 0 | 0 | 0 | 0 | 7.48 | 0.10336 | 0 | 42.24 | 42.24 | 1 | 0 | 0 |  | 0 |  | 0
|  |  |  | 20.88 | 41.76 | 0 | 0 | 0 | 0 | 0 | 7.48 | 0.10336 | 0 | 41.76 | 41.76 | 1 | 0 | 0 |  | 0 |  | 0
|  |  |  | 26.12 | 52.24 | 0 | 0 | 0 | 0 | 0 | 7.48 | 0.10336 | 0 | 52.24 | 52.24 | 1 | 0 | 0 |  | 0 |  | 0
|  |  |  | 24.16 | 48.32 | 0 | 0 | 0 | 0 | 0 | 7.48 | 0.10336 | 0 | 48.32 | 48.32 | 1 | 0 | 0 |  | 0 |  | 0
|  |  |  | 20.96 | 41.92 | 0 | 0 | 0 | 0 | 0 | 7.48 | 0.10336 | 0 | 41.92 | 41.92 | 1 | 0 | 0 |  | 0 |  | 0
|  |  |  | 17.52 | 35.04 | 0 | 0 | 0 | 0 | 0 | 7.48 | 0.10336 | 0 | 35.04 | 35.04 | 1 | 0 | 0 |  | 0 |  | 0
|  |  |  | 33.76 | 67.52 | 0 | 0 | 0 | 0 | 0 | 7.48 | 0.10336 | 0 | 67.52 | 67.52 | 1 | 0 | 0 |  | 0 |  | 0
|  |  |  | 36.52 | 73.04 | 0 | 0 | 0 | 0 | 0 | 7.48 | 0.10336 | 0 | 73.04 | 73.04 | 1 | 0 | 0 |  | 0 |  | 0
|  |  |  | 38.96 | 77.92 | 0 | 0 | 0 | 0 | 0 | 7.48 | 0.10336 | 0 | 77.92 | 77.92 | 1 | 0 | 0 |  | 0 |  | 0
|  |  |  | 45.76 | 91.52 | 0 | 0 | 0 | 0 | 0 | 11.23 | 0.12409 | 0 | 91.52 | 91.52 | 1 | 0 | 0 |  | 0 |  | 0
|  |  |  | 48.32 | 96.64 | 0 | 0 | 0 | 0 | 0 | 11.23 | 0.12409 | 0 | 96.64 | 96.64 | 1 | 0 | 0 |  | 0 |  | 0
|  |  |  | 48.76 | 97.52 | 0 | 0 | 0 | 0 | 0 | 11.23 | 0.12409 | 0 | 97.52 | 97.52 | 1 | 0 | 0 |  | 0 |  | 0
|  |  |  | 53.4 | 106.8 | 0 | 0 | 0 | 0 | 0 | 17.48 | 0.13136 | 0 | 106.8 | 106.8 | 1 | 0 | 0 |  | 0 |  | 0
|  |  |  | 59 | 118 | 0 | 0 | 0 | 0 | 0 | 17.48 | 0.13136 | 0 | 118 | 118 | 1 | 0 | 0 |  | 0 |  | 0
|  |  |  | 58.48 | 116.96 | 0 | 0 | 0 | 0 | 0 | 17.48 | 0.13136 | 0 | 116.96 | 116.96 | 1 | 0 | 0 |  | 0 |  | 0
|  |  |  | 52.16 | 104.32 | 0 | 0 | 0 | 0 | 0 | 17.48 | 0.13136 | 0 | 104.32 | 101.6 | 0.2 | 0 | 2.72 |  | 0 |  | 0
|  |  |  | 52.52 | 105.04 | 0 | 0 | 0 | 0 | 0 | 11.23 | 0.12409 | 0 | 105.04 | 105.04 | 0.2 | 0 | 0 |  | 0 |  | 0
|  |  |  | 42.24 | 84.48 | 0 | 0 | 0 | 0 | 0 | 11.23 | 0.12409 | 0 | 84.48 | 84.48 | 0.2 | 0 | 0 |  | 0 |  | 0
|  |  |  | 39.44 | 78.88 | 0 | 0 | 0 | 0 | 0 | 11.23 | 0.12409 | 0 | 78.88 | 78.88 | 0.2 | 0 | 0 |  | 0 |  | 0
|  |  |  | 38.76 | 77.52 | 0 | 0 | 0 | 0 | 0 | 7.48 | 0.10336 | 2.72 | 77.52 | 77.52 | 0.91885 | 0 | 0 |  | 0 |  | 0
|  |  |  | 37.4 | 74.8 | 0 | 0 | 0 | 0 | 0 | 7.48 | 0.10336 | 0.307 | 74.8 | 74.8 | 1 | 0 | 0 |  | 0 |  | 0
|  |  |  | 33.48 | 66.96 | 0 | 0 | 0 | 0 | 0 | 7.48 | 0.10336 | 0 | 66.96 | 66.96 | 1 | 0 | 0 |  | 0 |  | 0
|  |  |  | 15.48 | 30.96 | 0 | 0 | 0 | 0 | 0 | 7.48 | 0.10336 | 0 | 30.96 | 30.96 | 1 | 0 | 0 |  | 0 |  | 0
|  |  |  | 13.88 | 27.76 | 0 | 0 | 0 | 0 | 0 | 7.48 | 0.10336 | 0 | 27.76 | 27.76 | 1 | 0 | 0 |  | 0 |  | 0
|  |  |  | 17.48 | 34.96 | 0 | 0 | 0 | 0 | 0 | 7.48 | 0.10336 | 0 | 34.96 | 34.96 | 1 | 0 | 0 |  | 0 |  | 0
|  |  |  | 24.6 | 49.2 | 0 | 0 | 0 | 0 | 0 | 7.48 | 0.10336 | 0 | 49.2 | 49.2 | 1 | 0 | 0 |  | 0 |  | 0
|  |  |  | 27.48 | 54.96 | 0 | 0 | 0 | 0 | 0 | 7.48 | 0.10336 | 0 | 54.96 | 54.96 | 1 | 0 | 0 |  | 0 |  | 0
|  |  |  | 22.84 | 45.68 | 0 | 0 | 0 | 0 | 0 | 7.48 | 0.10336 | 0 | 45.68 | 45.68 | 1 | 0 | 0 |  | 0 |  | 0
|  |  |  | 22.16 | 44.32 | 0 | 0 | 0 | 0 | 0 | 7.48 | 0.10336 | 0 | 44.32 | 44.32 | 1 | 0 | 0 |  | 0 |  | 0
|  |  |  | 25.6 | 51.2 | 0 | 0 | 0 | 0 | 0 | 7.48 | 0.10336 | 0 | 51.2 | 51.2 | 1 | 0 | 0 |  | 0 |  | 0
|  |  |  | 25.56 | 51.12 | 0 | 0 | 0 | 0 | 0 | 7.48 | 0.10336 | 0 | 51.12 | 51.12 | 1 | 0 | 0 |  | 0 |  | 0
|  |  |  | 26.56 | 53.12 | 0 | 0 | 0 | 0 | 0 | 7.48 | 0.10336 | 0 | 53.12 | 53.12 | 1 | 0 | 0 |  | 0 |  | 0
|  |  |  | 31.2 | 62.4 | 0 | 0 | 0 | 0 | 0 | 7.48 | 0.10336 | 0 | 62.4 | 62.4 | 1 | 0 | 0 |  | 0 |  | 0
|  |  |  | 31.2 | 62.4 | 0 | 0 | 0 | 0 | 0 | 11.23 | 0.12409 | 0 | 62.4 | 62.4 | 1 | 0 | 0 |  | 0 |  | 0
|  |  |  | 38.72 | 77.44 | 0 | 0 | 0 | 0 | 0 | 11.23 | 0.12409 | 0 | 77.44 | 77.44 | 1 | 0 | 0 |  | 0 |  | 0
|  |  |  | 42 | 84 | 0 | 0 | 0 | 0 | 0 | 11.23 | 0.12409 | 0 | 84 | 84 | 1 | 0 | 0 |  | 0 |  | 0
|  |  |  | 45.72 | 91.44 | 0 | 0 | 0 | 0 | 0 | 17.48 | 0.13136 | 0 | 91.44 | 91.44 | 1 | 0 | 0 |  | 0 |  | 0
|  |  |  | 45.84 | 91.68 | 0 | 0 | 0 | 0 | 0 | 17.48 | 0.13136 | 0 | 91.68 | 91.68 | 1 | 0 | 0 |  | 0 |  | 0
|  |  |  | 45.44 | 90.88 | 0 | 0 | 0 | 0 | 0 | 17.48 | 0.13136 | 0 | 90.88 | 90.88 | 1 | 0 | 0 |  | 0 |  | 0
|  |  |  | 46.72 | 93.44 | 0 | 0 | 0 | 0 | 0 | 17.48 | 0.13136 | 0 | 93.44 | 90.72 | 0.2 | 0 | 2.72 |  | 0 |  | 0
|  |  |  | 45.48 | 90.96 | 0 | 0 | 0 | 0 | 0 | 11.23 | 0.12409 | 0 | 90.96 | 90.96 | 0.2 | 0 | 0 |  | 0 |  | 0
|  |  |  | 42.88 | 85.76 | 0 | 0 | 0 | 0 | 0 | 11.23 | 0.12409 | 0 | 85.76 | 85.76 | 0.2 | 0 | 0 |  | 0 |  | 0
|  |  |  | 40.52 | 81.04 | 0 | 0 | 0 | 0 | 0 | 11.23 | 0.12409 | 0 | 81.04 | 81.04 | 0.2 | 0 | 0 |  | 0 |  | 0
|  |  |  | 37.88 | 75.76 | 0 | 0 | 0 | 0 | 0 | 7.48 | 0.10336 | 2.72 | 75.76 | 75.76 | 0.91885 | 0 | 0 |  | 0 |  | 0
|  |  |  | 38.84 | 77.68 | 0 | 0 | 0 | 0 | 0 | 7.48 | 0.10336 | 0.307 | 77.68 | 77.68 | 1 | 0 | 0 |  | 0 |  | 0
|  |  |  | 36.16 | 72.32 | 0 | 0 | 0 | 0 | 0 | 7.48 | 0.10336 | 0 | 72.32 | 72.32 | 1 | 0 | 0 |  | 0 |  | 0
|  |  |  | 18.52 | 37.04 | 0 | 0 | 0 | 0 | 0 | 7.48 | 0.10336 | 0 | 37.04 | 37.04 | 1 | 0 | 0 |  | 0 |  | 0
|  |  |  | 14.6 | 29.2 | 0 | 0 | 0 | 0 | 0 | 7.48 | 0.10336 | 0 | 29.2 | 29.2 | 1 | 0 | 0 |  | 0 |  | 0
|  |  |  | 15.04 | 30.08 | 0 | 0 | 0 | 0 | 0 | 7.48 | 0.10336 | 0 | 30.08 | 30.08 | 1 | 0 | 0 |  | 0 |  | 0
|  |  |  | 13.4 | 26.8 | 0 | 0 | 0 | 0 | 0 | 7.48 | 0.10336 | 0 | 26.8 | 26.8 | 1 | 0 | 0 |  | 0 |  | 0
|  |  |  | 12.4 | 24.8 | 0 | 0 | 0 | 0 | 0 | 7.48 | 0.10336 | 0 | 24.8 | 24.8 | 1 | 0 | 0 |  | 0 |  | 0
|  |  |  | 14.56 | 29.12 | 0 | 0 | 0 | 0 | 0 | 7.48 | 0.10336 | 0 | 29.12 | 29.12 | 1 | 0 | 0 |  | 0 |  | 0
|  |  |  | 16.48 | 32.96 | 0 | 0 | 0 | 0 | 0 | 7.48 | 0.10336 | 0 | 32.96 | 32.96 | 1 | 0 | 0 |  | 0 |  | 0
|  |  |  | 22.12 | 44.24 | 0 | 0 | 0 | 0 | 0 | 7.48 | 0.10336 | 0 | 44.24 | 44.24 | 1 | 0 | 0 |  | 0 |  | 0
|  |  |  | 25.88 | 51.76 | 0 | 0 | 0 | 0 | 0 | 7.48 | 0.10336 | 0 | 51.76 | 51.76 | 1 | 0 | 0 |  | 0 |  | 0
|  |  |  | 35.92 | 71.84 | 0 | 0 | 0 | 0 | 0 | 7.48 | 0.10336 | 0 | 71.84 | 71.84 | 1 | 0 | 0 |  | 0 |  | 0
|  |  |  | 43.6 | 87.2 | 0 | 0 | 0 | 0 | 0 | 7.48 | 0.10336 | 0 | 87.2 | 87.2 | 1 | 0 | 0 |  | 0 |  | 0
|  |  |  | 46.52 | 93.04 | 0 | 0 | 0 | 0 | 0 | 11.23 | 0.12409 | 0 | 93.04 | 93.04 | 1 | 0 | 0 |  | 0 |  | 0
|  |  |  | 52.68 | 105.36 | 0 | 0 | 0 | 0 | 0 | 11.23 | 0.12409 | 0 | 105.36 | 105.36 | 1 | 0 | 0 |  | 0 |  | 0
|  |  |  | 48.92 | 97.84 | 0 | 0 | 0 | 0 | 0 | 11.23 | 0.12409 | 0 | 97.84 | 97.84 | 1 | 0 | 0 |  | 0 |  | 0
|  |  |  | 50.76 | 101.52 | 0 | 0 | 0 | 0 | 0 | 17.48 | 0.13136 | 0 | 101.52 | 101.52 | 1 | 0 | 0 |  | 0 |  | 0
|  |  |  | 51.64 | 103.28 | 0 | 0 | 0 | 0 | 0 | 17.48 | 0.13136 | 0 | 103.28 | 103.28 | 1 | 0 | 0 |  | 0 |  | 0
|  |  |  | 51.92 | 103.84 | 0 | 0 | 0 | 0 | 0 | 17.48 | 0.13136 | 0 | 103.84 | 103.84 | 1 | 0 | 0 |  | 0 |  | 0
|  |  |  | 51.76 | 103.52 | 0 | 0 | 0 | 0 | 0 | 17.48 | 0.13136 | 0 | 103.52 | 100.8 | 0.2 | 0 | 2.72 |  | 0 |  | 0
|  |  |  | 52.08 | 104.16 | 0 | 0 | 0 | 0 | 0 | 11.23 | 0.12409 | 0 | 104.16 | 104.16 | 0.2 | 0 | 0 |  | 0 |  | 0
|  |  |  | 51.88 | 103.76 | 0 | 0 | 0 | 0 | 0 | 11.23 | 0.12409 | 0 | 103.76 | 103.76 | 0.2 | 0 | 0 |  | 0 |  | 0
|  |  |  | 49.24 | 98.48 | 0 | 0 | 0 | 0 | 0 | 11.23 | 0.12409 | 0 | 98.48 | 98.48 | 0.2 | 0 | 0 |  | 0 |  | 0
|  |  |  | 47.6 | 95.2 | 0 | 0 | 0 | 0 | 0 | 7.48 | 0.10336 | 2.72 | 95.2 | 95.2 | 0.91885 | 0 | 0 |  | 0 |  | 0
|  |  |  | 46.84 | 93.68 | 0 | 0 | 0 | 0 | 0 | 7.48 | 0.10336 | 0.307 | 93.68 | 93.68 | 1 | 0 | 0 |  | 0 |  | 0
|  |  |  | 39.2 | 78.4 | 0 | 0 | 0 | 0 | 0 | 7.48 | 0.10336 | 0 | 78.4 | 78.4 | 1 | 0 | 0 |  | 0 |  | 0
|  |  |  | 20.72 | 41.44 | 0 | 0 | 0 | 0 | 0 | 7.48 | 0.10336 | 0 | 41.44 | 41.44 | 1 | 0 | 0 |  | 0 |  | 0
|  |  |  | 16.28 | 32.56 | 0 | 0 | 0 | 0 | 0 | 7.48 | 0.10336 | 0 | 32.56 | 32.56 | 1 | 0 | 0 |  | 0 |  | 0
|  |  |  | 18.56 | 37.12 | 0 | 0 | 0 | 0 | 0 | 7.48 | 0.10336 | 0 | 37.12 | 37.12 | 1 | 0 | 0 |  | 0 |  | 0
|  |  |  | 20.08 | 40.16 | 0 | 0 | 0 | 0 | 0 | 7.48 | 0.10336 | 0 | 40.16 | 40.16 | 1 | 0 | 0 |  | 0 |  | 0
|  |  |  | 20.92 | 41.84 | 0 | 0 | 0 | 0 | 0 | 7.48 | 0.10336 | 0 | 41.84 | 41.84 | 1 | 0 | 0 |  | 0 |  | 0
|  |  |  | 20.8 | 41.6 | 0 | 0 | 0 | 0 | 0 | 7.48 | 0.10336 | 0 | 41.6 | 41.6 | 1 | 0 | 0 |  | 0 |  | 0
|  |  |  | 21.52 | 43.04 | 0 | 0 | 0 | 0 | 0 | 7.48 | 0.10336 | 0 | 43.04 | 43.04 | 1 | 0 | 0 |  | 0 |  | 0
|  |  |  | 22.44 | 44.88 | 0 | 0 | 0 | 0 | 0 | 7.48 | 0.10336 | 0 | 44.88 | 44.88 | 1 | 0 | 0 |  | 0 |  | 0
|  |  |  | 30.6 | 61.2 | 0 | 0 | 0 | 0 | 0 | 7.48 | 0.10336 | 0 | 61.2 | 61.2 | 1 | 0 | 0 |  | 0 |  | 0
|  |  |  | 43 | 86 | 0 | 0 | 0 | 0 | 0 | 7.48 | 0.10336 | 0 | 86 | 86 | 1 | 0 | 0 |  | 0 |  | 0
|  |  |  | 45.68 | 91.36 | 0 | 0 | 0 | 0 | 0 | 7.48 | 0.10336 | 0 | 91.36 | 91.36 | 1 | 0 | 0 |  | 0 |  | 0
|  |  |  | 47.36 | 94.72 | 0 | 0 | 0 | 0 | 0 | 7.48 | 0.10336 | 0 | 94.72 | 94.72 | 1 | 0 | 0 |  | 0 |  | 0
|  |  |  | 52.76 | 105.52 | 0 | 0 | 0 | 0 | 0 | 7.48 | 0.10336 | 0 | 105.52 | 105.52 | 1 | 0 | 0 |  | 0 |  | 0
|  |  |  | 51 | 102 | 0 | 0 | 0 | 0 | 0 | 7.48 | 0.10336 | 0 | 102 | 102 | 1 | 0 | 0 |  | 0 |  | 0
|  |  |  | 51.68 | 103.36 | 0 | 0 | 0 | 0 | 0 | 7.48 | 0.10336 | 0 | 103.36 | 103.36 | 1 | 0 | 0 |  | 0 |  | 0
|  |  |  | 52.4 | 104.8 | 0 | 0 | 0 | 0 | 0 | 7.48 | 0.10336 | 0 | 104.8 | 104.8 | 1 | 0 | 0 |  | 0 |  | 0
|  |  |  | 54.92 | 109.84 | 0 | 0 | 0 | 0 | 0 | 7.48 | 0.10336 | 0 | 109.84 | 109.84 | 1 | 0 | 0 |  | 0 |  | 0
|  |  |  | 52.8 | 105.6 | 0 | 0 | 0 | 0 | 0 | 7.48 | 0.10336 | 0 | 105.6 | 105.6 | 1 | 0 | 0 |  | 0 |  | 0
|  |  |  | 52.6 | 105.2 | 0 | 0 | 0 | 0 | 0 | 7.48 | 0.10336 | 0 | 105.2 | 105.2 | 1 | 0 | 0 |  | 0 |  | 0
|  |  |  | 51.48 | 102.96 | 0 | 0 | 0 | 0 | 0 | 7.48 | 0.10336 | 0 | 102.96 | 102.96 | 1 | 0 | 0 |  | 0 |  | 0
|  |  |  | 50.04 | 100.08 | 0 | 0 | 0 | 0 | 0 | 7.48 | 0.10336 | 0 | 100.08 | 100.08 | 1 | 0 | 0 |  | 0 |  | 0
|  |  |  | 47.52 | 95.04 | 0 | 0 | 0 | 0 | 0 | 7.48 | 0.10336 | 0 | 95.04 | 95.04 | 1 | 0 | 0 |  | 0 |  | 0
|  |  |  | 43.28 | 86.56 | 0 | 0 | 0 | 0 | 0 | 7.48 | 0.10336 | 0 | 86.56 | 86.56 | 1 | 0 | 0 |  | 0 |  | 0
|  |  |  | 36.24 | 72.48 | 0 | 0 | 0 | 0 | 0 | 7.48 | 0.10336 | 0 | 72.48 | 72.48 | 1 | 0 | 0 |  | 0 |  | 0
|  |  |  | 16 | 32 | 0 | 0 | 0 | 0 | 0 | 7.48 | 0.10336 | 0 | 32 | 32 | 1 | 0 | 0 |  | 0 |  | 0
|  |  |  | 9.52 | 19.04 | 0 | 0 | 0 | 0 | 0 | 7.48 | 0.10336 | 0 | 19.04 | 19.04 | 1 | 0 | 0 |  | 0 |  | 0
|  |  |  | 13.04 | 26.08 | 0 | 0 | 0 | 0 | 0 | 7.48 | 0.10336 | 0 | 26.08 | 26.08 | 1 | 0 | 0 |  | 0 |  | 0
|  |  |  | 13.88 | 27.76 | 0 | 0 | 0 | 0 | 0 | 7.48 | 0.10336 | 0 | 27.76 | 27.76 | 1 | 0 | 0 |  | 0 |  | 0
|  |  |  | 15.96 | 31.92 | 0 | 0 | 0 | 0 | 0 | 7.48 | 0.10336 | 0 | 31.92 | 31.92 | 1 | 0 | 0 |  | 0 |  | 0
|  |  |  | 16.28 | 32.56 | 0 | 0 | 0 | 0 | 0 | 7.48 | 0.10336 | 0 | 32.56 | 32.56 | 1 | 0 | 0 |  | 0 |  | 0
|  |  |  | 18.24 | 36.48 | 0 | 0 | 0 | 0 | 0 | 7.48 | 0.10336 | 0 | 36.48 | 36.48 | 1 | 0 | 0 |  | 0 |  | 0
|  |  |  | 21.84 | 43.68 | 0 | 0 | 0 | 0 | 0 | 7.48 | 0.10336 | 0 | 43.68 | 43.68 | 1 | 0 | 0 |  | 0 |  | 0
|  |  |  | 27.04 | 54.08 | 0 | 0 | 0 | 0 | 0 | 7.48 | 0.10336 | 0 | 54.08 | 54.08 | 1 | 0 | 0 |  | 0 |  | 0
|  |  |  | 37.04 | 74.08 | 0 | 0 | 0 | 0 | 0 | 7.48 | 0.10336 | 0 | 74.08 | 74.08 | 1 | 0 | 0 |  | 0 |  | 0
|  |  |  | 44.08 | 88.16 | 0 | 0 | 0 | 0 | 0 | 7.48 | 0.10336 | 0 | 88.16 | 88.16 | 1 | 0 | 0 |  | 0 |  | 0
|  |  |  | 44.72 | 89.44 | 0 | 0 | 0 | 0 | 0 | 7.48 | 0.10336 | 0 | 89.44 | 89.44 | 1 | 0 | 0 |  | 0 |  | 0
|  |  |  | 44.68 | 89.36 | 0 | 0 | 0 | 0 | 0 | 7.48 | 0.10336 | 0 | 89.36 | 89.36 | 1 | 0 | 0 |  | 0 |  | 0
|  |  |  | 45.48 | 90.96 | 0 | 0 | 0 | 0 | 0 | 7.48 | 0.10336 | 0 | 90.96 | 90.96 | 1 | 0 | 0 |  | 0 |  | 0
|  |  |  | 52.4 | 104.8 | 0 | 0 | 0 | 0 | 0 | 7.48 | 0.10336 | 0 | 104.8 | 104.8 | 1 | 0 | 0 |  | 0 |  | 0
|  |  |  | 55.36 | 110.72 | 0 | 0 | 0 | 0 | 0 | 7.48 | 0.10336 | 0 | 110.72 | 110.72 | 1 | 0 | 0 |  | 0 |  | 0
|  |  |  | 53.96 | 107.92 | 0 | 0 | 0 | 0 | 0 | 7.48 | 0.10336 | 0 | 107.92 | 107.92 | 1 | 0 | 0 |  | 0 |  | 0
|  |  |  | 52.32 | 104.64 | 0 | 0 | 0 | 0 | 0 | 7.48 | 0.10336 | 0 | 104.64 | 104.64 | 1 | 0 | 0 |  | 0 |  | 0
|  |  |  | 51.96 | 103.92 | 0 | 0 | 0 | 0 | 0 | 7.48 | 0.10336 | 0 | 103.92 | 103.92 | 1 | 0 | 0 |  | 0 |  | 0
|  |  |  | 53.16 | 106.32 | 0 | 0 | 0 | 0 | 0 | 7.48 | 0.10336 | 0 | 106.32 | 106.32 | 1 | 0 | 0 |  | 0 |  | 0
|  |  |  | 50.56 | 101.12 | 0 | 0 | 0 | 0 | 0 | 7.48 | 0.10336 | 0 | 101.12 | 101.12 | 1 | 0 | 0 |  | 0 |  | 0
|  |  |  | 46.48 | 92.96 | 0 | 0 | 0 | 0 | 0 | 7.48 | 0.10336 | 0 | 92.96 | 92.96 | 1 | 0 | 0 |  | 0 |  | 0
|  |  |  | 41.12 | 82.24 | 0 | 0 | 0 | 0 | 0 | 7.48 | 0.10336 | 0 | 82.24 | 82.24 | 1 | 0 | 0 |  | 0 |  | 0
|  |  |  | 34.48 | 68.96 | 0 | 0 | 0 | 0 | 0 | 7.48 | 0.10336 | 0 | 68.96 | 68.96 | 1 | 0 | 0 |  | 0 |  | 0
|  |  |  | 16.04 | 32.08 | 0 | 0 | 0 | 0 | 0 | 7.48 | 0.10336 | 0 | 32.08 | 32.08 | 1 | 0 | 0 |  | 0 |  | 0
|  |  |  | 11.32 | 22.64 | 0 | 0 | 0 | 0 | 0 | 7.48 | 0.10336 | 0 | 22.64 | 22.64 | 1 | 0 | 0 |  | 0 |  | 0
|  |  |  | 13.28 | 26.56 | 0 | 0 | 0 | 0 | 0 | 7.48 | 0.10336 | 0 | 26.56 | 26.56 | 1 | 0 | 0 |  | 0 |  | 0
|  |  |  | 15.84 | 31.68 | 0 | 0 | 0 | 0 | 0 | 7.48 | 0.10336 | 0 | 31.68 | 31.68 | 1 | 0 | 0 |  | 0 |  | 0
|  |  |  | 16.32 | 32.64 | 0 | 0 | 0 | 0 | 0 | 7.48 | 0.10336 | 0 | 32.64 | 32.64 | 1 | 0 | 0 |  | 0 |  | 0
|  |  |  | 16.72 | 33.44 | 0 | 0 | 0 | 0 | 0 | 7.48 | 0.10336 | 0 | 33.44 | 33.44 | 1 | 0 | 0 |  | 0 |  | 0
|  |  |  | 17.56 | 35.12 | 0 | 0 | 0 | 0 | 0 | 7.48 | 0.10336 | 0 | 35.12 | 35.12 | 1 | 0 | 0 |  | 0 |  | 0
|  |  |  | 21.92 | 43.84 | 0 | 0 | 0 | 0 | 0 | 7.48 | 0.10336 | 0 | 43.84 | 43.84 | 1 | 0 | 0 |  | 0 |  | 0
|  |  |  | 23.28 | 46.56 | 0 | 0 | 0 | 0 | 0 | 7.48 | 0.10336 | 0 | 46.56 | 46.56 | 1 | 0 | 0 |  | 0 |  | 0
|  |  |  | 26.32 | 52.64 | 0 | 0 | 0 | 0 | 0 | 7.48 | 0.10336 | 0 | 52.64 | 52.64 | 1 | 0 | 0 |  | 0 |  | 0
|  |  |  | 31.2 | 62.4 | 0 | 0 | 0 | 0 | 0 | 7.48 | 0.10336 | 0 | 62.4 | 62.4 | 1 | 0 | 0 |  | 0 |  | 0
|  |  |  | 37.44 | 74.88 | 0 | 0 | 0 | 0 | 0 | 11.23 | 0.12409 | 0 | 74.88 | 74.88 | 1 | 0 | 0 |  | 0 |  | 0
|  |  |  | 44 | 88 | 0 | 0 | 0 | 0 | 0 | 11.23 | 0.12409 | 0 | 88 | 88 | 1 | 0 | 0 |  | 0 |  | 0
|  |  |  | 41.2 | 82.4 | 0 | 0 | 0 | 0 | 0 | 11.23 | 0.12409 | 0 | 82.4 | 82.4 | 1 | 0 | 0 |  | 0 |  | 0
|  |  |  | 42.68 | 85.36 | 0 | 0 | 0 | 0 | 0 | 17.48 | 0.13136 | 0 | 85.36 | 85.36 | 1 | 0 | 0 |  | 0 |  | 0
|  |  |  | 41.76 | 83.52 | 0 | 0 | 0 | 0 | 0 | 17.48 | 0.13136 | 0 | 83.52 | 83.52 | 1 | 0 | 0 |  | 0 |  | 0
|  |  |  | 44.56 | 89.12 | 0 | 0 | 0 | 0 | 0 | 17.48 | 0.13136 | 0 | 89.12 | 89.12 | 1 | 0 | 0 |  | 0 |  | 0
|  |  |  | 46.96 | 93.92 | 0 | 0 | 0 | 0 | 0 | 17.48 | 0.13136 | 0 | 93.92 | 91.2 | 0.2 | 0 | 2.72 |  | 0 |  | 0
|  |  |  | 46.04 | 92.08 | 0 | 0 | 0 | 0 | 0 | 11.23 | 0.12409 | 0 | 92.08 | 92.08 | 0.2 | 0 | 0 |  | 0 |  | 0
|  |  |  | 45.92 | 91.84 | 0 | 0 | 0 | 0 | 0 | 11.23 | 0.12409 | 0 | 91.84 | 91.84 | 0.2 | 0 | 0 |  | 0 |  | 0
|  |  |  | 45.12 | 90.24 | 0 | 0 | 0 | 0 | 0 | 11.23 | 0.12409 | 0 | 90.24 | 90.24 | 0.2 | 0 | 0 |  | 0 |  | 0
|  |  |  | 43.52 | 87.04 | 0 | 0 | 0 | 0 | 0 | 7.48 | 0.10336 | 2.72 | 87.04 | 87.04 | 0.91885 | 0 | 0 |  | 0 |  | 0
|  |  |  | 41.56 | 83.12 | 0 | 0 | 0 | 0 | 0 | 7.48 | 0.10336 | 0.307 | 83.12 | 83.12 | 1 | 0 | 0 |  | 0 |  | 0
|  |  |  | 32.16 | 64.32 | 0 | 0 | 0 | 0 | 0 | 7.48 | 0.10336 | 0 | 64.32 | 64.32 | 1 | 0 | 0 |  | 0 |  | 0
|  |  |  | 14.16 | 28.32 | 0 | 0 | 0 | 0 | 0 | 7.48 | 0.10336 | 0 | 28.32 | 28.32 | 1 | 0 | 0 |  | 0 |  | 0
|  |  |  | 10.16 | 20.32 | 0 | 0 | 0 | 0 | 0 | 7.48 | 0.10336 | 0 | 20.32 | 20.32 | 1 | 0 | 0 |  | 0 |  | 0
|  |  |  | 11.04 | 22.08 | 0 | 0 | 0 | 0 | 0 | 7.48 | 0.10336 | 0 | 22.08 | 22.08 | 1 | 0 | 0 |  | 0 |  | 0
|  |  |  | 10.92 | 21.84 | 0 | 0 | 0 | 0 | 0 | 7.48 | 0.10336 | 0 | 21.84 | 21.84 | 1 | 0 | 0 |  | 0 |  | 0
|  |  |  | 12.72 | 25.44 | 0 | 0 | 0 | 0 | 0 | 7.48 | 0.10336 | 0 | 25.44 | 25.44 | 1 | 0 | 0 |  | 0 |  | 0
|  |  |  | 14.56 | 29.12 | 0 | 0 | 0 | 0 | 0 | 7.48 | 0.10336 | 0 | 29.12 | 29.12 | 1 | 0 | 0 |  | 0 |  | 0
|  |  |  | 16.6 | 33.2 | 0 | 0 | 0 | 0 | 0 | 7.48 | 0.10336 | 0 | 33.2 | 33.2 | 1 | 0 | 0 |  | 0 |  | 0
|  |  |  | 22.52 | 45.04 | 0 | 0 | 0 | 0 | 0 | 7.48 | 0.10336 | 0 | 45.04 | 45.04 | 1 | 0 | 0 |  | 0 |  | 0
|  |  |  | 25.36 | 50.72 | 0 | 0 | 0 | 0 | 0 | 7.48 | 0.10336 | 0 | 50.72 | 50.72 | 1 | 0 | 0 |  | 0 |  | 0
|  |  |  | 26.16 | 52.32 | 0 | 0 | 0 | 0 | 0 | 7.48 | 0.10336 | 0 | 52.32 | 52.32 | 1 | 0 | 0 |  | 0 |  | 0
|  |  |  | 30.84 | 61.68 | 0 | 0 | 0 | 0 | 0 | 7.48 | 0.10336 | 0 | 61.68 | 61.68 | 1 | 0 | 0 |  | 0 |  | 0
|  |  |  | 37.52 | 75.04 | 0 | 0 | 0 | 0 | 0 | 11.23 | 0.12409 | 0 | 75.04 | 75.04 | 1 | 0 | 0 |  | 0 |  | 0
|  |  |  | 48.64 | 97.28 | 0 | 0 | 0 | 0 | 0 | 11.23 | 0.12409 | 0 | 97.28 | 97.28 | 1 | 0 | 0 |  | 0 |  | 0
|  |  |  | 44.84 | 89.68 | 0 | 0 | 0 | 0 | 0 | 11.23 | 0.12409 | 0 | 89.68 | 89.68 | 1 | 0 | 0 |  | 0 |  | 0
|  |  |  | 45.08 | 90.16 | 0 | 0 | 0 | 0 | 0 | 17.48 | 0.13136 | 0 | 90.16 | 90.16 | 1 | 0 | 0 |  | 0 |  | 0
|  |  |  | 50.84 | 101.68 | 0 | 0 | 0 | 0 | 0 | 17.48 | 0.13136 | 0 | 101.68 | 101.68 | 1 | 0 | 0 |  | 0 |  | 0
|  |  |  | 50.96 | 101.92 | 0 | 0 | 0 | 0 | 0 | 17.48 | 0.13136 | 0 | 101.92 | 101.92 | 1 | 0 | 0 |  | 0 |  | 0
|  |  |  | 48.32 | 96.64 | 0 | 0 | 0 | 0 | 0 | 17.48 | 0.13136 | 0 | 96.64 | 93.92 | 0.2 | 0 | 2.72 |  | 0 |  | 0
|  |  |  | 49.56 | 99.12 | 0 | 0 | 0 | 0 | 0 | 11.23 | 0.12409 | 0 | 99.12 | 99.12 | 0.2 | 0 | 0 |  | 0 |  | 0
|  |  |  | 48.24 | 96.48 | 0 | 0 | 0 | 0 | 0 | 11.23 | 0.12409 | 0 | 96.48 | 96.48 | 0.2 | 0 | 0 |  | 0 |  | 0
|  |  |  | 46.4 | 92.8 | 0 | 0 | 0 | 0 | 0 | 11.23 | 0.12409 | 0 | 92.8 | 92.8 | 0.2 | 0 | 0 |  | 0 |  | 0
|  |  |  | 44.32 | 88.64 | 0 | 0 | 0 | 0 | 0 | 7.48 | 0.10336 | 2.72 | 88.64 | 88.64 | 0.91885 | 0 | 0 |  | 0 |  | 0
|  |  |  | 40.92 | 81.84 | 0 | 0 | 0 | 0 | 0 | 7.48 | 0.10336 | 0.307 | 81.84 | 81.84 | 1 | 0 | 0 |  | 0 |  | 0
|  |  |  | 37.92 | 75.84 | 0 | 0 | 0 | 0 | 0 | 7.48 | 0.10336 | 0 | 75.84 | 75.84 | 1 | 0 | 0 |  | 0 |  | 0
|  |  |  | 22.84 | 45.68 | 0 | 0 | 0 | 0 | 0 | 7.48 | 0.10336 | 0 | 45.68 | 45.68 | 1 | 0 | 0 |  | 0 |  | 0
|  |  |  | 18.28 | 36.56 | 0 | 0 | 0 | 0 | 0 | 7.48 | 0.10336 | 0 | 36.56 | 36.56 | 1 | 0 | 0 |  | 0 |  | 0
|  |  |  | 18.64 | 37.28 | 0 | 0 | 0 | 0 | 0 | 7.48 | 0.10336 | 0 | 37.28 | 37.28 | 1 | 0 | 0 |  | 0 |  | 0
|  |  |  | 19.52 | 39.04 | 0 | 0 | 0 | 0 | 0 | 7.48 | 0.10336 | 0 | 39.04 | 39.04 | 1 | 0 | 0 |  | 0 |  | 0
|  |  |  | 18.76 | 37.52 | 0 | 0 | 0 | 0 | 0 | 7.48 | 0.10336 | 0 | 37.52 | 37.52 | 1 | 0 | 0 |  | 0 |  | 0
|  |  |  | 19.6 | 39.2 | 0 | 0 | 0 | 0 | 0 | 7.48 | 0.10336 | 0 | 39.2 | 39.2 | 1 | 0 | 0 |  | 0 |  | 0
|  |  |  | 20.84 | 41.68 | 0 | 0 | 0 | 0 | 0 | 7.48 | 0.10336 | 0 | 41.68 | 41.68 | 1 | 0 | 0 |  | 0 |  | 0
|  |  |  | 20.96 | 41.92 | 0 | 0 | 0 | 0 | 0 | 7.48 | 0.10336 | 0 | 41.92 | 41.92 | 1 | 0 | 0 |  | 0 |  | 0
|  |  |  | 23.88 | 47.76 | 0 | 0 | 0 | 0 | 0 | 7.48 | 0.10336 | 0 | 47.76 | 47.76 | 1 | 0 | 0 |  | 0 |  | 0
|  |  |  | 28.12 | 56.24 | 0 | 0 | 0 | 0 | 0 | 7.48 | 0.10336 | 0 | 56.24 | 56.24 | 1 | 0 | 0 |  | 0 |  | 0
|  |  |  | 32.08 | 64.16 | 0 | 0 | 0 | 0 | 0 | 7.48 | 0.10336 | 0 | 64.16 | 64.16 | 1 | 0 | 0 |  | 0 |  | 0
|  |  |  | 35.68 | 71.36 | 0 | 0 | 0 | 0 | 0 | 11.23 | 0.12409 | 0 | 71.36 | 71.36 | 1 | 0 | 0 |  | 0 |  | 0
|  |  |  | 38.88 | 77.76 | 0 | 0 | 0 | 0 | 0 | 11.23 | 0.12409 | 0 | 77.76 | 77.76 | 1 | 0 | 0 |  | 0 |  | 0
|  |  |  | 39.04 | 78.08 | 0 | 0 | 0 | 0 | 0 | 11.23 | 0.12409 | 0 | 78.08 | 78.08 | 1 | 0 | 0 |  | 0 |  | 0
|  |  |  | 40.12 | 80.24 | 0 | 0 | 0 | 0 | 0 | 17.48 | 0.13136 | 0 | 80.24 | 80.24 | 1 | 0 | 0 |  | 0 |  | 0
|  |  |  | 40.48 | 80.96 | 0 | 0 | 0 | 0 | 0 | 17.48 | 0.13136 | 0 | 80.96 | 80.96 | 1 | 0 | 0 |  | 0 |  | 0
|  |  |  | 40.96 | 81.92 | 0 | 0 | 0 | 0 | 0 | 17.48 | 0.13136 | 0 | 81.92 | 81.92 | 1 | 0 | 0 |  | 0 |  | 0
|  |  |  | 44.24 | 88.48 | 0 | 0 | 0 | 0 | 0 | 17.48 | 0.13136 | 0 | 88.48 | 85.76 | 0.2 | 0 | 2.72 |  | 0 |  | 0
|  |  |  | 44.52 | 89.04 | 0 | 0 | 0 | 0 | 0 | 11.23 | 0.12409 | 0 | 89.04 | 89.04 | 0.2 | 0 | 0 |  | 0 |  | 0
|  |  |  | 41.88 | 83.76 | 0 | 0 | 0 | 0 | 0 | 11.23 | 0.12409 | 0 | 83.76 | 83.76 | 0.2 | 0 | 0 |  | 0 |  | 0
|  |  |  | 39.44 | 78.88 | 0 | 0 | 0 | 0 | 0 | 11.23 | 0.12409 | 0 | 78.88 | 78.88 | 0.2 | 0 | 0 |  | 0 |  | 0
|  |  |  | 38.72 | 77.44 | 0 | 0 | 0 | 0 | 0 | 7.48 | 0.10336 | 2.72 | 77.44 | 77.44 | 0.91885 | 0 | 0 |  | 0 |  | 0
|  |  |  | 39.56 | 79.12 | 0 | 0 | 0 | 0 | 0 | 7.48 | 0.10336 | 0.307 | 79.12 | 79.12 | 1 | 0 | 0 |  | 0 |  | 0
|  |  |  | 39.12 | 78.24 | 0 | 0 | 0 | 0 | 0 | 7.48 | 0.10336 | 0 | 78.24 | 78.24 | 1 | 0 | 0 |  | 0 |  | 0
|  |  |  | 20.16 | 40.32 | 0 | 0 | 0 | 0 | 0 | 7.48 | 0.10336 | 0 | 40.32 | 40.32 | 1 | 0 | 0 |  | 0 |  | 0
|  |  |  | 14.92 | 29.84 | 0 | 0 | 0 | 0 | 0 | 7.48 | 0.10336 | 0 | 29.84 | 29.84 | 1 | 0 | 0 |  | 0 |  | 0
|  |  |  | 15.88 | 31.76 | 0 | 0 | 0 | 0 | 0 | 7.48 | 0.10336 | 0 | 31.76 | 31.76 | 1 | 0 | 0 |  | 0 |  | 0
|  |  |  | 17.88 | 35.76 | 0 | 0 | 0 | 0 | 0 | 7.48 | 0.10336 | 0 | 35.76 | 35.76 | 1 | 0 | 0 |  | 0 |  | 0
|  |  |  | 19.48 | 38.96 | 0 | 0 | 0 | 0 | 0 | 7.48 | 0.10336 | 0 | 38.96 | 38.96 | 1 | 0 | 0 |  | 0 |  | 0
|  |  |  | 20.52 | 41.04 | 0 | 0 | 0 | 0 | 0 | 7.48 | 0.10336 | 0 | 41.04 | 41.04 | 1 | 0 | 0 |  | 0 |  | 0
|  |  |  | 20 | 40 | 0 | 0 | 0 | 0 | 0 | 7.48 | 0.10336 | 0 | 40 | 40 | 1 | 0 | 0 |  | 0 |  | 0
|  |  |  | 17.44 | 34.88 | 0 | 0 | 0 | 0 | 0 | 7.48 | 0.10336 | 0 | 34.88 | 34.88 | 1 | 0 | 0 |  | 0 |  | 0
|  |  |  | 16.84 | 33.68 | 0 | 0 | 0 | 0 | 0 | 7.48 | 0.10336 | 0 | 33.68 | 33.68 | 1 | 0 | 0 |  | 0 |  | 0
|  |  |  | 23.84 | 47.68 | 0 | 0 | 0 | 0 | 0 | 7.48 | 0.10336 | 0 | 47.68 | 47.68 | 1 | 0 | 0 |  | 0 |  | 0
|  |  |  | 30.76 | 61.52 | 0 | 0 | 0 | 0 | 0 | 7.48 | 0.10336 | 0 | 61.52 | 61.52 | 1 | 0 | 0 |  | 0 |  | 0
|  |  |  | 37 | 74 | 0 | 0 | 0 | 0 | 0 | 11.23 | 0.12409 | 0 | 74 | 74 | 1 | 0 | 0 |  | 0 |  | 0
|  |  |  | 39.64 | 79.28 | 0 | 0 | 0 | 0 | 0 | 11.23 | 0.12409 | 0 | 79.28 | 79.28 | 1 | 0 | 0 |  | 0 |  | 0
|  |  |  | 41.64 | 83.28 | 0 | 0 | 0 | 0 | 0 | 11.23 | 0.12409 | 0 | 83.28 | 83.28 | 1 | 0 | 0 |  | 0 |  | 0
|  |  |  | 47.84 | 95.68 | 0 | 0 | 0 | 0 | 0 | 17.48 | 0.13136 | 0 | 95.68 | 95.68 | 1 | 0 | 0 |  | 0 |  | 0
|  |  |  | 47.44 | 94.88 | 0 | 0 | 0 | 0 | 0 | 17.48 | 0.13136 | 0 | 94.88 | 94.88 | 1 | 0 | 0 |  | 0 |  | 0
|  |  |  | 48.92 | 97.84 | 0 | 0 | 0 | 0 | 0 | 17.48 | 0.13136 | 0 | 97.84 | 97.84 | 1 | 0 | 0 |  | 0 |  | 0
|  |  |  | 46 | 92 | 0 | 0 | 0 | 0 | 0 | 17.48 | 0.13136 | 0 | 92 | 89.28 | 0.2 | 0 | 2.72 |  | 0 |  | 0
|  |  |  | 44.4 | 88.8 | 0 | 0 | 0 | 0 | 0 | 11.23 | 0.12409 | 0 | 88.8 | 88.8 | 0.2 | 0 | 0 |  | 0 |  | 0
|  |  |  | 41.36 | 82.72 | 0 | 0 | 0 | 0 | 0 | 11.23 | 0.12409 | 0 | 82.72 | 82.72 | 0.2 | 0 | 0 |  | 0 |  | 0
|  |  |  | 36 | 72 | 0 | 0 | 0 | 0 | 0 | 11.23 | 0.12409 | 0 | 72 | 72 | 0.2 | 0 | 0 |  | 0 |  | 0
|  |  |  | 35.6 | 71.2 | 0 | 0 | 0 | 0 | 0 | 7.48 | 0.10336 | 2.72 | 71.2 | 71.2 | 0.91885 | 0 | 0 |  | 0 |  | 0
|  |  |  | 35.44 | 70.88 | 0 | 0 | 0 | 0 | 0 | 7.48 | 0.10336 | 0.307 | 70.88 | 70.88 | 1 | 0 | 0 |  | 0 |  | 0
|  |  |  | 31.2 | 62.4 | 0 | 0 | 0 | 0 | 0 | 7.48 | 0.10336 | 0 | 62.4 | 62.4 | 1 | 0 | 0 |  | 0 |  | 0
|  |  |  | 14.08 | 28.16 | 0 | 0 | 0 | 0 | 0 | 7.48 | 0.10336 | 0 | 28.16 | 28.16 | 1 | 0 | 0 |  | 0 |  | 0
|  |  |  | 8.92 | 17.84 | 0 | 0 | 0 | 0 | 0 | 7.48 | 0.10336 | 0 | 17.84 | 17.84 | 1 | 0 | 0 |  | 0 |  | 0
|  |  |  | 10.24 | 20.48 | 0 | 0 | 0 | 0 | 0 | 7.48 | 0.10336 | 0 | 20.48 | 20.48 | 1 | 0 | 0 |  | 0 |  | 0
|  |  |  | 12.8 | 25.6 | 0 | 0 | 0 | 0 | 0 | 7.48 | 0.10336 | 0 | 25.6 | 25.6 | 1 | 0 | 0 |  | 0 |  | 0
|  |  |  | 13.56 | 27.12 | 0 | 0 | 0 | 0 | 0 | 7.48 | 0.10336 | 0 | 27.12 | 27.12 | 1 | 0 | 0 |  | 0 |  | 0
|  |  |  | 14.48 | 28.96 | 0 | 0 | 0 | 0 | 0 | 7.48 | 0.10336 | 0 | 28.96 | 28.96 | 1 | 0 | 0 |  | 0 |  | 0
|  |  |  | 16.48 | 32.96 | 0 | 0 | 0 | 0 | 0 | 7.48 | 0.10336 | 0 | 32.96 | 32.96 | 1 | 0 | 0 |  | 0 |  | 0
|  |  |  | 22.92 | 45.84 | 0 | 0 | 0 | 0 | 0 | 7.48 | 0.10336 | 0 | 45.84 | 45.84 | 1 | 0 | 0 |  | 0 |  | 0
|  |  |  | 28.6 | 57.2 | 0 | 0 | 0 | 0 | 0 | 7.48 | 0.10336 | 0 | 57.2 | 57.2 | 1 | 0 | 0 |  | 0 |  | 0
|  |  |  | 40.76 | 81.52 | 0 | 0 | 0 | 0 | 0 | 7.48 | 0.10336 | 0 | 81.52 | 81.52 | 1 | 0 | 0 |  | 0 |  | 0
|  |  |  | 44.84 | 89.68 | 0 | 0 | 0 | 0 | 0 | 7.48 | 0.10336 | 0 | 89.68 | 89.68 | 1 | 0 | 0 |  | 0 |  | 0
|  |  |  | 45.4 | 90.8 | 0 | 0 | 0 | 0 | 0 | 11.23 | 0.12409 | 0 | 90.8 | 90.8 | 1 | 0 | 0 |  | 0 |  | 0
|  |  |  | 49.04 | 98.08 | 0 | 0 | 0 | 0 | 0 | 11.23 | 0.12409 | 0 | 98.08 | 98.08 | 1 | 0 | 0 |  | 0 |  | 0
|  |  |  | 50.04 | 100.08 | 0 | 0 | 0 | 0 | 0 | 11.23 | 0.12409 | 0 | 100.08 | 100.08 | 1 | 0 | 0 |  | 0 |  | 0
|  |  |  | 56 | 112 | 0 | 0 | 0 | 0 | 0 | 17.48 | 0.13136 | 0 | 112 | 112 | 1 | 0 | 0 |  | 0 |  | 0
|  |  |  | 55.68 | 111.36 | 0 | 0 | 0 | 0 | 0 | 17.48 | 0.13136 | 0 | 111.36 | 111.36 | 1 | 0 | 0 |  | 0 |  | 0
|  |  |  | 52 | 104 | 0 | 0 | 0 | 0 | 0 | 17.48 | 0.13136 | 0 | 104 | 104 | 1 | 0 | 0 |  | 0 |  | 0
|  |  |  | 50.36 | 100.72 | 0 | 0 | 0 | 0 | 0 | 17.48 | 0.13136 | 0 | 100.72 | 98 | 0.2 | 0 | 2.72 |  | 0 |  | 0
|  |  |  | 50.84 | 101.68 | 0 | 0 | 0 | 0 | 0 | 11.23 | 0.12409 | 0 | 101.68 | 101.68 | 0.2 | 0 | 0 |  | 0 |  | 0
|  |  |  | 52.08 | 104.16 | 0 | 0 | 0 | 0 | 0 | 11.23 | 0.12409 | 0 | 104.16 | 104.16 | 0.2 | 0 | 0 |  | 0 |  | 0
|  |  |  | 51.76 | 103.52 | 0 | 0 | 0 | 0 | 0 | 11.23 | 0.12409 | 0 | 103.52 | 103.52 | 0.2 | 0 | 0 |  | 0 |  | 0
|  |  |  | 48.84 | 97.68 | 0 | 0 | 0 | 0 | 0 | 7.48 | 0.10336 | 2.72 | 97.68 | 97.68 | 0.91885 | 0 | 0 |  | 0 |  | 0
|  |  |  | 46.72 | 93.44 | 0 | 0 | 0 | 0 | 0 | 7.48 | 0.10336 | 0.307 | 93.44 | 93.44 | 1 | 0 | 0 |  | 0 |  | 0
|  |  |  | 33.4 | 66.8 | 0 | 0 | 0 | 0 | 0 | 7.48 | 0.10336 | 0 | 66.8 | 66.8 | 1 | 0 | 0 |  | 0 |  | 0
|  |  |  | 14.08 | 28.16 | 0 | 0 | 0 | 0 | 0 | 7.48 | 0.10336 | 0 | 28.16 | 28.16 | 1 | 0 | 0 |  | 0 |  | 0
|  |  |  | 9.16 | 18.32 | 0 | 0 | 0 | 0 | 0 | 7.48 | 0.10336 | 0 | 18.32 | 18.32 | 1 | 0 | 0 |  | 0 |  | 0
|  |  |  | 9.92 | 19.84 | 0 | 0 | 0 | 0 | 0 | 7.48 | 0.10336 | 0 | 19.84 | 19.84 | 1 | 0 | 0 |  | 0 |  | 0
|  |  |  | 13.6 | 27.2 | 0 | 0 | 0 | 0 | 0 | 7.48 | 0.10336 | 0 | 27.2 | 27.2 | 1 | 0 | 0 |  | 0 |  | 0
|  |  |  | 13.4 | 26.8 | 0 | 0 | 0 | 0 | 0 | 7.48 | 0.10336 | 0 | 26.8 | 26.8 | 1 | 0 | 0 |  | 0 |  | 0
|  |  |  | 15 | 30 | 0 | 0 | 0 | 0 | 0 | 7.48 | 0.10336 | 0 | 30 | 30 | 1 | 0 | 0 |  | 0 |  | 0
|  |  |  | 17.28 | 34.56 | 0 | 0 | 0 | 0 | 0 | 7.48 | 0.10336 | 0 | 34.56 | 34.56 | 1 | 0 | 0 |  | 0 |  | 0
|  |  |  | 22.32 | 44.64 | 0 | 0 | 0 | 0 | 0 | 7.48 | 0.10336 | 0 | 44.64 | 44.64 | 1 | 0 | 0 |  | 0 |  | 0
|  |  |  | 30.52 | 61.04 | 0 | 0 | 0 | 0 | 0 | 7.48 | 0.10336 | 0 | 61.04 | 61.04 | 1 | 0 | 0 |  | 0 |  | 0
|  |  |  | 41.68 | 83.36 | 0 | 0 | 0 | 0 | 0 | 7.48 | 0.10336 | 0 | 83.36 | 83.36 | 1 | 0 | 0 |  | 0 |  | 0
|  |  |  | 46.28 | 92.56 | 0 | 0 | 0 | 0 | 0 | 7.48 | 0.10336 | 0 | 92.56 | 92.56 | 1 | 0 | 0 |  | 0 |  | 0
|  |  |  | 51.6 | 103.2 | 0 | 0 | 0 | 0 | 0 | 7.48 | 0.10336 | 0 | 103.2 | 103.2 | 1 | 0 | 0 |  | 0 |  | 0
|  |  |  | 52.6 | 105.2 | 0 | 0 | 0 | 0 | 0 | 7.48 | 0.10336 | 0 | 105.2 | 105.2 | 1 | 0 | 0 |  | 0 |  | 0
|  |  |  | 59.72 | 119.44 | 0 | 0 | 0 | 0 | 0 | 7.48 | 0.10336 | 0 | 119.44 | 119.44 | 1 | 0 | 0 |  | 0 |  | 0
|  |  |  | 65 | 130 | 0 | 0 | 0 | 0 | 0 | 7.48 | 0.10336 | 0 | 130 | 128.6 | 0.58824 | 0 | 1.4 |  | 0 |  | 0
|  |  |  | 64.96 | 129.92 | 0 | 0 | 0 | 0 | 0 | 7.48 | 0.10336 | 0 | 129.92 | 128.6 | 0.2 | 0 | 1.32 |  | 0 |  | 0
|  |  |  | 60.28 | 120.56 | 0 | 0 | 0 | 0 | 0 | 7.48 | 0.10336 | 2.72 | 120.56 | 120.56 | 0.91885 | 0 | 0 |  | 0 |  | 0
|  |  |  | 54.28 | 108.56 | 0 | 0 | 0 | 0 | 0 | 7.48 | 0.10336 | 0.307 | 108.56 | 108.56 | 1 | 0 | 0 |  | 0 |  | 0
|  |  |  | 55.32 | 110.64 | 0 | 0 | 0 | 0 | 0 | 7.48 | 0.10336 | 0 | 110.64 | 110.64 | 1 | 0 | 0 |  | 0 |  | 0
|  |  |  | 54.96 | 109.92 | 0 | 0 | 0 | 0 | 0 | 7.48 | 0.10336 | 0 | 109.92 | 109.92 | 1 | 0 | 0 |  | 0 |  | 0
|  |  |  | 53.16 | 106.32 | 0 | 0 | 0 | 0 | 0 | 7.48 | 0.10336 | 0 | 106.32 | 106.32 | 1 | 0 | 0 |  | 0 |  | 0
|  |  |  | 49.6 | 99.2 | 0 | 0 | 0 | 0 | 0 | 7.48 | 0.10336 | 0 | 99.2 | 99.2 | 1 | 0 | 0 |  | 0 |  | 0
|  |  |  | 41.92 | 83.84 | 0 | 0 | 0 | 0 | 0 | 7.48 | 0.10336 | 0 | 83.84 | 83.84 | 1 | 0 | 0 |  | 0 |  | 0
|  |  |  | 34.68 | 69.36 | 0 | 0 | 0 | 0 | 0 | 7.48 | 0.10336 | 0 | 69.36 | 69.36 | 1 | 0 | 0 |  | 0 |  | 0
|  |  |  | 15.28 | 30.56 | 0 | 0 | 0 | 0 | 0 | 7.48 | 0.10336 | 0 | 30.56 | 30.56 | 1 | 0 | 0 |  | 0 |  | 0
|  |  |  | 9.52 | 19.04 | 0 | 0 | 0 | 0 | 0 | 7.48 | 0.10336 | 0 | 19.04 | 19.04 | 1 | 0 | 0 |  | 0 |  | 0
|  |  |  | 16.88 | 33.76 | 0 | 0 | 0 | 0 | 0 | 7.48 | 0.10336 | 0 | 33.76 | 33.76 | 1 | 0 | 0 |  | 0 |  | 0
|  |  |  | 24.52 | 49.04 | 0 | 0 | 0 | 0 | 0 | 7.48 | 0.10336 | 0 | 49.04 | 49.04 | 1 | 0 | 0 |  | 0 |  | 0
|  |  |  | 23.96 | 47.92 | 0 | 0 | 0 | 0 | 0 | 7.48 | 0.10336 | 0 | 47.92 | 47.92 | 1 | 0 | 0 |  | 0 |  | 0
|  |  |  | 22.52 | 45.04 | 0 | 0 | 0 | 0 | 0 | 7.48 | 0.10336 | 0 | 45.04 | 45.04 | 1 | 0 | 0 |  | 0 |  | 0
|  |  |  | 22.48 | 44.96 | 0 | 0 | 0 | 0 | 0 | 7.48 | 0.10336 | 0 | 44.96 | 44.96 | 1 | 0 | 0 |  | 0 |  | 0
|  |  |  | 29.36 | 58.72 | 0 | 0 | 0 | 0 | 0 | 7.48 | 0.10336 | 0 | 58.72 | 58.72 | 1 | 0 | 0 |  | 0 |  | 0
|  |  |  | 35.56 | 71.12 | 0 | 0 | 0 | 0 | 0 | 7.48 | 0.10336 | 0 | 71.12 | 71.12 | 1 | 0 | 0 |  | 0 |  | 0
|  |  |  | 41.48 | 82.96 | 0 | 0 | 0 | 0 | 0 | 7.48 | 0.10336 | 0 | 82.96 | 82.96 | 1 | 0 | 0 |  | 0 |  | 0
|  |  |  | 45.28 | 90.56 | 0 | 0 | 0 | 0 | 0 | 7.48 | 0.10336 | 0 | 90.56 | 90.56 | 1 | 0 | 0 |  | 0 |  | 0
|  |  |  | 47.72 | 95.44 | 0 | 0 | 0 | 0 | 0 | 7.48 | 0.10336 | 0 | 95.44 | 95.44 | 1 | 0 | 0 |  | 0 |  | 0
|  |  |  | 55.04 | 110.08 | 0 | 0 | 0 | 0 | 0 | 7.48 | 0.10336 | 0 | 110.08 | 110.08 | 1 | 0 | 0 |  | 0 |  | 0
|  |  |  | 60.6 | 121.2 | 0 | 0 | 0 | 0 | 0 | 7.48 | 0.10336 | 0 | 121.2 | 121.2 | 1 | 0 | 0 |  | 0 |  | 0
|  |  |  | 54.8 | 109.6 | 0 | 0 | 0 | 0 | 0 | 7.48 | 0.10336 | 0 | 109.6 | 109.6 | 1 | 0 | 0 |  | 0 |  | 0
|  |  |  | 49.72 | 99.44 | 0 | 0 | 0 | 0 | 0 | 7.48 | 0.10336 | 0 | 99.44 | 99.44 | 1 | 0 | 0 |  | 0 |  | 0
|  |  |  | 50.2 | 100.4 | 0 | 0 | 0 | 0 | 0 | 7.48 | 0.10336 | 0 | 100.4 | 100.4 | 1 | 0 | 0 |  | 0 |  | 0
|  |  |  | 53.08 | 106.16 | 0 | 0 | 0 | 0 | 0 | 7.48 | 0.10336 | 0 | 106.16 | 106.16 | 1 | 0 | 0 |  | 0 |  | 0
|  |  |  | 52.48 | 104.96 | 0 | 0 | 0 | 0 | 0 | 7.48 | 0.10336 | 0 | 104.96 | 104.96 | 1 | 0 | 0 |  | 0 |  | 0
|  |  |  | 50.88 | 101.76 | 0 | 0 | 0 | 0 | 0 | 7.48 | 0.10336 | 0 | 101.76 | 101.76 | 1 | 0 | 0 |  | 0 |  | 0
|  |  |  | 49.84 | 99.68 | 0 | 0 | 0 | 0 | 0 | 7.48 | 0.10336 | 0 | 99.68 | 99.68 | 1 | 0 | 0 |  | 0 |  | 0
|  |  |  | 45.36 | 90.72 | 0 | 0 | 0 | 0 | 0 | 7.48 | 0.10336 | 0 | 90.72 | 90.72 | 1 | 0 | 0 |  | 0 |  | 0
|  |  |  | 40.72 | 81.44 | 0 | 0 | 0 | 0 | 0 | 7.48 | 0.10336 | 0 | 81.44 | 81.44 | 1 | 0 | 0 |  | 0 |  | 0
|  |  |  | 32.04 | 64.08 | 0 | 0 | 0 | 0 | 0 | 7.48 | 0.10336 | 0 | 64.08 | 64.08 | 1 | 0 | 0 |  | 0 |  | 0
|  |  |  | 16.24 | 32.48 | 0 | 0 | 0 | 0 | 0 | 7.48 | 0.10336 | 0 | 32.48 | 32.48 | 1 | 0 | 0 |  | 0 |  | 0
|  |  |  | 11.52 | 23.04 | 0 | 0 | 0 | 0 | 0 | 7.48 | 0.10336 | 0 | 23.04 | 23.04 | 1 | 0 | 0 |  | 0 |  | 0
|  |  |  | 17.4 | 34.8 | 0 | 0 | 0 | 0 | 0 | 7.48 | 0.10336 | 0 | 34.8 | 34.8 | 1 | 0 | 0 |  | 0 |  | 0
|  |  |  | 21.92 | 43.84 | 0 | 0 | 0 | 0 | 0 | 7.48 | 0.10336 | 0 | 43.84 | 43.84 | 1 | 0 | 0 |  | 0 |  | 0
|  |  |  | 24.48 | 48.96 | 0 | 0 | 0 | 0 | 0 | 7.48 | 0.10336 | 0 | 48.96 | 48.96 | 1 | 0 | 0 |  | 0 |  | 0
|  |  |  | 26.72 | 53.44 | 0 | 0 | 0 | 0 | 0 | 7.48 | 0.10336 | 0 | 53.44 | 53.44 | 1 | 0 | 0 |  | 0 |  | 0
|  |  |  | 26.4 | 52.8 | 0 | 0 | 0 | 0 | 0 | 7.48 | 0.10336 | 0 | 52.8 | 52.8 | 1 | 0 | 0 |  | 0 |  | 0
|  |  |  | 29.28 | 58.56 | 0 | 0 | 0 | 0 | 0 | 7.48 | 0.10336 | 0 | 58.56 | 58.56 | 1 | 0 | 0 |  | 0 |  | 0
|  |  |  | 31.04 | 62.08 | 0 | 0 | 0 | 0 | 0 | 7.48 | 0.10336 | 0 | 62.08 | 62.08 | 1 | 0 | 0 |  | 0 |  | 0
|  |  |  | 51.56 | 103.12 | 0 | 0 | 0 | 0 | 0 | 7.48 | 0.10336 | 0 | 103.12 | 103.12 | 1 | 0 | 0 |  | 0 |  | 0
|  |  |  | 49.52 | 99.04 | 0 | 0 | 0 | 0 | 0 | 7.48 | 0.10336 | 0 | 99.04 | 99.04 | 1 | 0 | 0 |  | 0 |  | 0
|  |  |  | 56.68 | 113.36 | 0 | 0 | 0 | 0 | 0 | 11.23 | 0.12409 | 0 | 113.36 | 113.36 | 1 | 0 | 0 |  | 0 |  | 0
|  |  |  | 59.8 | 119.6 | 0 | 0 | 0 | 0 | 0 | 11.23 | 0.12409 | 0 | 119.6 | 119.6 | 1 | 0 | 0 |  | 0 |  | 0
|  |  |  | 62.92 | 125.84 | 0 | 0 | 0 | 0 | 0 | 11.23 | 0.12409 | 0 | 125.84 | 124.824 | 0.7013 | 0 | 1.016 |  | 0 |  | 0
|  |  |  | 63.56 | 127.12 | 0 | 0 | 0 | 0 | 0 | 17.48 | 0.13136 | 0 | 127.12 | 125.416 | 0.2 | 0 | 1.704 |  | 0 |  | 0
|  |  |  | 62.16 | 124.32 | 0 | 0 | 0 | 0 | 0 | 17.48 | 0.13136 | 1.096 | 124.32 | 124.32 | 0.48954 | 0 | 0 |  | 0 |  | 0
|  |  |  | 63.2 | 126.4 | 0 | 0 | 0 | 0 | 0 | 17.48 | 0.13136 | 0 | 126.4 | 125.416 | 0.2 | 0 | 0.984 |  | 0 |  | 0
|  |  |  | 61.64 | 123.28 | 0 | 0 | 0 | 0 | 0 | 17.48 | 0.13136 | 0 | 123.28 | 123.28 | 0.2 | 0 | 0 |  | 0 |  | 0
|  |  |  | 60.76 | 121.52 | 0 | 0 | 0 | 0 | 0 | 11.23 | 0.12409 | 0 | 121.52 | 121.52 | 0.2 | 0 | 0 |  | 0 |  | 0
|  |  |  | 60.52 | 121.04 | 0 | 0 | 0 | 0 | 0 | 11.23 | 0.12409 | 0 | 121.04 | 121.04 | 0.2 | 0 | 0 |  | 0 |  | 0
|  |  |  | 54.96 | 109.92 | 0 | 0 | 0 | 0 | 0 | 11.23 | 0.12409 | 0 | 109.92 | 109.92 | 0.2 | 0 | 0 |  | 0 |  | 0
|  |  |  | 54.64 | 109.28 | 0 | 0 | 0 | 0 | 0 | 7.48 | 0.10336 | 2.72 | 109.28 | 109.28 | 0.91885 | 0 | 0 |  | 0 |  | 0
|  |  |  | 53.32 | 106.64 | 0 | 0 | 0 | 0 | 0 | 7.48 | 0.10336 | 0.307 | 106.64 | 106.64 | 1 | 0 | 0 |  | 0 |  | 0
|  |  |  | 45.88 | 91.76 | 0 | 0 | 0 | 0 | 0 | 7.48 | 0.10336 | 0 | 91.76 | 91.76 | 1 | 0 | 0 |  | 0 |  | 0
|  |  |  | 20.92 | 41.84 | 0 | 0 | 0 | 0 | 0 | 7.48 | 0.10336 | 0 | 41.84 | 41.84 | 1 | 0 | 0 |  | 0 |  | 0
|  |  |  | 14.72 | 29.44 | 0 | 0 | 0 | 0 | 0 | 7.48 | 0.10336 | 0 | 29.44 | 29.44 | 1 | 0 | 0 |  | 0 |  | 0
|  |  |  | 26.16 | 52.32 | 0 | 0 | 0 | 0 | 0 | 7.48 | 0.10336 | 0 | 52.32 | 52.32 | 1 | 0 | 0 |  | 0 |  | 0
|  |  |  | 32.4 | 64.8 | 0 | 0 | 0 | 0 | 0 | 7.48 | 0.10336 | 0 | 64.8 | 64.8 | 1 | 0 | 0 |  | 0 |  | 0
|  |  |  | 33.68 | 67.36 | 0 | 0 | 0 | 0 | 0 | 7.48 | 0.10336 | 0 | 67.36 | 67.36 | 1 | 0 | 0 |  | 0 |  | 0
|  |  |  | 33.64 | 67.28 | 0 | 0 | 0 | 0 | 0 | 7.48 | 0.10336 | 0 | 67.28 | 67.28 | 1 | 0 | 0 |  | 0 |  | 0
|  |  |  | 30.32 | 60.64 | 0 | 0 | 0 | 0 | 0 | 7.48 | 0.10336 | 0 | 60.64 | 60.64 | 1 | 0 | 0 |  | 0 |  | 0
|  |  |  | 33.2 | 66.4 | 0 | 0 | 0 | 0 | 0 | 7.48 | 0.10336 | 0 | 66.4 | 66.4 | 1 | 0 | 0 |  | 0 |  | 0
|  |  |  | 38.12 | 76.24 | 0 | 0 | 0 | 0 | 0 | 7.48 | 0.10336 | 0 | 76.24 | 76.24 | 1 | 0 | 0 |  | 0 |  | 0
|  |  |  | 42.72 | 85.44 | 0 | 0 | 0 | 0 | 0 | 7.48 | 0.10336 | 0 | 85.44 | 85.44 | 1 | 0 | 0 |  | 0 |  | 0
|  |  |  | 45.6 | 91.2 | 0 | 0 | 0 | 0 | 0 | 7.48 | 0.10336 | 0 | 91.2 | 91.2 | 1 | 0 | 0 |  | 0 |  | 0
|  |  |  | 49.36 | 98.72 | 0 | 0 | 0 | 0 | 0 | 11.23 | 0.12409 | 0 | 98.72 | 98.72 | 1 | 0 | 0 |  | 0 |  | 0
|  |  |  | 61.04 | 122.08 | 0 | 0 | 0 | 0 | 0 | 11.23 | 0.12409 | 0 | 122.08 | 122.08 | 1 | 0 | 0 |  | 0 |  | 0
|  |  |  | 61.52 | 123.04 | 0 | 0 | 0 | 0 | 0 | 11.23 | 0.12409 | 0 | 123.04 | 123.04 | 1 | 0 | 0 |  | 0 |  | 0
|  |  |  | 61.08 | 122.16 | 0 | 0 | 0 | 0 | 0 | 17.48 | 0.13136 | 0 | 122.16 | 122.16 | 1 | 0 | 0 |  | 0 |  | 0
|  |  |  | 61.48 | 122.96 | 0 | 0 | 0 | 0 | 0 | 17.48 | 0.13136 | 0 | 122.96 | 122.96 | 1 | 0 | 0 |  | 0 |  | 0
|  |  |  | 59.96 | 119.92 | 0 | 0 | 0 | 0 | 0 | 17.48 | 0.13136 | 0 | 119.92 | 119.92 | 1 | 0 | 0 |  | 0 |  | 0
|  |  |  | 58.8 | 117.6 | 0 | 0 | 0 | 0 | 0 | 17.48 | 0.13136 | 0 | 117.6 | 114.88 | 0.2 | 0 | 2.72 |  | 0 |  | 0
|  |  |  | 58.4 | 116.8 | 0 | 0 | 0 | 0 | 0 | 11.23 | 0.12409 | 0 | 116.8 | 116.8 | 0.2 | 0 | 0 |  | 0 |  | 0
|  |  |  | 57.72 | 115.44 | 0 | 0 | 0 | 0 | 0 | 11.23 | 0.12409 | 0 | 115.44 | 115.44 | 0.2 | 0 | 0 |  | 0 |  | 0
|  |  |  | 58.64 | 117.28 | 0 | 0 | 0 | 0 | 0 | 11.23 | 0.12409 | 0 | 117.28 | 117.28 | 0.2 | 0 | 0 |  | 0 |  | 0
|  |  |  | 53.92 | 107.84 | 0 | 0 | 0 | 0 | 0 | 7.48 | 0.10336 | 2.72 | 107.84 | 107.84 | 0.91885 | 0 | 0 |  | 0 |  | 0
|  |  |  | 48.92 | 97.84 | 0 | 0 | 0 | 0 | 0 | 7.48 | 0.10336 | 0.307 | 97.84 | 97.84 | 1 | 0 | 0 |  | 0 |  | 0
|  |  |  | 34.84 | 69.68 | 0 | 0 | 0 | 0 | 0 | 7.48 | 0.10336 | 0 | 69.68 | 69.68 | 1 | 0 | 0 |  | 0 |  | 0
|  |  |  | 18.64 | 37.28 | 0 | 0 | 0 | 0 | 0 | 7.48 | 0.10336 | 0 | 37.28 | 37.28 | 1 | 0 | 0 |  | 0 |  | 0
|  |  |  | 14.28 | 28.56 | 0 | 0 | 0 | 0 | 0 | 7.48 | 0.10336 | 0 | 28.56 | 28.56 | 1 | 0 | 0 |  | 0 |  | 0
|  |  |  | 17 | 34 | 0 | 0 | 0 | 0 | 0 | 7.48 | 0.10336 | 0 | 34 | 34 | 1 | 0 | 0 |  | 0 |  | 0
|  |  |  | 18.84 | 37.68 | 0 | 0 | 0 | 0 | 0 | 7.48 | 0.10336 | 0 | 37.68 | 37.68 | 1 | 0 | 0 |  | 0 |  | 0
|  |  |  | 17.48 | 34.96 | 0 | 0 | 0 | 0 | 0 | 7.48 | 0.10336 | 0 | 34.96 | 34.96 | 1 | 0 | 0 |  | 0 |  | 0
|  |  |  | 14.8 | 29.6 | 0 | 0 | 0 | 0 | 0 | 7.48 | 0.10336 | 0 | 29.6 | 29.6 | 1 | 0 | 0 |  | 0 |  | 0
|  |  |  | 16.88 | 33.76 | 0 | 0 | 0 | 0 | 0 | 7.48 | 0.10336 | 0 | 33.76 | 33.76 | 1 | 0 | 0 |  | 0 |  | 0
|  |  |  | 16.76 | 33.52 | 0 | 0 | 0 | 0 | 0 | 7.48 | 0.10336 | 0 | 33.52 | 33.52 | 1 | 0 | 0 |  | 0 |  | 0
|  |  |  | 23.32 | 46.64 | 0 | 0 | 0 | 0 | 0 | 7.48 | 0.10336 | 0 | 46.64 | 46.64 | 1 | 0 | 0 |  | 0 |  | 0
|  |  |  | 30.64 | 61.28 | 0 | 0 | 0 | 0 | 0 | 7.48 | 0.10336 | 0 | 61.28 | 61.28 | 1 | 0 | 0 |  | 0 |  | 0
|  |  |  | 37.92 | 75.84 | 0 | 0 | 0 | 0 | 0 | 7.48 | 0.10336 | 0 | 75.84 | 75.84 | 1 | 0 | 0 |  | 0 |  | 0
|  |  |  | 41.12 | 82.24 | 0 | 0 | 0 | 0 | 0 | 11.23 | 0.12409 | 0 | 82.24 | 82.24 | 1 | 0 | 0 |  | 0 |  | 0
|  |  |  | 45.08 | 90.16 | 0 | 0 | 0 | 0 | 0 | 11.23 | 0.12409 | 0 | 90.16 | 90.16 | 1 | 0 | 0 |  | 0 |  | 0
|  |  |  | 47.28 | 94.56 | 0 | 0 | 0 | 0 | 0 | 11.23 | 0.12409 | 0 | 94.56 | 94.56 | 1 | 0 | 0 |  | 0 |  | 0
|  |  |  | 51.04 | 102.08 | 0 | 0 | 0 | 0 | 0 | 17.48 | 0.13136 | 0 | 102.08 | 102.08 | 1 | 0 | 0 |  | 0 |  | 0
|  |  |  | 50.4 | 100.8 | 0 | 0 | 0 | 0 | 0 | 17.48 | 0.13136 | 0 | 100.8 | 100.8 | 1 | 0 | 0 |  | 0 |  | 0
|  |  |  | 49.76 | 99.52 | 0 | 0 | 0 | 0 | 0 | 17.48 | 0.13136 | 0 | 99.52 | 99.52 | 1 | 0 | 0 |  | 0 |  | 0
|  |  |  | 47.52 | 95.04 | 0 | 0 | 0 | 0 | 0 | 17.48 | 0.13136 | 0 | 95.04 | 92.32 | 0.2 | 0 | 2.72 |  | 0 |  | 0
|  |  |  | 48.68 | 97.36 | 0 | 0 | 0 | 0 | 0 | 11.23 | 0.12409 | 0 | 97.36 | 97.36 | 0.2 | 0 | 0 |  | 0 |  | 0
|  |  |  | 40.28 | 80.56 | 0 | 0 | 0 | 0 | 0 | 11.23 | 0.12409 | 0 | 80.56 | 80.56 | 0.2 | 0 | 0 |  | 0 |  | 0
|  |  |  | 37.12 | 74.24 | 0 | 0 | 0 | 0 | 0 | 11.23 | 0.12409 | 0 | 74.24 | 74.24 | 0.2 | 0 | 0 |  | 0 |  | 0
|  |  |  | 35.64 | 71.28 | 0 | 0 | 0 | 0 | 0 | 7.48 | 0.10336 | 2.72 | 71.28 | 71.28 | 0.91885 | 0 | 0 |  | 0 |  | 0
|  |  |  | 32.72 | 65.44 | 0 | 0 | 0 | 0 | 0 | 7.48 | 0.10336 | 0.307 | 65.44 | 65.44 | 1 | 0 | 0 |  | 0 |  | 0
|  |  |  | 35.28 | 70.56 | 0 | 0 | 0 | 0 | 0 | 7.48 | 0.10336 | 0 | 70.56 | 70.56 | 1 | 0 | 0 |  | 0 |  | 0
|  |  |  | 18.56 | 37.12 | 0 | 0 | 0 | 0 | 0 | 7.48 | 0.10336 | 0 | 37.12 | 37.12 | 1 | 0 | 0 |  | 0 |  | 0
|  |  |  | 10.68 | 21.36 | 0 | 0 | 0 | 0 | 0 | 7.48 | 0.10336 | 0 | 21.36 | 21.36 | 1 | 0 | 0 |  | 0 |  | 0
|  |  |  | 11.28 | 22.56 | 0 | 0 | 0 | 0 | 0 | 7.48 | 0.10336 | 0 | 22.56 | 22.56 | 1 | 0 | 0 |  | 0 |  | 0
|  |  |  | 14.76 | 29.52 | 0 | 0 | 0 | 0 | 0 | 7.48 | 0.10336 | 0 | 29.52 | 29.52 | 1 | 0 | 0 |  | 0 |  | 0
|  |  |  | 18 | 36 | 0 | 0 | 0 | 0 | 0 | 7.48 | 0.10336 | 0 | 36 | 36 | 1 | 0 | 0 |  | 0 |  | 0
|  |  |  | 19.6 | 39.2 | 0 | 0 | 0 | 0 | 0 | 7.48 | 0.10336 | 0 | 39.2 | 39.2 | 1 | 0 | 0 |  | 0 |  | 0
|  |  |  | 17.6 | 35.2 | 0 | 0 | 0 | 0 | 0 | 7.48 | 0.10336 | 0 | 35.2 | 35.2 | 1 | 0 | 0 |  | 0 |  | 0
|  |  |  | 20.68 | 41.36 | 0 | 0 | 0 | 0 | 0 | 7.48 | 0.10336 | 0 | 41.36 | 41.36 | 1 | 0 | 0 |  | 0 |  | 0
|  |  |  | 22.88 | 45.76 | 0 | 0 | 0 | 0 | 0 | 7.48 | 0.10336 | 0 | 45.76 | 45.76 | 1 | 0 | 0 |  | 0 |  | 0
|  |  |  | 29.36 | 58.72 | 0 | 0 | 0 | 0 | 0 | 7.48 | 0.10336 | 0 | 58.72 | 58.72 | 1 | 0 | 0 |  | 0 |  | 0
|  |  |  | 29.04 | 58.08 | 0 | 0 | 0 | 0 | 0 | 7.48 | 0.10336 | 0 | 58.08 | 58.08 | 1 | 0 | 0 |  | 0 |  | 0
|  |  |  | 30.04 | 60.08 | 0 | 0 | 0 | 0 | 0 | 11.23 | 0.12409 | 0 | 60.08 | 60.08 | 1 | 0 | 0 |  | 0 |  | 0
|  |  |  | 38.68 | 77.36 | 0 | 0 | 0 | 0 | 0 | 11.23 | 0.12409 | 0 | 77.36 | 77.36 | 1 | 0 | 0 |  | 0 |  | 0
|  |  |  | 39.52 | 79.04 | 0 | 0 | 0 | 0 | 0 | 11.23 | 0.12409 | 0 | 79.04 | 79.04 | 1 | 0 | 0 |  | 0 |  | 0
|  |  |  | 39.44 | 78.88 | 0 | 0 | 0 | 0 | 0 | 17.48 | 0.13136 | 0 | 78.88 | 78.88 | 1 | 0 | 0 |  | 0 |  | 0
|  |  |  | 44.8 | 89.6 | 0 | 0 | 0 | 0 | 0 | 17.48 | 0.13136 | 0 | 89.6 | 89.6 | 1 | 0 | 0 |  | 0 |  | 0
|  |  |  | 52.56 | 105.12 | 0 | 0 | 0 | 0 | 0 | 17.48 | 0.13136 | 0 | 105.12 | 105.12 | 1 | 0 | 0 |  | 0 |  | 0
|  |  |  | 49.28 | 98.56 | 0 | 0 | 0 | 0 | 0 | 17.48 | 0.13136 | 0 | 98.56 | 95.84 | 0.2 | 0 | 2.72 |  | 0 |  | 0
|  |  |  | 48.2 | 96.4 | 0 | 0 | 0 | 0 | 0 | 11.23 | 0.12409 | 0 | 96.4 | 96.4 | 0.2 | 0 | 0 |  | 0 |  | 0
|  |  |  | 43.2 | 86.4 | 0 | 0 | 0 | 0 | 0 | 11.23 | 0.12409 | 0 | 86.4 | 86.4 | 0.2 | 0 | 0 |  | 0 |  | 0
|  |  |  | 42.4 | 84.8 | 0 | 0 | 0 | 0 | 0 | 11.23 | 0.12409 | 0 | 84.8 | 84.8 | 0.2 | 0 | 0 |  | 0 |  | 0
|  |  |  | 41.12 | 82.24 | 0 | 0 | 0 | 0 | 0 | 7.48 | 0.10336 | 2.72 | 82.24 | 82.24 | 0.91885 | 0 | 0 |  | 0 |  | 0
|  |  |  | 41.08 | 82.16 | 0 | 0 | 0 | 0 | 0 | 7.48 | 0.10336 | 0.307 | 82.16 | 82.16 | 1 | 0 | 0 |  | 0 |  | 0
|  |  |  | 38.2 | 76.4 | 0 | 0 | 0 | 0 | 0 | 7.48 | 0.10336 | 0 | 76.4 | 76.4 | 1 | 0 | 0 |  | 0 |  | 0
|  |  |  | 18.84 | 37.68 | 0 | 0 | 0 | 0 | 0 | 7.48 | 0.10336 | 0 | 37.68 | 37.68 | 1 | 0 | 0 |  | 0 |  | 0
|  |  |  | 14.36 | 28.72 | 0 | 0 | 0 | 0 | 0 | 7.48 | 0.10336 | 0 | 28.72 | 28.72 | 1 | 0 | 0 |  | 0 |  | 0
|  |  |  | 18.08 | 36.16 | 0 | 0 | 0 | 0 | 0 | 7.48 | 0.10336 | 0 | 36.16 | 36.16 | 1 | 0 | 0 |  | 0 |  | 0
|  |  |  | 28.12 | 56.24 | 0 | 0 | 0 | 0 | 0 | 7.48 | 0.10336 | 0 | 56.24 | 56.24 | 1 | 0 | 0 |  | 0 |  | 0
|  |  |  | 27.96 | 55.92 | 0 | 0 | 0 | 0 | 0 | 7.48 | 0.10336 | 0 | 55.92 | 55.92 | 1 | 0 | 0 |  | 0 |  | 0
|  |  |  | 25.72 | 51.44 | 0 | 0 | 0 | 0 | 0 | 7.48 | 0.10336 | 0 | 51.44 | 51.44 | 1 | 0 | 0 |  | 0 |  | 0
|  |  |  | 27.28 | 54.56 | 0 | 0 | 0 | 0 | 0 | 7.48 | 0.10336 | 0 | 54.56 | 54.56 | 1 | 0 | 0 |  | 0 |  | 0
|  |  |  | 30.96 | 61.92 | 0 | 0 | 0 | 0 | 0 | 7.48 | 0.10336 | 0 | 61.92 | 61.92 | 1 | 0 | 0 |  | 0 |  | 0
|  |  |  | 34.16 | 68.32 | 0 | 0 | 0 | 0 | 0 | 7.48 | 0.10336 | 0 | 68.32 | 68.32 | 1 | 0 | 0 |  | 0 |  | 0
|  |  |  | 40.12 | 80.24 | 0 | 0 | 0 | 0 | 0 | 7.48 | 0.10336 | 0 | 80.24 | 80.24 | 1 | 0 | 0 |  | 0 |  | 0
|  |  |  | 39.48 | 78.96 | 0 | 0 | 0 | 0 | 0 | 7.48 | 0.10336 | 0 | 78.96 | 78.96 | 1 | 0 | 0 |  | 0 |  | 0
|  |  |  | 45.8 | 91.6 | 0 | 0 | 0 | 0 | 0 | 11.23 | 0.12409 | 0 | 91.6 | 91.6 | 1 | 0 | 0 |  | 0 |  | 0
|  |  |  | 55.44 | 110.88 | 0 | 0 | 0 | 0 | 0 | 11.23 | 0.12409 | 0 | 110.88 | 110.88 | 1 | 0 | 0 |  | 0 |  | 0
|  |  |  | 57.04 | 114.08 | 0 | 0 | 0 | 0 | 0 | 11.23 | 0.12409 | 0 | 114.08 | 114.08 | 1 | 0 | 0 |  | 0 |  | 0
|  |  |  | 52.64 | 105.28 | 0 | 0 | 0 | 0 | 0 | 17.48 | 0.13136 | 0 | 105.28 | 105.28 | 1 | 0 | 0 |  | 0 |  | 0
|  |  |  | 54.44 | 108.88 | 0 | 0 | 0 | 0 | 0 | 17.48 | 0.13136 | 0 | 108.88 | 108.88 | 1 | 0 | 0 |  | 0 |  | 0
|  |  |  | 56.24 | 112.48 | 0 | 0 | 0 | 0 | 0 | 17.48 | 0.13136 | 0 | 112.48 | 112.48 | 1 | 0 | 0 |  | 0 |  | 0
|  |  |  | 53.76 | 107.52 | 0 | 0 | 0 | 0 | 0 | 17.48 | 0.13136 | 0 | 107.52 | 104.8 | 0.2 | 0 | 2.72 |  | 0 |  | 0
|  |  |  | 54.44 | 108.88 | 0 | 0 | 0 | 0 | 0 | 11.23 | 0.12409 | 0 | 108.88 | 108.88 | 0.2 | 0 | 0 |  | 0 |  | 0
|  |  |  | 55.64 | 111.28 | 0 | 0 | 0 | 0 | 0 | 11.23 | 0.12409 | 0 | 111.28 | 111.28 | 0.2 | 0 | 0 |  | 0 |  | 0
|  |  |  | 52.4 | 104.8 | 0 | 0 | 0 | 0 | 0 | 11.23 | 0.12409 | 0 | 104.8 | 104.8 | 0.2 | 0 | 0 |  | 0 |  | 0
|  |  |  | 50.2 | 100.4 | 0 | 0 | 0 | 0 | 0 | 7.48 | 0.10336 | 2.72 | 100.4 | 100.4 | 0.91885 | 0 | 0 |  | 0 |  | 0
|  |  |  | 45.76 | 91.52 | 0 | 0 | 0 | 0 | 0 | 7.48 | 0.10336 | 0.307 | 91.52 | 91.52 | 1 | 0 | 0 |  | 0 |  | 0
|  |  |  | 35.84 | 71.68 | 0 | 0 | 0 | 0 | 0 | 7.48 | 0.10336 | 0 | 71.68 | 71.68 | 1 | 0 | 0 |  | 0 |  | 0
|  |  |  | 15.24 | 30.48 | 0 | 0 | 0 | 0 | 0 | 7.48 | 0.10336 | 0 | 30.48 | 30.48 | 1 | 0 | 0 |  | 0 |  | 0
|  |  |  | 9.4 | 18.8 | 0 | 0 | 0 | 0 | 0 | 7.48 | 0.10336 | 0 | 18.8 | 18.8 | 1 | 0 | 0 |  | 0 |  | 0
|  |  |  | 12.88 | 25.76 | 0 | 0 | 0 | 0 | 0 | 7.48 | 0.10336 | 0 | 25.76 | 25.76 | 1 | 0 | 0 |  | 0 |  | 0
|  |  |  | 14.88 | 29.76 | 0 | 0 | 0 | 0 | 0 | 7.48 | 0.10336 | 0 | 29.76 | 29.76 | 1 | 0 | 0 |  | 0 |  | 0
|  |  |  | 18.44 | 36.88 | 0 | 0 | 0 | 0 | 0 | 7.48 | 0.10336 | 0 | 36.88 | 36.88 | 1 | 0 | 0 |  | 0 |  | 0
|  |  |  | 20.76 | 41.52 | 0 | 0 | 0 | 0 | 0 | 7.48 | 0.10336 | 0 | 41.52 | 41.52 | 1 | 0 | 0 |  | 0 |  | 0
|  |  |  | 18.44 | 36.88 | 0 | 0 | 0 | 0 | 0 | 7.48 | 0.10336 | 0 | 36.88 | 36.88 | 1 | 0 | 0 |  | 0 |  | 0
|  |  |  | 24.32 | 48.64 | 0 | 0 | 0 | 0 | 0 | 7.48 | 0.10336 | 0 | 48.64 | 48.64 | 1 | 0 | 0 |  | 0 |  | 0
|  |  |  | 30.16 | 60.32 | 0 | 0 | 0 | 0 | 0 | 7.48 | 0.10336 | 0 | 60.32 | 60.32 | 1 | 0 | 0 |  | 0 |  | 0
|  |  |  | 36.96 | 73.92 | 0 | 0 | 0 | 0 | 0 | 7.48 | 0.10336 | 0 | 73.92 | 73.92 | 1 | 0 | 0 |  | 0 |  | 0
|  |  |  | 41.04 | 82.08 | 0 | 0 | 0 | 0 | 0 | 7.48 | 0.10336 | 0 | 82.08 | 82.08 | 1 | 0 | 0 |  | 0 |  | 0
|  |  |  | 46.64 | 93.28 | 0 | 0 | 0 | 0 | 0 | 7.48 | 0.10336 | 0 | 93.28 | 93.28 | 1 | 0 | 0 |  | 0 |  | 0
|  |  |  | 48.2 | 96.4 | 0 | 0 | 0 | 0 | 0 | 7.48 | 0.10336 | 0 | 96.4 | 96.4 | 1 | 0 | 0 |  | 0 |  | 0
|  |  |  | 53.68 | 107.36 | 0 | 0 | 0 | 0 | 0 | 7.48 | 0.10336 | 0 | 107.36 | 107.36 | 1 | 0 | 0 |  | 0 |  | 0
|  |  |  | 59.52 | 119.04 | 0 | 0 | 0 | 0 | 0 | 7.48 | 0.10336 | 0 | 119.04 | 119.04 | 1 | 0 | 0 |  | 0 |  | 0
|  |  |  | 58.12 | 116.24 | 0 | 0 | 0 | 0 | 0 | 7.48 | 0.10336 | 0 | 116.24 | 116.24 | 1 | 0 | 0 |  | 0 |  | 0
|  |  |  | 57.72 | 115.44 | 0 | 0 | 0 | 0 | 0 | 7.48 | 0.10336 | 0 | 115.44 | 115.44 | 1 | 0 | 0 |  | 0 |  | 0
|  |  |  | 56.6 | 113.2 | 0 | 0 | 0 | 0 | 0 | 7.48 | 0.10336 | 0 | 113.2 | 113.2 | 1 | 0 | 0 |  | 0 |  | 0
|  |  |  | 57.16 | 114.32 | 0 | 0 | 0 | 0 | 0 | 7.48 | 0.10336 | 0 | 114.32 | 114.32 | 1 | 0 | 0 |  | 0 |  | 0
|  |  |  | 56.28 | 112.56 | 0 | 0 | 0 | 0 | 0 | 7.48 | 0.10336 | 0 | 112.56 | 112.56 | 1 | 0 | 0 |  | 0 |  | 0
|  |  |  | 55.84 | 111.68 | 0 | 0 | 0 | 0 | 0 | 7.48 | 0.10336 | 0 | 111.68 | 111.68 | 1 | 0 | 0 |  | 0 |  | 0
|  |  |  | 50.72 | 101.44 | 0 | 0 | 0 | 0 | 0 | 7.48 | 0.10336 | 0 | 101.44 | 101.44 | 1 | 0 | 0 |  | 0 |  | 0
|  |  |  | 42.12 | 84.24 | 0 | 0 | 0 | 0 | 0 | 7.48 | 0.10336 | 0 | 84.24 | 84.24 | 1 | 0 | 0 |  | 0 |  | 0
|  |  |  | 36.28 | 72.56 | 0 | 0 | 0 | 0 | 0 | 7.48 | 0.10336 | 0 | 72.56 | 72.56 | 1 | 0 | 0 |  | 0 |  | 0
|  |  |  | 15.2 | 30.4 | 0 | 0 | 0 | 0 | 0 | 7.48 | 0.10336 | 0 | 30.4 | 30.4 | 1 | 0 | 0 |  | 0 |  | 0
|  |  |  | 9.88 | 19.76 | 0 | 0 | 0 | 0 | 0 | 7.48 | 0.10336 | 0 | 19.76 | 19.76 | 1 | 0 | 0 |  | 0 |  | 0
|  |  |  | 13.28 | 26.56 | 0 | 0 | 0 | 0 | 0 | 7.48 | 0.10336 | 0 | 26.56 | 26.56 | 1 | 0 | 0 |  | 0 |  | 0
|  |  |  | 23.2 | 46.4 | 0 | 0 | 0 | 0 | 0 | 7.48 | 0.10336 | 0 | 46.4 | 46.4 | 1 | 0 | 0 |  | 0 |  | 0
|  |  |  | 25.04 | 50.08 | 0 | 0 | 0 | 0 | 0 | 7.48 | 0.10336 | 0 | 50.08 | 50.08 | 1 | 0 | 0 |  | 0 |  | 0
|  |  |  | 22.8 | 45.6 | 0 | 0 | 0 | 0 | 0 | 7.48 | 0.10336 | 0 | 45.6 | 45.6 | 1 | 0 | 0 |  | 0 |  | 0
|  |  |  | 27.8 | 55.6 | 0 | 0 | 0 | 0 | 0 | 7.48 | 0.10336 | 0 | 55.6 | 55.6 | 1 | 0 | 0 |  | 0 |  | 0
|  |  |  | 31.44 | 62.88 | 0 | 0 | 0 | 0 | 0 | 7.48 | 0.10336 | 0 | 62.88 | 62.88 | 1 | 0 | 0 |  | 0 |  | 0
|  |  |  | 34.56 | 69.12 | 0 | 0 | 0 | 0 | 0 | 7.48 | 0.10336 | 0 | 69.12 | 69.12 | 1 | 0 | 0 |  | 0 |  | 0
|  |  |  | 40.56 | 81.12 | 0 | 0 | 0 | 0 | 0 | 7.48 | 0.10336 | 0 | 81.12 | 81.12 | 1 | 0 | 0 |  | 0 |  | 0
|  |  |  | 50.28 | 100.56 | 0 | 0 | 0 | 0 | 0 | 7.48 | 0.10336 | 0 | 100.56 | 100.56 | 1 | 0 | 0 |  | 0 |  | 0
|  |  |  | 53.76 | 107.52 | 0 | 0 | 0 | 0 | 0 | 7.48 | 0.10336 | 0 | 107.52 | 107.52 | 1 | 0 | 0 |  | 0 |  | 0
|  |  |  | 59.76 | 119.52 | 0 | 0 | 0 | 0 | 0 | 7.48 | 0.10336 | 0 | 119.52 | 119.52 | 1 | 0 | 0 |  | 0 |  | 0
|  |  |  | 60.2 | 120.4 | 0 | 0 | 0 | 0 | 0 | 7.48 | 0.10336 | 0 | 120.4 | 120.4 | 1 | 0 | 0 |  | 0 |  | 0
|  |  |  | 60.84 | 121.68 | 0 | 0 | 0 | 0 | 0 | 7.48 | 0.10336 | 0 | 121.68 | 121.68 | 1 | 0 | 0 |  | 0 |  | 0
|  |  |  | 59.36 | 118.72 | 0 | 0 | 0 | 0 | 0 | 7.48 | 0.10336 | 0 | 118.72 | 118.72 | 1 | 0 | 0 |  | 0 |  | 0
|  |  |  | 58.24 | 116.48 | 0 | 0 | 0 | 0 | 0 | 7.48 | 0.10336 | 0 | 116.48 | 116.48 | 1 | 0 | 0 |  | 0 |  | 0
|  |  |  | 59.48 | 118.96 | 0 | 0 | 0 | 0 | 0 | 7.48 | 0.10336 | 0 | 118.96 | 118.96 | 1 | 0 | 0 |  | 0 |  | 0
|  |  |  | 62.2 | 124.4 | 0 | 0 | 0 | 0 | 0 | 7.48 | 0.10336 | 0 | 124.4 | 124.4 | 1 | 0 | 0 |  | 0 |  | 0
|  |  |  | 61.64 | 123.28 | 0 | 0 | 0 | 0 | 0 | 7.48 | 0.10336 | 0 | 123.28 | 123.28 | 1 | 0 | 0 |  | 0 |  | 0
|  |  |  | 57.8 | 115.6 | 0 | 0 | 0 | 0 | 0 | 7.48 | 0.10336 | 0 | 115.6 | 115.6 | 1 | 0 | 0 |  | 0 |  | 0
|  |  |  | 56.04 | 112.08 | 0 | 0 | 0 | 0 | 0 | 7.48 | 0.10336 | 0 | 112.08 | 112.08 | 1 | 0 | 0 |  | 0 |  | 0
|  |  |  | 44.72 | 89.44 | 0 | 0 | 0 | 0 | 0 | 7.48 | 0.10336 | 0 | 89.44 | 89.44 | 1 | 0 | 0 |  | 0 |  | 0
|  |  |  | 37.16 | 74.32 | 0 | 0 | 0 | 0 | 0 | 7.48 | 0.10336 | 0 | 74.32 | 74.32 | 1 | 0 | 0 |  | 0 |  | 0
|  |  |  | 15.24 | 30.48 | 0 | 0 | 0 | 0 | 0 | 7.48 | 0.10336 | 0 | 30.48 | 30.48 | 1 | 0 | 0 |  | 0 |  | 0
|  |  |  | 9.48 | 18.96 | 0 | 0 | 0 | 0 | 0 | 7.48 | 0.10336 | 0 | 18.96 | 18.96 | 1 | 0 | 0 |  | 0 |  | 0
|  |  |  | 13.24 | 26.48 | 0 | 0 | 0 | 0 | 0 | 7.48 | 0.10336 | 0 | 26.48 | 26.48 | 1 | 0 | 0 |  | 0 |  | 0
|  |  |  | 15.88 | 31.76 | 0 | 0 | 0 | 0 | 0 | 7.48 | 0.10336 | 0 | 31.76 | 31.76 | 1 | 0 | 0 |  | 0 |  | 0
|  |  |  | 20.48 | 40.96 | 0 | 0 | 0 | 0 | 0 | 7.48 | 0.10336 | 0 | 40.96 | 40.96 | 1 | 0 | 0 |  | 0 |  | 0
|  |  |  | 29.2 | 58.4 | 0 | 0 | 0 | 0 | 0 | 7.48 | 0.10336 | 0 | 58.4 | 58.4 | 1 | 0 | 0 |  | 0 |  | 0
|  |  |  | 26.84 | 53.68 | 0 | 0 | 0 | 0 | 0 | 7.48 | 0.10336 | 0 | 53.68 | 53.68 | 1 | 0 | 0 |  | 0 |  | 0
|  |  |  | 28.92 | 57.84 | 0 | 0 | 0 | 0 | 0 | 7.48 | 0.10336 | 0 | 57.84 | 57.84 | 1 | 0 | 0 |  | 0 |  | 0
|  |  |  | 30.2 | 60.4 | 0 | 0 | 0 | 0 | 0 | 7.48 | 0.10336 | 0 | 60.4 | 60.4 | 1 | 0 | 0 |  | 0 |  | 0
|  |  |  | 42.96 | 85.92 | 0 | 0 | 0 | 0 | 0 | 7.48 | 0.10336 | 0 | 85.92 | 85.92 | 1 | 0 | 0 |  | 0 |  | 0
|  |  |  | 47.84 | 95.68 | 0 | 0 | 0 | 0 | 0 | 7.48 | 0.10336 | 0 | 95.68 | 95.68 | 1 | 0 | 0 |  | 0 |  | 0
|  |  |  | 48 | 96 | 0 | 0 | 0 | 0 | 0 | 11.23 | 0.12409 | 0 | 96 | 96 | 1 | 0 | 0 |  | 0 |  | 0
|  |  |  | 51.52 | 103.04 | 0 | 0 | 0 | 0 | 0 | 11.23 | 0.12409 | 0 | 103.04 | 103.04 | 1 | 0 | 0 |  | 0 |  | 0
|  |  |  | 57.24 | 114.48 | 0 | 0 | 0 | 0 | 0 | 11.23 | 0.12409 | 0 | 114.48 | 114.48 | 1 | 0 | 0 |  | 0 |  | 0
|  |  |  | 53.48 | 106.96 | 0 | 0 | 0 | 0 | 0 | 17.48 | 0.13136 | 0 | 106.96 | 106.96 | 1 | 0 | 0 |  | 0 |  | 0
|  |  |  | 57.24 | 114.48 | 0 | 0 | 0 | 0 | 0 | 17.48 | 0.13136 | 0 | 114.48 | 114.48 | 1 | 0 | 0 |  | 0 |  | 0
|  |  |  | 58.76 | 117.52 | 0 | 0 | 0 | 0 | 0 | 17.48 | 0.13136 | 0 | 117.52 | 117.52 | 1 | 0 | 0 |  | 0 |  | 0
|  |  |  | 58.64 | 117.28 | 0 | 0 | 0 | 0 | 0 | 17.48 | 0.13136 | 0 | 117.28 | 114.56 | 0.2 | 0 | 2.72 |  | 0 |  | 0
|  |  |  | 59.24 | 118.48 | 0 | 0 | 0 | 0 | 0 | 11.23 | 0.12409 | 0 | 118.48 | 118.48 | 0.2 | 0 | 0 |  | 0 |  | 0
|  |  |  | 54.76 | 109.52 | 0 | 0 | 0 | 0 | 0 | 11.23 | 0.12409 | 0 | 109.52 | 109.52 | 0.2 | 0 | 0 |  | 0 |  | 0
|  |  |  | 51.48 | 102.96 | 0 | 0 | 0 | 0 | 0 | 11.23 | 0.12409 | 0 | 102.96 | 102.96 | 0.2 | 0 | 0 |  | 0 |  | 0
|  |  |  | 49.6 | 99.2 | 0 | 0 | 0 | 0 | 0 | 7.48 | 0.10336 | 2.72 | 99.2 | 99.2 | 0.91885 | 0 | 0 |  | 0 |  | 0
|  |  |  | 48.84 | 97.68 | 0 | 0 | 0 | 0 | 0 | 7.48 | 0.10336 | 0.307 | 97.68 | 97.68 | 1 | 0 | 0 |  | 0 |  | 0
|  |  |  | 37.24 | 74.48 | 0 | 0 | 0 | 0 | 0 | 7.48 | 0.10336 | 0 | 74.48 | 74.48 | 1 | 0 | 0 |  | 0 |  | 0
|  |  |  | 14.36 | 28.72 | 0 | 0 | 0 | 0 | 0 | 7.48 | 0.10336 | 0 | 28.72 | 28.72 | 1 | 0 | 0 |  | 0 |  | 0
|  |  |  | 8.88 | 17.76 | 0 | 0 | 0 | 0 | 0 | 7.48 | 0.10336 | 0 | 17.76 | 17.76 | 1 | 0 | 0 |  | 0 |  | 0
|  |  |  | 12.64 | 25.28 | 0 | 0 | 0 | 0 | 0 | 7.48 | 0.10336 | 0 | 25.28 | 25.28 | 1 | 0 | 0 |  | 0 |  | 0
|  |  |  | 14.68 | 29.36 | 0 | 0 | 0 | 0 | 0 | 7.48 | 0.10336 | 0 | 29.36 | 29.36 | 1 | 0 | 0 |  | 0 |  | 0
|  |  |  | 18.8 | 37.6 | 0 | 0 | 0 | 0 | 0 | 7.48 | 0.10336 | 0 | 37.6 | 37.6 | 1 | 0 | 0 |  | 0 |  | 0
|  |  |  | 23.6 | 47.2 | 0 | 0 | 0 | 0 | 0 | 7.48 | 0.10336 | 0 | 47.2 | 47.2 | 1 | 0 | 0 |  | 0 |  | 0
|  |  |  | 23.44 | 46.88 | 0 | 0 | 0 | 0 | 0 | 7.48 | 0.10336 | 0 | 46.88 | 46.88 | 1 | 0 | 0 |  | 0 |  | 0
|  |  |  | 29.44 | 58.88 | 0 | 0 | 0 | 0 | 0 | 7.48 | 0.10336 | 0 | 58.88 | 58.88 | 1 | 0 | 0 |  | 0 |  | 0
|  |  |  | 29.64 | 59.28 | 0 | 0 | 0 | 0 | 0 | 7.48 | 0.10336 | 0 | 59.28 | 59.28 | 1 | 0 | 0 |  | 0 |  | 0
|  |  |  | 38.28 | 76.56 | 0 | 0 | 0 | 0 | 0 | 7.48 | 0.10336 | 0 | 76.56 | 76.56 | 1 | 0 | 0 |  | 0 |  | 0
|  |  |  | 44.56 | 89.12 | 0 | 0 | 0 | 0 | 0 | 7.48 | 0.10336 | 0 | 89.12 | 89.12 | 1 | 0 | 0 |  | 0 |  | 0
|  |  |  | 48.44 | 96.88 | 0 | 0 | 0 | 0 | 0 | 11.23 | 0.12409 | 0 | 96.88 | 96.88 | 1 | 0 | 0 |  | 0 |  | 0
|  |  |  | 50.8 | 101.6 | 0 | 0 | 0 | 0 | 0 | 11.23 | 0.12409 | 0 | 101.6 | 101.6 | 1 | 0 | 0 |  | 0 |  | 0
|  |  |  | 50.04 | 100.08 | 0 | 0 | 0 | 0 | 0 | 11.23 | 0.12409 | 0 | 100.08 | 100.08 | 1 | 0 | 0 |  | 0 |  | 0
|  |  |  | 59.16 | 118.32 | 0 | 0 | 0 | 0 | 0 | 17.48 | 0.13136 | 0 | 118.32 | 118.32 | 1 | 0 | 0 |  | 0 |  | 0
|  |  |  | 57.36 | 114.72 | 0 | 0 | 0 | 0 | 0 | 17.48 | 0.13136 | 0 | 114.72 | 114.72 | 1 | 0 | 0 |  | 0 |  | 0
|  |  |  | 63.12 | 126.24 | 0 | 0 | 0 | 0 | 0 | 17.48 | 0.13136 | 0 | 126.24 | 125.416 | 0.75752 | 0 | 0.824 |  | 0 |  | 0
|  |  |  | 62.24 | 124.48 | 0 | 0 | 0 | 0 | 0 | 17.48 | 0.13136 | 0 | 124.48 | 122.584 | 0.2 | 0 | 1.896 |  | 0 |  | 0
|  |  |  | 58.88 | 117.76 | 0 | 0 | 0 | 0 | 0 | 11.23 | 0.12409 | 0 | 117.76 | 117.76 | 0.2 | 0 | 0 |  | 0 |  | 0
|  |  |  | 55.92 | 111.84 | 0 | 0 | 0 | 0 | 0 | 11.23 | 0.12409 | 0 | 111.84 | 111.84 | 0.2 | 0 | 0 |  | 0 |  | 0
|  |  |  | 54.28 | 108.56 | 0 | 0 | 0 | 0 | 0 | 11.23 | 0.12409 | 0 | 108.56 | 108.56 | 0.2 | 0 | 0 |  | 0 |  | 0
|  |  |  | 43.16 | 86.32 | 0 | 0 | 0 | 0 | 0 | 7.48 | 0.10336 | 2.72 | 86.32 | 86.32 | 0.91885 | 0 | 0 |  | 0 |  | 0
|  |  |  | 39.32 | 78.64 | 0 | 0 | 0 | 0 | 0 | 7.48 | 0.10336 | 0.307 | 78.64 | 78.64 | 1 | 0 | 0 |  | 0 |  | 0
|  |  |  | 33.8 | 67.6 | 0 | 0 | 0 | 0 | 0 | 7.48 | 0.10336 | 0 | 67.6 | 67.6 | 1 | 0 | 0 |  | 0 |  | 0
|  |  |  | 14.64 | 29.28 | 0 | 0 | 0 | 0 | 0 | 7.48 | 0.10336 | 0 | 29.28 | 29.28 | 1 | 0 | 0 |  | 0 |  | 0
|  |  |  | 9.48 | 18.96 | 0 | 0 | 0 | 0 | 0 | 7.48 | 0.10336 | 0 | 18.96 | 18.96 | 1 | 0 | 0 |  | 0 |  | 0
|  |  |  | 16.52 | 33.04 | 0 | 0 | 0 | 0 | 0 | 7.48 | 0.10336 | 0 | 33.04 | 33.04 | 1 | 0 | 0 |  | 0 |  | 0
|  |  |  | 16.84 | 33.68 | 0 | 0 | 0 | 0 | 0 | 7.48 | 0.10336 | 0 | 33.68 | 33.68 | 1 | 0 | 0 |  | 0 |  | 0
|  |  |  | 18.24 | 36.48 | 0 | 0 | 0 | 0 | 0 | 7.48 | 0.10336 | 0 | 36.48 | 36.48 | 1 | 0 | 0 |  | 0 |  | 0
|  |  |  | 15.52 | 31.04 | 0 | 0 | 0 | 0 | 0 | 7.48 | 0.10336 | 0 | 31.04 | 31.04 | 1 | 0 | 0 |  | 0 |  | 0
|  |  |  | 16.68 | 33.36 | 0 | 0 | 0 | 0 | 0 | 7.48 | 0.10336 | 0 | 33.36 | 33.36 | 1 | 0 | 0 |  | 0 |  | 0
|  |  |  | 16.4 | 32.8 | 0 | 0 | 0 | 0 | 0 | 7.48 | 0.10336 | 0 | 32.8 | 32.8 | 1 | 0 | 0 |  | 0 |  | 0
|  |  |  | 19.4 | 38.8 | 0 | 0 | 0 | 0 | 0 | 7.48 | 0.10336 | 0 | 38.8 | 38.8 | 1 | 0 | 0 |  | 0 |  | 0
|  |  |  | 21.8 | 43.6 | 0 | 0 | 0 | 0 | 0 | 7.48 | 0.10336 | 0 | 43.6 | 43.6 | 1 | 0 | 0 |  | 0 |  | 0
|  |  |  | 26.32 | 52.64 | 0 | 0 | 0 | 0 | 0 | 7.48 | 0.10336 | 0 | 52.64 | 52.64 | 1 | 0 | 0 |  | 0 |  | 0
|  |  |  | 32.16 | 64.32 | 0 | 0 | 0 | 0 | 0 | 11.23 | 0.12409 | 0 | 64.32 | 64.32 | 1 | 0 | 0 |  | 0 |  | 0
|  |  |  | 36.32 | 72.64 | 0 | 0 | 0 | 0 | 0 | 11.23 | 0.12409 | 0 | 72.64 | 72.64 | 1 | 0 | 0 |  | 0 |  | 0
|  |  |  | 36.96 | 73.92 | 0 | 0 | 0 | 0 | 0 | 11.23 | 0.12409 | 0 | 73.92 | 73.92 | 1 | 0 | 0 |  | 0 |  | 0
|  |  |  | 40.64 | 81.28 | 0 | 0 | 0 | 0 | 0 | 17.48 | 0.13136 | 0 | 81.28 | 81.28 | 1 | 0 | 0 |  | 0 |  | 0
|  |  |  | 40.88 | 81.76 | 0 | 0 | 0 | 0 | 0 | 17.48 | 0.13136 | 0 | 81.76 | 81.76 | 1 | 0 | 0 |  | 0 |  | 0
|  |  |  | 40.32 | 80.64 | 0 | 0 | 0 | 0 | 0 | 17.48 | 0.13136 | 0 | 80.64 | 80.64 | 1 | 0 | 0 |  | 0 |  | 0
|  |  |  | 42.2 | 84.4 | 0 | 0 | 0 | 0 | 0 | 17.48 | 0.13136 | 0 | 84.4 | 81.68 | 0.2 | 0 | 2.72 |  | 0 |  | 0
|  |  |  | 42.72 | 85.44 | 0 | 0 | 0 | 0 | 0 | 11.23 | 0.12409 | 0 | 85.44 | 85.44 | 0.2 | 0 | 0 |  | 0 |  | 0
|  |  |  | 41.56 | 83.12 | 0 | 0 | 0 | 0 | 0 | 11.23 | 0.12409 | 0 | 83.12 | 83.12 | 0.2 | 0 | 0 |  | 0 |  | 0
|  |  |  | 39.28 | 78.56 | 0 | 0 | 0 | 0 | 0 | 11.23 | 0.12409 | 0 | 78.56 | 78.56 | 0.2 | 0 | 0 |  | 0 |  | 0
|  |  |  | 37.76 | 75.52 | 0 | 0 | 0 | 0 | 0 | 7.48 | 0.10336 | 2.72 | 75.52 | 75.52 | 0.91885 | 0 | 0 |  | 0 |  | 0
|  |  |  | 34.72 | 69.44 | 0 | 0 | 0 | 0 | 0 | 7.48 | 0.10336 | 0.307 | 69.44 | 69.44 | 1 | 0 | 0 |  | 0 |  | 0
|  |  |  | 29.6 | 59.2 | 0 | 0 | 0 | 0 | 0 | 7.48 | 0.10336 | 0 | 59.2 | 59.2 | 1 | 0 | 0 |  | 0 |  | 0
|  |  |  | 17.16 | 34.32 | 0 | 0 | 0 | 0 | 0 | 7.48 | 0.10336 | 0 | 34.32 | 34.32 | 1 | 0 | 0 |  | 0 |  | 0
|  |  |  | 10.76 | 21.52 | 0 | 0 | 0 | 0 | 0 | 7.48 | 0.10336 | 0 | 21.52 | 21.52 | 1 | 0 | 0 |  | 0 |  | 0
|  |  |  | 10.08 | 20.16 | 0 | 0 | 0 | 0 | 0 | 7.48 | 0.10336 | 0 | 20.16 | 20.16 | 1 | 0 | 0 |  | 0 |  | 0
|  |  |  | 12.2 | 24.4 | 0 | 0 | 0 | 0 | 0 | 7.48 | 0.10336 | 0 | 24.4 | 24.4 | 1 | 0 | 0 |  | 0 |  | 0
|  |  |  | 14.48 | 28.96 | 0 | 0 | 0 | 0 | 0 | 7.48 | 0.10336 | 0 | 28.96 | 28.96 | 1 | 0 | 0 |  | 0 |  | 0
|  |  |  | 15.72 | 31.44 | 0 | 0 | 0 | 0 | 0 | 7.48 | 0.10336 | 0 | 31.44 | 31.44 | 1 | 0 | 0 |  | 0 |  | 0
|  |  |  | 17.28 | 34.56 | 0 | 0 | 0 | 0 | 0 | 7.48 | 0.10336 | 0 | 34.56 | 34.56 | 1 | 0 | 0 |  | 0 |  | 0
|  |  |  | 16.64 | 33.28 | 0 | 0 | 0 | 0 | 0 | 7.48 | 0.10336 | 0 | 33.28 | 33.28 | 1 | 0 | 0 |  | 0 |  | 0
|  |  |  | 16.68 | 33.36 | 0 | 0 | 0 | 0 | 0 | 7.48 | 0.10336 | 0 | 33.36 | 33.36 | 1 | 0 | 0 |  | 0 |  | 0
|  |  |  | 20.96 | 41.92 | 0 | 0 | 0 | 0 | 0 | 7.48 | 0.10336 | 0 | 41.92 | 41.92 | 1 | 0 | 0 |  | 0 |  | 0
|  |  |  | 23.76 | 47.52 | 0 | 0 | 0 | 0 | 0 | 7.48 | 0.10336 | 0 | 47.52 | 47.52 | 1 | 0 | 0 |  | 0 |  | 0
|  |  |  | 26.4 | 52.8 | 0 | 0 | 0 | 0 | 0 | 11.23 | 0.12409 | 0 | 52.8 | 52.8 | 1 | 0 | 0 |  | 0 |  | 0
|  |  |  | 30.76 | 61.52 | 0 | 0 | 0 | 0 | 0 | 11.23 | 0.12409 | 0 | 61.52 | 61.52 | 1 | 0 | 0 |  | 0 |  | 0
|  |  |  | 37.08 | 74.16 | 0 | 0 | 0 | 0 | 0 | 11.23 | 0.12409 | 0 | 74.16 | 74.16 | 1 | 0 | 0 |  | 0 |  | 0
|  |  |  | 37.28 | 74.56 | 0 | 0 | 0 | 0 | 0 | 17.48 | 0.13136 | 0 | 74.56 | 74.56 | 1 | 0 | 0 |  | 0 |  | 0
|  |  |  | 39.4 | 78.8 | 0 | 0 | 0 | 0 | 0 | 17.48 | 0.13136 | 0 | 78.8 | 78.8 | 1 | 0 | 0 |  | 0 |  | 0
|  |  |  | 41.2 | 82.4 | 0 | 0 | 0 | 0 | 0 | 17.48 | 0.13136 | 0 | 82.4 | 82.4 | 1 | 0 | 0 |  | 0 |  | 0
|  |  |  | 44.08 | 88.16 | 0 | 0 | 0 | 0 | 0 | 17.48 | 0.13136 | 0 | 88.16 | 85.44 | 0.2 | 0 | 2.72 |  | 0 |  | 0
|  |  |  | 46.2 | 92.4 | 0 | 0 | 0 | 0 | 0 | 11.23 | 0.12409 | 0 | 92.4 | 92.4 | 0.2 | 0 | 0 |  | 0 |  | 0
|  |  |  | 37.68 | 75.36 | 0 | 0 | 0 | 0 | 0 | 11.23 | 0.12409 | 0 | 75.36 | 75.36 | 0.2 | 0 | 0 |  | 0 |  | 0
|  |  |  | 35.96 | 71.92 | 0 | 0 | 0 | 0 | 0 | 11.23 | 0.12409 | 0 | 71.92 | 71.92 | 0.2 | 0 | 0 |  | 0 |  | 0
|  |  |  | 32.2 | 64.4 | 0 | 0 | 0 | 0 | 0 | 7.48 | 0.10336 | 2.72 | 64.4 | 64.4 | 0.91885 | 0 | 0 |  | 0 |  | 0
|  |  |  | 24.68 | 49.36 | 0 | 0 | 0 | 0 | 0 | 7.48 | 0.10336 | 0.307 | 49.36 | 49.36 | 1 | 0 | 0 |  | 0 |  | 0
|  |  |  | 24.12 | 48.24 | 0 | 0 | 0 | 0 | 0 | 7.48 | 0.10336 | 0 | 48.24 | 48.24 | 1 | 0 | 0 |  | 0 |  | 0
|  |  |  | 16.44 | 32.88 | 0 | 0 | 0 | 0 | 0 | 7.48 | 0.10336 | 0 | 32.88 | 32.88 | 1 | 0 | 0 |  | 0 |  | 0
|  |  |  | 14.04 | 28.08 | 0 | 0 | 0 | 0 | 0 | 7.48 | 0.10336 | 0 | 28.08 | 28.08 | 1 | 0 | 0 |  | 0 |  | 0
|  |  |  | 14.48 | 28.96 | 0 | 0 | 0 | 0 | 0 | 7.48 | 0.10336 | 0 | 28.96 | 28.96 | 1 | 0 | 0 |  | 0 |  | 0
|  |  |  | 12.76 | 25.52 | 0 | 0 | 0 | 0 | 0 | 7.48 | 0.10336 | 0 | 25.52 | 25.52 | 1 | 0 | 0 |  | 0 |  | 0
|  |  |  | 12.36 | 24.72 | 0 | 0 | 0 | 0 | 0 | 7.48 | 0.10336 | 0 | 24.72 | 24.72 | 1 | 0 | 0 |  | 0 |  | 0
|  |  |  | 14.56 | 29.12 | 0 | 0 | 0 | 0 | 0 | 7.48 | 0.10336 | 0 | 29.12 | 29.12 | 1 | 0 | 0 |  | 0 |  | 0
|  |  |  | 16.44 | 32.88 | 0 | 0 | 0 | 0 | 0 | 7.48 | 0.10336 | 0 | 32.88 | 32.88 | 1 | 0 | 0 |  | 0 |  | 0
|  |  |  | 22.84 | 45.68 | 0 | 0 | 0 | 0 | 0 | 7.48 | 0.10336 | 0 | 45.68 | 45.68 | 1 | 0 | 0 |  | 0 |  | 0
|  |  |  | 23.92 | 47.84 | 0 | 0 | 0 | 0 | 0 | 7.48 | 0.10336 | 0 | 47.84 | 47.84 | 1 | 0 | 0 |  | 0 |  | 0
|  |  |  | 28.24 | 56.48 | 0 | 0 | 0 | 0 | 0 | 7.48 | 0.10336 | 0 | 56.48 | 56.48 | 1 | 0 | 0 |  | 0 |  | 0
|  |  |  | 33.8 | 67.6 | 0 | 0 | 0 | 0 | 0 | 7.48 | 0.10336 | 0 | 67.6 | 67.6 | 1 | 0 | 0 |  | 0 |  | 0
|  |  |  | 38.32 | 76.64 | 0 | 0 | 0 | 0 | 0 | 11.23 | 0.12409 | 0 | 76.64 | 76.64 | 1 | 0 | 0 |  | 0 |  | 0
|  |  |  | 39.8 | 79.6 | 0 | 0 | 0 | 0 | 0 | 11.23 | 0.12409 | 0 | 79.6 | 79.6 | 1 | 0 | 0 |  | 0 |  | 0
|  |  |  | 35.84 | 71.68 | 0 | 0 | 0 | 0 | 0 | 11.23 | 0.12409 | 0 | 71.68 | 71.68 | 1 | 0 | 0 |  | 0 |  | 0
|  |  |  | 42.92 | 85.84 | 0 | 0 | 0 | 0 | 0 | 17.48 | 0.13136 | 0 | 85.84 | 85.84 | 1 | 0 | 0 |  | 0 |  | 0
|  |  |  | 46.4 | 92.8 | 0 | 0 | 0 | 0 | 0 | 17.48 | 0.13136 | 0 | 92.8 | 92.8 | 1 | 0 | 0 |  | 0 |  | 0
|  |  |  | 43.84 | 87.68 | 0 | 0 | 0 | 0 | 0 | 17.48 | 0.13136 | 0 | 87.68 | 87.68 | 1 | 0 | 0 |  | 0 |  | 0
|  |  |  | 41.6 | 83.2 | 0 | 0 | 0 | 0 | 0 | 17.48 | 0.13136 | 0 | 83.2 | 80.48 | 0.2 | 0 | 2.72 |  | 0 |  | 0
|  |  |  | 39.6 | 79.2 | 0 | 0 | 0 | 0 | 0 | 11.23 | 0.12409 | 0 | 79.2 | 79.2 | 0.2 | 0 | 0 |  | 0 |  | 0
|  |  |  | 44 | 88 | 0 | 0 | 0 | 0 | 0 | 11.23 | 0.12409 | 0 | 88 | 88 | 0.2 | 0 | 0 |  | 0 |  | 0
|  |  |  | 40.52 | 81.04 | 0 | 0 | 0 | 0 | 0 | 11.23 | 0.12409 | 0 | 81.04 | 81.04 | 0.2 | 0 | 0 |  | 0 |  | 0
|  |  |  | 39.64 | 79.28 | 0 | 0 | 0 | 0 | 0 | 7.48 | 0.10336 | 2.72 | 79.28 | 79.28 | 0.91885 | 0 | 0 |  | 0 |  | 0
|  |  |  | 38.92 | 77.84 | 0 | 0 | 0 | 0 | 0 | 7.48 | 0.10336 | 0.307 | 77.84 | 77.84 | 1 | 0 | 0 |  | 0 |  | 0
|  |  |  | 23.08 | 46.16 | 0 | 0 | 0 | 0 | 0 | 7.48 | 0.10336 | 0 | 46.16 | 46.16 | 1 | 0 | 0 |  | 0 |  | 0
|  |  |  | 11 | 22 | 0 | 0 | 0 | 0 | 0 | 7.48 | 0.10336 | 0 | 22 | 22 | 1 | 0 | 0 |  | 0 |  | 0
|  |  |  | 9.44 | 18.88 | 0 | 0 | 0 | 0 | 0 | 7.48 | 0.10336 | 0 | 18.88 | 18.88 | 1 | 0 | 0 |  | 0 |  | 0
|  |  |  | 10.28 | 20.56 | 0 | 0 | 0 | 0 | 0 | 7.48 | 0.10336 | 0 | 20.56 | 20.56 | 1 | 0 | 0 |  | 0 |  | 0
|  |  |  | 11.2 | 22.4 | 0 | 0 | 0 | 0 | 0 | 7.48 | 0.10336 | 0 | 22.4 | 22.4 | 1 | 0 | 0 |  | 0 |  | 0
|  |  |  | 12.16 | 24.32 | 0 | 0 | 0 | 0 | 0 | 7.48 | 0.10336 | 0 | 24.32 | 24.32 | 1 | 0 | 0 |  | 0 |  | 0
|  |  |  | 14.16 | 28.32 | 0 | 0 | 0 | 0 | 0 | 7.48 | 0.10336 | 0 | 28.32 | 28.32 | 1 | 0 | 0 |  | 0 |  | 0
|  |  |  | 16.36 | 32.72 | 0 | 0 | 0 | 0 | 0 | 7.48 | 0.10336 | 0 | 32.72 | 32.72 | 1 | 0 | 0 |  | 0 |  | 0
|  |  |  | 22.16 | 44.32 | 0 | 0 | 0 | 0 | 0 | 7.48 | 0.10336 | 0 | 44.32 | 44.32 | 1 | 0 | 0 |  | 0 |  | 0
|  |  |  | 23.12 | 46.24 | 0 | 0 | 0 | 0 | 0 | 7.48 | 0.10336 | 0 | 46.24 | 46.24 | 1 | 0 | 0 |  | 0 |  | 0
|  |  |  | 29.08 | 58.16 | 0 | 0 | 0 | 0 | 0 | 7.48 | 0.10336 | 0 | 58.16 | 58.16 | 1 | 0 | 0 |  | 0 |  | 0
|  |  |  | 34.88 | 69.76 | 0 | 0 | 0 | 0 | 0 | 7.48 | 0.10336 | 0 | 69.76 | 69.76 | 1 | 0 | 0 |  | 0 |  | 0
|  |  |  | 43.12 | 86.24 | 0 | 0 | 0 | 0 | 0 | 7.48 | 0.10336 | 0 | 86.24 | 86.24 | 1 | 0 | 0 |  | 0 |  | 0
|  |  |  | 51.56 | 103.12 | 0 | 0 | 0 | 0 | 0 | 7.48 | 0.10336 | 0 | 103.12 | 103.12 | 1 | 0 | 0 |  | 0 |  | 0
|  |  |  | 54.24 | 108.48 | 0 | 0 | 0 | 0 | 0 | 7.48 | 0.10336 | 0 | 108.48 | 108.48 | 1 | 0 | 0 |  | 0 |  | 0
|  |  |  | 47.92 | 95.84 | 0 | 0 | 0 | 0 | 0 | 7.48 | 0.10336 | 0 | 95.84 | 95.84 | 1 | 0 | 0 |  | 0 |  | 0
|  |  |  | 47.16 | 94.32 | 0 | 0 | 0 | 0 | 0 | 7.48 | 0.10336 | 0 | 94.32 | 94.32 | 1 | 0 | 0 |  | 0 |  | 0
|  |  |  | 47.08 | 94.16 | 0 | 0 | 0 | 0 | 0 | 7.48 | 0.10336 | 0 | 94.16 | 94.16 | 1 | 0 | 0 |  | 0 |  | 0
|  |  |  | 49 | 98 | 0 | 0 | 0 | 0 | 0 | 7.48 | 0.10336 | 0 | 98 | 98 | 1 | 0 | 0 |  | 0 |  | 0
|  |  |  | 49.2 | 98.4 | 0 | 0 | 0 | 0 | 0 | 7.48 | 0.10336 | 0 | 98.4 | 98.4 | 1 | 0 | 0 |  | 0 |  | 0
|  |  |  | 47.04 | 94.08 | 0 | 0 | 0 | 0 | 0 | 7.48 | 0.10336 | 0 | 94.08 | 94.08 | 1 | 0 | 0 |  | 0 |  | 0
|  |  |  | 44.36 | 88.72 | 0 | 0 | 0 | 0 | 0 | 7.48 | 0.10336 | 0 | 88.72 | 88.72 | 1 | 0 | 0 |  | 0 |  | 0
|  |  |  | 45.32 | 90.64 | 0 | 0 | 0 | 0 | 0 | 7.48 | 0.10336 | 0 | 90.64 | 90.64 | 1 | 0 | 0 |  | 0 |  | 0
|  |  |  | 41.04 | 82.08 | 0 | 0 | 0 | 0 | 0 | 7.48 | 0.10336 | 0 | 82.08 | 82.08 | 1 | 0 | 0 |  | 0 |  | 0
|  |  |  | 31.36 | 62.72 | 0 | 0 | 0 | 0 | 0 | 7.48 | 0.10336 | 0 | 62.72 | 62.72 | 1 | 0 | 0 |  | 0 |  | 0
|  |  |  | 14.52 | 29.04 | 0 | 0 | 0 | 0 | 0 | 7.48 | 0.10336 | 0 | 29.04 | 29.04 | 1 | 0 | 0 |  | 0 |  | 0
|  |  |  | 9.64 | 19.28 | 0 | 0 | 0 | 0 | 0 | 7.48 | 0.10336 | 0 | 19.28 | 19.28 | 1 | 0 | 0 |  | 0 |  | 0
|  |  |  | 11 | 22 | 0 | 0 | 0 | 0 | 0 | 7.48 | 0.10336 | 0 | 22 | 22 | 1 | 0 | 0 |  | 0 |  | 0
|  |  |  | 11.32 | 22.64 | 0 | 0 | 0 | 0 | 0 | 7.48 | 0.10336 | 0 | 22.64 | 22.64 | 1 | 0 | 0 |  | 0 |  | 0
|  |  |  | 12 | 24 | 0 | 0 | 0 | 0 | 0 | 7.48 | 0.10336 | 0 | 24 | 24 | 1 | 0 | 0 |  | 0 |  | 0
|  |  |  | 14.32 | 28.64 | 0 | 0 | 0 | 0 | 0 | 7.48 | 0.10336 | 0 | 28.64 | 28.64 | 1 | 0 | 0 |  | 0 |  | 0
|  |  |  | 15.92 | 31.84 | 0 | 0 | 0 | 0 | 0 | 7.48 | 0.10336 | 0 | 31.84 | 31.84 | 1 | 0 | 0 |  | 0 |  | 0
|  |  |  | 22.2 | 44.4 | 0 | 0 | 0 | 0 | 0 | 7.48 | 0.10336 | 0 | 44.4 | 44.4 | 1 | 0 | 0 |  | 0 |  | 0
|  |  |  | 24.16 | 48.32 | 0 | 0 | 0 | 0 | 0 | 7.48 | 0.10336 | 0 | 48.32 | 48.32 | 1 | 0 | 0 |  | 0 |  | 0
|  |  |  | 32.08 | 64.16 | 0 | 0 | 0 | 0 | 0 | 7.48 | 0.10336 | 0 | 64.16 | 64.16 | 1 | 0 | 0 |  | 0 |  | 0
|  |  |  | 38.2 | 76.4 | 0 | 0 | 0 | 0 | 0 | 7.48 | 0.10336 | 0 | 76.4 | 76.4 | 1 | 0 | 0 |  | 0 |  | 0
|  |  |  | 46.84 | 93.68 | 0 | 0 | 0 | 0 | 0 | 7.48 | 0.10336 | 0 | 93.68 | 93.68 | 1 | 0 | 0 |  | 0 |  | 0
|  |  |  | 51.32 | 102.64 | 0 | 0 | 0 | 0 | 0 | 7.48 | 0.10336 | 0 | 102.64 | 102.64 | 1 | 0 | 0 |  | 0 |  | 0
|  |  |  | 52 | 104 | 0 | 0 | 0 | 0 | 0 | 7.48 | 0.10336 | 0 | 104 | 104 | 1 | 0 | 0 |  | 0 |  | 0
|  |  |  | 52.6 | 105.2 | 0 | 0 | 0 | 0 | 0 | 7.48 | 0.10336 | 0 | 105.2 | 105.2 | 1 | 0 | 0 |  | 0 |  | 0
|  |  |  | 50.24 | 100.48 | 0 | 0 | 0 | 0 | 0 | 7.48 | 0.10336 | 0 | 100.48 | 100.48 | 1 | 0 | 0 |  | 0 |  | 0
|  |  |  | 47.72 | 95.44 | 0 | 0 | 0 | 0 | 0 | 7.48 | 0.10336 | 0 | 95.44 | 95.44 | 1 | 0 | 0 |  | 0 |  | 0
|  |  |  | 49.28 | 98.56 | 0 | 0 | 0 | 0 | 0 | 7.48 | 0.10336 | 0 | 98.56 | 98.56 | 1 | 0 | 0 |  | 0 |  | 0
|  |  |  | 53.4 | 106.8 | 0 | 0 | 0 | 0 | 0 | 7.48 | 0.10336 | 0 | 106.8 | 106.8 | 1 | 0 | 0 |  | 0 |  | 0
|  |  |  | 51.84 | 103.68 | 0 | 0 | 0 | 0 | 0 | 7.48 | 0.10336 | 0 | 103.68 | 103.68 | 1 | 0 | 0 |  | 0 |  | 0
|  |  |  | 47.8 | 95.6 | 0 | 0 | 0 | 0 | 0 | 7.48 | 0.10336 | 0 | 95.6 | 95.6 | 1 | 0 | 0 |  | 0 |  | 0
|  |  |  | 45.28 | 90.56 | 0 | 0 | 0 | 0 | 0 | 7.48 | 0.10336 | 0 | 90.56 | 90.56 | 1 | 0 | 0 |  | 0 |  | 0
|  |  |  | 40.72 | 81.44 | 0 | 0 | 0 | 0 | 0 | 7.48 | 0.10336 | 0 | 81.44 | 81.44 | 1 | 0 | 0 |  | 0 |  | 0
|  |  |  | 32.4 | 64.8 | 0 | 0 | 0 | 0 | 0 | 7.48 | 0.10336 | 0 | 64.8 | 64.8 | 1 | 0 | 0 |  | 0 |  | 0
|  |  |  | 14.4 | 28.8 | 0 | 0 | 0 | 0 | 0 | 7.48 | 0.10336 | 0 | 28.8 | 28.8 | 1 | 0 | 0 |  | 0 |  | 0
|  |  |  | 9.32 | 18.64 | 0 | 0 | 0 | 0 | 0 | 7.48 | 0.10336 | 0 | 18.64 | 18.64 | 1 | 0 | 0 |  | 0 |  | 0
|  |  |  | 11.52 | 23.04 | 0 | 0 | 0 | 0 | 0 | 7.48 | 0.10336 | 0 | 23.04 | 23.04 | 1 | 0 | 0 |  | 0 |  | 0
|  |  |  | 12.32 | 24.64 | 0 | 0 | 0 | 0 | 0 | 7.48 | 0.10336 | 0 | 24.64 | 24.64 | 1 | 0 | 0 |  | 0 |  | 0
|  |  |  | 13.28 | 26.56 | 0 | 0 | 0 | 0 | 0 | 7.48 | 0.10336 | 0 | 26.56 | 26.56 | 1 | 0 | 0 |  | 0 |  | 0
|  |  |  | 15.68 | 31.36 | 0 | 0 | 0 | 0 | 0 | 7.48 | 0.10336 | 0 | 31.36 | 31.36 | 1 | 0 | 0 |  | 0 |  | 0
|  |  |  | 18.64 | 37.28 | 0 | 0 | 0 | 0 | 0 | 7.48 | 0.10336 | 0 | 37.28 | 37.28 | 1 | 0 | 0 |  | 0 |  | 0
|  |  |  | 28.92 | 57.84 | 0 | 0 | 0 | 0 | 0 | 7.48 | 0.10336 | 0 | 57.84 | 57.84 | 1 | 0 | 0 |  | 0 |  | 0
|  |  |  | 29.52 | 59.04 | 0 | 0 | 0 | 0 | 0 | 7.48 | 0.10336 | 0 | 59.04 | 59.04 | 1 | 0 | 0 |  | 0 |  | 0
|  |  |  | 27.64 | 55.28 | 0 | 0 | 0 | 0 | 0 | 7.48 | 0.10336 | 0 | 55.28 | 55.28 | 1 | 0 | 0 |  | 0 |  | 0
|  |  |  | 39.44 | 78.88 | 0 | 0 | 0 | 0 | 0 | 7.48 | 0.10336 | 0 | 78.88 | 78.88 | 1 | 0 | 0 |  | 0 |  | 0
|  |  |  | 42.56 | 85.12 | 0 | 0 | 0 | 0 | 0 | 11.23 | 0.12409 | 0 | 85.12 | 85.12 | 1 | 0 | 0 |  | 0 |  | 0
|  |  |  | 50 | 100 | 0 | 0 | 0 | 0 | 0 | 11.23 | 0.12409 | 0 | 100 | 100 | 1 | 0 | 0 |  | 0 |  | 0
|  |  |  | 48.36 | 96.72 | 0 | 0 | 0 | 0 | 0 | 11.23 | 0.12409 | 0 | 96.72 | 96.72 | 1 | 0 | 0 |  | 0 |  | 0
|  |  |  | 49.04 | 98.08 | 0 | 0 | 0 | 0 | 0 | 17.48 | 0.13136 | 0 | 98.08 | 98.08 | 1 | 0 | 0 |  | 0 |  | 0
|  |  |  | 51.6 | 103.2 | 0 | 0 | 0 | 0 | 0 | 17.48 | 0.13136 | 0 | 103.2 | 103.2 | 1 | 0 | 0 |  | 0 |  | 0
|  |  |  | 49.04 | 98.08 | 0 | 0 | 0 | 0 | 0 | 17.48 | 0.13136 | 0 | 98.08 | 98.08 | 1 | 0 | 0 |  | 0 |  | 0
|  |  |  | 49.04 | 98.08 | 0 | 0 | 0 | 0 | 0 | 17.48 | 0.13136 | 0 | 98.08 | 95.36 | 0.2 | 0 | 2.72 |  | 0 |  | 0
|  |  |  | 48.52 | 97.04 | 0 | 0 | 0 | 0 | 0 | 11.23 | 0.12409 | 0 | 97.04 | 97.04 | 0.2 | 0 | 0 |  | 0 |  | 0
|  |  |  | 50 | 100 | 0 | 0 | 0 | 0 | 0 | 11.23 | 0.12409 | 0 | 100 | 100 | 0.2 | 0 | 0 |  | 0 |  | 0
|  |  |  | 45.64 | 91.28 | 0 | 0 | 0 | 0 | 0 | 11.23 | 0.12409 | 0 | 91.28 | 91.28 | 0.2 | 0 | 0 |  | 0 |  | 0
|  |  |  | 44.2 | 88.4 | 0 | 0 | 0 | 0 | 0 | 7.48 | 0.10336 | 2.72 | 88.4 | 88.4 | 0.91885 | 0 | 0 |  | 0 |  | 0
|  |  |  | 41.64 | 83.28 | 0 | 0 | 0 | 0 | 0 | 7.48 | 0.10336 | 0.307 | 83.28 | 83.28 | 1 | 0 | 0 |  | 0 |  | 0
|  |  |  | 30.44 | 60.88 | 0 | 0 | 0 | 0 | 0 | 7.48 | 0.10336 | 0 | 60.88 | 60.88 | 1 | 0 | 0 |  | 0 |  | 0
|  |  |  | 14.88 | 29.76 | 0 | 0 | 0 | 0 | 0 | 7.48 | 0.10336 | 0 | 29.76 | 29.76 | 1 | 0 | 0 |  | 0 |  | 0
|  |  |  | 9.12 | 18.24 | 0 | 0 | 0 | 0 | 0 | 7.48 | 0.10336 | 0 | 18.24 | 18.24 | 1 | 0 | 0 |  | 0 |  | 0
|  |  |  | 10.6 | 21.2 | 0 | 0 | 0 | 0 | 0 | 7.48 | 0.10336 | 0 | 21.2 | 21.2 | 1 | 0 | 0 |  | 0 |  | 0
|  |  |  | 11.68 | 23.36 | 0 | 0 | 0 | 0 | 0 | 7.48 | 0.10336 | 0 | 23.36 | 23.36 | 1 | 0 | 0 |  | 0 |  | 0
|  |  |  | 12.4 | 24.8 | 0 | 0 | 0 | 0 | 0 | 7.48 | 0.10336 | 0 | 24.8 | 24.8 | 1 | 0 | 0 |  | 0 |  | 0
|  |  |  | 14.84 | 29.68 | 0 | 0 | 0 | 0 | 0 | 7.48 | 0.10336 | 0 | 29.68 | 29.68 | 1 | 0 | 0 |  | 0 |  | 0
|  |  |  | 17 | 34 | 0 | 0 | 0 | 0 | 0 | 7.48 | 0.10336 | 0 | 34 | 34 | 1 | 0 | 0 |  | 0 |  | 0
|  |  |  | 23.04 | 46.08 | 0 | 0 | 0 | 0 | 0 | 7.48 | 0.10336 | 0 | 46.08 | 46.08 | 1 | 0 | 0 |  | 0 |  | 0
|  |  |  | 24 | 48 | 0 | 0 | 0 | 0 | 0 | 7.48 | 0.10336 | 0 | 48 | 48 | 1 | 0 | 0 |  | 0 |  | 0
|  |  |  | 34.8533 | 69.7067 | 0 | 0 | 0 | 0 | 0 | 7.48 | 0.10336 | 0 | 69.707 | 69.707 | 1 | 0 | 0 |  | 0 |  | 0
|  |  |  | 40.3333 | 80.6667 | 0 | 0 | 0 | 0 | 0 | 7.48 | 0.10336 | 0 | 80.667 | 80.667 | 1 | 0 | 0 |  | 0 |  | 0
|  |  |  | 45.1067 | 90.2133 | 0 | 0 | 0 | 0 | 0 | 11.23 | 0.12409 | 0 | 90.213 | 90.213 | 1 | 0 | 0 |  | 0 |  | 0
|  |  |  | 53.4933 | 106.9867 | 0 | 0 | 0 | 0 | 0 | 11.23 | 0.12409 | 0 | 106.987 | 106.987 | 1 | 0 | 0 |  | 0 |  | 0
|  |  |  | 52.1333 | 104.2667 | 0 | 0 | 0 | 0 | 0 | 11.23 | 0.12409 | 0 | 104.267 | 104.267 | 1 | 0 | 0 |  | 0 |  | 0
|  |  |  | 55.1067 | 110.2133 | 0 | 0 | 0 | 0 | 0 | 17.48 | 0.13136 | 0 | 110.213 | 110.213 | 1 | 0 | 0 |  | 0 |  | 0
|  |  |  | 56.56 | 113.12 | 0 | 0 | 0 | 0 | 0 | 17.48 | 0.13136 | 0 | 113.12 | 113.12 | 1 | 0 | 0 |  | 0 |  | 0
|  |  |  | 58.0133 | 116.0267 | 0 | 0 | 0 | 0 | 0 | 17.48 | 0.13136 | 0 | 116.027 | 116.027 | 1 | 0 | 0 |  | 0 |  | 0
|  |  |  | 56.4533 | 112.9067 | 0 | 0 | 0 | 0 | 0 | 17.48 | 0.13136 | 0 | 112.907 | 110.187 | 0.2 | 0 | 2.72 |  | 0 |  | 0
|  |  |  | 55.6133 | 111.2267 | 0 | 0 | 0 | 0 | 0 | 11.23 | 0.12409 | 0 | 111.227 | 111.227 | 0.2 | 0 | 0 |  | 0 |  | 0
|  |  |  | 52.9867 | 105.9733 | 0 | 0 | 0 | 0 | 0 | 11.23 | 0.12409 | 0 | 105.973 | 105.973 | 0.2 | 0 | 0 |  | 0 |  | 0
|  |  |  | 49.24 | 98.48 | 0 | 0 | 0 | 0 | 0 | 11.23 | 0.12409 | 0 | 98.48 | 98.48 | 0.2 | 0 | 0 |  | 0 |  | 0
|  |  |  | 45.04 | 90.08 | 0 | 0 | 0 | 0 | 0 | 7.48 | 0.10336 | 2.72 | 90.08 | 90.08 | 0.91885 | 0 | 0 |  | 0 |  | 0
|  |  |  | 40.56 | 81.12 | 0 | 0 | 0 | 0 | 0 | 7.48 | 0.10336 | 0.307 | 81.12 | 81.12 | 1 | 0 | 0 |  | 0 |  | 0
|  |  |  | 29.76 | 59.52 | 0 | 0 | 0 | 0 | 0 | 7.48 | 0.10336 | 0 | 59.52 | 59.52 | 1 | 0 | 0 |  | 0 |  | 0
|  |  |  | 13.32 | 26.64 | 0 | 0 | 0 | 0 | 0 | 7.48 | 0.10336 | 0 | 26.64 | 26.64 | 1 | 0 | 0 |  | 0 |  | 0
|  |  |  | 12.04 | 24.08 | 0 | 0 | 0 | 0 | 0 | 7.48 | 0.10336 | 0 | 24.08 | 24.08 | 1 | 0 | 0 |  | 0 |  | 0
|  |  |  | 11.76 | 23.52 | 0 | 0 | 0 | 0 | 0 | 7.48 | 0.10336 | 0 | 23.52 | 23.52 | 1 | 0 | 0 |  | 0 |  | 0
|  |  |  | 10.96 | 21.92 | 0 | 0 | 0 | 0 | 0 | 7.48 | 0.10336 | 0 | 21.92 | 21.92 | 1 | 0 | 0 |  | 0 |  | 0
|  |  |  | 14.64 | 29.28 | 0 | 0 | 0 | 0 | 0 | 7.48 | 0.10336 | 0 | 29.28 | 29.28 | 1 | 0 | 0 |  | 0 |  | 0
|  |  |  | 15.56 | 31.12 | 0 | 0 | 0 | 0 | 0 | 7.48 | 0.10336 | 0 | 31.12 | 31.12 | 1 | 0 | 0 |  | 0 |  | 0
|  |  |  | 16.96 | 33.92 | 0 | 0 | 0 | 0 | 0 | 7.48 | 0.10336 | 0 | 33.92 | 33.92 | 1 | 0 | 0 |  | 0 |  | 0
|  |  |  | 18.16 | 36.32 | 0 | 0 | 0 | 0 | 0 | 7.48 | 0.10336 | 0 | 36.32 | 36.32 | 1 | 0 | 0 |  | 0 |  | 0
|  |  |  | 20.8 | 41.6 | 0 | 0 | 0 | 0 | 0 | 7.48 | 0.10336 | 0 | 41.6 | 41.6 | 1 | 0 | 0 |  | 0 |  | 0
|  |  |  | 25.32 | 50.64 | 0 | 0 | 0 | 0 | 0 | 7.48 | 0.10336 | 0 | 50.64 | 50.64 | 1 | 0 | 0 |  | 0 |  | 0
|  |  |  | 29.44 | 58.88 | 0 | 0 | 0 | 0 | 0 | 7.48 | 0.10336 | 0 | 58.88 | 58.88 | 1 | 0 | 0 |  | 0 |  | 0
|  |  |  | 32.48 | 64.96 | 0 | 0 | 0 | 0 | 0 | 11.23 | 0.12409 | 0 | 64.96 | 64.96 | 1 | 0 | 0 |  | 0 |  | 0
|  |  |  | 40.88 | 81.76 | 0 | 0 | 0 | 0 | 0 | 11.23 | 0.12409 | 0 | 81.76 | 81.76 | 1 | 0 | 0 |  | 0 |  | 0
|  |  |  | 46.52 | 93.04 | 0 | 0 | 0 | 0 | 0 | 11.23 | 0.12409 | 0 | 93.04 | 93.04 | 1 | 0 | 0 |  | 0 |  | 0
|  |  |  | 49.28 | 98.56 | 0 | 0 | 0 | 0 | 0 | 17.48 | 0.13136 | 0 | 98.56 | 98.56 | 1 | 0 | 0 |  | 0 |  | 0
|  |  |  | 41.76 | 83.52 | 0 | 0 | 0 | 0 | 0 | 17.48 | 0.13136 | 0 | 83.52 | 83.52 | 1 | 0 | 0 |  | 0 |  | 0
|  |  |  | 43.48 | 86.96 | 0 | 0 | 0 | 0 | 0 | 17.48 | 0.13136 | 0 | 86.96 | 86.96 | 1 | 0 | 0 |  | 0 |  | 0
|  |  |  | 42.32 | 84.64 | 0 | 0 | 0 | 0 | 0 | 17.48 | 0.13136 | 0 | 84.64 | 81.92 | 0.2 | 0 | 2.72 |  | 0 |  | 0
|  |  |  | 42.76 | 85.52 | 0 | 0 | 0 | 0 | 0 | 11.23 | 0.12409 | 0 | 85.52 | 85.52 | 0.2 | 0 | 0 |  | 0 |  | 0
|  |  |  | 36.68 | 73.36 | 0 | 0 | 0 | 0 | 0 | 11.23 | 0.12409 | 0 | 73.36 | 73.36 | 0.2 | 0 | 0 |  | 0 |  | 0
|  |  |  | 33 | 66 | 0 | 0 | 0 | 0 | 0 | 11.23 | 0.12409 | 0 | 66 | 66 | 0.2 | 0 | 0 |  | 0 |  | 0
|  |  |  | 29.92 | 59.84 | 0 | 0 | 0 | 0 | 0 | 7.48 | 0.10336 | 2.72 | 59.84 | 59.84 | 0.91885 | 0 | 0 |  | 0 |  | 0
|  |  |  | 27.64 | 55.28 | 0 | 0 | 0 | 0 | 0 | 7.48 | 0.10336 | 0.307 | 55.28 | 55.28 | 1 | 0 | 0 |  | 0 |  | 0
|  |  |  | 27.44 | 54.88 | 0 | 0 | 0 | 0 | 0 | 7.48 | 0.10336 | 0 | 54.88 | 54.88 | 1 | 0 | 0 |  | 0 |  | 0
|  |  |  | 15.76 | 31.52 | 0 | 0 | 0 | 0 | 0 | 7.48 | 0.10336 | 0 | 31.52 | 31.52 | 1 | 0 | 0 |  | 0 |  | 0
|  |  |  | 13.44 | 26.88 | 0 | 0 | 0 | 0 | 0 | 7.48 | 0.10336 | 0 | 26.88 | 26.88 | 1 | 0 | 0 |  | 0 |  | 0
|  |  |  | 14.92 | 29.84 | 0 | 0 | 0 | 0 | 0 | 7.48 | 0.10336 | 0 | 29.84 | 29.84 | 1 | 0 | 0 |  | 0 |  | 0
|  |  |  | 12.04 | 24.08 | 0 | 0 | 0 | 0 | 0 | 7.48 | 0.10336 | 0 | 24.08 | 24.08 | 1 | 0 | 0 |  | 0 |  | 0
|  |  |  | 11.64 | 23.28 | 0 | 0 | 0 | 0 | 0 | 7.48 | 0.10336 | 0 | 23.28 | 23.28 | 1 | 0 | 0 |  | 0 |  | 0
|  |  |  | 14.08 | 28.16 | 0 | 0 | 0 | 0 | 0 | 7.48 | 0.10336 | 0 | 28.16 | 28.16 | 1 | 0 | 0 |  | 0 |  | 0
|  |  |  | 16.16 | 32.32 | 0 | 0 | 0 | 0 | 0 | 7.48 | 0.10336 | 0 | 32.32 | 32.32 | 1 | 0 | 0 |  | 0 |  | 0
|  |  |  | 16.16 | 32.32 | 0 | 0 | 0 | 0 | 0 | 7.48 | 0.10336 | 0 | 32.32 | 32.32 | 1 | 0 | 0 |  | 0 |  | 0
|  |  |  | 15.56 | 31.12 | 0 | 0 | 0 | 0 | 0 | 7.48 | 0.10336 | 0 | 31.12 | 31.12 | 1 | 0 | 0 |  | 0 |  | 0
|  |  |  | 20.32 | 40.64 | 0 | 0 | 0 | 0 | 0 | 7.48 | 0.10336 | 0 | 40.64 | 40.64 | 1 | 0 | 0 |  | 0 |  | 0
|  |  |  | 27.08 | 54.16 | 0 | 0 | 0 | 0 | 0 | 7.48 | 0.10336 | 0 | 54.16 | 54.16 | 1 | 0 | 0 |  | 0 |  | 0
|  |  |  | 27.16 | 54.32 | 0 | 0 | 0 | 0 | 0 | 11.23 | 0.12409 | 0 | 54.32 | 54.32 | 1 | 0 | 0 |  | 0 |  | 0
|  |  |  | 34.12 | 68.24 | 0 | 0 | 0 | 0 | 0 | 11.23 | 0.12409 | 0 | 68.24 | 68.24 | 1 | 0 | 0 |  | 0 |  | 0
|  |  |  | 39.88 | 79.76 | 0 | 0 | 0 | 0 | 0 | 11.23 | 0.12409 | 0 | 79.76 | 79.76 | 1 | 0 | 0 |  | 0 |  | 0
|  |  |  | 46.72 | 93.44 | 0 | 0 | 0 | 0 | 0 | 17.48 | 0.13136 | 0 | 93.44 | 93.44 | 1 | 0 | 0 |  | 0 |  | 0
|  |  |  | 39.76 | 79.52 | 0 | 0 | 0 | 0 | 0 | 17.48 | 0.13136 | 0 | 79.52 | 79.52 | 1 | 0 | 0 |  | 0 |  | 0
|  |  |  | 40.44 | 80.88 | 0 | 0 | 0 | 0 | 0 | 17.48 | 0.13136 | 0 | 80.88 | 80.88 | 1 | 0 | 0 |  | 0 |  | 0
|  |  |  | 39.64 | 79.28 | 0 | 0 | 0 | 0 | 0 | 17.48 | 0.13136 | 0 | 79.28 | 76.56 | 0.2 | 0 | 2.72 |  | 0 |  | 0
|  |  |  | 40.96 | 81.92 | 0 | 0 | 0 | 0 | 0 | 11.23 | 0.12409 | 0 | 81.92 | 81.92 | 0.2 | 0 | 0 |  | 0 |  | 0
|  |  |  | 38.84 | 77.68 | 0 | 0 | 0 | 0 | 0 | 11.23 | 0.12409 | 0 | 77.68 | 77.68 | 0.2 | 0 | 0 |  | 0 |  | 0
|  |  |  | 32.08 | 64.16 | 0 | 0 | 0 | 0 | 0 | 11.23 | 0.12409 | 0 | 64.16 | 64.16 | 0.2 | 0 | 0 |  | 0 |  | 0
|  |  |  | 31.28 | 62.56 | 0 | 0 | 0 | 0 | 0 | 7.48 | 0.10336 | 2.72 | 62.56 | 62.56 | 0.91885 | 0 | 0 |  | 0 |  | 0
|  |  |  | 32.32 | 64.64 | 0 | 0 | 0 | 0 | 0 | 7.48 | 0.10336 | 0.307 | 64.64 | 64.64 | 1 | 0 | 0 |  | 0 |  | 0
|  |  |  | 28.36 | 56.72 | 0 | 0 | 0 | 0 | 0 | 7.48 | 0.10336 | 0 | 56.72 | 56.72 | 1 | 0 | 0 |  | 0 |  | 0
|  |  |  | 13.28 | 26.56 | 0 | 0 | 0 | 0 | 0 | 7.48 | 0.10336 | 0 | 26.56 | 26.56 | 1 | 0 | 0 |  | 0 |  | 0
|  |  |  | 8.96 | 17.92 | 0 | 0 | 0 | 0 | 0 | 7.48 | 0.10336 | 0 | 17.92 | 17.92 | 1 | 0 | 0 |  | 0 |  | 0
|  |  |  | 10.84 | 21.68 | 0 | 0 | 0 | 0 | 0 | 7.48 | 0.10336 | 0 | 21.68 | 21.68 | 1 | 0 | 0 |  | 0 |  | 0
|  |  |  | 11.24 | 22.48 | 0 | 0 | 0 | 0 | 0 | 7.48 | 0.10336 | 0 | 22.48 | 22.48 | 1 | 0 | 0 |  | 0 |  | 0
|  |  |  | 11.36 | 22.72 | 0 | 0 | 0 | 0 | 0 | 7.48 | 0.10336 | 0 | 22.72 | 22.72 | 1 | 0 | 0 |  | 0 |  | 0
|  |  |  | 14.2 | 28.4 | 0 | 0 | 0 | 0 | 0 | 7.48 | 0.10336 | 0 | 28.4 | 28.4 | 1 | 0 | 0 |  | 0 |  | 0
|  |  |  | 16.04 | 32.08 | 0 | 0 | 0 | 0 | 0 | 7.48 | 0.10336 | 0 | 32.08 | 32.08 | 1 | 0 | 0 |  | 0 |  | 0
|  |  |  | 22.36 | 44.72 | 0 | 0 | 0 | 0 | 0 | 7.48 | 0.10336 | 0 | 44.72 | 44.72 | 1 | 0 | 0 |  | 0 |  | 0
|  |  |  | 21.28 | 42.56 | 0 | 0 | 0 | 0 | 0 | 7.48 | 0.10336 | 0 | 42.56 | 42.56 | 1 | 0 | 0 |  | 0 |  | 0
|  |  |  | 27.64 | 55.28 | 0 | 0 | 0 | 0 | 0 | 7.48 | 0.10336 | 0 | 55.28 | 55.28 | 1 | 0 | 0 |  | 0 |  | 0
|  |  |  | 36.4 | 72.8 | 0 | 0 | 0 | 0 | 0 | 7.48 | 0.10336 | 0 | 72.8 | 72.8 | 1 | 0 | 0 |  | 0 |  | 0
|  |  |  | 32.4 | 64.8 | 0 | 0 | 0 | 0 | 0 | 11.23 | 0.12409 | 0 | 64.8 | 64.8 | 1 | 0 | 0 |  | 0 |  | 0
|  |  |  | 34.48 | 68.96 | 0 | 0 | 0 | 0 | 0 | 11.23 | 0.12409 | 0 | 68.96 | 68.96 | 1 | 0 | 0 |  | 0 |  | 0
|  |  |  | 46.92 | 93.84 | 0 | 0 | 0 | 0 | 0 | 11.23 | 0.12409 | 0 | 93.84 | 93.84 | 1 | 0 | 0 |  | 0 |  | 0
|  |  |  | 46.76 | 93.52 | 0 | 0 | 0 | 0 | 0 | 17.48 | 0.13136 | 0 | 93.52 | 93.52 | 1 | 0 | 0 |  | 0 |  | 0
|  |  |  | 45.08 | 90.16 | 0 | 0 | 0 | 0 | 0 | 17.48 | 0.13136 | 0 | 90.16 | 90.16 | 1 | 0 | 0 |  | 0 |  | 0
|  |  |  | 47.56 | 95.12 | 0 | 0 | 0 | 0 | 0 | 17.48 | 0.13136 | 0 | 95.12 | 95.12 | 1 | 0 | 0 |  | 0 |  | 0
|  |  |  | 49.44 | 98.88 | 0 | 0 | 0 | 0 | 0 | 17.48 | 0.13136 | 0 | 98.88 | 96.16 | 0.2 | 0 | 2.72 |  | 0 |  | 0
|  |  |  | 52.04 | 104.08 | 0 | 0 | 0 | 0 | 0 | 11.23 | 0.12409 | 0 | 104.08 | 104.08 | 0.2 | 0 | 0 |  | 0 |  | 0
|  |  |  | 56.08 | 112.16 | 0 | 0 | 0 | 0 | 0 | 11.23 | 0.12409 | 0 | 112.16 | 112.16 | 0.2 | 0 | 0 |  | 0 |  | 0
|  |  |  | 50.96 | 101.92 | 0 | 0 | 0 | 0 | 0 | 11.23 | 0.12409 | 0 | 101.92 | 101.92 | 0.2 | 0 | 0 |  | 0 |  | 0
|  |  |  | 46.92 | 93.84 | 0 | 0 | 0 | 0 | 0 | 7.48 | 0.10336 | 2.72 | 93.84 | 93.84 | 0.91885 | 0 | 0 |  | 0 |  | 0
|  |  |  | 45.72 | 91.44 | 0 | 0 | 0 | 0 | 0 | 7.48 | 0.10336 | 0.307 | 91.44 | 91.44 | 1 | 0 | 0 |  | 0 |  | 0
|  |  |  | 35.72 | 71.44 | 0 | 0 | 0 | 0 | 0 | 7.48 | 0.10336 | 0 | 71.44 | 71.44 | 1 | 0 | 0 |  | 0 |  | 0
|  |  |  | 14.76 | 29.52 | 0 | 0 | 0 | 0 | 0 | 7.48 | 0.10336 | 0 | 29.52 | 29.52 | 1 | 0 | 0 |  | 0 |  | 0
|  |  |  | 9.44 | 18.88 | 0 | 0 | 0 | 0 | 0 | 7.48 | 0.10336 | 0 | 18.88 | 18.88 | 1 | 0 | 0 |  | 0 |  | 0
|  |  |  | 11.72 | 23.44 | 0 | 0 | 0 | 0 | 0 | 7.48 | 0.10336 | 0 | 23.44 | 23.44 | 1 | 0 | 0 |  | 0 |  | 0
|  |  |  | 12.36 | 24.72 | 0 | 0 | 0 | 0 | 0 | 7.48 | 0.10336 | 0 | 24.72 | 24.72 | 1 | 0 | 0 |  | 0 |  | 0
|  |  |  | 13.56 | 27.12 | 0 | 0 | 0 | 0 | 0 | 7.48 | 0.10336 | 0 | 27.12 | 27.12 | 1 | 0 | 0 |  | 0 |  | 0
|  |  |  | 14.84 | 29.68 | 0 | 0 | 0 | 0 | 0 | 7.48 | 0.10336 | 0 | 29.68 | 29.68 | 1 | 0 | 0 |  | 0 |  | 0
|  |  |  | 16.28 | 32.56 | 0 | 0 | 0 | 0 | 0 | 7.48 | 0.10336 | 0 | 32.56 | 32.56 | 1 | 0 | 0 |  | 0 |  | 0
|  |  |  | 21.68 | 43.36 | 0 | 0 | 0 | 0 | 0 | 7.48 | 0.10336 | 0 | 43.36 | 43.36 | 1 | 0 | 0 |  | 0 |  | 0
|  |  |  | 23.36 | 46.72 | 0 | 0 | 0 | 0 | 0 | 7.48 | 0.10336 | 0 | 46.72 | 46.72 | 1 | 0 | 0 |  | 0 |  | 0
|  |  |  | 35.64 | 71.28 | 0 | 0 | 0 | 0 | 0 | 7.48 | 0.10336 | 0 | 71.28 | 71.28 | 1 | 0 | 0 |  | 0 |  | 0
|  |  |  | 42.68 | 85.36 | 0 | 0 | 0 | 0 | 0 | 7.48 | 0.10336 | 0 | 85.36 | 85.36 | 1 | 0 | 0 |  | 0 |  | 0
|  |  |  | 47.88 | 95.76 | 0 | 0 | 0 | 0 | 0 | 7.48 | 0.10336 | 0 | 95.76 | 95.76 | 1 | 0 | 0 |  | 0 |  | 0
|  |  |  | 60.2 | 120.4 | 0 | 0 | 0 | 0 | 0 | 7.48 | 0.10336 | 0 | 120.4 | 120.4 | 1 | 0 | 0 |  | 0 |  | 0
|  |  |  | 58.32 | 116.64 | 0 | 0 | 0 | 0 | 0 | 7.48 | 0.10336 | 0 | 116.64 | 116.64 | 1 | 0 | 0 |  | 0 |  | 0
|  |  |  | 53.8 | 107.6 | 0 | 0 | 0 | 0 | 0 | 7.48 | 0.10336 | 0 | 107.6 | 107.6 | 1 | 0 | 0 |  | 0 |  | 0
|  |  |  | 54.76 | 109.52 | 0 | 0 | 0 | 0 | 0 | 7.48 | 0.10336 | 0 | 109.52 | 109.52 | 1 | 0 | 0 |  | 0 |  | 0
|  |  |  | 58.8 | 117.6 | 0 | 0 | 0 | 0 | 0 | 7.48 | 0.10336 | 0 | 117.6 | 117.6 | 1 | 0 | 0 |  | 0 |  | 0
|  |  |  | 59.2 | 118.4 | 0 | 0 | 0 | 0 | 0 | 7.48 | 0.10336 | 0 | 118.4 | 118.4 | 1 | 0 | 0 |  | 0 |  | 0
|  |  |  | 59.08 | 118.16 | 0 | 0 | 0 | 0 | 0 | 7.48 | 0.10336 | 0 | 118.16 | 118.16 | 1 | 0 | 0 |  | 0 |  | 0
|  |  |  | 58.4 | 116.8 | 0 | 0 | 0 | 0 | 0 | 7.48 | 0.10336 | 0 | 116.8 | 116.8 | 1 | 0 | 0 |  | 0 |  | 0
|  |  |  | 53.96 | 107.92 | 0 | 0 | 0 | 0 | 0 | 7.48 | 0.10336 | 0 | 107.92 | 107.92 | 1 | 0 | 0 |  | 0 |  | 0
|  |  |  | 49.2 | 98.4 | 0 | 0 | 0 | 0 | 0 | 7.48 | 0.10336 | 0 | 98.4 | 98.4 | 1 | 0 | 0 |  | 0 |  | 0
|  |  |  | 44.52 | 89.04 | 0 | 0 | 0 | 0 | 0 | 7.48 | 0.10336 | 0 | 89.04 | 89.04 | 1 | 0 | 0 |  | 0 |  | 0
|  |  |  | 32.88 | 65.76 | 0 | 0 | 0 | 0 | 0 | 7.48 | 0.10336 | 0 | 65.76 | 65.76 | 1 | 0 | 0 |  | 0 |  | 0
|  |  |  | 15.08 | 30.16 | 0 | 0 | 0 | 0 | 0 | 7.48 | 0.10336 | 0 | 30.16 | 30.16 | 1 | 0 | 0 |  | 0 |  | 0
|  |  |  | 9.48 | 18.96 | 0 | 0 | 0 | 0 | 0 | 7.48 | 0.10336 | 0 | 18.96 | 18.96 | 1 | 0 | 0 |  | 0 |  | 0
|  |  |  | 16.36 | 32.72 | 0 | 0 | 0 | 0 | 0 | 7.48 | 0.10336 | 0 | 32.72 | 32.72 | 1 | 0 | 0 |  | 0 |  | 0
|  |  |  | 14.24 | 28.48 | 0 | 0 | 0 | 0 | 0 | 7.48 | 0.10336 | 0 | 28.48 | 28.48 | 1 | 0 | 0 |  | 0 |  | 0
|  |  |  | 16.08 | 32.16 | 0 | 0 | 0 | 0 | 0 | 7.48 | 0.10336 | 0 | 32.16 | 32.16 | 1 | 0 | 0 |  | 0 |  | 0
|  |  |  | 17.2 | 34.4 | 0 | 0 | 0 | 0 | 0 | 7.48 | 0.10336 | 0 | 34.4 | 34.4 | 1 | 0 | 0 |  | 0 |  | 0
|  |  |  | 19.2 | 38.4 | 0 | 0 | 0 | 0 | 0 | 7.48 | 0.10336 | 0 | 38.4 | 38.4 | 1 | 0 | 0 |  | 0 |  | 0
|  |  |  | 25.6 | 51.2 | 0 | 0 | 0 | 0 | 0 | 7.48 | 0.10336 | 0 | 51.2 | 51.2 | 1 | 0 | 0 |  | 0 |  | 0
|  |  |  | 26.84 | 53.68 | 0 | 0 | 0 | 0 | 0 | 7.48 | 0.10336 | 0 | 53.68 | 53.68 | 1 | 0 | 0 |  | 0 |  | 0
|  |  |  | 29.44 | 58.88 | 0 | 0 | 0 | 0 | 0 | 7.48 | 0.10336 | 0 | 58.88 | 58.88 | 1 | 0 | 0 |  | 0 |  | 0
|  |  |  | 34.12 | 68.24 | 0 | 0 | 0 | 0 | 0 | 7.48 | 0.10336 | 0 | 68.24 | 68.24 | 1 | 0 | 0 |  | 0 |  | 0
|  |  |  | 42.88 | 85.76 | 0 | 0 | 0 | 0 | 0 | 7.48 | 0.10336 | 0 | 85.76 | 85.76 | 1 | 0 | 0 |  | 0 |  | 0
|  |  |  | 48.12 | 96.24 | 0 | 0 | 0 | 0 | 0 | 7.48 | 0.10336 | 0 | 96.24 | 96.24 | 1 | 0 | 0 |  | 0 |  | 0
|  |  |  | 48.84 | 97.68 | 0 | 0 | 0 | 0 | 0 | 7.48 | 0.10336 | 0 | 97.68 | 97.68 | 1 | 0 | 0 |  | 0 |  | 0
|  |  |  | 53.44 | 106.88 | 0 | 0 | 0 | 0 | 0 | 7.48 | 0.10336 | 0 | 106.88 | 106.88 | 1 | 0 | 0 |  | 0 |  | 0
|  |  |  | 48.76 | 97.52 | 0 | 0 | 0 | 0 | 0 | 7.48 | 0.10336 | 0 | 97.52 | 97.52 | 1 | 0 | 0 |  | 0 |  | 0
|  |  |  | 47.72 | 95.44 | 0 | 0 | 0 | 0 | 0 | 7.48 | 0.10336 | 0 | 95.44 | 95.44 | 1 | 0 | 0 |  | 0 |  | 0
|  |  |  | 45.92 | 91.84 | 0 | 0 | 0 | 0 | 0 | 7.48 | 0.10336 | 0 | 91.84 | 91.84 | 1 | 0 | 0 |  | 0 |  | 0
|  |  |  | 48.76 | 97.52 | 0 | 0 | 0 | 0 | 0 | 7.48 | 0.10336 | 0 | 97.52 | 97.52 | 1 | 0 | 0 |  | 0 |  | 0
|  |  |  | 48.8 | 97.6 | 0 | 0 | 0 | 0 | 0 | 7.48 | 0.10336 | 0 | 97.6 | 97.6 | 1 | 0 | 0 |  | 0 |  | 0
|  |  |  | 45.92 | 91.84 | 0 | 0 | 0 | 0 | 0 | 7.48 | 0.10336 | 0 | 91.84 | 91.84 | 1 | 0 | 0 |  | 0 |  | 0
|  |  |  | 43.08 | 86.16 | 0 | 0 | 0 | 0 | 0 | 7.48 | 0.10336 | 0 | 86.16 | 86.16 | 1 | 0 | 0 |  | 0 |  | 0
|  |  |  | 38.28 | 76.56 | 0 | 0 | 0 | 0 | 0 | 7.48 | 0.10336 | 0 | 76.56 | 76.56 | 1 | 0 | 0 |  | 0 |  | 0
|  |  |  | 30.6 | 61.2 | 0 | 0 | 0 | 0 | 0 | 7.48 | 0.10336 | 0 | 61.2 | 61.2 | 1 | 0 | 0 |  | 0 |  | 0
|  |  |  | 13.64 | 27.28 | 0 | 0 | 0 | 0 | 0 | 7.48 | 0.10336 | 0 | 27.28 | 27.28 | 1 | 0 | 0 |  | 0 |  | 0
|  |  |  | 9.96 | 19.92 | 0 | 0 | 0 | 0 | 0 | 7.48 | 0.10336 | 0 | 19.92 | 19.92 | 1 | 0 | 0 |  | 0 |  | 0
|  |  |  | 12.2 | 24.4 | 0 | 0 | 0 | 0 | 0 | 7.48 | 0.10336 | 0 | 24.4 | 24.4 | 1 | 0 | 0 |  | 0 |  | 0
|  |  |  | 13.56 | 27.12 | 0 | 0 | 0 | 0 | 0 | 7.48 | 0.10336 | 0 | 27.12 | 27.12 | 1 | 0 | 0 |  | 0 |  | 0
|  |  |  | 16.32 | 32.64 | 0 | 0 | 0 | 0 | 0 | 7.48 | 0.10336 | 0 | 32.64 | 32.64 | 1 | 0 | 0 |  | 0 |  | 0
|  |  |  | 16.72 | 33.44 | 0 | 0 | 0 | 0 | 0 | 7.48 | 0.10336 | 0 | 33.44 | 33.44 | 1 | 0 | 0 |  | 0 |  | 0
|  |  |  | 17.64 | 35.28 | 0 | 0 | 0 | 0 | 0 | 7.48 | 0.10336 | 0 | 35.28 | 35.28 | 1 | 0 | 0 |  | 0 |  | 0
|  |  |  | 23.44 | 46.88 | 0 | 0 | 0 | 0 | 0 | 7.48 | 0.10336 | 0 | 46.88 | 46.88 | 1 | 0 | 0 |  | 0 |  | 0
|  |  |  | 24.52 | 49.04 | 0 | 0 | 0 | 0 | 0 | 7.48 | 0.10336 | 0 | 49.04 | 49.04 | 1 | 0 | 0 |  | 0 |  | 0
|  |  |  | 26.96 | 53.92 | 0 | 0 | 0 | 0 | 0 | 7.48 | 0.10336 | 0 | 53.92 | 53.92 | 1 | 0 | 0 |  | 0 |  | 0
|  |  |  | 37.04 | 74.08 | 0 | 0 | 0 | 0 | 0 | 7.48 | 0.10336 | 0 | 74.08 | 74.08 | 1 | 0 | 0 |  | 0 |  | 0
|  |  |  | 39.04 | 78.08 | 0 | 0 | 0 | 0 | 0 | 11.23 | 0.12409 | 0 | 78.08 | 78.08 | 1 | 0 | 0 |  | 0 |  | 0
|  |  |  | 42.6 | 85.2 | 0 | 0 | 0 | 0 | 0 | 11.23 | 0.12409 | 0 | 85.2 | 85.2 | 1 | 0 | 0 |  | 0 |  | 0
|  |  |  | 47.52 | 95.04 | 0 | 0 | 0 | 0 | 0 | 11.23 | 0.12409 | 0 | 95.04 | 95.04 | 1 | 0 | 0 |  | 0 |  | 0
|  |  |  | 51.32 | 102.64 | 0 | 0 | 0 | 0 | 0 | 17.48 | 0.13136 | 0 | 102.64 | 102.64 | 1 | 0 | 0 |  | 0 |  | 0
|  |  |  | 48.28 | 96.56 | 0 | 0 | 0 | 0 | 0 | 17.48 | 0.13136 | 0 | 96.56 | 96.56 | 1 | 0 | 0 |  | 0 |  | 0
|  |  |  | 43.64 | 87.28 | 0 | 0 | 0 | 0 | 0 | 17.48 | 0.13136 | 0 | 87.28 | 87.28 | 1 | 0 | 0 |  | 0 |  | 0
|  |  |  | 44.6 | 89.2 | 0 | 0 | 0 | 0 | 0 | 17.48 | 0.13136 | 0 | 89.2 | 86.48 | 0.2 | 0 | 2.72 |  | 0 |  | 0
|  |  |  | 43.12 | 86.24 | 0 | 0 | 0 | 0 | 0 | 11.23 | 0.12409 | 0 | 86.24 | 86.24 | 0.2 | 0 | 0 |  | 0 |  | 0
|  |  |  | 42.68 | 85.36 | 0 | 0 | 0 | 0 | 0 | 11.23 | 0.12409 | 0 | 85.36 | 85.36 | 0.2 | 0 | 0 |  | 0 |  | 0
|  |  |  | 41.36 | 82.72 | 0 | 0 | 0 | 0 | 0 | 11.23 | 0.12409 | 0 | 82.72 | 82.72 | 0.2 | 0 | 0 |  | 0 |  | 0
|  |  |  | 38.36 | 76.72 | 0 | 0 | 0 | 0 | 0 | 7.48 | 0.10336 | 2.72 | 76.72 | 76.72 | 0.91885 | 0 | 0 |  | 0 |  | 0
|  |  |  | 34.28 | 68.56 | 0 | 0 | 0 | 0 | 0 | 7.48 | 0.10336 | 0.307 | 68.56 | 68.56 | 1 | 0 | 0 |  | 0 |  | 0
|  |  |  | 22.32 | 44.64 | 0 | 0 | 0 | 0 | 0 | 7.48 | 0.10336 | 0 | 44.64 | 44.64 | 1 | 0 | 0 |  | 0 |  | 0
|  |  |  | 10.96 | 21.92 | 0 | 0 | 0 | 0 | 0 | 7.48 | 0.10336 | 0 | 21.92 | 21.92 | 1 | 0 | 0 |  | 0 |  | 0
|  |  |  | 9.44 | 18.88 | 0 | 0 | 0 | 0 | 0 | 7.48 | 0.10336 | 0 | 18.88 | 18.88 | 1 | 0 | 0 |  | 0 |  | 0
|  |  |  | 10.08 | 20.16 | 0 | 0 | 0 | 0 | 0 | 7.48 | 0.10336 | 0 | 20.16 | 20.16 | 1 | 0 | 0 |  | 0 |  | 0
|  |  |  | 10.8 | 21.6 | 0 | 0 | 0 | 0 | 0 | 7.48 | 0.10336 | 0 | 21.6 | 21.6 | 1 | 0 | 0 |  | 0 |  | 0
|  |  |  | 12.04 | 24.08 | 0 | 0 | 0 | 0 | 0 | 7.48 | 0.10336 | 0 | 24.08 | 24.08 | 1 | 0 | 0 |  | 0 |  | 0
|  |  |  | 14.28 | 28.56 | 0 | 0 | 0 | 0 | 0 | 7.48 | 0.10336 | 0 | 28.56 | 28.56 | 1 | 0 | 0 |  | 0 |  | 0
|  |  |  | 17.48 | 34.96 | 0 | 0 | 0 | 0 | 0 | 7.48 | 0.10336 | 0 | 34.96 | 34.96 | 1 | 0 | 0 |  | 0 |  | 0
|  |  |  | 22.68 | 45.36 | 0 | 0 | 0 | 0 | 0 | 7.48 | 0.10336 | 0 | 45.36 | 45.36 | 1 | 0 | 0 |  | 0 |  | 0
|  |  |  | 24.12 | 48.24 | 0 | 0 | 0 | 0 | 0 | 7.48 | 0.10336 | 0 | 48.24 | 48.24 | 1 | 0 | 0 |  | 0 |  | 0
|  |  |  | 25.08 | 50.16 | 0 | 0 | 0 | 0 | 0 | 7.48 | 0.10336 | 0 | 50.16 | 50.16 | 1 | 0 | 0 |  | 0 |  | 0
|  |  |  | 30.16 | 60.32 | 0 | 0 | 0 | 0 | 0 | 7.48 | 0.10336 | 0 | 60.32 | 60.32 | 1 | 0 | 0 |  | 0 |  | 0
|  |  |  | 47.6 | 95.2 | 0 | 0 | 0 | 0 | 0 | 11.23 | 0.12409 | 0 | 95.2 | 95.2 | 1 | 0 | 0 |  | 0 |  | 0
|  |  |  | 55.28 | 110.56 | 0 | 0 | 0 | 0 | 0 | 11.23 | 0.12409 | 0 | 110.56 | 110.56 | 1 | 0 | 0 |  | 0 |  | 0
|  |  |  | 46.2 | 92.4 | 0 | 0 | 0 | 0 | 0 | 11.23 | 0.12409 | 0 | 92.4 | 92.4 | 1 | 0 | 0 |  | 0 |  | 0
|  |  |  | 47.88 | 95.76 | 0 | 0 | 0 | 0 | 0 | 17.48 | 0.13136 | 0 | 95.76 | 95.76 | 1 | 0 | 0 |  | 0 |  | 0
|  |  |  | 51.52 | 103.04 | 0 | 0 | 0 | 0 | 0 | 17.48 | 0.13136 | 0 | 103.04 | 103.04 | 1 | 0 | 0 |  | 0 |  | 0
|  |  |  | 51.68 | 103.36 | 0 | 0 | 0 | 0 | 0 | 17.48 | 0.13136 | 0 | 103.36 | 103.36 | 1 | 0 | 0 |  | 0 |  | 0
|  |  |  | 48.88 | 97.76 | 0 | 0 | 0 | 0 | 0 | 17.48 | 0.13136 | 0 | 97.76 | 95.04 | 0.2 | 0 | 2.72 |  | 0 |  | 0
|  |  |  | 49.92 | 99.84 | 0 | 0 | 0 | 0 | 0 | 11.23 | 0.12409 | 0 | 99.84 | 99.84 | 0.2 | 0 | 0 |  | 0 |  | 0
|  |  |  | 47.12 | 94.24 | 0 | 0 | 0 | 0 | 0 | 11.23 | 0.12409 | 0 | 94.24 | 94.24 | 0.2 | 0 | 0 |  | 0 |  | 0
|  |  |  | 44.64 | 89.28 | 0 | 0 | 0 | 0 | 0 | 11.23 | 0.12409 | 0 | 89.28 | 89.28 | 0.2 | 0 | 0 |  | 0 |  | 0
|  |  |  | 42.08 | 84.16 | 0 | 0 | 0 | 0 | 0 | 7.48 | 0.10336 | 2.72 | 84.16 | 84.16 | 0.91885 | 0 | 0 |  | 0 |  | 0
|  |  |  | 40.12 | 80.24 | 0 | 0 | 0 | 0 | 0 | 7.48 | 0.10336 | 0.307 | 80.24 | 80.24 | 1 | 0 | 0 |  | 0 |  | 0
|  |  |  | 36.04 | 72.08 | 0 | 0 | 0 | 0 | 0 | 7.48 | 0.10336 | 0 | 72.08 | 72.08 | 1 | 0 | 0 |  | 0 |  | 0
|  |  |  | 19.16 | 38.32 | 0 | 0 | 0 | 0 | 0 | 7.48 | 0.10336 | 0 | 38.32 | 38.32 | 1 | 0 | 0 |  | 0 |  | 0
|  |  |  | 14.04 | 28.08 | 0 | 0 | 0 | 0 | 0 | 7.48 | 0.10336 | 0 | 28.08 | 28.08 | 1 | 0 | 0 |  | 0 |  | 0
|  |  |  | 15.48 | 30.96 | 0 | 0 | 0 | 0 | 0 | 7.48 | 0.10336 | 0 | 30.96 | 30.96 | 1 | 0 | 0 |  | 0 |  | 0
|  |  |  | 15.4 | 30.8 | 0 | 0 | 0 | 0 | 0 | 7.48 | 0.10336 | 0 | 30.8 | 30.8 | 1 | 0 | 0 |  | 0 |  | 0
|  |  |  | 16.92 | 33.84 | 0 | 0 | 0 | 0 | 0 | 7.48 | 0.10336 | 0 | 33.84 | 33.84 | 1 | 0 | 0 |  | 0 |  | 0
|  |  |  | 19.4 | 38.8 | 0 | 0 | 0 | 0 | 0 | 7.48 | 0.10336 | 0 | 38.8 | 38.8 | 1 | 0 | 0 |  | 0 |  | 0
|  |  |  | 18.8 | 37.6 | 0 | 0 | 0 | 0 | 0 | 7.48 | 0.10336 | 0 | 37.6 | 37.6 | 1 | 0 | 0 |  | 0 |  | 0
|  |  |  | 17.28 | 34.56 | 0 | 0 | 0 | 0 | 0 | 7.48 | 0.10336 | 0 | 34.56 | 34.56 | 1 | 0 | 0 |  | 0 |  | 0
|  |  |  | 21.56 | 43.12 | 0 | 0 | 0 | 0 | 0 | 7.48 | 0.10336 | 0 | 43.12 | 43.12 | 1 | 0 | 0 |  | 0 |  | 0
|  |  |  | 22.56 | 45.12 | 0 | 0 | 0 | 0 | 0 | 7.48 | 0.10336 | 0 | 45.12 | 45.12 | 1 | 0 | 0 |  | 0 |  | 0
|  |  |  | 32.16 | 64.32 | 0 | 0 | 0 | 0 | 0 | 7.48 | 0.10336 | 0 | 64.32 | 64.32 | 1 | 0 | 0 |  | 0 |  | 0
|  |  |  | 46.48 | 92.96 | 0 | 0 | 0 | 0 | 0 | 11.23 | 0.12409 | 0 | 92.96 | 92.96 | 1 | 0 | 0 |  | 0 |  | 0
|  |  |  | 44.4 | 88.8 | 0 | 0 | 0 | 0 | 0 | 11.23 | 0.12409 | 0 | 88.8 | 88.8 | 1 | 0 | 0 |  | 0 |  | 0
|  |  |  | 47.08 | 94.16 | 0 | 0 | 0 | 0 | 0 | 11.23 | 0.12409 | 0 | 94.16 | 94.16 | 1 | 0 | 0 |  | 0 |  | 0
|  |  |  | 43.36 | 86.72 | 0 | 0 | 0 | 0 | 0 | 17.48 | 0.13136 | 0 | 86.72 | 86.72 | 1 | 0 | 0 |  | 0 |  | 0
|  |  |  | 42.64 | 85.28 | 0 | 0 | 0 | 0 | 0 | 17.48 | 0.13136 | 0 | 85.28 | 85.28 | 1 | 0 | 0 |  | 0 |  | 0
|  |  |  | 46.52 | 93.04 | 0 | 0 | 0 | 0 | 0 | 17.48 | 0.13136 | 0 | 93.04 | 93.04 | 1 | 0 | 0 |  | 0 |  | 0
|  |  |  | 49.2 | 98.4 | 0 | 0 | 0 | 0 | 0 | 17.48 | 0.13136 | 0 | 98.4 | 95.68 | 0.2 | 0 | 2.72 |  | 0 |  | 0
|  |  |  | 52.68 | 105.36 | 0 | 0 | 0 | 0 | 0 | 11.23 | 0.12409 | 0 | 105.36 | 105.36 | 0.2 | 0 | 0 |  | 0 |  | 0
|  |  |  | 40.72 | 81.44 | 0 | 0 | 0 | 0 | 0 | 11.23 | 0.12409 | 0 | 81.44 | 81.44 | 0.2 | 0 | 0 |  | 0 |  | 0
|  |  |  | 38.6 | 77.2 | 0 | 0 | 0 | 0 | 0 | 11.23 | 0.12409 | 0 | 77.2 | 77.2 | 0.2 | 0 | 0 |  | 0 |  | 0
|  |  |  | 35 | 70 | 0 | 0 | 0 | 0 | 0 | 7.48 | 0.10336 | 2.72 | 70 | 70 | 0.91885 | 0 | 0 |  | 0 |  | 0
|  |  |  | 34.96 | 69.92 | 0 | 0 | 0 | 0 | 0 | 7.48 | 0.10336 | 0.307 | 69.92 | 69.92 | 1 | 0 | 0 |  | 0 |  | 0
|  |  |  | 36.96 | 73.92 | 0 | 0 | 0 | 0 | 0 | 7.48 | 0.10336 | 0 | 73.92 | 73.92 | 1 | 0 | 0 |  | 0 |  | 0
|  |  |  | 19 | 38 | 0 | 0 | 0 | 0 | 0 | 7.48 | 0.10336 | 0 | 38 | 38 | 1 | 0 | 0 |  | 0 |  | 0
|  |  |  | 12.8 | 25.6 | 0 | 0 | 0 | 0 | 0 | 7.48 | 0.10336 | 0 | 25.6 | 25.6 | 1 | 0 | 0 |  | 0 |  | 0
|  |  |  | 10.92 | 21.84 | 0 | 0 | 0 | 0 | 0 | 7.48 | 0.10336 | 0 | 21.84 | 21.84 | 1 | 0 | 0 |  | 0 |  | 0
|  |  |  | 11.28 | 22.56 | 0 | 0 | 0 | 0 | 0 | 7.48 | 0.10336 | 0 | 22.56 | 22.56 | 1 | 0 | 0 |  | 0 |  | 0
|  |  |  | 12.64 | 25.28 | 0 | 0 | 0 | 0 | 0 | 7.48 | 0.10336 | 0 | 25.28 | 25.28 | 1 | 0 | 0 |  | 0 |  | 0
|  |  |  | 14.96 | 29.92 | 0 | 0 | 0 | 0 | 0 | 7.48 | 0.10336 | 0 | 29.92 | 29.92 | 1 | 0 | 0 |  | 0 |  | 0
|  |  |  | 16 | 32 | 0 | 0 | 0 | 0 | 0 | 7.48 | 0.10336 | 0 | 32 | 32 | 1 | 0 | 0 |  | 0 |  | 0
|  |  |  | 16.16 | 32.32 | 0 | 0 | 0 | 0 | 0 | 7.48 | 0.10336 | 0 | 32.32 | 32.32 | 1 | 0 | 0 |  | 0 |  | 0
|  |  |  | 16.92 | 33.84 | 0 | 0 | 0 | 0 | 0 | 7.48 | 0.10336 | 0 | 33.84 | 33.84 | 1 | 0 | 0 |  | 0 |  | 0
|  |  |  | 26.2 | 52.4 | 0 | 0 | 0 | 0 | 0 | 7.48 | 0.10336 | 0 | 52.4 | 52.4 | 1 | 0 | 0 |  | 0 |  | 0
|  |  |  | 33.8 | 67.6 | 0 | 0 | 0 | 0 | 0 | 7.48 | 0.10336 | 0 | 67.6 | 67.6 | 1 | 0 | 0 |  | 0 |  | 0
|  |  |  | 39 | 78 | 0 | 0 | 0 | 0 | 0 | 11.23 | 0.12409 | 0 | 78 | 78 | 1 | 0 | 0 |  | 0 |  | 0
|  |  |  | 51.36 | 102.72 | 0 | 0 | 0 | 0 | 0 | 11.23 | 0.12409 | 0 | 102.72 | 102.72 | 1 | 0 | 0 |  | 0 |  | 0
|  |  |  | 47.12 | 94.24 | 0 | 0 | 0 | 0 | 0 | 11.23 | 0.12409 | 0 | 94.24 | 94.24 | 1 | 0 | 0 |  | 0 |  | 0
|  |  |  | 43.48 | 86.96 | 0 | 0 | 0 | 0 | 0 | 17.48 | 0.13136 | 0 | 86.96 | 86.96 | 1 | 0 | 0 |  | 0 |  | 0
|  |  |  | 47.16 | 94.32 | 0 | 0 | 0 | 0 | 0 | 17.48 | 0.13136 | 0 | 94.32 | 94.32 | 1 | 0 | 0 |  | 0 |  | 0
|  |  |  | 50 | 100 | 0 | 0 | 0 | 0 | 0 | 17.48 | 0.13136 | 0 | 100 | 100 | 1 | 0 | 0 |  | 0 |  | 0
|  |  |  | 50.56 | 101.12 | 0 | 0 | 0 | 0 | 0 | 17.48 | 0.13136 | 0 | 101.12 | 98.4 | 0.2 | 0 | 2.72 |  | 0 |  | 0
|  |  |  | 48.44 | 96.88 | 0 | 0 | 0 | 0 | 0 | 11.23 | 0.12409 | 0 | 96.88 | 96.88 | 0.2 | 0 | 0 |  | 0 |  | 0
|  |  |  | 42.08 | 84.16 | 0 | 0 | 0 | 0 | 0 | 11.23 | 0.12409 | 0 | 84.16 | 84.16 | 0.2 | 0 | 0 |  | 0 |  | 0
|  |  |  | 35.32 | 70.64 | 0 | 0 | 0 | 0 | 0 | 11.23 | 0.12409 | 0 | 70.64 | 70.64 | 0.2 | 0 | 0 |  | 0 |  | 0
|  |  |  | 33.12 | 66.24 | 0 | 0 | 0 | 0 | 0 | 7.48 | 0.10336 | 2.72 | 66.24 | 66.24 | 0.91885 | 0 | 0 |  | 0 |  | 0
|  |  |  | 34.2 | 68.4 | 0 | 0 | 0 | 0 | 0 | 7.48 | 0.10336 | 0.307 | 68.4 | 68.4 | 1 | 0 | 0 |  | 0 |  | 0
|  |  |  | 32 | 64 | 0 | 0 | 0 | 0 | 0 | 7.48 | 0.10336 | 0 | 64 | 64 | 1 | 0 | 0 |  | 0 |  | 0
|  |  |  | 14.56 | 29.12 | 0 | 0 | 0 | 0 | 0 | 7.48 | 0.10336 | 0 | 29.12 | 29.12 | 1 | 0 | 0 |  | 0 |  | 0
|  |  |  | 9.48 | 18.96 | 0 | 0 | 0 | 0 | 0 | 7.48 | 0.10336 | 0 | 18.96 | 18.96 | 1 | 0 | 0 |  | 0 |  | 0
|  |  |  | 11.2 | 22.4 | 0 | 0 | 0 | 0 | 0 | 7.48 | 0.10336 | 0 | 22.4 | 22.4 | 1 | 0 | 0 |  | 0 |  | 0
|  |  |  | 11.6 | 23.2 | 0 | 0 | 0 | 0 | 0 | 7.48 | 0.10336 | 0 | 23.2 | 23.2 | 1 | 0 | 0 |  | 0 |  | 0
|  |  |  | 15.48 | 30.96 | 0 | 0 | 0 | 0 | 0 | 7.48 | 0.10336 | 0 | 30.96 | 30.96 | 1 | 0 | 0 |  | 0 |  | 0
|  |  |  | 15.68 | 31.36 | 0 | 0 | 0 | 0 | 0 | 7.48 | 0.10336 | 0 | 31.36 | 31.36 | 1 | 0 | 0 |  | 0 |  | 0
|  |  |  | 19.28 | 38.56 | 0 | 0 | 0 | 0 | 0 | 7.48 | 0.10336 | 0 | 38.56 | 38.56 | 1 | 0 | 0 |  | 0 |  | 0
|  |  |  | 22.76 | 45.52 | 0 | 0 | 0 | 0 | 0 | 7.48 | 0.10336 | 0 | 45.52 | 45.52 | 1 | 0 | 0 |  | 0 |  | 0
|  |  |  | 21.64 | 43.28 | 0 | 0 | 0 | 0 | 0 | 7.48 | 0.10336 | 0 | 43.28 | 43.28 | 1 | 0 | 0 |  | 0 |  | 0
|  |  |  | 30.4 | 60.8 | 0 | 0 | 0 | 0 | 0 | 7.48 | 0.10336 | 0 | 60.8 | 60.8 | 1 | 0 | 0 |  | 0 |  | 0
|  |  |  | 46.28 | 92.56 | 0 | 0 | 0 | 0 | 0 | 7.48 | 0.10336 | 0 | 92.56 | 92.56 | 1 | 0 | 0 |  | 0 |  | 0
|  |  |  | 55.84 | 111.68 | 0 | 0 | 0 | 0 | 0 | 11.23 | 0.12409 | 0 | 111.68 | 111.68 | 1 | 0 | 0 |  | 0 |  | 0
|  |  |  | 63.72 | 127.44 | 0 | 0 | 0 | 0 | 0 | 11.23 | 0.12409 | 0 | 127.44 | 124.824 | 0.23072 | 0 | 2.616 |  | 0 |  | 0
|  |  |  | 58.28 | 116.56 | 0 | 0 | 0 | 0 | 0 | 11.23 | 0.12409 | 0 | 116.56 | 116.56 | 0.23072 | 0 | 0 |  | 0 |  | 0
|  |  |  | 58.16 | 116.32 | 0 | 0 | 0 | 0 | 0 | 17.48 | 0.13136 | 0 | 116.32 | 116.32 | 0.23072 | 0 | 0 |  | 0 |  | 0
|  |  |  | 58.32 | 116.64 | 0 | 0 | 0 | 0 | 0 | 17.48 | 0.13136 | 0 | 116.64 | 116.64 | 0.23072 | 0 | 0 |  | 0 |  | 0
|  |  |  | 58.56 | 117.12 | 0 | 0 | 0 | 0 | 0 | 17.48 | 0.13136 | 0 | 117.12 | 117.12 | 0.23072 | 0 | 0 |  | 0 |  | 0
|  |  |  | 51.5333 | 103.0667 | 0 | 0 | 0 | 0 | 0 | 17.48 | 0.13136 | 0 | 103.067 | 102.962 | 0.2 | 0 | 0.104 |  | 0 |  | 0
|  |  |  | 48.6933 | 97.3867 | 0 | 0 | 0 | 0 | 0 | 11.23 | 0.12409 | 0 | 97.387 | 97.387 | 0.2 | 0 | 0 |  | 0 |  | 0
|  |  |  | 51.9067 | 103.8133 | 0 | 0 | 0 | 0 | 0 | 11.23 | 0.12409 | 0 | 103.813 | 103.813 | 0.2 | 0 | 0 |  | 0 |  | 0
|  |  |  | 47.96 | 95.92 | 0 | 0 | 0 | 0 | 0 | 11.23 | 0.12409 | 0 | 95.92 | 95.92 | 0.2 | 0 | 0 |  | 0 |  | 0
|  |  |  | 49.3333 | 98.6667 | 0 | 0 | 0 | 0 | 0 | 7.48 | 0.10336 | 2.72 | 98.667 | 98.667 | 0.91885 | 0 | 0 |  | 0 |  | 0
|  |  |  | 47.16 | 94.32 | 0 | 0 | 0 | 0 | 0 | 7.48 | 0.10336 | 0.307 | 94.32 | 94.32 | 1 | 0 | 0 |  | 0 |  | 0
|  |  |  | 35.6 | 71.2 | 0 | 0 | 0 | 0 | 0 | 7.48 | 0.10336 | 0 | 71.2 | 71.2 | 1 | 0 | 0 |  | 0 |  | 0
|  |  |  | 14.6 | 29.2 | 0 | 0 | 0 | 0 | 0 | 7.48 | 0.10336 | 0 | 29.2 | 29.2 | 1 | 0 | 0 |  | 0 |  | 0
|  |  |  | 11.2 | 22.4 | 0 | 0 | 0 | 0 | 0 | 7.48 | 0.10336 | 0 | 22.4 | 22.4 | 1 | 0 | 0 |  | 0 |  | 0
|  |  |  | 17.64 | 35.28 | 0 | 0 | 0 | 0 | 0 | 7.48 | 0.10336 | 0 | 35.28 | 35.28 | 1 | 0 | 0 |  | 0 |  | 0
|  |  |  | 18.16 | 36.32 | 0 | 0 | 0 | 0 | 0 | 7.48 | 0.10336 | 0 | 36.32 | 36.32 | 1 | 0 | 0 |  | 0 |  | 0
|  |  |  | 19.6 | 39.2 | 0 | 0 | 0 | 0 | 0 | 7.48 | 0.10336 | 0 | 39.2 | 39.2 | 1 | 0 | 0 |  | 0 |  | 0
|  |  |  | 20.84 | 41.68 | 0 | 0 | 0 | 0 | 0 | 7.48 | 0.10336 | 0 | 41.68 | 41.68 | 1 | 0 | 0 |  | 0 |  | 0
|  |  |  | 23.2 | 46.4 | 0 | 0 | 0 | 0 | 0 | 7.48 | 0.10336 | 0 | 46.4 | 46.4 | 1 | 0 | 0 |  | 0 |  | 0
|  |  |  | 25.72 | 51.44 | 0 | 0 | 0 | 0 | 0 | 7.48 | 0.10336 | 0 | 51.44 | 51.44 | 1 | 0 | 0 |  | 0 |  | 0
|  |  |  | 25.76 | 51.52 | 0 | 0 | 0 | 0 | 0 | 7.48 | 0.10336 | 0 | 51.52 | 51.52 | 1 | 0 | 0 |  | 0 |  | 0
|  |  |  | 39.36 | 78.72 | 0 | 0 | 0 | 0 | 0 | 7.48 | 0.10336 | 0 | 78.72 | 78.72 | 1 | 0 | 0 |  | 0 |  | 0
|  |  |  | 44.96 | 89.92 | 0 | 0 | 0 | 0 | 0 | 7.48 | 0.10336 | 0 | 89.92 | 89.92 | 1 | 0 | 0 |  | 0 |  | 0
|  |  |  | 48.28 | 96.56 | 0 | 0 | 0 | 0 | 0 | 7.48 | 0.10336 | 0 | 96.56 | 96.56 | 1 | 0 | 0 |  | 0 |  | 0
|  |  |  | 54.6 | 109.2 | 0 | 0 | 0 | 0 | 0 | 7.48 | 0.10336 | 0 | 109.2 | 109.2 | 1 | 0 | 0 |  | 0 |  | 0
|  |  |  | 51.36 | 102.72 | 0 | 0 | 0 | 0 | 0 | 7.48 | 0.10336 | 0 | 102.72 | 102.72 | 1 | 0 | 0 |  | 0 |  | 0
|  |  |  | 56.72 | 113.44 | 0 | 0 | 0 | 0 | 0 | 7.48 | 0.10336 | 0 | 113.44 | 113.44 | 1 | 0 | 0 |  | 0 |  | 0
|  |  |  | 53.76 | 107.52 | 0 | 0 | 0 | 0 | 0 | 7.48 | 0.10336 | 0 | 107.52 | 107.52 | 1 | 0 | 0 |  | 0 |  | 0
|  |  |  | 49.44 | 98.88 | 0 | 0 | 0 | 0 | 0 | 7.48 | 0.10336 | 0 | 98.88 | 98.88 | 1 | 0 | 0 |  | 0 |  | 0
|  |  |  | 47.92 | 95.84 | 0 | 0 | 0 | 0 | 0 | 7.48 | 0.10336 | 0 | 95.84 | 95.84 | 1 | 0 | 0 |  | 0 |  | 0
|  |  |  | 51.24 | 102.48 | 0 | 0 | 0 | 0 | 0 | 7.48 | 0.10336 | 0 | 102.48 | 102.48 | 1 | 0 | 0 |  | 0 |  | 0
|  |  |  | 50.56 | 101.12 | 0 | 0 | 0 | 0 | 0 | 7.48 | 0.10336 | 0 | 101.12 | 101.12 | 1 | 0 | 0 |  | 0 |  | 0
|  |  |  | 47.4 | 94.8 | 0 | 0 | 0 | 0 | 0 | 7.48 | 0.10336 | 0 | 94.8 | 94.8 | 1 | 0 | 0 |  | 0 |  | 0
|  |  |  | 45.56 | 91.12 | 0 | 0 | 0 | 0 | 0 | 7.48 | 0.10336 | 0 | 91.12 | 91.12 | 1 | 0 | 0 |  | 0 |  | 0
|  |  |  | 41.4 | 82.8 | 0 | 0 | 0 | 0 | 0 | 7.48 | 0.10336 | 0 | 82.8 | 82.8 | 1 | 0 | 0 |  | 0 |  | 0
|  |  |  | 31.52 | 63.04 | 0 | 0 | 0 | 0 | 0 | 7.48 | 0.10336 | 0 | 63.04 | 63.04 | 1 | 0 | 0 |  | 0 |  | 0
|  |  |  | 13.44 | 26.88 | 0 | 0 | 0 | 0 | 0 | 7.48 | 0.10336 | 0 | 26.88 | 26.88 | 1 | 0 | 0 |  | 0 |  | 0
|  |  |  | 9.36 | 18.72 | 0 | 0 | 0 | 0 | 0 | 7.48 | 0.10336 | 0 | 18.72 | 18.72 | 1 | 0 | 0 |  | 0 |  | 0
|  |  |  | 10.68 | 21.36 | 0 | 0 | 0 | 0 | 0 | 7.48 | 0.10336 | 0 | 21.36 | 21.36 | 1 | 0 | 0 |  | 0 |  | 0
|  |  |  | 10.84 | 21.68 | 0 | 0 | 0 | 0 | 0 | 7.48 | 0.10336 | 0 | 21.68 | 21.68 | 1 | 0 | 0 |  | 0 |  | 0
|  |  |  | 12.16 | 24.32 | 0 | 0 | 0 | 0 | 0 | 7.48 | 0.10336 | 0 | 24.32 | 24.32 | 1 | 0 | 0 |  | 0 |  | 0
|  |  |  | 14.36 | 28.72 | 0 | 0 | 0 | 0 | 0 | 7.48 | 0.10336 | 0 | 28.72 | 28.72 | 1 | 0 | 0 |  | 0 |  | 0
|  |  |  | 16.72 | 33.44 | 0 | 0 | 0 | 0 | 0 | 7.48 | 0.10336 | 0 | 33.44 | 33.44 | 1 | 0 | 0 |  | 0 |  | 0
|  |  |  | 22.36 | 44.72 | 0 | 0 | 0 | 0 | 0 | 7.48 | 0.10336 | 0 | 44.72 | 44.72 | 1 | 0 | 0 |  | 0 |  | 0
|  |  |  | 28.2 | 56.4 | 0 | 0 | 0 | 0 | 0 | 7.48 | 0.10336 | 0 | 56.4 | 56.4 | 1 | 0 | 0 |  | 0 |  | 0
|  |  |  | 31.2 | 62.4 | 0 | 0 | 0 | 0 | 0 | 7.48 | 0.10336 | 0 | 62.4 | 62.4 | 1 | 0 | 0 |  | 0 |  | 0
|  |  |  | 33.64 | 67.28 | 0 | 0 | 0 | 0 | 0 | 7.48 | 0.10336 | 0 | 67.28 | 67.28 | 1 | 0 | 0 |  | 0 |  | 0
|  |  |  | 39.08 | 78.16 | 0 | 0 | 0 | 0 | 0 | 7.48 | 0.10336 | 0 | 78.16 | 78.16 | 1 | 0 | 0 |  | 0 |  | 0
|  |  |  | 45.08 | 90.16 | 0 | 0 | 0 | 0 | 0 | 7.48 | 0.10336 | 0 | 90.16 | 90.16 | 1 | 0 | 0 |  | 0 |  | 0
|  |  |  | 47.4 | 94.8 | 0 | 0 | 0 | 0 | 0 | 7.48 | 0.10336 | 0 | 94.8 | 94.8 | 1 | 0 | 0 |  | 0 |  | 0
|  |  |  | 50.92 | 101.84 | 0 | 0 | 0 | 0 | 0 | 7.48 | 0.10336 | 0 | 101.84 | 101.84 | 1 | 0 | 0 |  | 0 |  | 0
|  |  |  | 48.88 | 97.76 | 0 | 0 | 0 | 0 | 0 | 7.48 | 0.10336 | 0 | 97.76 | 97.76 | 1 | 0 | 0 |  | 0 |  | 0
|  |  |  | 48.72 | 97.44 | 0 | 0 | 0 | 0 | 0 | 7.48 | 0.10336 | 0 | 97.44 | 97.44 | 1 | 0 | 0 |  | 0 |  | 0
|  |  |  | 45.12 | 90.24 | 0 | 0 | 0 | 0 | 0 | 7.48 | 0.10336 | 0 | 90.24 | 90.24 | 1 | 0 | 0 |  | 0 |  | 0
|  |  |  | 46.64 | 93.28 | 0 | 0 | 0 | 0 | 0 | 7.48 | 0.10336 | 0 | 93.28 | 93.28 | 1 | 0 | 0 |  | 0 |  | 0
|  |  |  | 47.04 | 94.08 | 0 | 0 | 0 | 0 | 0 | 7.48 | 0.10336 | 0 | 94.08 | 94.08 | 1 | 0 | 0 |  | 0 |  | 0
|  |  |  | 42 | 84 | 0 | 0 | 0 | 0 | 0 | 7.48 | 0.10336 | 0 | 84 | 84 | 1 | 0 | 0 |  | 0 |  | 0
|  |  |  | 41.56 | 83.12 | 0 | 0 | 0 | 0 | 0 | 7.48 | 0.10336 | 0 | 83.12 | 83.12 | 1 | 0 | 0 |  | 0 |  | 0
|  |  |  | 35.12 | 70.24 | 0 | 0 | 0 | 0 | 0 | 7.48 | 0.10336 | 0 | 70.24 | 70.24 | 1 | 0 | 0 |  | 0 |  | 0
|  |  |  | 31.12 | 62.24 | 0 | 0 | 0 | 0 | 0 | 7.48 | 0.10336 | 0 | 62.24 | 62.24 | 1 | 0 | 0 |  | 0 |  | 0
|  |  |  | 13.16 | 26.32 | 0 | 0 | 0 | 0 | 0 | 7.48 | 0.10336 | 0 | 26.32 | 26.32 | 1 | 0 | 0 |  | 0 |  | 0
|  |  |  | 9.24 | 18.48 | 0 | 0 | 0 | 0 | 0 | 7.48 | 0.10336 | 0 | 18.48 | 18.48 | 1 | 0 | 0 |  | 0 |  | 0
|  |  |  | 11.24 | 22.48 | 0 | 0 | 0 | 0 | 0 | 7.48 | 0.10336 | 0 | 22.48 | 22.48 | 1 | 0 | 0 |  | 0 |  | 0
|  |  |  | 12.52 | 25.04 | 0 | 0 | 0 | 0 | 0 | 7.48 | 0.10336 | 0 | 25.04 | 25.04 | 1 | 0 | 0 |  | 0 |  | 0
|  |  |  | 16.28 | 32.56 | 0 | 0 | 0 | 0 | 0 | 7.48 | 0.10336 | 0 | 32.56 | 32.56 | 1 | 0 | 0 |  | 0 |  | 0
|  |  |  | 17.32 | 34.64 | 0 | 0 | 0 | 0 | 0 | 7.48 | 0.10336 | 0 | 34.64 | 34.64 | 1 | 0 | 0 |  | 0 |  | 0
|  |  |  | 18.96 | 37.92 | 0 | 0 | 0 | 0 | 0 | 7.48 | 0.10336 | 0 | 37.92 | 37.92 | 1 | 0 | 0 |  | 0 |  | 0
|  |  |  | 27.6 | 55.2 | 0 | 0 | 0 | 0 | 0 | 7.48 | 0.10336 | 0 | 55.2 | 55.2 | 1 | 0 | 0 |  | 0 |  | 0
|  |  |  | 32.76 | 65.52 | 0 | 0 | 0 | 0 | 0 | 7.48 | 0.10336 | 0 | 65.52 | 65.52 | 1 | 0 | 0 |  | 0 |  | 0
|  |  |  | 38.44 | 76.88 | 0 | 0 | 0 | 0 | 0 | 7.48 | 0.10336 | 0 | 76.88 | 76.88 | 1 | 0 | 0 |  | 0 |  | 0
|  |  |  | 43.32 | 86.64 | 0 | 0 | 0 | 0 | 0 | 7.48 | 0.10336 | 0 | 86.64 | 86.64 | 1 | 0 | 0 |  | 0 |  | 0
|  |  |  | 44.6 | 89.2 | 0 | 0 | 0 | 0 | 0 | 11.23 | 0.12409 | 0 | 89.2 | 89.2 | 1 | 0 | 0 |  | 0 |  | 0
|  |  |  | 57.92 | 115.84 | 0 | 0 | 0 | 0 | 0 | 11.23 | 0.12409 | 0 | 115.84 | 115.84 | 1 | 0 | 0 |  | 0 |  | 0
|  |  |  | 49.64 | 99.28 | 0 | 0 | 0 | 0 | 0 | 11.23 | 0.12409 | 0 | 99.28 | 99.28 | 1 | 0 | 0 |  | 0 |  | 0
|  |  |  | 46.64 | 93.28 | 0 | 0 | 0 | 0 | 0 | 17.48 | 0.13136 | 0 | 93.28 | 93.28 | 1 | 0 | 0 |  | 0 |  | 0
|  |  |  | 51.92 | 103.84 | 0 | 0 | 0 | 0 | 0 | 17.48 | 0.13136 | 0 | 103.84 | 103.84 | 1 | 0 | 0 |  | 0 |  | 0
|  |  |  | 50.28 | 100.56 | 0 | 0 | 0 | 0 | 0 | 17.48 | 0.13136 | 0 | 100.56 | 100.56 | 1 | 0 | 0 |  | 0 |  | 0
|  |  |  | 49.76 | 99.52 | 0 | 0 | 0 | 0 | 0 | 17.48 | 0.13136 | 0 | 99.52 | 96.8 | 0.2 | 0 | 2.72 |  | 0 |  | 0
|  |  |  | 46.84 | 93.68 | 0 | 0 | 0 | 0 | 0 | 11.23 | 0.12409 | 0 | 93.68 | 93.68 | 0.2 | 0 | 0 |  | 0 |  | 0
|  |  |  | 45.56 | 91.12 | 0 | 0 | 0 | 0 | 0 | 11.23 | 0.12409 | 0 | 91.12 | 91.12 | 0.2 | 0 | 0 |  | 0 |  | 0
|  |  |  | 41.8 | 83.6 | 0 | 0 | 0 | 0 | 0 | 11.23 | 0.12409 | 0 | 83.6 | 83.6 | 0.2 | 0 | 0 |  | 0 |  | 0
|  |  |  | 41.64 | 83.28 | 0 | 0 | 0 | 0 | 0 | 7.48 | 0.10336 | 2.72 | 83.28 | 83.28 | 0.91885 | 0 | 0 |  | 0 |  | 0
|  |  |  | 41.56 | 83.12 | 0 | 0 | 0 | 0 | 0 | 7.48 | 0.10336 | 0.307 | 83.12 | 83.12 | 1 | 0 | 0 |  | 0 |  | 0
|  |  |  | 33.24 | 66.48 | 0 | 0 | 0 | 0 | 0 | 7.48 | 0.10336 | 0 | 66.48 | 66.48 | 1 | 0 | 0 |  | 0 |  | 0
|  |  |  | 14.2 | 28.4 | 0 | 0 | 0 | 0 | 0 | 7.48 | 0.10336 | 0 | 28.4 | 28.4 | 1 | 0 | 0 |  | 0 |  | 0
|  |  |  | 9.36 | 18.72 | 0 | 0 | 0 | 0 | 0 | 7.48 | 0.10336 | 0 | 18.72 | 18.72 | 1 | 0 | 0 |  | 0 |  | 0
|  |  |  | 10.64 | 21.28 | 0 | 0 | 0 | 0 | 0 | 7.48 | 0.10336 | 0 | 21.28 | 21.28 | 1 | 0 | 0 |  | 0 |  | 0
|  |  |  | 11.04 | 22.08 | 0 | 0 | 0 | 0 | 0 | 7.48 | 0.10336 | 0 | 22.08 | 22.08 | 1 | 0 | 0 |  | 0 |  | 0
|  |  |  | 12.56 | 25.12 | 0 | 0 | 0 | 0 | 0 | 7.48 | 0.10336 | 0 | 25.12 | 25.12 | 1 | 0 | 0 |  | 0 |  | 0
|  |  |  | 14.64 | 29.28 | 0 | 0 | 0 | 0 | 0 | 7.48 | 0.10336 | 0 | 29.28 | 29.28 | 1 | 0 | 0 |  | 0 |  | 0
|  |  |  | 16.16 | 32.32 | 0 | 0 | 0 | 0 | 0 | 7.48 | 0.10336 | 0 | 32.32 | 32.32 | 1 | 0 | 0 |  | 0 |  | 0
|  |  |  | 22.52 | 45.04 | 0 | 0 | 0 | 0 | 0 | 7.48 | 0.10336 | 0 | 45.04 | 45.04 | 1 | 0 | 0 |  | 0 |  | 0
|  |  |  | 24.08 | 48.16 | 0 | 0 | 0 | 0 | 0 | 7.48 | 0.10336 | 0 | 48.16 | 48.16 | 1 | 0 | 0 |  | 0 |  | 0
|  |  |  | 25.48 | 50.96 | 0 | 0 | 0 | 0 | 0 | 7.48 | 0.10336 | 0 | 50.96 | 50.96 | 1 | 0 | 0 |  | 0 |  | 0
|  |  |  | 38.72 | 77.44 | 0 | 0 | 0 | 0 | 0 | 7.48 | 0.10336 | 0 | 77.44 | 77.44 | 1 | 0 | 0 |  | 0 |  | 0
|  |  |  | 51.76 | 103.52 | 0 | 0 | 0 | 0 | 0 | 11.23 | 0.12409 | 0 | 103.52 | 103.52 | 1 | 0 | 0 |  | 0 |  | 0
|  |  |  | 50.56 | 101.12 | 0 | 0 | 0 | 0 | 0 | 11.23 | 0.12409 | 0 | 101.12 | 101.12 | 1 | 0 | 0 |  | 0 |  | 0
|  |  |  | 53.04 | 106.08 | 0 | 0 | 0 | 0 | 0 | 11.23 | 0.12409 | 0 | 106.08 | 106.08 | 1 | 0 | 0 |  | 0 |  | 0
|  |  |  | 53.68 | 107.36 | 0 | 0 | 0 | 0 | 0 | 17.48 | 0.13136 | 0 | 107.36 | 107.36 | 1 | 0 | 0 |  | 0 |  | 0
|  |  |  | 55.24 | 110.48 | 0 | 0 | 0 | 0 | 0 | 17.48 | 0.13136 | 0 | 110.48 | 110.48 | 1 | 0 | 0 |  | 0 |  | 0
|  |  |  | 53.28 | 106.56 | 0 | 0 | 0 | 0 | 0 | 17.48 | 0.13136 | 0 | 106.56 | 106.56 | 1 | 0 | 0 |  | 0 |  | 0
|  |  |  | 56.6 | 113.2 | 0 | 0 | 0 | 0 | 0 | 17.48 | 0.13136 | 0 | 113.2 | 110.48 | 0.2 | 0 | 2.72 |  | 0 |  | 0
|  |  |  | 57.44 | 114.88 | 0 | 0 | 0 | 0 | 0 | 11.23 | 0.12409 | 0 | 114.88 | 114.88 | 0.2 | 0 | 0 |  | 0 |  | 0
|  |  |  | 55.84 | 111.68 | 0 | 0 | 0 | 0 | 0 | 11.23 | 0.12409 | 0 | 111.68 | 111.68 | 0.2 | 0 | 0 |  | 0 |  | 0
|  |  |  | 55.92 | 111.84 | 0 | 0 | 0 | 0 | 0 | 11.23 | 0.12409 | 0 | 111.84 | 111.84 | 0.2 | 0 | 0 |  | 0 |  | 0
|  |  |  | 46.8 | 93.6 | 0 | 0 | 0 | 0 | 0 | 7.48 | 0.10336 | 2.72 | 93.6 | 93.6 | 0.91885 | 0 | 0 |  | 0 |  | 0
|  |  |  | 39.72 | 79.44 | 0 | 0 | 0 | 0 | 0 | 7.48 | 0.10336 | 0.307 | 79.44 | 79.44 | 1 | 0 | 0 |  | 0 |  | 0
|  |  |  | 32.96 | 65.92 | 0 | 0 | 0 | 0 | 0 | 7.48 | 0.10336 | 0 | 65.92 | 65.92 | 1 | 0 | 0 |  | 0 |  | 0
|  |  |  | 16.28 | 32.56 | 0 | 0 | 0 | 0 | 0 | 7.48 | 0.10336 | 0 | 32.56 | 32.56 | 1 | 0 | 0 |  | 0 |  | 0
|  |  |  | 12.56 | 25.12 | 0 | 0 | 0 | 0 | 0 | 7.48 | 0.10336 | 0 | 25.12 | 25.12 | 1 | 0 | 0 |  | 0 |  | 0
|  |  |  | 12.56 | 25.12 | 0 | 0 | 0 | 0 | 0 | 7.48 | 0.10336 | 0 | 25.12 | 25.12 | 1 | 0 | 0 |  | 0 |  | 0
|  |  |  | 10 | 20 | 0 | 0 | 0 | 0 | 0 | 7.48 | 0.10336 | 0 | 20 | 20 | 1 | 0 | 0 |  | 0 |  | 0
|  |  |  | 12.36 | 24.72 | 0 | 0 | 0 | 0 | 0 | 7.48 | 0.10336 | 0 | 24.72 | 24.72 | 1 | 0 | 0 |  | 0 |  | 0
|  |  |  | 14.56 | 29.12 | 0 | 0 | 0 | 0 | 0 | 7.48 | 0.10336 | 0 | 29.12 | 29.12 | 1 | 0 | 0 |  | 0 |  | 0
|  |  |  | 15.76 | 31.52 | 0 | 0 | 0 | 0 | 0 | 7.48 | 0.10336 | 0 | 31.52 | 31.52 | 1 | 0 | 0 |  | 0 |  | 0
|  |  |  | 16.2 | 32.4 | 0 | 0 | 0 | 0 | 0 | 7.48 | 0.10336 | 0 | 32.4 | 32.4 | 1 | 0 | 0 |  | 0 |  | 0
|  |  |  | 20.64 | 41.28 | 0 | 0 | 0 | 0 | 0 | 7.48 | 0.10336 | 0 | 41.28 | 41.28 | 1 | 0 | 0 |  | 0 |  | 0
|  |  |  | 27.4 | 54.8 | 0 | 0 | 0 | 0 | 0 | 7.48 | 0.10336 | 0 | 54.8 | 54.8 | 1 | 0 | 0 |  | 0 |  | 0
|  |  |  | 32.96 | 65.92 | 0 | 0 | 0 | 0 | 0 | 7.48 | 0.10336 | 0 | 65.92 | 65.92 | 1 | 0 | 0 |  | 0 |  | 0
|  |  |  | 40.56 | 81.12 | 0 | 0 | 0 | 0 | 0 | 11.23 | 0.12409 | 0 | 81.12 | 81.12 | 1 | 0 | 0 |  | 0 |  | 0
|  |  |  | 47.68 | 95.36 | 0 | 0 | 0 | 0 | 0 | 11.23 | 0.12409 | 0 | 95.36 | 95.36 | 1 | 0 | 0 |  | 0 |  | 0
|  |  |  | 48.68 | 97.36 | 0 | 0 | 0 | 0 | 0 | 11.23 | 0.12409 | 0 | 97.36 | 97.36 | 1 | 0 | 0 |  | 0 |  | 0
|  |  |  | 49.52 | 99.04 | 0 | 0 | 0 | 0 | 0 | 17.48 | 0.13136 | 0 | 99.04 | 99.04 | 1 | 0 | 0 |  | 0 |  | 0
|  |  |  | 55.08 | 110.16 | 0 | 0 | 0 | 0 | 0 | 17.48 | 0.13136 | 0 | 110.16 | 110.16 | 1 | 0 | 0 |  | 0 |  | 0
|  |  |  | 60.04 | 120.08 | 0 | 0 | 0 | 0 | 0 | 17.48 | 0.13136 | 0 | 120.08 | 118.64 | 0.57647 | 0 | 1.44 |  | 0 |  | 0
|  |  |  | 57.32 | 114.64 | 0 | 0 | 0 | 0 | 0 | 17.48 | 0.13136 | 1.603 | 114.64 | 114.64 | 1 | 0 | 0 |  | 0 |  | 0
|  |  |  | 59.16 | 118.32 | 0 | 0 | 0 | 0 | 0 | 11.23 | 0.12409 | 0 | 118.32 | 115.6 | 0.2 | 0 | 2.72 |  | 0 |  | 0
|  |  |  | 51.4 | 102.8 | 0 | 0 | 0 | 0 | 0 | 11.23 | 0.12409 | 0 | 102.8 | 102.8 | 0.2 | 0 | 0 |  | 0 |  | 0
|  |  |  | 49.92 | 99.84 | 0 | 0 | 0 | 0 | 0 | 11.23 | 0.12409 | 0 | 99.84 | 99.84 | 0.2 | 0 | 0 |  | 0 |  | 0
|  |  |  | 46.68 | 93.36 | 0 | 0 | 0 | 0 | 0 | 7.48 | 0.10336 | 2.72 | 93.36 | 93.36 | 0.91885 | 0 | 0 |  | 0 |  | 0
|  |  |  | 45.36 | 90.72 | 0 | 0 | 0 | 0 | 0 | 7.48 | 0.10336 | 0.307 | 90.72 | 90.72 | 1 | 0 | 0 |  | 0 |  | 0
|  |  |  | 40.56 | 81.12 | 0 | 0 | 0 | 0 | 0 | 7.48 | 0.10336 | 0 | 81.12 | 81.12 | 1 | 0 | 0 |  | 0 |  | 0
|  |  |  | 20.56 | 41.12 | 0 | 0 | 0 | 0 | 0 | 7.48 | 0.10336 | 0 | 41.12 | 41.12 | 1 | 0 | 0 |  | 0 |  | 0
|  |  |  | 13.28 | 26.56 | 0 | 0 | 0 | 0 | 0 | 7.48 | 0.10336 | 0 | 26.56 | 26.56 | 1 | 0 | 0 |  | 0 |  | 0
|  |  |  | 16.48 | 32.96 | 0 | 0 | 0 | 0 | 0 | 7.48 | 0.10336 | 0 | 32.96 | 32.96 | 1 | 0 | 0 |  | 0 |  | 0
|  |  |  | 18.28 | 36.56 | 0 | 0 | 0 | 0 | 0 | 7.48 | 0.10336 | 0 | 36.56 | 36.56 | 1 | 0 | 0 |  | 0 |  | 0
|  |  |  | 20.68 | 41.36 | 0 | 0 | 0 | 0 | 0 | 7.48 | 0.10336 | 0 | 41.36 | 41.36 | 1 | 0 | 0 |  | 0 |  | 0
|  |  |  | 21.44 | 42.88 | 0 | 0 | 0 | 0 | 0 | 7.48 | 0.10336 | 0 | 42.88 | 42.88 | 1 | 0 | 0 |  | 0 |  | 0
|  |  |  | 23.24 | 46.48 | 0 | 0 | 0 | 0 | 0 | 7.48 | 0.10336 | 0 | 46.48 | 46.48 | 1 | 0 | 0 |  | 0 |  | 0
|  |  |  | 26 | 52 | 0 | 0 | 0 | 0 | 0 | 7.48 | 0.10336 | 0 | 52 | 52 | 1 | 0 | 0 |  | 0 |  | 0
|  |  |  | 23.64 | 47.28 | 0 | 0 | 0 | 0 | 0 | 7.48 | 0.10336 | 0 | 47.28 | 47.28 | 1 | 0 | 0 |  | 0 |  | 0
|  |  |  | 32.32 | 64.64 | 0 | 0 | 0 | 0 | 0 | 7.48 | 0.10336 | 0 | 64.64 | 64.64 | 1 | 0 | 0 |  | 0 |  | 0
|  |  |  | 38.04 | 76.08 | 0 | 0 | 0 | 0 | 0 | 7.48 | 0.10336 | 0 | 76.08 | 76.08 | 1 | 0 | 0 |  | 0 |  | 0
|  |  |  | 42.72 | 85.44 | 0 | 0 | 0 | 0 | 0 | 11.23 | 0.12409 | 0 | 85.44 | 85.44 | 1 | 0 | 0 |  | 0 |  | 0
|  |  |  | 47.12 | 94.24 | 0 | 0 | 0 | 0 | 0 | 11.23 | 0.12409 | 0 | 94.24 | 94.24 | 1 | 0 | 0 |  | 0 |  | 0
|  |  |  | 48.28 | 96.56 | 0 | 0 | 0 | 0 | 0 | 11.23 | 0.12409 | 0 | 96.56 | 96.56 | 1 | 0 | 0 |  | 0 |  | 0
|  |  |  | 47.88 | 95.76 | 0 | 0 | 0 | 0 | 0 | 17.48 | 0.13136 | 0 | 95.76 | 95.76 | 1 | 0 | 0 |  | 0 |  | 0
|  |  |  | 51.64 | 103.28 | 0 | 0 | 0 | 0 | 0 | 17.48 | 0.13136 | 0 | 103.28 | 103.28 | 1 | 0 | 0 |  | 0 |  | 0
|  |  |  | 60.32 | 120.64 | 0 | 0 | 0 | 0 | 0 | 17.48 | 0.13136 | 0 | 120.64 | 118.64 | 0.41177 | 0 | 2 |  | 0 |  | 0
|  |  |  | 59.68 | 119.36 | 0 | 0 | 0 | 0 | 0 | 17.48 | 0.13136 | 0 | 119.36 | 118.64 | 0.2 | 0 | 0.72 |  | 0 |  | 0
|  |  |  | 53.2 | 106.4 | 0 | 0 | 0 | 0 | 0 | 11.23 | 0.12409 | 0 | 106.4 | 106.4 | 0.2 | 0 | 0 |  | 0 |  | 0
|  |  |  | 49.72 | 99.44 | 0 | 0 | 0 | 0 | 0 | 11.23 | 0.12409 | 0 | 99.44 | 99.44 | 0.2 | 0 | 0 |  | 0 |  | 0
|  |  |  | 45 | 90 | 0 | 0 | 0 | 0 | 0 | 11.23 | 0.12409 | 0 | 90 | 90 | 0.2 | 0 | 0 |  | 0 |  | 0
|  |  |  | 36.12 | 72.24 | 0 | 0 | 0 | 0 | 0 | 7.48 | 0.10336 | 2.72 | 72.24 | 72.24 | 0.91885 | 0 | 0 |  | 0 |  | 0
|  |  |  | 34.4 | 68.8 | 0 | 0 | 0 | 0 | 0 | 7.48 | 0.10336 | 0.307 | 68.8 | 68.8 | 1 | 0 | 0 |  | 0 |  | 0
|  |  |  | 30.28 | 60.56 | 0 | 0 | 0 | 0 | 0 | 7.48 | 0.10336 | 0 | 60.56 | 60.56 | 1 | 0 | 0 |  | 0 |  | 0
|  |  |  | 14.28 | 28.56 | 0 | 0 | 0 | 0 | 0 | 7.48 | 0.10336 | 0 | 28.56 | 28.56 | 1 | 0 | 0 |  | 0 |  | 0
|  |  |  | 8.92 | 17.84 | 0 | 0 | 0 | 0 | 0 | 7.48 | 0.10336 | 0 | 17.84 | 17.84 | 1 | 0 | 0 |  | 0 |  | 0
|  |  |  | 11.36 | 22.72 | 0 | 0 | 0 | 0 | 0 | 7.48 | 0.10336 | 0 | 22.72 | 22.72 | 1 | 0 | 0 |  | 0 |  | 0
|  |  |  | 13.96 | 27.92 | 0 | 0 | 0 | 0 | 0 | 7.48 | 0.10336 | 0 | 27.92 | 27.92 | 1 | 0 | 0 |  | 0 |  | 0
|  |  |  | 16.24 | 32.48 | 0 | 0 | 0 | 0 | 0 | 7.48 | 0.10336 | 0 | 32.48 | 32.48 | 1 | 0 | 0 |  | 0 |  | 0
|  |  |  | 17.4 | 34.8 | 0 | 0 | 0 | 0 | 0 | 7.48 | 0.10336 | 0 | 34.8 | 34.8 | 1 | 0 | 0 |  | 0 |  | 0
|  |  |  | 22.12 | 44.24 | 0 | 0 | 0 | 0 | 0 | 7.48 | 0.10336 | 0 | 44.24 | 44.24 | 1 | 0 | 0 |  | 0 |  | 0
|  |  |  | 22.56 | 45.12 | 0 | 0 | 0 | 0 | 0 | 7.48 | 0.10336 | 0 | 45.12 | 45.12 | 1 | 0 | 0 |  | 0 |  | 0
|  |  |  | 16.72 | 33.44 | 0 | 0 | 0 | 0 | 0 | 7.48 | 0.10336 | 0 | 33.44 | 33.44 | 1 | 0 | 0 |  | 0 |  | 0
|  |  |  | 20 | 40 | 0 | 0 | 0 | 0 | 0 | 7.48 | 0.10336 | 0 | 40 | 40 | 1 | 0 | 0 |  | 0 |  | 0
|  |  |  | 23.48 | 46.96 | 0 | 0 | 0 | 0 | 0 | 7.48 | 0.10336 | 0 | 46.96 | 46.96 | 1 | 0 | 0 |  | 0 |  | 0
|  |  |  | 36 | 72 | 0 | 0 | 0 | 0 | 0 | 11.23 | 0.12409 | 0 | 72 | 72 | 1 | 0 | 0 |  | 0 |  | 0
|  |  |  | 44.8 | 89.6 | 0 | 0 | 0 | 0 | 0 | 11.23 | 0.12409 | 0 | 89.6 | 89.6 | 1 | 0 | 0 |  | 0 |  | 0
|  |  |  | 44.2 | 88.4 | 0 | 0 | 0 | 0 | 0 | 11.23 | 0.12409 | 0 | 88.4 | 88.4 | 1 | 0 | 0 |  | 0 |  | 0
|  |  |  | 44.68 | 89.36 | 0 | 0 | 0 | 0 | 0 | 17.48 | 0.13136 | 0 | 89.36 | 89.36 | 1 | 0 | 0 |  | 0 |  | 0
|  |  |  | 46.96 | 93.92 | 0 | 0 | 0 | 0 | 0 | 17.48 | 0.13136 | 0 | 93.92 | 93.92 | 1 | 0 | 0 |  | 0 |  | 0
|  |  |  | 48.64 | 97.28 | 0 | 0 | 0 | 0 | 0 | 17.48 | 0.13136 | 0 | 97.28 | 97.28 | 1 | 0 | 0 |  | 0 |  | 0
|  |  |  | 56.04 | 112.08 | 0 | 0 | 0 | 0 | 0 | 17.48 | 0.13136 | 0 | 112.08 | 109.36 | 0.2 | 0 | 2.72 |  | 0 |  | 0
|  |  |  | 53.24 | 106.48 | 0 | 0 | 0 | 0 | 0 | 11.23 | 0.12409 | 0 | 106.48 | 106.48 | 0.2 | 0 | 0 |  | 0 |  | 0
|  |  |  | 48.88 | 97.76 | 0 | 0 | 0 | 0 | 0 | 11.23 | 0.12409 | 0 | 97.76 | 97.76 | 0.2 | 0 | 0 |  | 0 |  | 0
|  |  |  | 41.84 | 83.68 | 0 | 0 | 0 | 0 | 0 | 11.23 | 0.12409 | 0 | 83.68 | 83.68 | 0.2 | 0 | 0 |  | 0 |  | 0
|  |  |  | 39 | 78 | 0 | 0 | 0 | 0 | 0 | 7.48 | 0.10336 | 2.72 | 78 | 78 | 0.91885 | 0 | 0 |  | 0 |  | 0
|  |  |  | 38.56 | 77.12 | 0 | 0 | 0 | 0 | 0 | 7.48 | 0.10336 | 0.307 | 77.12 | 77.12 | 1 | 0 | 0 |  | 0 |  | 0
|  |  |  | 35 | 70 | 0 | 0 | 0 | 0 | 0 | 7.48 | 0.10336 | 0 | 70 | 70 | 1 | 0 | 0 |  | 0 |  | 0
|  |  |  | 17.68 | 35.36 | 0 | 0 | 0 | 0 | 0 | 7.48 | 0.10336 | 0 | 35.36 | 35.36 | 1 | 0 | 0 |  | 0 |  | 0
|  |  |  | 13.8 | 27.6 | 0 | 0 | 0 | 0 | 0 | 7.48 | 0.10336 | 0 | 27.6 | 27.6 | 1 | 0 | 0 |  | 0 |  | 0
|  |  |  | 21.16 | 42.32 | 0 | 0 | 0 | 0 | 0 | 7.48 | 0.10336 | 0 | 42.32 | 42.32 | 1 | 0 | 0 |  | 0 |  | 0
|  |  |  | 29.92 | 59.84 | 0 | 0 | 0 | 0 | 0 | 7.48 | 0.10336 | 0 | 59.84 | 59.84 | 1 | 0 | 0 |  | 0 |  | 0
|  |  |  | 26.36 | 52.72 | 0 | 0 | 0 | 0 | 0 | 7.48 | 0.10336 | 0 | 52.72 | 52.72 | 1 | 0 | 0 |  | 0 |  | 0
|  |  |  | 20.68 | 41.36 | 0 | 0 | 0 | 0 | 0 | 7.48 | 0.10336 | 0 | 41.36 | 41.36 | 1 | 0 | 0 |  | 0 |  | 0
|  |  |  | 26 | 52 | 0 | 0 | 0 | 0 | 0 | 7.48 | 0.10336 | 0 | 52 | 52 | 1 | 0 | 0 |  | 0 |  | 0
|  |  |  | 31.48 | 62.96 | 0 | 0 | 0 | 0 | 0 | 7.48 | 0.10336 | 0 | 62.96 | 62.96 | 1 | 0 | 0 |  | 0 |  | 0
|  |  |  | 34.24 | 68.48 | 0 | 0 | 0 | 0 | 0 | 7.48 | 0.10336 | 0 | 68.48 | 68.48 | 1 | 0 | 0 |  | 0 |  | 0
|  |  |  | 33.32 | 66.64 | 0 | 0 | 0 | 0 | 0 | 7.48 | 0.10336 | 0 | 66.64 | 66.64 | 1 | 0 | 0 |  | 0 |  | 0
|  |  |  | 45.48 | 90.96 | 0 | 0 | 0 | 0 | 0 | 7.48 | 0.10336 | 0 | 90.96 | 90.96 | 1 | 0 | 0 |  | 0 |  | 0
|  |  |  | 51.76 | 103.52 | 0 | 0 | 0 | 0 | 0 | 7.48 | 0.10336 | 0 | 103.52 | 103.52 | 1 | 0 | 0 |  | 0 |  | 0
|  |  |  | 54.72 | 109.44 | 0 | 0 | 0 | 0 | 0 | 7.48 | 0.10336 | 0 | 109.44 | 109.44 | 1 | 0 | 0 |  | 0 |  | 0
|  |  |  | 60.16 | 120.32 | 0 | 0 | 0 | 0 | 0 | 7.48 | 0.10336 | 0 | 120.32 | 120.32 | 1 | 0 | 0 |  | 0 |  | 0
|  |  |  | 68.04 | 136.08 | 0 | 0 | 0 | 0 | 0 | 7.48 | 0.10336 | 0 | 136.08 | 133.36 | 0.2 | 0 | 2.72 |  | 0 |  | 0
|  |  |  | 61.8 | 123.6 | 0 | 0 | 0 | 0 | 0 | 7.48 | 0.10336 | 2.72 | 123.6 | 123.6 | 0.91885 | 0 | 0 |  | 0 |  | 0
|  |  |  | 57 | 114 | 0 | 0 | 0 | 0 | 0 | 7.48 | 0.10336 | 0.307 | 114 | 114 | 1 | 0 | 0 |  | 0 |  | 0
|  |  |  | 58.04 | 116.08 | 0 | 0 | 0 | 0 | 0 | 7.48 | 0.10336 | 0 | 116.08 | 116.08 | 1 | 0 | 0 |  | 0 |  | 0
|  |  |  | 58 | 116 | 0 | 0 | 0 | 0 | 0 | 7.48 | 0.10336 | 0 | 116 | 116 | 1 | 0 | 0 |  | 0 |  | 0
|  |  |  | 56.24 | 112.48 | 0 | 0 | 0 | 0 | 0 | 7.48 | 0.10336 | 0 | 112.48 | 112.48 | 1 | 0 | 0 |  | 0 |  | 0
|  |  |  | 51.36 | 102.72 | 0 | 0 | 0 | 0 | 0 | 7.48 | 0.10336 | 0 | 102.72 | 102.72 | 1 | 0 | 0 |  | 0 |  | 0
|  |  |  | 43.12 | 86.24 | 0 | 0 | 0 | 0 | 0 | 7.48 | 0.10336 | 0 | 86.24 | 86.24 | 1 | 0 | 0 |  | 0 |  | 0
|  |  |  | 38.52 | 77.04 | 0 | 0 | 0 | 0 | 0 | 7.48 | 0.10336 | 0 | 77.04 | 77.04 | 1 | 0 | 0 |  | 0 |  | 0
|  |  |  | 29.28 | 58.56 | 0 | 0 | 0 | 0 | 0 | 7.48 | 0.10336 | 0 | 58.56 | 58.56 | 1 | 0 | 0 |  | 0 |  | 0
|  |  |  | 14.44 | 28.88 | 0 | 0 | 0 | 0 | 0 | 7.48 | 0.10336 | 0 | 28.88 | 28.88 | 1 | 0 | 0 |  | 0 |  | 0
|  |  |  | 11.48 | 22.96 | 0 | 0 | 0 | 0 | 0 | 7.48 | 0.10336 | 0 | 22.96 | 22.96 | 1 | 0 | 0 |  | 0 |  | 0
|  |  |  | 20.16 | 40.32 | 0 | 0 | 0 | 0 | 0 | 7.48 | 0.10336 | 0 | 40.32 | 40.32 | 1 | 0 | 0 |  | 0 |  | 0
|  |  |  | 23.24 | 46.48 | 0 | 0 | 0 | 0 | 0 | 7.48 | 0.10336 | 0 | 46.48 | 46.48 | 1 | 0 | 0 |  | 0 |  | 0
|  |  |  | 20.56 | 41.12 | 0 | 0 | 0 | 0 | 0 | 7.48 | 0.10336 | 0 | 41.12 | 41.12 | 1 | 0 | 0 |  | 0 |  | 0
|  |  |  | 18.76 | 37.52 | 0 | 0 | 0 | 0 | 0 | 7.48 | 0.10336 | 0 | 37.52 | 37.52 | 1 | 0 | 0 |  | 0 |  | 0
|  |  |  | 25.56 | 51.12 | 0 | 0 | 0 | 0 | 0 | 7.48 | 0.10336 | 0 | 51.12 | 51.12 | 1 | 0 | 0 |  | 0 |  | 0
|  |  |  | 29.2 | 58.4 | 0 | 0 | 0 | 0 | 0 | 7.48 | 0.10336 | 0 | 58.4 | 58.4 | 1 | 0 | 0 |  | 0 |  | 0
|  |  |  | 29.36 | 58.72 | 0 | 0 | 0 | 0 | 0 | 7.48 | 0.10336 | 0 | 58.72 | 58.72 | 1 | 0 | 0 |  | 0 |  | 0
|  |  |  | 32.12 | 64.24 | 0 | 0 | 0 | 0 | 0 | 7.48 | 0.10336 | 0 | 64.24 | 64.24 | 1 | 0 | 0 |  | 0 |  | 0
|  |  |  | 38.68 | 77.36 | 0 | 0 | 0 | 0 | 0 | 7.48 | 0.10336 | 0 | 77.36 | 77.36 | 1 | 0 | 0 |  | 0 |  | 0
|  |  |  | 41.68 | 83.36 | 0 | 0 | 0 | 0 | 0 | 7.48 | 0.10336 | 0 | 83.36 | 83.36 | 1 | 0 | 0 |  | 0 |  | 0
|  |  |  | 45.6 | 91.2 | 0 | 0 | 0 | 0 | 0 | 7.48 | 0.10336 | 0 | 91.2 | 91.2 | 1 | 0 | 0 |  | 0 |  | 0
|  |  |  | 45.2 | 90.4 | 0 | 0 | 0 | 0 | 0 | 7.48 | 0.10336 | 0 | 90.4 | 90.4 | 1 | 0 | 0 |  | 0 |  | 0
|  |  |  | 43.2 | 86.4 | 0 | 0 | 0 | 0 | 0 | 7.48 | 0.10336 | 0 | 86.4 | 86.4 | 1 | 0 | 0 |  | 0 |  | 0
|  |  |  | 49.28 | 98.56 | 0 | 0 | 0 | 0 | 0 | 7.48 | 0.10336 | 0 | 98.56 | 98.56 | 1 | 0 | 0 |  | 0 |  | 0
|  |  |  | 49.8 | 99.6 | 0 | 0 | 0 | 0 | 0 | 7.48 | 0.10336 | 0 | 99.6 | 99.6 | 1 | 0 | 0 |  | 0 |  | 0
|  |  |  | 51.68 | 103.36 | 0 | 0 | 0 | 0 | 0 | 7.48 | 0.10336 | 0 | 103.36 | 103.36 | 1 | 0 | 0 |  | 0 |  | 0
|  |  |  | 49.76 | 99.52 | 0 | 0 | 0 | 0 | 0 | 7.48 | 0.10336 | 0 | 99.52 | 99.52 | 1 | 0 | 0 |  | 0 |  | 0
|  |  |  | 45.16 | 90.32 | 0 | 0 | 0 | 0 | 0 | 7.48 | 0.10336 | 0 | 90.32 | 90.32 | 1 | 0 | 0 |  | 0 |  | 0
|  |  |  | 39.32 | 78.64 | 0 | 0 | 0 | 0 | 0 | 7.48 | 0.10336 | 0 | 78.64 | 78.64 | 1 | 0 | 0 |  | 0 |  | 0
|  |  |  | 40.12 | 80.24 | 0 | 0 | 0 | 0 | 0 | 7.48 | 0.10336 | 0 | 80.24 | 80.24 | 1 | 0 | 0 |  | 0 |  | 0
|  |  |  | 36.32 | 72.64 | 0 | 0 | 0 | 0 | 0 | 7.48 | 0.10336 | 0 | 72.64 | 72.64 | 1 | 0 | 0 |  | 0 |  | 0
|  |  |  | 27.08 | 54.16 | 0 | 0 | 0 | 0 | 0 | 7.48 | 0.10336 | 0 | 54.16 | 54.16 | 1 | 0 | 0 |  | 0 |  | 0
|  |  |  | 13.08 | 26.16 | 0 | 0 | 0 | 0 | 0 | 7.48 | 0.10336 | 0 | 26.16 | 26.16 | 1 | 0 | 0 |  | 0 |  | 0
|  |  |  | 9.44 | 18.88 | 0 | 0 | 0 | 0 | 0 | 7.48 | 0.10336 | 0 | 18.88 | 18.88 | 1 | 0 | 0 |  | 0 |  | 0
|  |  |  | 12.4 | 24.8 | 0 | 0 | 0 | 0 | 0 | 7.48 | 0.10336 | 0 | 24.8 | 24.8 | 1 | 0 | 0 |  | 0 |  | 0
|  |  |  | 15.2 | 30.4 | 0 | 0 | 0 | 0 | 0 | 7.48 | 0.10336 | 0 | 30.4 | 30.4 | 1 | 0 | 0 |  | 0 |  | 0
|  |  |  | 17.6 | 35.2 | 0 | 0 | 0 | 0 | 0 | 7.48 | 0.10336 | 0 | 35.2 | 35.2 | 1 | 0 | 0 |  | 0 |  | 0
|  |  |  | 21.2 | 42.4 | 0 | 0 | 0 | 0 | 0 | 7.48 | 0.10336 | 0 | 42.4 | 42.4 | 1 | 0 | 0 |  | 0 |  | 0
|  |  |  | 23.92 | 47.84 | 0 | 0 | 0 | 0 | 0 | 7.48 | 0.10336 | 0 | 47.84 | 47.84 | 1 | 0 | 0 |  | 0 |  | 0
|  |  |  | 31.12 | 62.24 | 0 | 0 | 0 | 0 | 0 | 7.48 | 0.10336 | 0 | 62.24 | 62.24 | 1 | 0 | 0 |  | 0 |  | 0
|  |  |  | 31.84 | 63.68 | 0 | 0 | 0 | 0 | 0 | 7.48 | 0.10336 | 0 | 63.68 | 63.68 | 1 | 0 | 0 |  | 0 |  | 0
|  |  |  | 32.8 | 65.6 | 0 | 0 | 0 | 0 | 0 | 7.48 | 0.10336 | 0 | 65.6 | 65.6 | 1 | 0 | 0 |  | 0 |  | 0
|  |  |  | 35.4 | 70.8 | 0 | 0 | 0 | 0 | 0 | 7.48 | 0.10336 | 0 | 70.8 | 70.8 | 1 | 0 | 0 |  | 0 |  | 0
|  |  |  | 43 | 86 | 0 | 0 | 0 | 0 | 0 | 11.23 | 0.12409 | 0 | 86 | 86 | 1 | 0 | 0 |  | 0 |  | 0
|  |  |  | 45.48 | 90.96 | 0 | 0 | 0 | 0 | 0 | 11.23 | 0.12409 | 0 | 90.96 | 90.96 | 1 | 0 | 0 |  | 0 |  | 0
|  |  |  | 52 | 104 | 0 | 0 | 0 | 0 | 0 | 11.23 | 0.12409 | 0 | 104 | 104 | 1 | 0 | 0 |  | 0 |  | 0
|  |  |  | 46.36 | 92.72 | 0 | 0 | 0 | 0 | 0 | 17.48 | 0.13136 | 0 | 92.72 | 92.72 | 1 | 0 | 0 |  | 0 |  | 0
|  |  |  | 51.48 | 102.96 | 0 | 0 | 0 | 0 | 0 | 17.48 | 0.13136 | 0 | 102.96 | 102.96 | 1 | 0 | 0 |  | 0 |  | 0
|  |  |  | 46.16 | 92.32 | 0 | 0 | 0 | 0 | 0 | 17.48 | 0.13136 | 0 | 92.32 | 92.32 | 1 | 0 | 0 |  | 0 |  | 0
|  |  |  | 52.24 | 104.48 | 0 | 0 | 0 | 0 | 0 | 17.48 | 0.13136 | 0 | 104.48 | 101.76 | 0.2 | 0 | 2.72 |  | 0 |  | 0
|  |  |  | 52.48 | 104.96 | 0 | 0 | 0 | 0 | 0 | 11.23 | 0.12409 | 0 | 104.96 | 104.96 | 0.2 | 0 | 0 |  | 0 |  | 0
|  |  |  | 47.36 | 94.72 | 0 | 0 | 0 | 0 | 0 | 11.23 | 0.12409 | 0 | 94.72 | 94.72 | 0.2 | 0 | 0 |  | 0 |  | 0
|  |  |  | 43.68 | 87.36 | 0 | 0 | 0 | 0 | 0 | 11.23 | 0.12409 | 0 | 87.36 | 87.36 | 0.2 | 0 | 0 |  | 0 |  | 0
|  |  |  | 40.68 | 81.36 | 0 | 0 | 0 | 0 | 0 | 7.48 | 0.10336 | 2.72 | 81.36 | 81.36 | 0.91885 | 0 | 0 |  | 0 |  | 0
|  |  |  | 39.56 | 79.12 | 0 | 0 | 0 | 0 | 0 | 7.48 | 0.10336 | 0.307 | 79.12 | 79.12 | 1 | 0 | 0 |  | 0 |  | 0
|  |  |  | 27.72 | 55.44 | 0 | 0 | 0 | 0 | 0 | 7.48 | 0.10336 | 0 | 55.44 | 55.44 | 1 | 0 | 0 |  | 0 |  | 0
|  |  |  | 12.56 | 25.12 | 0 | 0 | 0 | 0 | 0 | 7.48 | 0.10336 | 0 | 25.12 | 25.12 | 1 | 0 | 0 |  | 0 |  | 0
|  |  |  | 9.04 | 18.08 | 0 | 0 | 0 | 0 | 0 | 7.48 | 0.10336 | 0 | 18.08 | 18.08 | 1 | 0 | 0 |  | 0 |  | 0
|  |  |  | 10.6 | 21.2 | 0 | 0 | 0 | 0 | 0 | 7.48 | 0.10336 | 0 | 21.2 | 21.2 | 1 | 0 | 0 |  | 0 |  | 0
|  |  |  | 12.64 | 25.28 | 0 | 0 | 0 | 0 | 0 | 7.48 | 0.10336 | 0 | 25.28 | 25.28 | 1 | 0 | 0 |  | 0 |  | 0
|  |  |  | 14.36 | 28.72 | 0 | 0 | 0 | 0 | 0 | 7.48 | 0.10336 | 0 | 28.72 | 28.72 | 1 | 0 | 0 |  | 0 |  | 0
|  |  |  | 16.96 | 33.92 | 0 | 0 | 0 | 0 | 0 | 7.48 | 0.10336 | 0 | 33.92 | 33.92 | 1 | 0 | 0 |  | 0 |  | 0
|  |  |  | 21.08 | 42.16 | 0 | 0 | 0 | 0 | 0 | 7.48 | 0.10336 | 0 | 42.16 | 42.16 | 1 | 0 | 0 |  | 0 |  | 0
|  |  |  | 29.8 | 59.6 | 0 | 0 | 0 | 0 | 0 | 7.48 | 0.10336 | 0 | 59.6 | 59.6 | 1 | 0 | 0 |  | 0 |  | 0
|  |  |  | 30.68 | 61.36 | 0 | 0 | 0 | 0 | 0 | 7.48 | 0.10336 | 0 | 61.36 | 61.36 | 1 | 0 | 0 |  | 0 |  | 0
|  |  |  | 33.08 | 66.16 | 0 | 0 | 0 | 0 | 0 | 7.48 | 0.10336 | 0 | 66.16 | 66.16 | 1 | 0 | 0 |  | 0 |  | 0
|  |  |  | 36.48 | 72.96 | 0 | 0 | 0 | 0 | 0 | 7.48 | 0.10336 | 0 | 72.96 | 72.96 | 1 | 0 | 0 |  | 0 |  | 0
|  |  |  | 39.84 | 79.68 | 0 | 0 | 0 | 0 | 0 | 11.23 | 0.12409 | 0 | 79.68 | 79.68 | 1 | 0 | 0 |  | 0 |  | 0
|  |  |  | 51.36 | 102.72 | 0 | 0 | 0 | 0 | 0 | 11.23 | 0.12409 | 0 | 102.72 | 102.72 | 1 | 0 | 0 |  | 0 |  | 0
|  |  |  | 46.08 | 92.16 | 0 | 0 | 0 | 0 | 0 | 11.23 | 0.12409 | 0 | 92.16 | 92.16 | 1 | 0 | 0 |  | 0 |  | 0
|  |  |  | 43.32 | 86.64 | 0 | 0 | 0 | 0 | 0 | 17.48 | 0.13136 | 0 | 86.64 | 86.64 | 1 | 0 | 0 |  | 0 |  | 0
|  |  |  | 42.56 | 85.12 | 0 | 0 | 0 | 0 | 0 | 17.48 | 0.13136 | 0 | 85.12 | 85.12 | 1 | 0 | 0 |  | 0 |  | 0
|  |  |  | 42.76 | 85.52 | 0 | 0 | 0 | 0 | 0 | 17.48 | 0.13136 | 0 | 85.52 | 85.52 | 1 | 0 | 0 |  | 0 |  | 0
|  |  |  | 43.4 | 86.8 | 0 | 0 | 0 | 0 | 0 | 17.48 | 0.13136 | 0 | 86.8 | 84.08 | 0.2 | 0 | 2.72 |  | 0 |  | 0
|  |  |  | 42.36 | 84.72 | 0 | 0 | 0 | 0 | 0 | 11.23 | 0.12409 | 0 | 84.72 | 84.72 | 0.2 | 0 | 0 |  | 0 |  | 0
|  |  |  | 40.52 | 81.04 | 0 | 0 | 0 | 0 | 0 | 11.23 | 0.12409 | 0 | 81.04 | 81.04 | 0.2 | 0 | 0 |  | 0 |  | 0
|  |  |  | 39.72 | 79.44 | 0 | 0 | 0 | 0 | 0 | 11.23 | 0.12409 | 0 | 79.44 | 79.44 | 0.2 | 0 | 0 |  | 0 |  | 0
|  |  |  | 34.04 | 68.08 | 0 | 0 | 0 | 0 | 0 | 7.48 | 0.10336 | 2.72 | 68.08 | 68.08 | 0.91885 | 0 | 0 |  | 0 |  | 0
|  |  |  | 34.64 | 69.28 | 0 | 0 | 0 | 0 | 0 | 7.48 | 0.10336 | 0.307 | 69.28 | 69.28 | 1 | 0 | 0 |  | 0 |  | 0
|  |  |  | 24.76 | 49.52 | 0 | 0 | 0 | 0 | 0 | 7.48 | 0.10336 | 0 | 49.52 | 49.52 | 1 | 0 | 0 |  | 0 |  | 0
|  |  |  | 12.32 | 24.64 | 0 | 0 | 0 | 0 | 0 | 7.48 | 0.10336 | 0 | 24.64 | 24.64 | 1 | 0 | 0 |  | 0 |  | 0
|  |  |  | 13.6 | 27.2 | 0 | 0 | 0 | 0 | 0 | 7.48 | 0.10336 | 0 | 27.2 | 27.2 | 1 | 0 | 0 |  | 0 |  | 0
|  |  |  | 15.64 | 31.28 | 0 | 0 | 0 | 0 | 0 | 7.48 | 0.10336 | 0 | 31.28 | 31.28 | 1 | 0 | 0 |  | 0 |  | 0
|  |  |  | 18.44 | 36.88 | 0 | 0 | 0 | 0 | 0 | 7.48 | 0.10336 | 0 | 36.88 | 36.88 | 1 | 0 | 0 |  | 0 |  | 0
|  |  |  | 18.92 | 37.84 | 0 | 0 | 0 | 0 | 0 | 7.48 | 0.10336 | 0 | 37.84 | 37.84 | 1 | 0 | 0 |  | 0 |  | 0
|  |  |  | 20.72 | 41.44 | 0 | 0 | 0 | 0 | 0 | 7.48 | 0.10336 | 0 | 41.44 | 41.44 | 1 | 0 | 0 |  | 0 |  | 0
|  |  |  | 21.48 | 42.96 | 0 | 0 | 0 | 0 | 0 | 7.48 | 0.10336 | 0 | 42.96 | 42.96 | 1 | 0 | 0 |  | 0 |  | 0
|  |  |  | 21.68 | 43.36 | 0 | 0 | 0 | 0 | 0 | 7.48 | 0.10336 | 0 | 43.36 | 43.36 | 1 | 0 | 0 |  | 0 |  | 0
|  |  |  | 21.8 | 43.6 | 0 | 0 | 0 | 0 | 0 | 7.48 | 0.10336 | 0 | 43.6 | 43.6 | 1 | 0 | 0 |  | 0 |  | 0
|  |  |  | 24.28 | 48.56 | 0 | 0 | 0 | 0 | 0 | 7.48 | 0.10336 | 0 | 48.56 | 48.56 | 1 | 0 | 0 |  | 0 |  | 0
|  |  |  | 27.68 | 55.36 | 0 | 0 | 0 | 0 | 0 | 7.48 | 0.10336 | 0 | 55.36 | 55.36 | 1 | 0 | 0 |  | 0 |  | 0
|  |  |  | 34 | 68 | 0 | 0 | 0 | 0 | 0 | 11.23 | 0.12409 | 0 | 68 | 68 | 1 | 0 | 0 |  | 0 |  | 0
|  |  |  | 46.32 | 92.64 | 0 | 0 | 0 | 0 | 0 | 11.23 | 0.12409 | 0 | 92.64 | 92.64 | 1 | 0 | 0 |  | 0 |  | 0
|  |  |  | 39.72 | 79.44 | 0 | 0 | 0 | 0 | 0 | 11.23 | 0.12409 | 0 | 79.44 | 79.44 | 1 | 0 | 0 |  | 0 |  | 0
|  |  |  | 44.52 | 89.04 | 0 | 0 | 0 | 0 | 0 | 17.48 | 0.13136 | 0 | 89.04 | 89.04 | 1 | 0 | 0 |  | 0 |  | 0
|  |  |  | 44.32 | 88.64 | 0 | 0 | 0 | 0 | 0 | 17.48 | 0.13136 | 0 | 88.64 | 88.64 | 1 | 0 | 0 |  | 0 |  | 0
|  |  |  | 45.52 | 91.04 | 0 | 0 | 0 | 0 | 0 | 17.48 | 0.13136 | 0 | 91.04 | 91.04 | 1 | 0 | 0 |  | 0 |  | 0
|  |  |  | 43.12 | 86.24 | 0 | 0 | 0 | 0 | 0 | 17.48 | 0.13136 | 0 | 86.24 | 83.52 | 0.2 | 0 | 2.72 |  | 0 |  | 0
|  |  |  | 45.88 | 91.76 | 0 | 0 | 0 | 0 | 0 | 11.23 | 0.12409 | 0 | 91.76 | 91.76 | 0.2 | 0 | 0 |  | 0 |  | 0
|  |  |  | 34.08 | 68.16 | 0 | 0 | 0 | 0 | 0 | 11.23 | 0.12409 | 0 | 68.16 | 68.16 | 0.2 | 0 | 0 |  | 0 |  | 0
|  |  |  | 30.2 | 60.4 | 0 | 0 | 0 | 0 | 0 | 11.23 | 0.12409 | 0 | 60.4 | 60.4 | 0.2 | 0 | 0 |  | 0 |  | 0
|  |  |  | 24.8 | 49.6 | 0 | 0 | 0 | 0 | 0 | 7.48 | 0.10336 | 2.72 | 49.6 | 49.6 | 0.91885 | 0 | 0 |  | 0 |  | 0
|  |  |  | 24.56 | 49.12 | 0 | 0 | 0 | 0 | 0 | 7.48 | 0.10336 | 0.307 | 49.12 | 49.12 | 1 | 0 | 0 |  | 0 |  | 0
|  |  |  | 19.12 | 38.24 | 0 | 0 | 0 | 0 | 0 | 7.48 | 0.10336 | 0 | 38.24 | 38.24 | 1 | 0 | 0 |  | 0 |  | 0
|  |  |  | 10.64 | 21.28 | 0 | 0 | 0 | 0 | 0 | 7.48 | 0.10336 | 0 | 21.28 | 21.28 | 1 | 0 | 0 |  | 0 |  | 0
|  |  |  | 10.48 | 20.96 | 0 | 0 | 0 | 0 | 0 | 7.48 | 0.10336 | 0 | 20.96 | 20.96 | 1 | 0 | 0 |  | 0 |  | 0
|  |  |  | 13.84 | 27.68 | 0 | 0 | 0 | 0 | 0 | 7.48 | 0.10336 | 0 | 27.68 | 27.68 | 1 | 0 | 0 |  | 0 |  | 0
|  |  |  | 16.32 | 32.64 | 0 | 0 | 0 | 0 | 0 | 7.48 | 0.10336 | 0 | 32.64 | 32.64 | 1 | 0 | 0 |  | 0 |  | 0
|  |  |  | 18.16 | 36.32 | 0 | 0 | 0 | 0 | 0 | 7.48 | 0.10336 | 0 | 36.32 | 36.32 | 1 | 0 | 0 |  | 0 |  | 0
|  |  |  | 19.12 | 38.24 | 0 | 0 | 0 | 0 | 0 | 7.48 | 0.10336 | 0 | 38.24 | 38.24 | 1 | 0 | 0 |  | 0 |  | 0
|  |  |  | 20.52 | 41.04 | 0 | 0 | 0 | 0 | 0 | 7.48 | 0.10336 | 0 | 41.04 | 41.04 | 1 | 0 | 0 |  | 0 |  | 0
|  |  |  | 20.48 | 40.96 | 0 | 0 | 0 | 0 | 0 | 7.48 | 0.10336 | 0 | 40.96 | 40.96 | 1 | 0 | 0 |  | 0 |  | 0
|  |  |  | 18.64 | 37.28 | 0 | 0 | 0 | 0 | 0 | 7.48 | 0.10336 | 0 | 37.28 | 37.28 | 1 | 0 | 0 |  | 0 |  | 0
|  |  |  | 20.36 | 40.72 | 0 | 0 | 0 | 0 | 0 | 7.48 | 0.10336 | 0 | 40.72 | 40.72 | 1 | 0 | 0 |  | 0 |  | 0
|  |  |  | 23.24 | 46.48 | 0 | 0 | 0 | 0 | 0 | 7.48 | 0.10336 | 0 | 46.48 | 46.48 | 1 | 0 | 0 |  | 0 |  | 0
|  |  |  | 29.6 | 59.2 | 0 | 0 | 0 | 0 | 0 | 11.23 | 0.12409 | 0 | 59.2 | 59.2 | 1 | 0 | 0 |  | 0 |  | 0
|  |  |  | 40.88 | 81.76 | 0 | 0 | 0 | 0 | 0 | 11.23 | 0.12409 | 0 | 81.76 | 81.76 | 1 | 0 | 0 |  | 0 |  | 0
|  |  |  | 46.8 | 93.6 | 0 | 0 | 0 | 0 | 0 | 11.23 | 0.12409 | 0 | 93.6 | 93.6 | 1 | 0 | 0 |  | 0 |  | 0
|  |  |  | 50.28 | 100.56 | 0 | 0 | 0 | 0 | 0 | 17.48 | 0.13136 | 0 | 100.56 | 100.56 | 1 | 0 | 0 |  | 0 |  | 0
|  |  |  | 48.32 | 96.64 | 0 | 0 | 0 | 0 | 0 | 17.48 | 0.13136 | 0 | 96.64 | 96.64 | 1 | 0 | 0 |  | 0 |  | 0
|  |  |  | 47.48 | 94.96 | 0 | 0 | 0 | 0 | 0 | 17.48 | 0.13136 | 0 | 94.96 | 94.96 | 1 | 0 | 0 |  | 0 |  | 0
|  |  |  | 43.84 | 87.68 | 0 | 0 | 0 | 0 | 0 | 17.48 | 0.13136 | 0 | 87.68 | 84.96 | 0.2 | 0 | 2.72 |  | 0 |  | 0
|  |  |  | 44.12 | 88.24 | 0 | 0 | 0 | 0 | 0 | 11.23 | 0.12409 | 0 | 88.24 | 88.24 | 0.2 | 0 | 0 |  | 0 |  | 0
|  |  |  | 40.48 | 80.96 | 0 | 0 | 0 | 0 | 0 | 11.23 | 0.12409 | 0 | 80.96 | 80.96 | 0.2 | 0 | 0 |  | 0 |  | 0
|  |  |  | 36.32 | 72.64 | 0 | 0 | 0 | 0 | 0 | 11.23 | 0.12409 | 0 | 72.64 | 72.64 | 0.2 | 0 | 0 |  | 0 |  | 0
|  |  |  | 28.68 | 57.36 | 0 | 0 | 0 | 0 | 0 | 7.48 | 0.10336 | 2.72 | 57.36 | 57.36 | 0.91885 | 0 | 0 |  | 0 |  | 0
|  |  |  | 27.4 | 54.8 | 0 | 0 | 0 | 0 | 0 | 7.48 | 0.10336 | 0.307 | 54.8 | 54.8 | 1 | 0 | 0 |  | 0 |  | 0
|  |  |  | 24 | 48 | 0 | 0 | 0 | 0 | 0 | 7.48 | 0.10336 | 0 | 48 | 48 | 1 | 0 | 0 |  | 0 |  | 0
|  |  |  | 15.12 | 30.24 | 0 | 0 | 0 | 0 | 0 | 7.48 | 0.10336 | 0 | 30.24 | 30.24 | 1 | 0 | 0 |  | 0 |  | 0
|  |  |  | 13.36 | 26.72 | 0 | 0 | 0 | 0 | 0 | 7.48 | 0.10336 | 0 | 26.72 | 26.72 | 1 | 0 | 0 |  | 0 |  | 0
|  |  |  | 13.6 | 27.2 | 0 | 0 | 0 | 0 | 0 | 7.48 | 0.10336 | 0 | 27.2 | 27.2 | 1 | 0 | 0 |  | 0 |  | 0
|  |  |  | 12.96 | 25.92 | 0 | 0 | 0 | 0 | 0 | 7.48 | 0.10336 | 0 | 25.92 | 25.92 | 1 | 0 | 0 |  | 0 |  | 0
|  |  |  | 12.24 | 24.48 | 0 | 0 | 0 | 0 | 0 | 7.48 | 0.10336 | 0 | 24.48 | 24.48 | 1 | 0 | 0 |  | 0 |  | 0
|  |  |  | 14.44 | 28.88 | 0 | 0 | 0 | 0 | 0 | 7.48 | 0.10336 | 0 | 28.88 | 28.88 | 1 | 0 | 0 |  | 0 |  | 0
|  |  |  | 16.16 | 32.32 | 0 | 0 | 0 | 0 | 0 | 7.48 | 0.10336 | 0 | 32.32 | 32.32 | 1 | 0 | 0 |  | 0 |  | 0
|  |  |  | 22.44 | 44.88 | 0 | 0 | 0 | 0 | 0 | 7.48 | 0.10336 | 0 | 44.88 | 44.88 | 1 | 0 | 0 |  | 0 |  | 0
|  |  |  | 23.8 | 47.6 | 0 | 0 | 0 | 0 | 0 | 7.48 | 0.10336 | 0 | 47.6 | 47.6 | 1 | 0 | 0 |  | 0 |  | 0
|  |  |  | 25.08 | 50.16 | 0 | 0 | 0 | 0 | 0 | 7.48 | 0.10336 | 0 | 50.16 | 50.16 | 1 | 0 | 0 |  | 0 |  | 0
|  |  |  | 30.2 | 60.4 | 0 | 0 | 0 | 0 | 0 | 7.48 | 0.10336 | 0 | 60.4 | 60.4 | 1 | 0 | 0 |  | 0 |  | 0
|  |  |  | 40.28 | 80.56 | 0 | 0 | 0 | 0 | 0 | 11.23 | 0.12409 | 0 | 80.56 | 80.56 | 1 | 0 | 0 |  | 0 |  | 0
|  |  |  | 51.12 | 102.24 | 0 | 0 | 0 | 0 | 0 | 11.23 | 0.12409 | 0 | 102.24 | 102.24 | 1 | 0 | 0 |  | 0 |  | 0
|  |  |  | 52.16 | 104.32 | 0 | 0 | 0 | 0 | 0 | 11.23 | 0.12409 | 0 | 104.32 | 104.32 | 1 | 0 | 0 |  | 0 |  | 0
|  |  |  | 54.4 | 108.8 | 0 | 0 | 0 | 0 | 0 | 17.48 | 0.13136 | 0 | 108.8 | 108.8 | 1 | 0 | 0 |  | 0 |  | 0
|  |  |  | 54.6 | 109.2 | 0 | 0 | 0 | 0 | 0 | 17.48 | 0.13136 | 0 | 109.2 | 109.2 | 1 | 0 | 0 |  | 0 |  | 0
|  |  |  | 56.04 | 112.08 | 0 | 0 | 0 | 0 | 0 | 17.48 | 0.13136 | 0 | 112.08 | 112.08 | 1 | 0 | 0 |  | 0 |  | 0
|  |  |  | 55.04 | 110.08 | 0 | 0 | 0 | 0 | 0 | 17.48 | 0.13136 | 0 | 110.08 | 107.36 | 0.2 | 0 | 2.72 |  | 0 |  | 0
|  |  |  | 52.28 | 104.56 | 0 | 0 | 0 | 0 | 0 | 11.23 | 0.12409 | 0 | 104.56 | 104.56 | 0.2 | 0 | 0 |  | 0 |  | 0
|  |  |  | 53 | 106 | 0 | 0 | 0 | 0 | 0 | 11.23 | 0.12409 | 0 | 106 | 106 | 0.2 | 0 | 0 |  | 0 |  | 0
|  |  |  | 47.56 | 95.12 | 0 | 0 | 0 | 0 | 0 | 11.23 | 0.12409 | 0 | 95.12 | 95.12 | 0.2 | 0 | 0 |  | 0 |  | 0
|  |  |  | 43.88 | 87.76 | 0 | 0 | 0 | 0 | 0 | 7.48 | 0.10336 | 2.72 | 87.76 | 87.76 | 0.91885 | 0 | 0 |  | 0 |  | 0
|  |  |  | 42.2 | 84.4 | 0 | 0 | 0 | 0 | 0 | 7.48 | 0.10336 | 0.307 | 84.4 | 84.4 | 1 | 0 | 0 |  | 0 |  | 0
|  |  |  | 29.76 | 59.52 | 0 | 0 | 0 | 0 | 0 | 7.48 | 0.10336 | 0 | 59.52 | 59.52 | 1 | 0 | 0 |  | 0 |  | 0
|  |  |  | 13.24 | 26.48 | 0 | 0 | 0 | 0 | 0 | 7.48 | 0.10336 | 0 | 26.48 | 26.48 | 1 | 0 | 0 |  | 0 |  | 0
|  |  |  | 9.28 | 18.56 | 0 | 0 | 0 | 0 | 0 | 7.48 | 0.10336 | 0 | 18.56 | 18.56 | 1 | 0 | 0 |  | 0 |  | 0
|  |  |  | 10.72 | 21.44 | 0 | 0 | 0 | 0 | 0 | 7.48 | 0.10336 | 0 | 21.44 | 21.44 | 1 | 0 | 0 |  | 0 |  | 0
|  |  |  | 11.56 | 23.12 | 0 | 0 | 0 | 0 | 0 | 7.48 | 0.10336 | 0 | 23.12 | 23.12 | 1 | 0 | 0 |  | 0 |  | 0
|  |  |  | 13.08 | 26.16 | 0 | 0 | 0 | 0 | 0 | 7.48 | 0.10336 | 0 | 26.16 | 26.16 | 1 | 0 | 0 |  | 0 |  | 0
|  |  |  | 14.48 | 28.96 | 0 | 0 | 0 | 0 | 0 | 7.48 | 0.10336 | 0 | 28.96 | 28.96 | 1 | 0 | 0 |  | 0 |  | 0
|  |  |  | 16.08 | 32.16 | 0 | 0 | 0 | 0 | 0 | 7.48 | 0.10336 | 0 | 32.16 | 32.16 | 1 | 0 | 0 |  | 0 |  | 0
|  |  |  | 21.64 | 43.28 | 0 | 0 | 0 | 0 | 0 | 7.48 | 0.10336 | 0 | 43.28 | 43.28 | 1 | 0 | 0 |  | 0 |  | 0
|  |  |  | 22.04 | 44.08 | 0 | 0 | 0 | 0 | 0 | 7.48 | 0.10336 | 0 | 44.08 | 44.08 | 1 | 0 | 0 |  | 0 |  | 0
|  |  |  | 26.88 | 53.76 | 0 | 0 | 0 | 0 | 0 | 7.48 | 0.10336 | 0 | 53.76 | 53.76 | 1 | 0 | 0 |  | 0 |  | 0
|  |  |  | 35.68 | 71.36 | 0 | 0 | 0 | 0 | 0 | 7.48 | 0.10336 | 0 | 71.36 | 71.36 | 1 | 0 | 0 |  | 0 |  | 0
|  |  |  | 48.4 | 96.8 | 0 | 0 | 0 | 0 | 0 | 7.48 | 0.10336 | 0 | 96.8 | 96.8 | 1 | 0 | 0 |  | 0 |  | 0
|  |  |  | 50.68 | 101.36 | 0 | 0 | 0 | 0 | 0 | 7.48 | 0.10336 | 0 | 101.36 | 101.36 | 1 | 0 | 0 |  | 0 |  | 0
|  |  |  | 53.84 | 107.68 | 0 | 0 | 0 | 0 | 0 | 7.48 | 0.10336 | 0 | 107.68 | 107.68 | 1 | 0 | 0 |  | 0 |  | 0
|  |  |  | 54.76 | 109.52 | 0 | 0 | 0 | 0 | 0 | 7.48 | 0.10336 | 0 | 109.52 | 109.52 | 1 | 0 | 0 |  | 0 |  | 0
|  |  |  | 53.96 | 107.92 | 0 | 0 | 0 | 0 | 0 | 7.48 | 0.10336 | 0 | 107.92 | 107.92 | 1 | 0 | 0 |  | 0 |  | 0
|  |  |  | 53 | 106 | 0 | 0 | 0 | 0 | 0 | 7.48 | 0.10336 | 0 | 106 | 106 | 1 | 0 | 0 |  | 0 |  | 0
|  |  |  | 55.48 | 110.96 | 0 | 0 | 0 | 0 | 0 | 7.48 | 0.10336 | 0 | 110.96 | 110.96 | 1 | 0 | 0 |  | 0 |  | 0
|  |  |  | 54.88 | 109.76 | 0 | 0 | 0 | 0 | 0 | 7.48 | 0.10336 | 0 | 109.76 | 109.76 | 1 | 0 | 0 |  | 0 |  | 0
|  |  |  | 49.56 | 99.12 | 0 | 0 | 0 | 0 | 0 | 7.48 | 0.10336 | 0 | 99.12 | 99.12 | 1 | 0 | 0 |  | 0 |  | 0
|  |  |  | 41.48 | 82.96 | 0 | 0 | 0 | 0 | 0 | 7.48 | 0.10336 | 0 | 82.96 | 82.96 | 1 | 0 | 0 |  | 0 |  | 0
|  |  |  | 36.76 | 73.52 | 0 | 0 | 0 | 0 | 0 | 7.48 | 0.10336 | 0 | 73.52 | 73.52 | 1 | 0 | 0 |  | 0 |  | 0
|  |  |  | 35.32 | 70.64 | 0 | 0 | 0 | 0 | 0 | 7.48 | 0.10336 | 0 | 70.64 | 70.64 | 1 | 0 | 0 |  | 0 |  | 0
|  |  |  | 25 | 50 | 0 | 0 | 0 | 0 | 0 | 7.48 | 0.10336 | 0 | 50 | 50 | 1 | 0 | 0 |  | 0 |  | 0
|  |  |  | 11.6 | 23.2 | 0 | 0 | 0 | 0 | 0 | 7.48 | 0.10336 | 0 | 23.2 | 23.2 | 1 | 0 | 0 |  | 0 |  | 0
|  |  |  | 9.12 | 18.24 | 0 | 0 | 0 | 0 | 0 | 7.48 | 0.10336 | 0 | 18.24 | 18.24 | 1 | 0 | 0 |  | 0 |  | 0
|  |  |  | 10.12 | 20.24 | 0 | 0 | 0 | 0 | 0 | 7.48 | 0.10336 | 0 | 20.24 | 20.24 | 1 | 0 | 0 |  | 0 |  | 0
|  |  |  | 10.72 | 21.44 | 0 | 0 | 0 | 0 | 0 | 7.48 | 0.10336 | 0 | 21.44 | 21.44 | 1 | 0 | 0 |  | 0 |  | 0
|  |  |  | 13.56 | 27.12 | 0 | 0 | 0 | 0 | 0 | 7.48 | 0.10336 | 0 | 27.12 | 27.12 | 1 | 0 | 0 |  | 0 |  | 0
|  |  |  | 15.32 | 30.64 | 0 | 0 | 0 | 0 | 0 | 7.48 | 0.10336 | 0 | 30.64 | 30.64 | 1 | 0 | 0 |  | 0 |  | 0
|  |  |  | 16.32 | 32.64 | 0 | 0 | 0 | 0 | 0 | 7.48 | 0.10336 | 0 | 32.64 | 32.64 | 1 | 0 | 0 |  | 0 |  | 0
|  |  |  | 21.92 | 43.84 | 0 | 0 | 0 | 0 | 0 | 7.48 | 0.10336 | 0 | 43.84 | 43.84 | 1 | 0 | 0 |  | 0 |  | 0
|  |  |  | 24.16 | 48.32 | 0 | 0 | 0 | 0 | 0 | 7.48 | 0.10336 | 0 | 48.32 | 48.32 | 1 | 0 | 0 |  | 0 |  | 0
|  |  |  | 25.44 | 50.88 | 0 | 0 | 0 | 0 | 0 | 7.48 | 0.10336 | 0 | 50.88 | 50.88 | 1 | 0 | 0 |  | 0 |  | 0
|  |  |  | 28.12 | 56.24 | 0 | 0 | 0 | 0 | 0 | 7.48 | 0.10336 | 0 | 56.24 | 56.24 | 1 | 0 | 0 |  | 0 |  | 0
|  |  |  | 32.96 | 65.92 | 0 | 0 | 0 | 0 | 0 | 7.48 | 0.10336 | 0 | 65.92 | 65.92 | 1 | 0 | 0 |  | 0 |  | 0
|  |  |  | 39.04 | 78.08 | 0 | 0 | 0 | 0 | 0 | 7.48 | 0.10336 | 0 | 78.08 | 78.08 | 1 | 0 | 0 |  | 0 |  | 0
|  |  |  | 37.72 | 75.44 | 0 | 0 | 0 | 0 | 0 | 7.48 | 0.10336 | 0 | 75.44 | 75.44 | 1 | 0 | 0 |  | 0 |  | 0
|  |  |  | 46.64 | 93.28 | 0 | 0 | 0 | 0 | 0 | 7.48 | 0.10336 | 0 | 93.28 | 93.28 | 1 | 0 | 0 |  | 0 |  | 0
|  |  |  | 48.96 | 97.92 | 0 | 0 | 0 | 0 | 0 | 7.48 | 0.10336 | 0 | 97.92 | 97.92 | 1 | 0 | 0 |  | 0 |  | 0
|  |  |  | 46.28 | 92.56 | 0 | 0 | 0 | 0 | 0 | 7.48 | 0.10336 | 0 | 92.56 | 92.56 | 1 | 0 | 0 |  | 0 |  | 0
|  |  |  | 44.4 | 88.8 | 0 | 0 | 0 | 0 | 0 | 7.48 | 0.10336 | 0 | 88.8 | 88.8 | 1 | 0 | 0 |  | 0 |  | 0
|  |  |  | 44.32 | 88.64 | 0 | 0 | 0 | 0 | 0 | 7.48 | 0.10336 | 0 | 88.64 | 88.64 | 1 | 0 | 0 |  | 0 |  | 0
|  |  |  | 37.56 | 75.12 | 0 | 0 | 0 | 0 | 0 | 7.48 | 0.10336 | 0 | 75.12 | 75.12 | 1 | 0 | 0 |  | 0 |  | 0
|  |  |  | 30.56 | 61.12 | 0 | 0 | 0 | 0 | 0 | 7.48 | 0.10336 | 0 | 61.12 | 61.12 | 1 | 0 | 0 |  | 0 |  | 0
|  |  |  | 30.16 | 60.32 | 0 | 0 | 0 | 0 | 0 | 7.48 | 0.10336 | 0 | 60.32 | 60.32 | 1 | 0 | 0 |  | 0 |  | 0
|  |  |  | 24.76 | 49.52 | 0 | 0 | 0 | 0 | 0 | 7.48 | 0.10336 | 0 | 49.52 | 49.52 | 1 | 0 | 0 |  | 0 |  | 0
|  |  |  | 18.72 | 37.44 | 0 | 0 | 0 | 0 | 0 | 7.48 | 0.10336 | 0 | 37.44 | 37.44 | 1 | 0 | 0 |  | 0 |  | 0
|  |  |  | 10.8 | 21.6 | 0 | 0 | 0 | 0 | 0 | 7.48 | 0.10336 | 0 | 21.6 | 21.6 | 1 | 0 | 0 |  | 0 |  | 0
|  |  |  | 11.12 | 22.24 | 0 | 0 | 0 | 0 | 0 | 7.48 | 0.10336 | 0 | 22.24 | 22.24 | 1 | 0 | 0 |  | 0 |  | 0
|  |  |  | 13.92 | 27.84 | 0 | 0 | 0 | 0 | 0 | 7.48 | 0.10336 | 0 | 27.84 | 27.84 | 1 | 0 | 0 |  | 0 |  | 0
|  |  |  | 11.56 | 23.12 | 0 | 0 | 0 | 0 | 0 | 7.48 | 0.10336 | 0 | 23.12 | 23.12 | 1 | 0 | 0 |  | 0 |  | 0
|  |  |  | 11.92 | 23.84 | 0 | 0 | 0 | 0 | 0 | 7.48 | 0.10336 | 0 | 23.84 | 23.84 | 1 | 0 | 0 |  | 0 |  | 0
|  |  |  | 13.4 | 26.8 | 0 | 0 | 0 | 0 | 0 | 7.48 | 0.10336 | 0 | 26.8 | 26.8 | 1 | 0 | 0 |  | 0 |  | 0
|  |  |  | 15.28 | 30.56 | 0 | 0 | 0 | 0 | 0 | 7.48 | 0.10336 | 0 | 30.56 | 30.56 | 1 | 0 | 0 |  | 0 |  | 0
|  |  |  | 21.32 | 42.64 | 0 | 0 | 0 | 0 | 0 | 7.48 | 0.10336 | 0 | 42.64 | 42.64 | 1 | 0 | 0 |  | 0 |  | 0
|  |  |  | 24.24 | 48.48 | 0 | 0 | 0 | 0 | 0 | 7.48 | 0.10336 | 0 | 48.48 | 48.48 | 1 | 0 | 0 |  | 0 |  | 0
|  |  |  | 26.2 | 52.4 | 0 | 0 | 0 | 0 | 0 | 7.48 | 0.10336 | 0 | 52.4 | 52.4 | 1 | 0 | 0 |  | 0 |  | 0
|  |  |  | 27.08 | 54.16 | 0 | 0 | 0 | 0 | 0 | 7.48 | 0.10336 | 0 | 54.16 | 54.16 | 1 | 0 | 0 |  | 0 |  | 0
|  |  |  | 31.96 | 63.92 | 0 | 0 | 0 | 0 | 0 | 11.23 | 0.12409 | 0 | 63.92 | 63.92 | 1 | 0 | 0 |  | 0 |  | 0
|  |  |  | 42.56 | 85.12 | 0 | 0 | 0 | 0 | 0 | 11.23 | 0.12409 | 0 | 85.12 | 85.12 | 1 | 0 | 0 |  | 0 |  | 0
|  |  |  | 45.88 | 91.76 | 0 | 0 | 0 | 0 | 0 | 11.23 | 0.12409 | 0 | 91.76 | 91.76 | 1 | 0 | 0 |  | 0 |  | 0
|  |  |  | 46.2 | 92.4 | 0 | 0 | 0 | 0 | 0 | 17.48 | 0.13136 | 0 | 92.4 | 92.4 | 1 | 0 | 0 |  | 0 |  | 0
|  |  |  | 45.76 | 91.52 | 0 | 0 | 0 | 0 | 0 | 17.48 | 0.13136 | 0 | 91.52 | 91.52 | 1 | 0 | 0 |  | 0 |  | 0
|  |  |  | 44.4 | 88.8 | 0 | 0 | 0 | 0 | 0 | 17.48 | 0.13136 | 0 | 88.8 | 88.8 | 1 | 0 | 0 |  | 0 |  | 0
|  |  |  | 43.2 | 86.4 | 0 | 0 | 0 | 0 | 0 | 17.48 | 0.13136 | 0 | 86.4 | 83.68 | 0.2 | 0 | 2.72 |  | 0 |  | 0
|  |  |  | 41.68 | 83.36 | 0 | 0 | 0 | 0 | 0 | 11.23 | 0.12409 | 0 | 83.36 | 83.36 | 0.2 | 0 | 0 |  | 0 |  | 0
|  |  |  | 39.76 | 79.52 | 0 | 0 | 0 | 0 | 0 | 11.23 | 0.12409 | 0 | 79.52 | 79.52 | 0.2 | 0 | 0 |  | 0 |  | 0
|  |  |  | 38.04 | 76.08 | 0 | 0 | 0 | 0 | 0 | 11.23 | 0.12409 | 0 | 76.08 | 76.08 | 0.2 | 0 | 0 |  | 0 |  | 0
|  |  |  | 26.88 | 53.76 | 0 | 0 | 0 | 0 | 0 | 7.48 | 0.10336 | 2.72 | 53.76 | 53.76 | 0.91885 | 0 | 0 |  | 0 |  | 0
|  |  |  | 24.8 | 49.6 | 0 | 0 | 0 | 0 | 0 | 7.48 | 0.10336 | 0.307 | 49.6 | 49.6 | 1 | 0 | 0 |  | 0 |  | 0
|  |  |  | 17.36 | 34.72 | 0 | 0 | 0 | 0 | 0 | 7.48 | 0.10336 | 0 | 34.72 | 34.72 | 1 | 0 | 0 |  | 0 |  | 0
|  |  |  | 10.84 | 21.68 | 0 | 0 | 0 | 0 | 0 | 7.48 | 0.10336 | 0 | 21.68 | 21.68 | 1 | 0 | 0 |  | 0 |  | 0
|  |  |  | 8.84 | 17.68 | 0 | 0 | 0 | 0 | 0 | 7.48 | 0.10336 | 0 | 17.68 | 17.68 | 1 | 0 | 0 |  | 0 |  | 0
|  |  |  | 8.96 | 17.92 | 0 | 0 | 0 | 0 | 0 | 7.48 | 0.10336 | 0 | 17.92 | 17.92 | 1 | 0 | 0 |  | 0 |  | 0
|  |  |  | 9.2 | 18.4 | 0 | 0 | 0 | 0 | 0 | 7.48 | 0.10336 | 0 | 18.4 | 18.4 | 1 | 0 | 0 |  | 0 |  | 0
|  |  |  | 12.12 | 24.24 | 0 | 0 | 0 | 0 | 0 | 7.48 | 0.10336 | 0 | 24.24 | 24.24 | 1 | 0 | 0 |  | 0 |  | 0
|  |  |  | 13.52 | 27.04 | 0 | 0 | 0 | 0 | 0 | 7.48 | 0.10336 | 0 | 27.04 | 27.04 | 1 | 0 | 0 |  | 0 |  | 0
|  |  |  | 15.52 | 31.04 | 0 | 0 | 0 | 0 | 0 | 7.48 | 0.10336 | 0 | 31.04 | 31.04 | 1 | 0 | 0 |  | 0 |  | 0
|  |  |  | 22.4 | 44.8 | 0 | 0 | 0 | 0 | 0 | 7.48 | 0.10336 | 0 | 44.8 | 44.8 | 1 | 0 | 0 |  | 0 |  | 0
|  |  |  | 24.68 | 49.36 | 0 | 0 | 0 | 0 | 0 | 7.48 | 0.10336 | 0 | 49.36 | 49.36 | 1 | 0 | 0 |  | 0 |  | 0
|  |  |  | 25.44 | 50.88 | 0 | 0 | 0 | 0 | 0 | 7.48 | 0.10336 | 0 | 50.88 | 50.88 | 1 | 0 | 0 |  | 0 |  | 0
|  |  |  | 27.6 | 55.2 | 0 | 0 | 0 | 0 | 0 | 7.48 | 0.10336 | 0 | 55.2 | 55.2 | 1 | 0 | 0 |  | 0 |  | 0
|  |  |  | 30.04 | 60.08 | 0 | 0 | 0 | 0 | 0 | 11.23 | 0.12409 | 0 | 60.08 | 60.08 | 1 | 0 | 0 |  | 0 |  | 0
|  |  |  | 37.6 | 75.2 | 0 | 0 | 0 | 0 | 0 | 11.23 | 0.12409 | 0 | 75.2 | 75.2 | 1 | 0 | 0 |  | 0 |  | 0
|  |  |  | 42.4 | 84.8 | 0 | 0 | 0 | 0 | 0 | 11.23 | 0.12409 | 0 | 84.8 | 84.8 | 1 | 0 | 0 |  | 0 |  | 0
|  |  |  | 45.84 | 91.68 | 0 | 0 | 0 | 0 | 0 | 17.48 | 0.13136 | 0 | 91.68 | 91.68 | 1 | 0 | 0 |  | 0 |  | 0
|  |  |  | 49.36 | 98.72 | 0 | 0 | 0 | 0 | 0 | 17.48 | 0.13136 | 0 | 98.72 | 98.72 | 1 | 0 | 0 |  | 0 |  | 0
|  |  |  | 52.24 | 104.48 | 0 | 0 | 0 | 0 | 0 | 17.48 | 0.13136 | 0 | 104.48 | 104.48 | 1 | 0 | 0 |  | 0 |  | 0
|  |  |  | 50.04 | 100.08 | 0 | 0 | 0 | 0 | 0 | 17.48 | 0.13136 | 0 | 100.08 | 97.36 | 0.2 | 0 | 2.72 |  | 0 |  | 0
|  |  |  | 50.6 | 101.2 | 0 | 0 | 0 | 0 | 0 | 11.23 | 0.12409 | 0 | 101.2 | 101.2 | 0.2 | 0 | 0 |  | 0 |  | 0
|  |  |  | 43.04 | 86.08 | 0 | 0 | 0 | 0 | 0 | 11.23 | 0.12409 | 0 | 86.08 | 86.08 | 0.2 | 0 | 0 |  | 0 |  | 0
|  |  |  | 37.8 | 75.6 | 0 | 0 | 0 | 0 | 0 | 11.23 | 0.12409 | 0 | 75.6 | 75.6 | 0.2 | 0 | 0 |  | 0 |  | 0
|  |  |  | 30.44 | 60.88 | 0 | 0 | 0 | 0 | 0 | 7.48 | 0.10336 | 2.72 | 60.88 | 60.88 | 0.91885 | 0 | 0 |  | 0 |  | 0
|  |  |  | 25 | 50 | 0 | 0 | 0 | 0 | 0 | 7.48 | 0.10336 | 0.307 | 50 | 50 | 1 | 0 | 0 |  | 0 |  | 0
|  |  |  | 18.2 | 36.4 | 0 | 0 | 0 | 0 | 0 | 7.48 | 0.10336 | 0 | 36.4 | 36.4 | 1 | 0 | 0 |  | 0 |  | 0
|  |  |  | 13.84 | 27.68 | 0 | 0 | 0 | 0 | 0 | 7.48 | 0.10336 | 0 | 27.68 | 27.68 | 1 | 0 | 0 |  | 0 |  | 0
|  |  |  | 14.48 | 28.96 | 0 | 0 | 0 | 0 | 0 | 7.48 | 0.10336 | 0 | 28.96 | 28.96 | 1 | 0 | 0 |  | 0 |  | 0
|  |  |  | 13.52 | 27.04 | 0 | 0 | 0 | 0 | 0 | 7.48 | 0.10336 | 0 | 27.04 | 27.04 | 1 | 0 | 0 |  | 0 |  | 0
|  |  |  | 13.84 | 27.68 | 0 | 0 | 0 | 0 | 0 | 7.48 | 0.10336 | 0 | 27.68 | 27.68 | 1 | 0 | 0 |  | 0 |  | 0
|  |  |  | 17.12 | 34.24 | 0 | 0 | 0 | 0 | 0 | 7.48 | 0.10336 | 0 | 34.24 | 34.24 | 1 | 0 | 0 |  | 0 |  | 0
|  |  |  | 18.72 | 37.44 | 0 | 0 | 0 | 0 | 0 | 7.48 | 0.10336 | 0 | 37.44 | 37.44 | 1 | 0 | 0 |  | 0 |  | 0
|  |  |  | 19.76 | 39.52 | 0 | 0 | 0 | 0 | 0 | 7.48 | 0.10336 | 0 | 39.52 | 39.52 | 1 | 0 | 0 |  | 0 |  | 0
|  |  |  | 21.04 | 42.08 | 0 | 0 | 0 | 0 | 0 | 7.48 | 0.10336 | 0 | 42.08 | 42.08 | 1 | 0 | 0 |  | 0 |  | 0
|  |  |  | 23 | 46 | 0 | 0 | 0 | 0 | 0 | 7.48 | 0.10336 | 0 | 46 | 46 | 1 | 0 | 0 |  | 0 |  | 0
|  |  |  | 22.76 | 45.52 | 0 | 0 | 0 | 0 | 0 | 7.48 | 0.10336 | 0 | 45.52 | 45.52 | 1 | 0 | 0 |  | 0 |  | 0
|  |  |  | 22.96 | 45.92 | 0 | 0 | 0 | 0 | 0 | 7.48 | 0.10336 | 0 | 45.92 | 45.92 | 1 | 0 | 0 |  | 0 |  | 0
|  |  |  | 25.28 | 50.56 | 0 | 0 | 0 | 0 | 0 | 11.23 | 0.12409 | 0 | 50.56 | 50.56 | 1 | 0 | 0 |  | 0 |  | 0
|  |  |  | 30.36 | 60.72 | 0 | 0 | 0 | 0 | 0 | 11.23 | 0.12409 | 0 | 60.72 | 60.72 | 1 | 0 | 0 |  | 0 |  | 0
|  |  |  | 31.16 | 62.32 | 0 | 0 | 0 | 0 | 0 | 11.23 | 0.12409 | 0 | 62.32 | 62.32 | 1 | 0 | 0 |  | 0 |  | 0
|  |  |  | 42.6 | 85.2 | 0 | 0 | 0 | 0 | 0 | 17.48 | 0.13136 | 0 | 85.2 | 85.2 | 1 | 0 | 0 |  | 0 |  | 0
|  |  |  | 40.64 | 81.28 | 0 | 0 | 0 | 0 | 0 | 17.48 | 0.13136 | 0 | 81.28 | 81.28 | 1 | 0 | 0 |  | 0 |  | 0
|  |  |  | 41.4 | 82.8 | 0 | 0 | 0 | 0 | 0 | 17.48 | 0.13136 | 0 | 82.8 | 82.8 | 1 | 0 | 0 |  | 0 |  | 0
|  |  |  | 47 | 94 | 0 | 0 | 0 | 0 | 0 | 17.48 | 0.13136 | 0 | 94 | 91.28 | 0.2 | 0 | 2.72 |  | 0 |  | 0
|  |  |  | 44.52 | 89.04 | 0 | 0 | 0 | 0 | 0 | 11.23 | 0.12409 | 0 | 89.04 | 89.04 | 0.2 | 0 | 0 |  | 0 |  | 0
|  |  |  | 32.6 | 65.2 | 0 | 0 | 0 | 0 | 0 | 11.23 | 0.12409 | 0 | 65.2 | 65.2 | 0.2 | 0 | 0 |  | 0 |  | 0
|  |  |  | 28.88 | 57.76 | 0 | 0 | 0 | 0 | 0 | 11.23 | 0.12409 | 0 | 57.76 | 57.76 | 0.2 | 0 | 0 |  | 0 |  | 0
|  |  |  | 23.4 | 46.8 | 0 | 0 | 0 | 0 | 0 | 7.48 | 0.10336 | 2.72 | 46.8 | 46.8 | 0.91885 | 0 | 0 |  | 0 |  | 0
|  |  |  | 22.64 | 45.28 | 0 | 0 | 0 | 0 | 0 | 7.48 | 0.10336 | 0.307 | 45.28 | 45.28 | 1 | 0 | 0 |  | 0 |  | 0
|  |  |  | 18.52 | 37.04 | 0 | 0 | 0 | 0 | 0 | 7.48 | 0.10336 | 0 | 37.04 | 37.04 | 1 | 0 | 0 |  | 0 |  | 0
|  |  |  | 11.36 | 22.72 | 0 | 0 | 0 | 0 | 0 | 7.48 | 0.10336 | 0 | 22.72 | 22.72 | 1 | 0 | 0 |  | 0 |  | 0
|  |  |  | 9.8 | 19.6 | 0 | 0 | 0 | 0 | 0 | 7.48 | 0.10336 | 0 | 19.6 | 19.6 | 1 | 0 | 0 |  | 0 |  | 0
|  |  |  | 9.56 | 19.12 | 0 | 0 | 0 | 0 | 0 | 7.48 | 0.10336 | 0 | 19.12 | 19.12 | 1 | 0 | 0 |  | 0 |  | 0
|  |  |  | 9.44 | 18.88 | 0 | 0 | 0 | 0 | 0 | 7.48 | 0.10336 | 0 | 18.88 | 18.88 | 1 | 0 | 0 |  | 0 |  | 0
|  |  |  | 12.92 | 25.84 | 0 | 0 | 0 | 0 | 0 | 7.48 | 0.10336 | 0 | 25.84 | 25.84 | 1 | 0 | 0 |  | 0 |  | 0
|  |  |  | 14.08 | 28.16 | 0 | 0 | 0 | 0 | 0 | 7.48 | 0.10336 | 0 | 28.16 | 28.16 | 1 | 0 | 0 |  | 0 |  | 0
|  |  |  | 15.12 | 30.24 | 0 | 0 | 0 | 0 | 0 | 7.48 | 0.10336 | 0 | 30.24 | 30.24 | 1 | 0 | 0 |  | 0 |  | 0
|  |  |  | 16.84 | 33.68 | 0 | 0 | 0 | 0 | 0 | 7.48 | 0.10336 | 0 | 33.68 | 33.68 | 1 | 0 | 0 |  | 0 |  | 0
|  |  |  | 17.72 | 35.44 | 0 | 0 | 0 | 0 | 0 | 7.48 | 0.10336 | 0 | 35.44 | 35.44 | 1 | 0 | 0 |  | 0 |  | 0
|  |  |  | 21.64 | 43.28 | 0 | 0 | 0 | 0 | 0 | 7.48 | 0.10336 | 0 | 43.28 | 43.28 | 1 | 0 | 0 |  | 0 |  | 0
|  |  |  | 22.2 | 44.4 | 0 | 0 | 0 | 0 | 0 | 7.48 | 0.10336 | 0 | 44.4 | 44.4 | 1 | 0 | 0 |  | 0 |  | 0
|  |  |  | 25 | 50 | 0 | 0 | 0 | 0 | 0 | 11.23 | 0.12409 | 0 | 50 | 50 | 1 | 0 | 0 |  | 0 |  | 0
|  |  |  | 28.12 | 56.24 | 0 | 0 | 0 | 0 | 0 | 11.23 | 0.12409 | 0 | 56.24 | 56.24 | 1 | 0 | 0 |  | 0 |  | 0
|  |  |  | 27.4 | 54.8 | 0 | 0 | 0 | 0 | 0 | 11.23 | 0.12409 | 0 | 54.8 | 54.8 | 1 | 0 | 0 |  | 0 |  | 0
|  |  |  | 31.2 | 62.4 | 0 | 0 | 0 | 0 | 0 | 17.48 | 0.13136 | 0 | 62.4 | 62.4 | 1 | 0 | 0 |  | 0 |  | 0
|  |  |  | 32.56 | 65.12 | 0 | 0 | 0 | 0 | 0 | 17.48 | 0.13136 | 0 | 65.12 | 65.12 | 1 | 0 | 0 |  | 0 |  | 0
|  |  |  | 26.72 | 53.44 | 0 | 0 | 0 | 0 | 0 | 17.48 | 0.13136 | 0 | 53.44 | 53.44 | 1 | 0 | 0 |  | 0 |  | 0
|  |  |  | 23.48 | 46.96 | 0 | 0 | 0 | 0 | 0 | 17.48 | 0.13136 | 0 | 46.96 | 44.24 | 0.2 | 0 | 2.72 |  | 0 |  | 0
|  |  |  | 21.44 | 42.88 | 0 | 0 | 0 | 0 | 0 | 11.23 | 0.12409 | 0 | 42.88 | 42.88 | 0.2 | 0 | 0 |  | 0 |  | 0
|  |  |  | 18.64 | 37.28 | 0 | 0 | 0 | 0 | 0 | 11.23 | 0.12409 | 0 | 37.28 | 37.28 | 0.2 | 0 | 0 |  | 0 |  | 0
|  |  |  | 16 | 32 | 0 | 0 | 0 | 0 | 0 | 11.23 | 0.12409 | 0 | 32 | 32 | 0.2 | 0 | 0 |  | 0 |  | 0
|  |  |  | 16.64 | 33.28 | 0 | 0 | 0 | 0 | 0 | 7.48 | 0.10336 | 2.72 | 33.28 | 33.28 | 0.91885 | 0 | 0 |  | 0 |  | 0
|  |  |  | 18.72 | 37.44 | 0 | 0 | 0 | 0 | 0 | 7.48 | 0.10336 | 0.307 | 37.44 | 37.44 | 1 | 0 | 0 |  | 0 |  | 0
|  |  |  | 18.64 | 37.28 | 0 | 0 | 0 | 0 | 0 | 7.48 | 0.10336 | 0 | 37.28 | 37.28 | 1 | 0 | 0 |  | 0 |  | 0
|  |  |  | 12.6 | 25.2 | 0 | 0 | 0 | 0 | 0 | 7.48 | 0.10336 | 0 | 25.2 | 25.2 | 1 | 0 | 0 |  | 0 |  | 0
|  |  |  | 11.12 | 22.24 | 0 | 0 | 0 | 0 | 0 | 7.48 | 0.10336 | 0 | 22.24 | 22.24 | 1 | 0 | 0 |  | 0 |  | 0
|  |  |  | 9.92 | 19.84 | 0 | 0 | 0 | 0 | 0 | 7.48 | 0.10336 | 0 | 19.84 | 19.84 | 1 | 0 | 0 |  | 0 |  | 0
|  |  |  | 10.12 | 20.24 | 0 | 0 | 0 | 0 | 0 | 7.48 | 0.10336 | 0 | 20.24 | 20.24 | 1 | 0 | 0 |  | 0 |  | 0
|  |  |  | 13.44 | 26.88 | 0 | 0 | 0 | 0 | 0 | 7.48 | 0.10336 | 0 | 26.88 | 26.88 | 1 | 0 | 0 |  | 0 |  | 0
|  |  |  | 14.08 | 28.16 | 0 | 0 | 0 | 0 | 0 | 7.48 | 0.10336 | 0 | 28.16 | 28.16 | 1 | 0 | 0 |  | 0 |  | 0
|  |  |  | 15.28 | 30.56 | 0 | 0 | 0 | 0 | 0 | 7.48 | 0.10336 | 0 | 30.56 | 30.56 | 1 | 0 | 0 |  | 0 |  | 0
|  |  |  | 23.56 | 47.12 | 0 | 0 | 0 | 0 | 0 | 7.48 | 0.10336 | 0 | 47.12 | 47.12 | 1 | 0 | 0 |  | 0 |  | 0
|  |  |  | 24.56 | 49.12 | 0 | 0 | 0 | 0 | 0 | 7.48 | 0.10336 | 0 | 49.12 | 49.12 | 1 | 0 | 0 |  | 0 |  | 0
|  |  |  | 27.84 | 55.68 | 0 | 0 | 0 | 0 | 0 | 7.48 | 0.10336 | 0 | 55.68 | 55.68 | 1 | 0 | 0 |  | 0 |  | 0
|  |  |  | 28.08 | 56.16 | 0 | 0 | 0 | 0 | 0 | 7.48 | 0.10336 | 0 | 56.16 | 56.16 | 1 | 0 | 0 |  | 0 |  | 0
|  |  |  | 28.12 | 56.24 | 0 | 0 | 0 | 0 | 0 | 11.23 | 0.12409 | 0 | 56.24 | 56.24 | 1 | 0 | 0 |  | 0 |  | 0
|  |  |  | 34 | 68 | 0 | 0 | 0 | 0 | 0 | 11.23 | 0.12409 | 0 | 68 | 68 | 1 | 0 | 0 |  | 0 |  | 0
|  |  |  | 28.76 | 57.52 | 0 | 0 | 0 | 0 | 0 | 11.23 | 0.12409 | 0 | 57.52 | 57.52 | 1 | 0 | 0 |  | 0 |  | 0
|  |  |  | 27.32 | 54.64 | 0 | 0 | 0 | 0 | 0 | 17.48 | 0.13136 | 0 | 54.64 | 54.64 | 1 | 0 | 0 |  | 0 |  | 0
|  |  |  | 28.28 | 56.56 | 0 | 0 | 0 | 0 | 0 | 17.48 | 0.13136 | 0 | 56.56 | 56.56 | 1 | 0 | 0 |  | 0 |  | 0
|  |  |  | 30.64 | 61.28 | 0 | 0 | 0 | 0 | 0 | 17.48 | 0.13136 | 0 | 61.28 | 61.28 | 1 | 0 | 0 |  | 0 |  | 0
|  |  |  | 27.72 | 55.44 | 0 | 0 | 0 | 0 | 0 | 17.48 | 0.13136 | 0 | 55.44 | 52.72 | 0.2 | 0 | 2.72 |  | 0 |  | 0
|  |  |  | 29 | 58 | 0 | 0 | 0 | 0 | 0 | 11.23 | 0.12409 | 0 | 58 | 58 | 0.2 | 0 | 0 |  | 0 |  | 0
|  |  |  | 25.08 | 50.16 | 0 | 0 | 0 | 0 | 0 | 11.23 | 0.12409 | 0 | 50.16 | 50.16 | 0.2 | 0 | 0 |  | 0 |  | 0
|  |  |  | 23.28 | 46.56 | 0 | 0 | 0 | 0 | 0 | 11.23 | 0.12409 | 0 | 46.56 | 46.56 | 0.2 | 0 | 0 |  | 0 |  | 0
|  |  |  | 25.92 | 51.84 | 0 | 0 | 0 | 0 | 0 | 7.48 | 0.10336 | 2.72 | 51.84 | 51.84 | 0.91885 | 0 | 0 |  | 0 |  | 0
|  |  |  | 25.28 | 50.56 | 0 | 0 | 0 | 0 | 0 | 7.48 | 0.10336 | 0.307 | 50.56 | 50.56 | 1 | 0 | 0 |  | 0 |  | 0
|  |  |  | 20.6 | 41.2 | 0 | 0 | 0 | 0 | 0 | 7.48 | 0.10336 | 0 | 41.2 | 41.2 | 1 | 0 | 0 |  | 0 |  | 0
|  |  |  | 13.44 | 26.88 | 0 | 0 | 0 | 0 | 0 | 7.48 | 0.10336 | 0 | 26.88 | 26.88 | 1 | 0 | 0 |  | 0 |  | 0
|  |  |  | 11.48 | 22.96 | 0 | 0 | 0 | 0 | 0 | 7.48 | 0.10336 | 0 | 22.96 | 22.96 | 1 | 0 | 0 |  | 0 |  | 0
|  |  |  | 11.52 | 23.04 | 0 | 0 | 0 | 0 | 0 | 7.48 | 0.10336 | 0 | 23.04 | 23.04 | 1 | 0 | 0 |  | 0 |  | 0
|  |  |  | 12.36 | 24.72 | 0 | 0 | 0 | 0 | 0 | 7.48 | 0.10336 | 0 | 24.72 | 24.72 | 1 | 0 | 0 |  | 0 |  | 0
|  |  |  | 15.04 | 30.08 | 0 | 0 | 0 | 0 | 0 | 7.48 | 0.10336 | 0 | 30.08 | 30.08 | 1 | 0 | 0 |  | 0 |  | 0
|  |  |  | 16.04 | 32.08 | 0 | 0 | 0 | 0 | 0 | 7.48 | 0.10336 | 0 | 32.08 | 32.08 | 1 | 0 | 0 |  | 0 |  | 0
|  |  |  | 15.44 | 30.88 | 0 | 0 | 0 | 0 | 0 | 7.48 | 0.10336 | 0 | 30.88 | 30.88 | 1 | 0 | 0 |  | 0 |  | 0
|  |  |  | 17.2 | 34.4 | 0 | 0 | 0 | 0 | 0 | 7.48 | 0.10336 | 0 | 34.4 | 34.4 | 1 | 0 | 0 |  | 0 |  | 0
|  |  |  | 17.16 | 34.32 | 0 | 0 | 0 | 0 | 0 | 7.48 | 0.10336 | 0 | 34.32 | 34.32 | 1 | 0 | 0 |  | 0 |  | 0
|  |  |  | 20.04 | 40.08 | 0 | 0 | 0 | 0 | 0 | 7.48 | 0.10336 | 0 | 40.08 | 40.08 | 1 | 0 | 0 |  | 0 |  | 0
|  |  |  | 20.28 | 40.56 | 0 | 0 | 0 | 0 | 0 | 7.48 | 0.10336 | 0 | 40.56 | 40.56 | 1 | 0 | 0 |  | 0 |  | 0
|  |  |  | 23.28 | 46.56 | 0 | 0 | 0 | 0 | 0 | 7.48 | 0.10336 | 0 | 46.56 | 46.56 | 1 | 0 | 0 |  | 0 |  | 0
|  |  |  | 20.6 | 41.2 | 0 | 0 | 0 | 0 | 0 | 7.48 | 0.10336 | 0 | 41.2 | 41.2 | 1 | 0 | 0 |  | 0 |  | 0
|  |  |  | 18.52 | 37.04 | 0 | 0 | 0 | 0 | 0 | 7.48 | 0.10336 | 0 | 37.04 | 37.04 | 1 | 0 | 0 |  | 0 |  | 0
|  |  |  | 18.4 | 36.8 | 0 | 0 | 0 | 0 | 0 | 7.48 | 0.10336 | 0 | 36.8 | 36.8 | 1 | 0 | 0 |  | 0 |  | 0
|  |  |  | 18.12 | 36.24 | 0 | 0 | 0 | 0 | 0 | 7.48 | 0.10336 | 0 | 36.24 | 36.24 | 1 | 0 | 0 |  | 0 |  | 0
|  |  |  | 18.44 | 36.88 | 0 | 0 | 0 | 0 | 0 | 7.48 | 0.10336 | 0 | 36.88 | 36.88 | 1 | 0 | 0 |  | 0 |  | 0
|  |  |  | 16.72 | 33.44 | 0 | 0 | 0 | 0 | 0 | 7.48 | 0.10336 | 0 | 33.44 | 33.44 | 1 | 0 | 0 |  | 0 |  | 0
|  |  |  | 20.8 | 41.6 | 0 | 0 | 0 | 0 | 0 | 7.48 | 0.10336 | 0 | 41.6 | 41.6 | 1 | 0 | 0 |  | 0 |  | 0
|  |  |  | 15.88 | 31.76 | 0 | 0 | 0 | 0 | 0 | 7.48 | 0.10336 | 0 | 31.76 | 31.76 | 1 | 0 | 0 |  | 0 |  | 0
|  |  |  | 16.12 | 32.24 | 0 | 0 | 0 | 0 | 0 | 7.48 | 0.10336 | 0 | 32.24 | 32.24 | 1 | 0 | 0 |  | 0 |  | 0
|  |  |  | 17.84 | 35.68 | 0 | 0 | 0 | 0 | 0 | 7.48 | 0.10336 | 0 | 35.68 | 35.68 | 1 | 0 | 0 |  | 0 |  | 0
|  |  |  | 18.4 | 36.8 | 0 | 0 | 0 | 0 | 0 | 7.48 | 0.10336 | 0 | 36.8 | 36.8 | 1 | 0 | 0 |  | 0 |  | 0
|  |  |  | 17.56 | 35.12 | 0 | 0 | 0 | 0 | 0 | 7.48 | 0.10336 | 0 | 35.12 | 35.12 | 1 | 0 | 0 |  | 0 |  | 0
|  |  |  | 12.16 | 24.32 | 0 | 0 | 0 | 0 | 0 | 7.48 | 0.10336 | 0 | 24.32 | 24.32 | 1 | 0 | 0 |  | 0 |  | 0
|  |  |  | 12 | 24 | 0 | 0 | 0 | 0 | 0 | 7.48 | 0.10336 | 0 | 24 | 24 | 1 | 0 | 0 |  | 0 |  | 0
|  |  |  | 8.76 | 17.52 | 0 | 0 | 0 | 0 | 0 | 7.48 | 0.10336 | 0 | 17.52 | 17.52 | 1 | 0 | 0 |  | 0 |  | 0
|  |  |  | 10.56 | 21.12 | 0 | 0 | 0 | 0 | 0 | 7.48 | 0.10336 | 0 | 21.12 | 21.12 | 1 | 0 | 0 |  | 0 |  | 0
|  |  |  | 12.8 | 25.6 | 0 | 0 | 0 | 0 | 0 | 7.48 | 0.10336 | 0 | 25.6 | 25.6 | 1 | 0 | 0 |  | 0 |  | 0
|  |  |  | 13.8 | 27.6 | 0 | 0 | 0 | 0 | 0 | 7.48 | 0.10336 | 0 | 27.6 | 27.6 | 1 | 0 | 0 |  | 0 |  | 0
|  |  |  | 16.64 | 33.28 | 0 | 0 | 0 | 0 | 0 | 7.48 | 0.10336 | 0 | 33.28 | 33.28 | 1 | 0 | 0 |  | 0 |  | 0
|  |  |  | 19.68 | 39.36 | 0 | 0 | 0 | 0 | 0 | 7.48 | 0.10336 | 0 | 39.36 | 39.36 | 1 | 0 | 0 |  | 0 |  | 0
|  |  |  | 21.36 | 42.72 | 0 | 0 | 0 | 0 | 0 | 7.48 | 0.10336 | 0 | 42.72 | 42.72 | 1 | 0 | 0 |  | 0 |  | 0
|  |  |  | 24 | 48 | 0 | 0 | 0 | 0 | 0 | 7.48 | 0.10336 | 0 | 48 | 48 | 1 | 0 | 0 |  | 0 |  | 0
|  |  |  | 24.76 | 49.52 | 0 | 0 | 0 | 0 | 0 | 7.48 | 0.10336 | 0 | 49.52 | 49.52 | 1 | 0 | 0 |  | 0 |  | 0
|  |  |  | 26.28 | 52.56 | 0 | 0 | 0 | 0 | 0 | 7.48 | 0.10336 | 0 | 52.56 | 52.56 | 1 | 0 | 0 |  | 0 |  | 0
|  |  |  | 28.36 | 56.72 | 0 | 0 | 0 | 0 | 0 | 7.48 | 0.10336 | 0 | 56.72 | 56.72 | 1 | 0 | 0 |  | 0 |  | 0
|  |  |  | 28.56 | 57.12 | 0 | 0 | 0 | 0 | 0 | 7.48 | 0.10336 | 0 | 57.12 | 57.12 | 1 | 0 | 0 |  | 0 |  | 0
|  |  |  | 27.4 | 54.8 | 0 | 0 | 0 | 0 | 0 | 7.48 | 0.10336 | 0 | 54.8 | 54.8 | 1 | 0 | 0 |  | 0 |  | 0
|  |  |  | 25.16 | 50.32 | 0 | 0 | 0 | 0 | 0 | 7.48 | 0.10336 | 0 | 50.32 | 50.32 | 1 | 0 | 0 |  | 0 |  | 0
|  |  |  | 22.92 | 45.84 | 0 | 0 | 0 | 0 | 0 | 7.48 | 0.10336 | 0 | 45.84 | 45.84 | 1 | 0 | 0 |  | 0 |  | 0
|  |  |  | 23.68 | 47.36 | 0 | 0 | 0 | 0 | 0 | 7.48 | 0.10336 | 0 | 47.36 | 47.36 | 1 | 0 | 0 |  | 0 |  | 0
|  |  |  | 22.64 | 45.28 | 0 | 0 | 0 | 0 | 0 | 7.48 | 0.10336 | 0 | 45.28 | 45.28 | 1 | 0 | 0 |  | 0 |  | 0
|  |  |  | 20.12 | 40.24 | 0 | 0 | 0 | 0 | 0 | 7.48 | 0.10336 | 0 | 40.24 | 40.24 | 1 | 0 | 0 |  | 0 |  | 0
|  |  |  | 20.44 | 40.88 | 0 | 0 | 0 | 0 | 0 | 7.48 | 0.10336 | 0 | 40.88 | 40.88 | 1 | 0 | 0 |  | 0 |  | 0
|  |  |  | 21.16 | 42.32 | 0 | 0 | 0 | 0 | 0 | 7.48 | 0.10336 | 0 | 42.32 | 42.32 | 1 | 0 | 0 |  | 0 |  | 0
|  |  |  | 20.96 | 41.92 | 0 | 0 | 0 | 0 | 0 | 7.48 | 0.10336 | 0 | 41.92 | 41.92 | 1 | 0 | 0 |  | 0 |  | 0
|  |  |  | 16.64 | 33.28 | 0 | 0 | 0 | 0 | 0 | 7.48 | 0.10336 | 0 | 33.28 | 33.28 | 1 | 0 | 0 |  | 0 |  | 0
|  |  |  | 10.2 | 20.4 | 0 | 0 | 0 | 0 | 0 | 7.48 | 0.10336 | 0 | 20.4 | 20.4 | 1 | 0 | 0 |  | 0 |  | 0
|  |  |  | 9.44 | 18.88 | 0 | 0 | 0 | 0 | 0 | 7.48 | 0.10336 | 0 | 18.88 | 18.88 | 1 | 0 | 0 |  | 0 |  | 0
|  |  |  | 9.28 | 18.56 | 0 | 0 | 0 | 0 | 0 | 7.48 | 0.10336 | 0 | 18.56 | 18.56 | 1 | 0 | 0 |  | 0 |  | 0
|  |  |  | 9.24 | 18.48 | 0 | 0 | 0 | 0 | 0 | 7.48 | 0.10336 | 0 | 18.48 | 18.48 | 1 | 0 | 0 |  | 0 |  | 0
|  |  |  | 11.36 | 22.72 | 0 | 0 | 0 | 0 | 0 | 7.48 | 0.10336 | 0 | 22.72 | 22.72 | 1 | 0 | 0 |  | 0 |  | 0
|  |  |  | 12.2 | 24.4 | 0 | 0 | 0 | 0 | 0 | 7.48 | 0.10336 | 0 | 24.4 | 24.4 | 1 | 0 | 0 |  | 0 |  | 0
|  |  |  | 13.12 | 26.24 | 0 | 0 | 0 | 0 | 0 | 7.48 | 0.10336 | 0 | 26.24 | 26.24 | 1 | 0 | 0 |  | 0 |  | 0
|  |  |  | 19.36 | 38.72 | 0 | 0 | 0 | 0 | 0 | 7.48 | 0.10336 | 0 | 38.72 | 38.72 | 1 | 0 | 0 |  | 0 |  | 0
|  |  |  | 21.76 | 43.52 | 0 | 0 | 0 | 0 | 0 | 7.48 | 0.10336 | 0 | 43.52 | 43.52 | 1 | 0 | 0 |  | 0 |  | 0
|  |  |  | 23.64 | 47.28 | 0 | 0 | 0 | 0 | 0 | 7.48 | 0.10336 | 0 | 47.28 | 47.28 | 1 | 0 | 0 |  | 0 |  | 0
|  |  |  | 22.8 | 45.6 | 0 | 0 | 0 | 0 | 0 | 7.48 | 0.10336 | 0 | 45.6 | 45.6 | 1 | 0 | 0 |  | 0 |  | 0
|  |  |  | 27.04 | 54.08 | 0 | 0 | 0 | 0 | 0 | 11.23 | 0.12409 | 0 | 54.08 | 54.08 | 1 | 0 | 0 |  | 0 |  | 0
|  |  |  | 30.12 | 60.24 | 0 | 0 | 0 | 0 | 0 | 11.23 | 0.12409 | 0 | 60.24 | 60.24 | 1 | 0 | 0 |  | 0 |  | 0
|  |  |  | 31 | 62 | 0 | 0 | 0 | 0 | 0 | 11.23 | 0.12409 | 0 | 62 | 62 | 1 | 0 | 0 |  | 0 |  | 0
|  |  |  | 25.56 | 51.12 | 0 | 0 | 0 | 0 | 0 | 17.48 | 0.13136 | 0 | 51.12 | 51.12 | 1 | 0 | 0 |  | 0 |  | 0
|  |  |  | 26.16 | 52.32 | 0 | 0 | 0 | 0 | 0 | 17.48 | 0.13136 | 0 | 52.32 | 52.32 | 1 | 0 | 0 |  | 0 |  | 0
|  |  |  | 26.56 | 53.12 | 0 | 0 | 0 | 0 | 0 | 17.48 | 0.13136 | 0 | 53.12 | 53.12 | 1 | 0 | 0 |  | 0 |  | 0
|  |  |  | 28.08 | 56.16 | 0 | 0 | 0 | 0 | 0 | 17.48 | 0.13136 | 0 | 56.16 | 53.44 | 0.2 | 0 | 2.72 |  | 0 |  | 0
|  |  |  | 26.72 | 53.44 | 0 | 0 | 0 | 0 | 0 | 11.23 | 0.12409 | 0 | 53.44 | 53.44 | 0.2 | 0 | 0 |  | 0 |  | 0
|  |  |  | 22.68 | 45.36 | 0 | 0 | 0 | 0 | 0 | 11.23 | 0.12409 | 0 | 45.36 | 45.36 | 0.2 | 0 | 0 |  | 0 |  | 0
|  |  |  | 21.6 | 43.2 | 0 | 0 | 0 | 0 | 0 | 11.23 | 0.12409 | 0 | 43.2 | 43.2 | 0.2 | 0 | 0 |  | 0 |  | 0
|  |  |  | 24.12 | 48.24 | 0 | 0 | 0 | 0 | 0 | 7.48 | 0.10336 | 2.72 | 48.24 | 48.24 | 0.91885 | 0 | 0 |  | 0 |  | 0
|  |  |  | 22.52 | 45.04 | 0 | 0 | 0 | 0 | 0 | 7.48 | 0.10336 | 0.307 | 45.04 | 45.04 | 1 | 0 | 0 |  | 0 |  | 0
|  |  |  | 16.24 | 32.48 | 0 | 0 | 0 | 0 | 0 | 7.48 | 0.10336 | 0 | 32.48 | 32.48 | 1 | 0 | 0 |  | 0 |  | 0
|  |  |  | 10.52 | 21.04 | 0 | 0 | 0 | 0 | 0 | 7.48 | 0.10336 | 0 | 21.04 | 21.04 | 1 | 0 | 0 |  | 0 |  | 0
|  |  |  | 9.92 | 19.84 | 0 | 0 | 0 | 0 | 0 | 7.48 | 0.10336 | 0 | 19.84 | 19.84 | 1 | 0 | 0 |  | 0 |  | 0
|  |  |  | 9.28 | 18.56 | 0 | 0 | 0 | 0 | 0 | 7.48 | 0.10336 | 0 | 18.56 | 18.56 | 1 | 0 | 0 |  | 0 |  | 0
|  |  |  | 9.4 | 18.8 | 0 | 0 | 0 | 0 | 0 | 7.48 | 0.10336 | 0 | 18.8 | 18.8 | 1 | 0 | 0 |  | 0 |  | 0
|  |  |  | 11.36 | 22.72 | 0 | 0 | 0 | 0 | 0 | 7.48 | 0.10336 | 0 | 22.72 | 22.72 | 1 | 0 | 0 |  | 0 |  | 0
|  |  |  | 12.2 | 24.4 | 0 | 0 | 0 | 0 | 0 | 7.48 | 0.10336 | 0 | 24.4 | 24.4 | 1 | 0 | 0 |  | 0 |  | 0
|  |  |  | 12.96 | 25.92 | 0 | 0 | 0 | 0 | 0 | 7.48 | 0.10336 | 0 | 25.92 | 25.92 | 1 | 0 | 0 |  | 0 |  | 0
|  |  |  | 20.08 | 40.16 | 0 | 0 | 0 | 0 | 0 | 7.48 | 0.10336 | 0 | 40.16 | 40.16 | 1 | 0 | 0 |  | 0 |  | 0
|  |  |  | 22.4 | 44.8 | 0 | 0 | 0 | 0 | 0 | 7.48 | 0.10336 | 0 | 44.8 | 44.8 | 1 | 0 | 0 |  | 0 |  | 0
|  |  |  | 23.52 | 47.04 | 0 | 0 | 0 | 0 | 0 | 7.48 | 0.10336 | 0 | 47.04 | 47.04 | 1 | 0 | 0 |  | 0 |  | 0
|  |  |  | 24.96 | 49.92 | 0 | 0 | 0 | 0 | 0 | 7.48 | 0.10336 | 0 | 49.92 | 49.92 | 1 | 0 | 0 |  | 0 |  | 0
|  |  |  | 24.44 | 48.88 | 0 | 0 | 0 | 0 | 0 | 11.23 | 0.12409 | 0 | 48.88 | 48.88 | 1 | 0 | 0 |  | 0 |  | 0
|  |  |  | 27.32 | 54.64 | 0 | 0 | 0 | 0 | 0 | 11.23 | 0.12409 | 0 | 54.64 | 54.64 | 1 | 0 | 0 |  | 0 |  | 0
|  |  |  | 26.6 | 53.2 | 0 | 0 | 0 | 0 | 0 | 11.23 | 0.12409 | 0 | 53.2 | 53.2 | 1 | 0 | 0 |  | 0 |  | 0
|  |  |  | 27.04 | 54.08 | 0 | 0 | 0 | 0 | 0 | 17.48 | 0.13136 | 0 | 54.08 | 54.08 | 1 | 0 | 0 |  | 0 |  | 0
|  |  |  | 27.6 | 55.2 | 0 | 0 | 0 | 0 | 0 | 17.48 | 0.13136 | 0 | 55.2 | 55.2 | 1 | 0 | 0 |  | 0 |  | 0
|  |  |  | 27.4 | 54.8 | 0 | 0 | 0 | 0 | 0 | 17.48 | 0.13136 | 0 | 54.8 | 54.8 | 1 | 0 | 0 |  | 0 |  | 0
|  |  |  | 26.32 | 52.64 | 0 | 0 | 0 | 0 | 0 | 17.48 | 0.13136 | 0 | 52.64 | 49.92 | 0.2 | 0 | 2.72 |  | 0 |  | 0
|  |  |  | 25.68 | 51.36 | 0 | 0 | 0 | 0 | 0 | 11.23 | 0.12409 | 0 | 51.36 | 51.36 | 0.2 | 0 | 0 |  | 0 |  | 0
|  |  |  | 25.52 | 51.04 | 0 | 0 | 0 | 0 | 0 | 11.23 | 0.12409 | 0 | 51.04 | 51.04 | 0.2 | 0 | 0 |  | 0 |  | 0
|  |  |  | 23.68 | 47.36 | 0 | 0 | 0 | 0 | 0 | 11.23 | 0.12409 | 0 | 47.36 | 47.36 | 0.2 | 0 | 0 |  | 0 |  | 0
|  |  |  | 23.36 | 46.72 | 0 | 0 | 0 | 0 | 0 | 7.48 | 0.10336 | 2.72 | 46.72 | 46.72 | 0.91885 | 0 | 0 |  | 0 |  | 0
|  |  |  | 20.36 | 40.72 | 0 | 0 | 0 | 0 | 0 | 7.48 | 0.10336 | 0.307 | 40.72 | 40.72 | 1 | 0 | 0 |  | 0 |  | 0
|  |  |  | 14.88 | 29.76 | 0 | 0 | 0 | 0 | 0 | 7.48 | 0.10336 | 0 | 29.76 | 29.76 | 1 | 0 | 0 |  | 0 |  | 0
|  |  |  | 12.28 | 24.56 | 0 | 0 | 0 | 0 | 0 | 7.48 | 0.10336 | 0 | 24.56 | 24.56 | 1 | 0 | 0 |  | 0 |  | 0
|  |  |  | 13.92 | 27.84 | 0 | 0 | 0 | 0 | 0 | 7.48 | 0.10336 | 0 | 27.84 | 27.84 | 1 | 0 | 0 |  | 0 |  | 0
|  |  |  | 13.16 | 26.32 | 0 | 0 | 0 | 0 | 0 | 7.48 | 0.10336 | 0 | 26.32 | 26.32 | 1 | 0 | 0 |  | 0 |  | 0
|  |  |  | 13.32 | 26.64 | 0 | 0 | 0 | 0 | 0 | 7.48 | 0.10336 | 0 | 26.64 | 26.64 | 1 | 0 | 0 |  | 0 |  | 0
|  |  |  | 15.56 | 31.12 | 0 | 0 | 0 | 0 | 0 | 7.48 | 0.10336 | 0 | 31.12 | 31.12 | 1 | 0 | 0 |  | 0 |  | 0
|  |  |  | 15.68 | 31.36 | 0 | 0 | 0 | 0 | 0 | 7.48 | 0.10336 | 0 | 31.36 | 31.36 | 1 | 0 | 0 |  | 0 |  | 0
|  |  |  | 12.56 | 25.12 | 0 | 0 | 0 | 0 | 0 | 7.48 | 0.10336 | 0 | 25.12 | 25.12 | 1 | 0 | 0 |  | 0 |  | 0
|  |  |  | 14 | 28 | 0 | 0 | 0 | 0 | 0 | 7.48 | 0.10336 | 0 | 28 | 28 | 1 | 0 | 0 |  | 0 |  | 0
|  |  |  | 20.12 | 40.24 | 0 | 0 | 0 | 0 | 0 | 7.48 | 0.10336 | 0 | 40.24 | 40.24 | 1 | 0 | 0 |  | 0 |  | 0
|  |  |  | 19.72 | 39.44 | 0 | 0 | 0 | 0 | 0 | 7.48 | 0.10336 | 0 | 39.44 | 39.44 | 1 | 0 | 0 |  | 0 |  | 0
|  |  |  | 20.16 | 40.32 | 0 | 0 | 0 | 0 | 0 | 7.48 | 0.10336 | 0 | 40.32 | 40.32 | 1 | 0 | 0 |  | 0 |  | 0
|  |  |  | 21.72 | 43.44 | 0 | 0 | 0 | 0 | 0 | 11.23 | 0.12409 | 0 | 43.44 | 43.44 | 1 | 0 | 0 |  | 0 |  | 0
|  |  |  | 24.6 | 49.2 | 0 | 0 | 0 | 0 | 0 | 11.23 | 0.12409 | 0 | 49.2 | 49.2 | 1 | 0 | 0 |  | 0 |  | 0
|  |  |  | 25.4 | 50.8 | 0 | 0 | 0 | 0 | 0 | 11.23 | 0.12409 | 0 | 50.8 | 50.8 | 1 | 0 | 0 |  | 0 |  | 0
|  |  |  | 28.28 | 56.56 | 0 | 0 | 0 | 0 | 0 | 17.48 | 0.13136 | 0 | 56.56 | 56.56 | 1 | 0 | 0 |  | 0 |  | 0
|  |  |  | 26.96 | 53.92 | 0 | 0 | 0 | 0 | 0 | 17.48 | 0.13136 | 0 | 53.92 | 53.92 | 1 | 0 | 0 |  | 0 |  | 0
|  |  |  | 26.84 | 53.68 | 0 | 0 | 0 | 0 | 0 | 17.48 | 0.13136 | 0 | 53.68 | 53.68 | 1 | 0 | 0 |  | 0 |  | 0
|  |  |  | 32.2 | 64.4 | 0 | 0 | 0 | 0 | 0 | 17.48 | 0.13136 | 0 | 64.4 | 61.68 | 0.2 | 0 | 2.72 |  | 0 |  | 0
|  |  |  | 30.64 | 61.28 | 0 | 0 | 0 | 0 | 0 | 11.23 | 0.12409 | 0 | 61.28 | 61.28 | 0.2 | 0 | 0 |  | 0 |  | 0
|  |  |  | 23.48 | 46.96 | 0 | 0 | 0 | 0 | 0 | 11.23 | 0.12409 | 0 | 46.96 | 46.96 | 0.2 | 0 | 0 |  | 0 |  | 0
|  |  |  | 21.4 | 42.8 | 0 | 0 | 0 | 0 | 0 | 11.23 | 0.12409 | 0 | 42.8 | 42.8 | 0.2 | 0 | 0 |  | 0 |  | 0
|  |  |  | 19.6 | 39.2 | 0 | 0 | 0 | 0 | 0 | 7.48 | 0.10336 | 2.72 | 39.2 | 39.2 | 0.91885 | 0 | 0 |  | 0 |  | 0
|  |  |  | 19.8 | 39.6 | 0 | 0 | 0 | 0 | 0 | 7.48 | 0.10336 | 0.307 | 39.6 | 39.6 | 1 | 0 | 0 |  | 0 |  | 0
|  |  |  | 18.84 | 37.68 | 0 | 0 | 0 | 0 | 0 | 7.48 | 0.10336 | 0 | 37.68 | 37.68 | 1 | 0 | 0 |  | 0 |  | 0
|  |  |  | 10.56 | 21.12 | 0 | 0 | 0 | 0 | 0 | 7.48 | 0.10336 | 0 | 21.12 | 21.12 | 1 | 0 | 0 |  | 0 |  | 0
|  |  |  | 10.16 | 20.32 | 0 | 0 | 0 | 0 | 0 | 7.48 | 0.10336 | 0 | 20.32 | 20.32 | 1 | 0 | 0 |  | 0 |  | 0
|  |  |  | 9.32 | 18.64 | 0 | 0 | 0 | 0 | 0 | 7.48 | 0.10336 | 0 | 18.64 | 18.64 | 1 | 0 | 0 |  | 0 |  | 0
|  |  |  | 9.16 | 18.32 | 0 | 0 | 0 | 0 | 0 | 7.48 | 0.10336 | 0 | 18.32 | 18.32 | 1 | 0 | 0 |  | 0 |  | 0
|  |  |  | 11.52 | 23.04 | 0 | 0 | 0 | 0 | 0 | 7.48 | 0.10336 | 0 | 23.04 | 23.04 | 1 | 0 | 0 |  | 0 |  | 0
|  |  |  | 12.12 | 24.24 | 0 | 0 | 0 | 0 | 0 | 7.48 | 0.10336 | 0 | 24.24 | 24.24 | 1 | 0 | 0 |  | 0 |  | 0
|  |  |  | 13 | 26 | 0 | 0 | 0 | 0 | 0 | 7.48 | 0.10336 | 0 | 26 | 26 | 1 | 0 | 0 |  | 0 |  | 0
|  |  |  | 14.08 | 28.16 | 0 | 0 | 0 | 0 | 0 | 7.48 | 0.10336 | 0 | 28.16 | 28.16 | 1 | 0 | 0 |  | 0 |  | 0
|  |  |  | 15.36 | 30.72 | 0 | 0 | 0 | 0 | 0 | 7.48 | 0.10336 | 0 | 30.72 | 30.72 | 1 | 0 | 0 |  | 0 |  | 0
|  |  |  | 18.8 | 37.6 | 0 | 0 | 0 | 0 | 0 | 7.48 | 0.10336 | 0 | 37.6 | 37.6 | 1 | 0 | 0 |  | 0 |  | 0
|  |  |  | 18.4 | 36.8 | 0 | 0 | 0 | 0 | 0 | 7.48 | 0.10336 | 0 | 36.8 | 36.8 | 1 | 0 | 0 |  | 0 |  | 0
|  |  |  | 19.76 | 39.52 | 0 | 0 | 0 | 0 | 0 | 11.23 | 0.12409 | 0 | 39.52 | 39.52 | 1 | 0 | 0 |  | 0 |  | 0
|  |  |  | 23.56 | 47.12 | 0 | 0 | 0 | 0 | 0 | 11.23 | 0.12409 | 0 | 47.12 | 47.12 | 1 | 0 | 0 |  | 0 |  | 0
|  |  |  | 24.2 | 48.4 | 0 | 0 | 0 | 0 | 0 | 11.23 | 0.12409 | 0 | 48.4 | 48.4 | 1 | 0 | 0 |  | 0 |  | 0
|  |  |  | 25.48 | 50.96 | 0 | 0 | 0 | 0 | 0 | 17.48 | 0.13136 | 0 | 50.96 | 50.96 | 1 | 0 | 0 |  | 0 |  | 0
|  |  |  | 25.32 | 50.64 | 0 | 0 | 0 | 0 | 0 | 17.48 | 0.13136 | 0 | 50.64 | 50.64 | 1 | 0 | 0 |  | 0 |  | 0
|  |  |  | 26.16 | 52.32 | 0 | 0 | 0 | 0 | 0 | 17.48 | 0.13136 | 0 | 52.32 | 52.32 | 1 | 0 | 0 |  | 0 |  | 0
|  |  |  | 26.64 | 53.28 | 0 | 0 | 0 | 0 | 0 | 17.48 | 0.13136 | 0 | 53.28 | 50.56 | 0.2 | 0 | 2.72 |  | 0 |  | 0
|  |  |  | 32.04 | 64.08 | 0 | 0 | 0 | 0 | 0 | 11.23 | 0.12409 | 0 | 64.08 | 64.08 | 0.2 | 0 | 0 |  | 0 |  | 0
|  |  |  | 24.92 | 49.84 | 0 | 0 | 0 | 0 | 0 | 11.23 | 0.12409 | 0 | 49.84 | 49.84 | 0.2 | 0 | 0 |  | 0 |  | 0
|  |  |  | 20.32 | 40.64 | 0 | 0 | 0 | 0 | 0 | 11.23 | 0.12409 | 0 | 40.64 | 40.64 | 0.2 | 0 | 0 |  | 0 |  | 0
|  |  |  | 19.64 | 39.28 | 0 | 0 | 0 | 0 | 0 | 7.48 | 0.10336 | 2.72 | 39.28 | 39.28 | 0.91885 | 0 | 0 |  | 0 |  | 0
|  |  |  | 17.24 | 34.48 | 0 | 0 | 0 | 0 | 0 | 7.48 | 0.10336 | 0.307 | 34.48 | 34.48 | 1 | 0 | 0 |  | 0 |  | 0
|  |  |  | 16.2 | 32.4 | 0 | 0 | 0 | 0 | 0 | 7.48 | 0.10336 | 0 | 32.4 | 32.4 | 1 | 0 | 0 |  | 0 |  | 0
|  |  |  | 10.52 | 21.04 | 0 | 0 | 0 | 0 | 0 | 7.48 | 0.10336 | 0 | 21.04 | 21.04 | 1 | 0 | 0 |  | 0 |  | 0
|  |  |  | 9.72 | 19.44 | 0 | 0 | 0 | 0 | 0 | 7.48 | 0.10336 | 0 | 19.44 | 19.44 | 1 | 0 | 0 |  | 0 |  | 0
|  |  |  | 9 | 18 | 0 | 0 | 0 | 0 | 0 | 7.48 | 0.10336 | 0 | 18 | 18 | 1 | 0 | 0 |  | 0 |  | 0
|  |  |  | 8.64 | 17.28 | 0 | 0 | 0 | 0 | 0 | 7.48 | 0.10336 | 0 | 17.28 | 17.28 | 1 | 0 | 0 |  | 0 |  | 0
|  |  |  | 11.28 | 22.56 | 0 | 0 | 0 | 0 | 0 | 7.48 | 0.10336 | 0 | 22.56 | 22.56 | 1 | 0 | 0 |  | 0 |  | 0
|  |  |  | 12.12 | 24.24 | 0 | 0 | 0 | 0 | 0 | 7.48 | 0.10336 | 0 | 24.24 | 24.24 | 1 | 0 | 0 |  | 0 |  | 0
|  |  |  | 13.12 | 26.24 | 0 | 0 | 0 | 0 | 0 | 7.48 | 0.10336 | 0 | 26.24 | 26.24 | 1 | 0 | 0 |  | 0 |  | 0
|  |  |  | 20.56 | 41.12 | 0 | 0 | 0 | 0 | 0 | 7.48 | 0.10336 | 0 | 41.12 | 41.12 | 1 | 0 | 0 |  | 0 |  | 0
|  |  |  | 23 | 46 | 0 | 0 | 0 | 0 | 0 | 7.48 | 0.10336 | 0 | 46 | 46 | 1 | 0 | 0 |  | 0 |  | 0
|  |  |  | 24.88 | 49.76 | 0 | 0 | 0 | 0 | 0 | 7.48 | 0.10336 | 0 | 49.76 | 49.76 | 1 | 0 | 0 |  | 0 |  | 0
|  |  |  | 25.68 | 51.36 | 0 | 0 | 0 | 0 | 0 | 7.48 | 0.10336 | 0 | 51.36 | 51.36 | 1 | 0 | 0 |  | 0 |  | 0
|  |  |  | 28.84 | 57.68 | 0 | 0 | 0 | 0 | 0 | 11.23 | 0.12409 | 0 | 57.68 | 57.68 | 1 | 0 | 0 |  | 0 |  | 0
|  |  |  | 34.72 | 69.44 | 0 | 0 | 0 | 0 | 0 | 11.23 | 0.12409 | 0 | 69.44 | 69.44 | 1 | 0 | 0 |  | 0 |  | 0
|  |  |  | 29.48 | 58.96 | 0 | 0 | 0 | 0 | 0 | 11.23 | 0.12409 | 0 | 58.96 | 58.96 | 1 | 0 | 0 |  | 0 |  | 0
|  |  |  | 28.52 | 57.04 | 0 | 0 | 0 | 0 | 0 | 17.48 | 0.13136 | 0 | 57.04 | 57.04 | 1 | 0 | 0 |  | 0 |  | 0
|  |  |  | 27.96 | 55.92 | 0 | 0 | 0 | 0 | 0 | 17.48 | 0.13136 | 0 | 55.92 | 55.92 | 1 | 0 | 0 |  | 0 |  | 0
|  |  |  | 26.4 | 52.8 | 0 | 0 | 0 | 0 | 0 | 17.48 | 0.13136 | 0 | 52.8 | 52.8 | 1 | 0 | 0 |  | 0 |  | 0
|  |  |  | 26.96 | 53.92 | 0 | 0 | 0 | 0 | 0 | 17.48 | 0.13136 | 0 | 53.92 | 51.2 | 0.2 | 0 | 2.72 |  | 0 |  | 0
|  |  |  | 27.88 | 55.76 | 0 | 0 | 0 | 0 | 0 | 11.23 | 0.12409 | 0 | 55.76 | 55.76 | 0.2 | 0 | 0 |  | 0 |  | 0
|  |  |  | 28.08 | 56.16 | 0 | 0 | 0 | 0 | 0 | 11.23 | 0.12409 | 0 | 56.16 | 56.16 | 0.2 | 0 | 0 |  | 0 |  | 0
|  |  |  | 26.4 | 52.8 | 0 | 0 | 0 | 0 | 0 | 11.23 | 0.12409 | 0 | 52.8 | 52.8 | 0.2 | 0 | 0 |  | 0 |  | 0
|  |  |  | 27.8 | 55.6 | 0 | 0 | 0 | 0 | 0 | 7.48 | 0.10336 | 2.72 | 55.6 | 55.6 | 0.91885 | 0 | 0 |  | 0 |  | 0
|  |  |  | 24.92 | 49.84 | 0 | 0 | 0 | 0 | 0 | 7.48 | 0.10336 | 0.307 | 49.84 | 49.84 | 1 | 0 | 0 |  | 0 |  | 0
|  |  |  | 15.96 | 31.92 | 0 | 0 | 0 | 0 | 0 | 7.48 | 0.10336 | 0 | 31.92 | 31.92 | 1 | 0 | 0 |  | 0 |  | 0
|  |  |  | 10.4 | 20.8 | 0 | 0 | 0 | 0 | 0 | 7.48 | 0.10336 | 0 | 20.8 | 20.8 | 1 | 0 | 0 |  | 0 |  | 0
|  |  |  | 9.2 | 18.4 | 0 | 0 | 0 | 0 | 0 | 7.48 | 0.10336 | 0 | 18.4 | 18.4 | 1 | 0 | 0 |  | 0 |  | 0
|  |  |  | 8.52 | 17.04 | 0 | 0 | 0 | 0 | 0 | 7.48 | 0.10336 | 0 | 17.04 | 17.04 | 1 | 0 | 0 |  | 0 |  | 0
|  |  |  | 7.76 | 15.52 | 0 | 0 | 0 | 0 | 0 | 7.48 | 0.10336 | 0 | 15.52 | 15.52 | 1 | 0 | 0 |  | 0 |  | 0
|  |  |  | 11.24 | 22.48 | 0 | 0 | 0 | 0 | 0 | 7.48 | 0.10336 | 0 | 22.48 | 22.48 | 1 | 0 | 0 |  | 0 |  | 0
|  |  |  | 11.6 | 23.2 | 0 | 0 | 0 | 0 | 0 | 7.48 | 0.10336 | 0 | 23.2 | 23.2 | 1 | 0 | 0 |  | 0 |  | 0
|  |  |  | 12.52 | 25.04 | 0 | 0 | 0 | 0 | 0 | 7.48 | 0.10336 | 0 | 25.04 | 25.04 | 1 | 0 | 0 |  | 0 |  | 0
|  |  |  | 19.6 | 39.2 | 0 | 0 | 0 | 0 | 0 | 7.48 | 0.10336 | 0 | 39.2 | 39.2 | 1 | 0 | 0 |  | 0 |  | 0
|  |  |  | 21.24 | 42.48 | 0 | 0 | 0 | 0 | 0 | 7.48 | 0.10336 | 0 | 42.48 | 42.48 | 1 | 0 | 0 |  | 0 |  | 0
|  |  |  | 23.56 | 47.12 | 0 | 0 | 0 | 0 | 0 | 7.48 | 0.10336 | 0 | 47.12 | 47.12 | 1 | 0 | 0 |  | 0 |  | 0
|  |  |  | 23.88 | 47.76 | 0 | 0 | 0 | 0 | 0 | 7.48 | 0.10336 | 0 | 47.76 | 47.76 | 1 | 0 | 0 |  | 0 |  | 0
|  |  |  | 35.28 | 70.56 | 0 | 0 | 0 | 0 | 0 | 7.48 | 0.10336 | 0 | 70.56 | 70.56 | 1 | 0 | 0 |  | 0 |  | 0
|  |  |  | 36.96 | 73.92 | 0 | 0 | 0 | 0 | 0 | 7.48 | 0.10336 | 0 | 73.92 | 73.92 | 1 | 0 | 0 |  | 0 |  | 0
|  |  |  | 37.04 | 74.08 | 0 | 0 | 0 | 0 | 0 | 7.48 | 0.10336 | 0 | 74.08 | 74.08 | 1 | 0 | 0 |  | 0 |  | 0
|  |  |  | 33.88 | 67.76 | 0 | 0 | 0 | 0 | 0 | 7.48 | 0.10336 | 0 | 67.76 | 67.76 | 1 | 0 | 0 |  | 0 |  | 0
|  |  |  | 35.64 | 71.28 | 0 | 0 | 0 | 0 | 0 | 7.48 | 0.10336 | 0 | 71.28 | 71.28 | 1 | 0 | 0 |  | 0 |  | 0
|  |  |  | 36.72 | 73.44 | 0 | 0 | 0 | 0 | 0 | 7.48 | 0.10336 | 0 | 73.44 | 73.44 | 1 | 0 | 0 |  | 0 |  | 0
|  |  |  | 39.96 | 79.92 | 0 | 0 | 0 | 0 | 0 | 7.48 | 0.10336 | 0 | 79.92 | 79.92 | 1 | 0 | 0 |  | 0 |  | 0
|  |  |  | 39.64 | 79.28 | 0 | 0 | 0 | 0 | 0 | 7.48 | 0.10336 | 0 | 79.28 | 79.28 | 1 | 0 | 0 |  | 0 |  | 0
|  |  |  | 34.72 | 69.44 | 0 | 0 | 0 | 0 | 0 | 7.48 | 0.10336 | 0 | 69.44 | 69.44 | 1 | 0 | 0 |  | 0 |  | 0
|  |  |  | 30.6 | 61.2 | 0 | 0 | 0 | 0 | 0 | 7.48 | 0.10336 | 0 | 61.2 | 61.2 | 1 | 0 | 0 |  | 0 |  | 0
|  |  |  | 30.52 | 61.04 | 0 | 0 | 0 | 0 | 0 | 7.48 | 0.10336 | 0 | 61.04 | 61.04 | 1 | 0 | 0 |  | 0 |  | 0
|  |  |  | 25.44 | 50.88 | 0 | 0 | 0 | 0 | 0 | 7.48 | 0.10336 | 0 | 50.88 | 50.88 | 1 | 0 | 0 |  | 0 |  | 0
|  |  |  | 15.64 | 31.28 | 0 | 0 | 0 | 0 | 0 | 7.48 | 0.10336 | 0 | 31.28 | 31.28 | 1 | 0 | 0 |  | 0 |  | 0
|  |  |  | 11.08 | 22.16 | 0 | 0 | 0 | 0 | 0 | 7.48 | 0.10336 | 0 | 22.16 | 22.16 | 1 | 0 | 0 |  | 0 |  | 0
|  |  |  | 9.48 | 18.96 | 0 | 0 | 0 | 0 | 0 | 7.48 | 0.10336 | 0 | 18.96 | 18.96 | 1 | 0 | 0 |  | 0 |  | 0
|  |  |  | 8.96 | 17.92 | 0 | 0 | 0 | 0 | 0 | 7.48 | 0.10336 | 0 | 17.92 | 17.92 | 1 | 0 | 0 |  | 0 |  | 0
|  |  |  | 8.4 | 16.8 | 0 | 0 | 0 | 0 | 0 | 7.48 | 0.10336 | 0 | 16.8 | 16.8 | 1 | 0 | 0 |  | 0 |  | 0
|  |  |  | 11.44 | 22.88 | 0 | 0 | 0 | 0 | 0 | 7.48 | 0.10336 | 0 | 22.88 | 22.88 | 1 | 0 | 0 |  | 0 |  | 0
|  |  |  | 12.6 | 25.2 | 0 | 0 | 0 | 0 | 0 | 7.48 | 0.10336 | 0 | 25.2 | 25.2 | 1 | 0 | 0 |  | 0 |  | 0
|  |  |  | 13.52 | 27.04 | 0 | 0 | 0 | 0 | 0 | 7.48 | 0.10336 | 0 | 27.04 | 27.04 | 1 | 0 | 0 |  | 0 |  | 0
|  |  |  | 20.6 | 41.2 | 0 | 0 | 0 | 0 | 0 | 7.48 | 0.10336 | 0 | 41.2 | 41.2 | 1 | 0 | 0 |  | 0 |  | 0
|  |  |  | 22.76 | 45.52 | 0 | 0 | 0 | 0 | 0 | 7.48 | 0.10336 | 0 | 45.52 | 45.52 | 1 | 0 | 0 |  | 0 |  | 0
|  |  |  | 23.4 | 46.8 | 0 | 0 | 0 | 0 | 0 | 7.48 | 0.10336 | 0 | 46.8 | 46.8 | 1 | 0 | 0 |  | 0 |  | 0
|  |  |  | 31.2 | 62.4 | 0 | 0 | 0 | 0 | 0 | 7.48 | 0.10336 | 0 | 62.4 | 62.4 | 1 | 0 | 0 |  | 0 |  | 0
|  |  |  | 35.48 | 70.96 | 0 | 0 | 0 | 0 | 0 | 7.48 | 0.10336 | 0 | 70.96 | 70.96 | 1 | 0 | 0 |  | 0 |  | 0
|  |  |  | 41.08 | 82.16 | 0 | 0 | 0 | 0 | 0 | 7.48 | 0.10336 | 0 | 82.16 | 82.16 | 1 | 0 | 0 |  | 0 |  | 0
|  |  |  | 43.36 | 86.72 | 0 | 0 | 0 | 0 | 0 | 7.48 | 0.10336 | 0 | 86.72 | 86.72 | 1 | 0 | 0 |  | 0 |  | 0
|  |  |  | 43.52 | 87.04 | 0 | 0 | 0 | 0 | 0 | 7.48 | 0.10336 | 0 | 87.04 | 87.04 | 1 | 0 | 0 |  | 0 |  | 0
|  |  |  | 42 | 84 | 0 | 0 | 0 | 0 | 0 | 7.48 | 0.10336 | 0 | 84 | 84 | 1 | 0 | 0 |  | 0 |  | 0
|  |  |  | 41.12 | 82.24 | 0 | 0 | 0 | 0 | 0 | 7.48 | 0.10336 | 0 | 82.24 | 82.24 | 1 | 0 | 0 |  | 0 |  | 0
|  |  |  | 42.6 | 85.2 | 0 | 0 | 0 | 0 | 0 | 7.48 | 0.10336 | 0 | 85.2 | 85.2 | 1 | 0 | 0 |  | 0 |  | 0
|  |  |  | 40.52 | 81.04 | 0 | 0 | 0 | 0 | 0 | 7.48 | 0.10336 | 0 | 81.04 | 81.04 | 1 | 0 | 0 |  | 0 |  | 0
|  |  |  | 37.88 | 75.76 | 0 | 0 | 0 | 0 | 0 | 7.48 | 0.10336 | 0 | 75.76 | 75.76 | 1 | 0 | 0 |  | 0 |  | 0
|  |  |  | 32.72 | 65.44 | 0 | 0 | 0 | 0 | 0 | 7.48 | 0.10336 | 0 | 65.44 | 65.44 | 1 | 0 | 0 |  | 0 |  | 0
|  |  |  | 33.2 | 66.4 | 0 | 0 | 0 | 0 | 0 | 7.48 | 0.10336 | 0 | 66.4 | 66.4 | 1 | 0 | 0 |  | 0 |  | 0
|  |  |  | 30.64 | 61.28 | 0 | 0 | 0 | 0 | 0 | 7.48 | 0.10336 | 0 | 61.28 | 61.28 | 1 | 0 | 0 |  | 0 |  | 0
|  |  |  | 23.56 | 47.12 | 0 | 0 | 0 | 0 | 0 | 7.48 | 0.10336 | 0 | 47.12 | 47.12 | 1 | 0 | 0 |  | 0 |  | 0
|  |  |  | 12.44 | 24.88 | 0 | 0 | 0 | 0 | 0 | 7.48 | 0.10336 | 0 | 24.88 | 24.88 | 1 | 0 | 0 |  | 0 |  | 0
|  |  |  | 9.68 | 19.36 | 0 | 0 | 0 | 0 | 0 | 7.48 | 0.10336 | 0 | 19.36 | 19.36 | 1 | 0 | 0 |  | 0 |  | 0
|  |  |  | 9.56 | 19.12 | 0 | 0 | 0 | 0 | 0 | 7.48 | 0.10336 | 0 | 19.12 | 19.12 | 1 | 0 | 0 |  | 0 |  | 0
|  |  |  | 15.56 | 31.12 | 0 | 0 | 0 | 0 | 0 | 7.48 | 0.10336 | 0 | 31.12 | 31.12 | 1 | 0 | 0 |  | 0 |  | 0
|  |  |  | 17.84 | 35.68 | 0 | 0 | 0 | 0 | 0 | 7.48 | 0.10336 | 0 | 35.68 | 35.68 | 1 | 0 | 0 |  | 0 |  | 0
|  |  |  | 15.32 | 30.64 | 0 | 0 | 0 | 0 | 0 | 7.48 | 0.10336 | 0 | 30.64 | 30.64 | 1 | 0 | 0 |  | 0 |  | 0
|  |  |  | 16.72 | 33.44 | 0 | 0 | 0 | 0 | 0 | 7.48 | 0.10336 | 0 | 33.44 | 33.44 | 1 | 0 | 0 |  | 0 |  | 0
|  |  |  | 22.76 | 45.52 | 0 | 0 | 0 | 0 | 0 | 7.48 | 0.10336 | 0 | 45.52 | 45.52 | 1 | 0 | 0 |  | 0 |  | 0
|  |  |  | 25.08 | 50.16 | 0 | 0 | 0 | 0 | 0 | 7.48 | 0.10336 | 0 | 50.16 | 50.16 | 1 | 0 | 0 |  | 0 |  | 0
|  |  |  | 30.28 | 60.56 | 0 | 0 | 0 | 0 | 0 | 7.48 | 0.10336 | 0 | 60.56 | 60.56 | 1 | 0 | 0 |  | 0 |  | 0
|  |  |  | 33.6 | 67.2 | 0 | 0 | 0 | 0 | 0 | 7.48 | 0.10336 | 0 | 67.2 | 67.2 | 1 | 0 | 0 |  | 0 |  | 0
|  |  |  | 41.12 | 82.24 | 0 | 0 | 0 | 0 | 0 | 11.23 | 0.12409 | 0 | 82.24 | 82.24 | 1 | 0 | 0 |  | 0 |  | 0
|  |  |  | 49.76 | 99.52 | 0 | 0 | 0 | 0 | 0 | 11.23 | 0.12409 | 0 | 99.52 | 99.52 | 1 | 0 | 0 |  | 0 |  | 0
|  |  |  | 47.84 | 95.68 | 0 | 0 | 0 | 0 | 0 | 11.23 | 0.12409 | 0 | 95.68 | 95.68 | 1 | 0 | 0 |  | 0 |  | 0
|  |  |  | 41.76 | 83.52 | 0 | 0 | 0 | 0 | 0 | 17.48 | 0.13136 | 0 | 83.52 | 83.52 | 1 | 0 | 0 |  | 0 |  | 0
|  |  |  | 39.76 | 79.52 | 0 | 0 | 0 | 0 | 0 | 17.48 | 0.13136 | 0 | 79.52 | 79.52 | 1 | 0 | 0 |  | 0 |  | 0
|  |  |  | 38.8 | 77.6 | 0 | 0 | 0 | 0 | 0 | 17.48 | 0.13136 | 0 | 77.6 | 77.6 | 1 | 0 | 0 |  | 0 |  | 0
|  |  |  | 39.72 | 79.44 | 0 | 0 | 0 | 0 | 0 | 17.48 | 0.13136 | 0 | 79.44 | 76.72 | 0.2 | 0 | 2.72 |  | 0 |  | 0
|  |  |  | 39.48 | 78.96 | 0 | 0 | 0 | 0 | 0 | 11.23 | 0.12409 | 0 | 78.96 | 78.96 | 0.2 | 0 | 0 |  | 0 |  | 0
|  |  |  | 37.8 | 75.6 | 0 | 0 | 0 | 0 | 0 | 11.23 | 0.12409 | 0 | 75.6 | 75.6 | 0.2 | 0 | 0 |  | 0 |  | 0
|  |  |  | 37.12 | 74.24 | 0 | 0 | 0 | 0 | 0 | 11.23 | 0.12409 | 0 | 74.24 | 74.24 | 0.2 | 0 | 0 |  | 0 |  | 0
|  |  |  | 36.84 | 73.68 | 0 | 0 | 0 | 0 | 0 | 7.48 | 0.10336 | 2.72 | 73.68 | 73.68 | 0.91885 | 0 | 0 |  | 0 |  | 0
|  |  |  | 32.76 | 65.52 | 0 | 0 | 0 | 0 | 0 | 7.48 | 0.10336 | 0.307 | 65.52 | 65.52 | 1 | 0 | 0 |  | 0 |  | 0
|  |  |  | 18.48 | 36.96 | 0 | 0 | 0 | 0 | 0 | 7.48 | 0.10336 | 0 | 36.96 | 36.96 | 1 | 0 | 0 |  | 0 |  | 0
|  |  |  | 11.72 | 23.44 | 0 | 0 | 0 | 0 | 0 | 7.48 | 0.10336 | 0 | 23.44 | 23.44 | 1 | 0 | 0 |  | 0 |  | 0
|  |  |  | 9.76 | 19.52 | 0 | 0 | 0 | 0 | 0 | 7.48 | 0.10336 | 0 | 19.52 | 19.52 | 1 | 0 | 0 |  | 0 |  | 0
|  |  |  | 9.76 | 19.52 | 0 | 0 | 0 | 0 | 0 | 7.48 | 0.10336 | 0 | 19.52 | 19.52 | 1 | 0 | 0 |  | 0 |  | 0
|  |  |  | 9.96 | 19.92 | 0 | 0 | 0 | 0 | 0 | 7.48 | 0.10336 | 0 | 19.92 | 19.92 | 1 | 0 | 0 |  | 0 |  | 0
|  |  |  | 12.88 | 25.76 | 0 | 0 | 0 | 0 | 0 | 7.48 | 0.10336 | 0 | 25.76 | 25.76 | 1 | 0 | 0 |  | 0 |  | 0
|  |  |  | 13.96 | 27.92 | 0 | 0 | 0 | 0 | 0 | 7.48 | 0.10336 | 0 | 27.92 | 27.92 | 1 | 0 | 0 |  | 0 |  | 0
|  |  |  | 13.92 | 27.84 | 0 | 0 | 0 | 0 | 0 | 7.48 | 0.10336 | 0 | 27.84 | 27.84 | 1 | 0 | 0 |  | 0 |  | 0
|  |  |  | 20.4 | 40.8 | 0 | 0 | 0 | 0 | 0 | 7.48 | 0.10336 | 0 | 40.8 | 40.8 | 1 | 0 | 0 |  | 0 |  | 0
|  |  |  | 21.96 | 43.92 | 0 | 0 | 0 | 0 | 0 | 7.48 | 0.10336 | 0 | 43.92 | 43.92 | 1 | 0 | 0 |  | 0 |  | 0
|  |  |  | 23.12 | 46.24 | 0 | 0 | 0 | 0 | 0 | 7.48 | 0.10336 | 0 | 46.24 | 46.24 | 1 | 0 | 0 |  | 0 |  | 0
|  |  |  | 26.2 | 52.4 | 0 | 0 | 0 | 0 | 0 | 7.48 | 0.10336 | 0 | 52.4 | 52.4 | 1 | 0 | 0 |  | 0 |  | 0
|  |  |  | 25.56 | 51.12 | 0 | 0 | 0 | 0 | 0 | 11.23 | 0.12409 | 0 | 51.12 | 51.12 | 1 | 0 | 0 |  | 0 |  | 0
|  |  |  | 32.68 | 65.36 | 0 | 0 | 0 | 0 | 0 | 11.23 | 0.12409 | 0 | 65.36 | 65.36 | 1 | 0 | 0 |  | 0 |  | 0
|  |  |  | 28.88 | 57.76 | 0 | 0 | 0 | 0 | 0 | 11.23 | 0.12409 | 0 | 57.76 | 57.76 | 1 | 0 | 0 |  | 0 |  | 0
|  |  |  | 27.76 | 55.52 | 0 | 0 | 0 | 0 | 0 | 17.48 | 0.13136 | 0 | 55.52 | 55.52 | 1 | 0 | 0 |  | 0 |  | 0
|  |  |  | 28.88 | 57.76 | 0 | 0 | 0 | 0 | 0 | 17.48 | 0.13136 | 0 | 57.76 | 57.76 | 1 | 0 | 0 |  | 0 |  | 0
|  |  |  | 33.32 | 66.64 | 0 | 0 | 0 | 0 | 0 | 17.48 | 0.13136 | 0 | 66.64 | 66.64 | 1 | 0 | 0 |  | 0 |  | 0
|  |  |  | 27.2 | 54.4 | 0 | 0 | 0 | 0 | 0 | 17.48 | 0.13136 | 0 | 54.4 | 51.68 | 0.2 | 0 | 2.72 |  | 0 |  | 0
|  |  |  | 26.92 | 53.84 | 0 | 0 | 0 | 0 | 0 | 11.23 | 0.12409 | 0 | 53.84 | 53.84 | 0.2 | 0 | 0 |  | 0 |  | 0
|  |  |  | 26.92 | 53.84 | 0 | 0 | 0 | 0 | 0 | 11.23 | 0.12409 | 0 | 53.84 | 53.84 | 0.2 | 0 | 0 |  | 0 |  | 0
|  |  |  | 24.92 | 49.84 | 0 | 0 | 0 | 0 | 0 | 11.23 | 0.12409 | 0 | 49.84 | 49.84 | 0.2 | 0 | 0 |  | 0 |  | 0
|  |  |  | 22.8 | 45.6 | 0 | 0 | 0 | 0 | 0 | 7.48 | 0.10336 | 2.72 | 45.6 | 45.6 | 0.91885 | 0 | 0 |  | 0 |  | 0
|  |  |  | 20.6 | 41.2 | 0 | 0 | 0 | 0 | 0 | 7.48 | 0.10336 | 0.307 | 41.2 | 41.2 | 1 | 0 | 0 |  | 0 |  | 0
|  |  |  | 16.8 | 33.6 | 0 | 0 | 0 | 0 | 0 | 7.48 | 0.10336 | 0 | 33.6 | 33.6 | 1 | 0 | 0 |  | 0 |  | 0
|  |  |  | 14.96 | 29.92 | 0 | 0 | 0 | 0 | 0 | 7.48 | 0.10336 | 0 | 29.92 | 29.92 | 1 | 0 | 0 |  | 0 |  | 0
|  |  |  | 13.88 | 27.76 | 0 | 0 | 0 | 0 | 0 | 7.48 | 0.10336 | 0 | 27.76 | 27.76 | 1 | 0 | 0 |  | 0 |  | 0
|  |  |  | 13.76 | 27.52 | 0 | 0 | 0 | 0 | 0 | 7.48 | 0.10336 | 0 | 27.52 | 27.52 | 1 | 0 | 0 |  | 0 |  | 0
|  |  |  | 14.36 | 28.72 | 0 | 0 | 0 | 0 | 0 | 7.48 | 0.10336 | 0 | 28.72 | 28.72 | 1 | 0 | 0 |  | 0 |  | 0
|  |  |  | 17.32 | 34.64 | 0 | 0 | 0 | 0 | 0 | 7.48 | 0.10336 | 0 | 34.64 | 34.64 | 1 | 0 | 0 |  | 0 |  | 0
|  |  |  | 17.48 | 34.96 | 0 | 0 | 0 | 0 | 0 | 7.48 | 0.10336 | 0 | 34.96 | 34.96 | 1 | 0 | 0 |  | 0 |  | 0
|  |  |  | 14.32 | 28.64 | 0 | 0 | 0 | 0 | 0 | 7.48 | 0.10336 | 0 | 28.64 | 28.64 | 1 | 0 | 0 |  | 0 |  | 0
|  |  |  | 14.88 | 29.76 | 0 | 0 | 0 | 0 | 0 | 7.48 | 0.10336 | 0 | 29.76 | 29.76 | 1 | 0 | 0 |  | 0 |  | 0
|  |  |  | 19 | 38 | 0 | 0 | 0 | 0 | 0 | 7.48 | 0.10336 | 0 | 38 | 38 | 1 | 0 | 0 |  | 0 |  | 0
|  |  |  | 19.6 | 39.2 | 0 | 0 | 0 | 0 | 0 | 7.48 | 0.10336 | 0 | 39.2 | 39.2 | 1 | 0 | 0 |  | 0 |  | 0
|  |  |  | 20.56 | 41.12 | 0 | 0 | 0 | 0 | 0 | 7.48 | 0.10336 | 0 | 41.12 | 41.12 | 1 | 0 | 0 |  | 0 |  | 0
|  |  |  | 20.52 | 41.04 | 0 | 0 | 0 | 0 | 0 | 11.23 | 0.12409 | 0 | 41.04 | 41.04 | 1 | 0 | 0 |  | 0 |  | 0
|  |  |  | 26.4 | 52.8 | 0 | 0 | 0 | 0 | 0 | 11.23 | 0.12409 | 0 | 52.8 | 52.8 | 1 | 0 | 0 |  | 0 |  | 0
|  |  |  | 27.72 | 55.44 | 0 | 0 | 0 | 0 | 0 | 11.23 | 0.12409 | 0 | 55.44 | 55.44 | 1 | 0 | 0 |  | 0 |  | 0
|  |  |  | 26.72 | 53.44 | 0 | 0 | 0 | 0 | 0 | 17.48 | 0.13136 | 0 | 53.44 | 53.44 | 1 | 0 | 0 |  | 0 |  | 0
|  |  |  | 28.6 | 57.2 | 0 | 0 | 0 | 0 | 0 | 17.48 | 0.13136 | 0 | 57.2 | 57.2 | 1 | 0 | 0 |  | 0 |  | 0
|  |  |  | 23.28 | 46.56 | 0 | 0 | 0 | 0 | 0 | 17.48 | 0.13136 | 0 | 46.56 | 46.56 | 1 | 0 | 0 |  | 0 |  | 0
|  |  |  | 26.04 | 52.08 | 0 | 0 | 0 | 0 | 0 | 17.48 | 0.13136 | 0 | 52.08 | 49.36 | 0.2 | 0 | 2.72 |  | 0 |  | 0
|  |  |  | 24.72 | 49.44 | 0 | 0 | 0 | 0 | 0 | 11.23 | 0.12409 | 0 | 49.44 | 49.44 | 0.2 | 0 | 0 |  | 0 |  | 0
|  |  |  | 19.96 | 39.92 | 0 | 0 | 0 | 0 | 0 | 11.23 | 0.12409 | 0 | 39.92 | 39.92 | 0.2 | 0 | 0 |  | 0 |  | 0
|  |  |  | 20 | 40 | 0 | 0 | 0 | 0 | 0 | 11.23 | 0.12409 | 0 | 40 | 40 | 0.2 | 0 | 0 |  | 0 |  | 0
|  |  |  | 20.28 | 40.56 | 0 | 0 | 0 | 0 | 0 | 7.48 | 0.10336 | 2.72 | 40.56 | 40.56 | 0.91885 | 0 | 0 |  | 0 |  | 0
|  |  |  | 20.2 | 40.4 | 0 | 0 | 0 | 0 | 0 | 7.48 | 0.10336 | 0.307 | 40.4 | 40.4 | 1 | 0 | 0 |  | 0 |  | 0
|  |  |  | 14.92 | 29.84 | 0 | 0 | 0 | 0 | 0 | 7.48 | 0.10336 | 0 | 29.84 | 29.84 | 1 | 0 | 0 |  | 0 |  | 0
|  |  |  | 10.68 | 21.36 | 0 | 0 | 0 | 0 | 0 | 7.48 | 0.10336 | 0 | 21.36 | 21.36 | 1 | 0 | 0 |  | 0 |  | 0
|  |  |  | 11.44 | 22.88 | 0 | 0 | 0 | 0 | 0 | 7.48 | 0.10709 | 0 | 22.88 | 22.88 | 1 | 0 | 0 |  | 0 |  | 0
|  |  |  | 12.96 | 25.92 | 0 | 0 | 0 | 0 | 0 | 7.48 | 0.10709 | 0 | 25.92 | 25.92 | 1 | 0 | 0 |  | 0 |  | 0
|  |  |  | 13.72 | 27.44 | 0 | 0 | 0 | 0 | 0 | 7.48 | 0.10709 | 0 | 27.44 | 27.44 | 1 | 0 | 0 |  | 0 |  | 0
|  |  |  | 16.36 | 32.72 | 0 | 0 | 0 | 0 | 0 | 7.48 | 0.10709 | 0 | 32.72 | 32.72 | 1 | 0 | 0 |  | 0 |  | 0
|  |  |  | 16.2 | 32.4 | 0 | 0 | 0 | 0 | 0 | 7.48 | 0.10709 | 0 | 32.4 | 32.4 | 1 | 0 | 0 |  | 0 |  | 0
|  |  |  | 13.4 | 26.8 | 0 | 0 | 0 | 0 | 0 | 7.48 | 0.10709 | 0 | 26.8 | 26.8 | 1 | 0 | 0 |  | 0 |  | 0
|  |  |  | 13.64 | 27.28 | 0 | 0 | 0 | 0 | 0 | 7.48 | 0.10709 | 0 | 27.28 | 27.28 | 1 | 0 | 0 |  | 0 |  | 0
|  |  |  | 13.76 | 27.52 | 0 | 0 | 0 | 0 | 0 | 7.48 | 0.10709 | 0 | 27.52 | 27.52 | 1 | 0 | 0 |  | 0 |  | 0
|  |  |  | 18.24 | 36.48 | 0 | 0 | 0 | 0 | 0 | 7.48 | 0.10709 | 0 | 36.48 | 36.48 | 1 | 0 | 0 |  | 0 |  | 0
|  |  |  | 19.76 | 39.52 | 0 | 0 | 0 | 0 | 0 | 7.48 | 0.10709 | 0 | 39.52 | 39.52 | 1 | 0 | 0 |  | 0 |  | 0
|  |  |  | 20.76 | 41.52 | 0 | 0 | 0 | 0 | 0 | 7.48 | 0.12502 | 0 | 41.52 | 41.52 | 1 | 0 | 0 |  | 0 |  | 0
|  |  |  | 22.92 | 45.84 | 0 | 0 | 0 | 0 | 0 | 7.48 | 0.12502 | 0 | 45.84 | 45.84 | 1 | 0 | 0 |  | 0 |  | 0
|  |  |  | 22.08 | 44.16 | 0 | 0 | 0 | 0 | 0 | 7.48 | 0.12502 | 0 | 44.16 | 44.16 | 1 | 0 | 0 |  | 0 |  | 0
|  |  |  | 26.12 | 52.24 | 0 | 0 | 0 | 0 | 0 | 12.23 | 0.12502 | 0 | 52.24 | 52.24 | 1 | 0 | 0 |  | 0 |  | 0
|  |  |  | 25.48 | 50.96 | 0 | 0 | 0 | 0 | 0 | 12.23 | 0.12502 | 0 | 50.96 | 50.96 | 1 | 0 | 0 |  | 0 |  | 0
|  |  |  | 25.8 | 51.6 | 0 | 0 | 0 | 0 | 0 | 12.23 | 0.12502 | 0 | 51.6 | 51.6 | 1 | 0 | 0 |  | 0 |  | 0
|  |  |  | 24.44 | 48.88 | 0 | 0 | 0 | 0 | 0 | 12.23 | 0.12502 | 0 | 48.88 | 48.88 | 1 | 0 | 0 |  | 0 |  | 0
|  |  |  | 20.8 | 41.6 | 0 | 0 | 0 | 0 | 0 | 7.48 | 0.12502 | 0 | 41.6 | 41.6 | 1 | 0 | 0 |  | 0 |  | 0
|  |  |  | 19 | 38 | 0 | 0 | 0 | 0 | 0 | 7.48 | 0.12502 | 0 | 38 | 38 | 1 | 0 | 0 |  | 0 |  | 0
|  |  |  | 17.56 | 35.12 | 0 | 0 | 0 | 0 | 0 | 7.48 | 0.12502 | 0 | 35.12 | 32.4 | 0.2 | 0 | 2.72 |  | 0 |  | 0
|  |  |  | 19.12 | 38.24 | 0 | 0 | 0 | 0 | 0 | 7.48 | 0.10709 | 2.72 | 38.24 | 38.24 | 0.91885 | 0 | 0 |  | 0 |  | 0
|  |  |  | 20.6 | 41.2 | 0 | 0 | 0 | 0 | 0 | 7.48 | 0.10709 | 0.307 | 41.2 | 41.2 | 1 | 0 | 0 |  | 0 |  | 0
|  |  |  | 19.04 | 38.08 | 0 | 0 | 0 | 0 | 0 | 7.48 | 0.10709 | 0 | 38.08 | 38.08 | 1 | 0 | 0 |  | 0 |  | 0
|  |  |  | 15.32 | 30.64 | 0 | 0 | 0 | 0 | 0 | 7.48 | 0.10709 | 0 | 30.64 | 30.64 | 1 | 0 | 0 |  | 0 |  | 0
|  |  |  | 14.16 | 28.32 | 0 | 0 | 0 | 0 | 0 | 7.48 | 0.10709 | 0 | 28.32 | 28.32 | 1 | 0 | 0 |  | 0 |  | 0
|  |  |  | 13.32 | 26.64 | 0 | 0 | 0 | 0 | 0 | 7.48 | 0.10709 | 0 | 26.64 | 26.64 | 1 | 0 | 0 |  | 0 |  | 0
|  |  |  | 13.24 | 26.48 | 0 | 0 | 0 | 0 | 0 | 7.48 | 0.10709 | 0 | 26.48 | 26.48 | 1 | 0 | 0 |  | 0 |  | 0
|  |  |  | 15.64 | 31.28 | 0 | 0 | 0 | 0 | 0 | 7.48 | 0.10709 | 0 | 31.28 | 31.28 | 1 | 0 | 0 |  | 0 |  | 0
|  |  |  | 15.76 | 31.52 | 0 | 0 | 0 | 0 | 0 | 7.48 | 0.10709 | 0 | 31.52 | 31.52 | 1 | 0 | 0 |  | 0 |  | 0
|  |  |  | 16.4 | 32.8 | 0 | 0 | 0 | 0 | 0 | 7.48 | 0.10709 | 0 | 32.8 | 32.8 | 1 | 0 | 0 |  | 0 |  | 0
|  |  |  | 17.76 | 35.52 | 0 | 0 | 0 | 0 | 0 | 7.48 | 0.10709 | 0 | 35.52 | 35.52 | 1 | 0 | 0 |  | 0 |  | 0
|  |  |  | 18.84 | 37.68 | 0 | 0 | 0 | 0 | 0 | 7.48 | 0.10709 | 0 | 37.68 | 37.68 | 1 | 0 | 0 |  | 0 |  | 0
|  |  |  | 20.88 | 41.76 | 0 | 0 | 0 | 0 | 0 | 7.48 | 0.10709 | 0 | 41.76 | 41.76 | 1 | 0 | 0 |  | 0 |  | 0
|  |  |  | 20.68 | 41.36 | 0 | 0 | 0 | 0 | 0 | 7.48 | 0.10709 | 0 | 41.36 | 41.36 | 1 | 0 | 0 |  | 0 |  | 0
|  |  |  | 22.64 | 45.28 | 0 | 0 | 0 | 0 | 0 | 7.48 | 0.12502 | 0 | 45.28 | 45.28 | 1 | 0 | 0 |  | 0 |  | 0
|  |  |  | 23.04 | 46.08 | 0 | 0 | 0 | 0 | 0 | 7.48 | 0.12502 | 0 | 46.08 | 46.08 | 1 | 0 | 0 |  | 0 |  | 0
|  |  |  | 24.36 | 48.72 | 0 | 0 | 0 | 0 | 0 | 7.48 | 0.12502 | 0 | 48.72 | 48.72 | 1 | 0 | 0 |  | 0 |  | 0
|  |  |  | 24.64 | 49.28 | 0 | 0 | 0 | 0 | 0 | 12.23 | 0.12502 | 0 | 49.28 | 49.28 | 1 | 0 | 0 |  | 0 |  | 0
|  |  |  | 26.32 | 52.64 | 0 | 0 | 0 | 0 | 0 | 12.23 | 0.12502 | 0 | 52.64 | 52.64 | 1 | 0 | 0 |  | 0 |  | 0
|  |  |  | 29.6 | 59.2 | 0 | 0 | 0 | 0 | 0 | 12.23 | 0.12502 | 0 | 59.2 | 59.2 | 1 | 0 | 0 |  | 0 |  | 0
|  |  |  | 29.68 | 59.36 | 0 | 0 | 0 | 0 | 0 | 12.23 | 0.12502 | 0 | 59.36 | 59.36 | 1 | 0 | 0 |  | 0 |  | 0
|  |  |  | 20.68 | 41.36 | 0 | 0 | 0 | 0 | 0 | 7.48 | 0.12502 | 0 | 41.36 | 41.36 | 1 | 0 | 0 |  | 0 |  | 0
|  |  |  | 19.32 | 38.64 | 0 | 0 | 0 | 0 | 0 | 7.48 | 0.12502 | 0 | 38.64 | 38.64 | 1 | 0 | 0 |  | 0 |  | 0
|  |  |  | 18.52 | 37.04 | 0 | 0 | 0 | 0 | 0 | 7.48 | 0.12502 | 0 | 37.04 | 34.32 | 0.2 | 0 | 2.72 |  | 0 |  | 0
|  |  |  | 19.48 | 38.96 | 0 | 0 | 0 | 0 | 0 | 7.48 | 0.10709 | 2.72 | 38.96 | 38.96 | 0.91885 | 0 | 0 |  | 0 |  | 0
|  |  |  | 19.52 | 39.04 | 0 | 0 | 0 | 0 | 0 | 7.48 | 0.10709 | 0.307 | 39.04 | 39.04 | 1 | 0 | 0 |  | 0 |  | 0
|  |  |  | 18.96 | 37.92 | 0 | 0 | 0 | 0 | 0 | 7.48 | 0.10709 | 0 | 37.92 | 37.92 | 1 | 0 | 0 |  | 0 |  | 0
|  |  |  | 15.88 | 31.76 | 0 | 0 | 0 | 0 | 0 | 7.48 | 0.10709 | 0 | 31.76 | 31.76 | 1 | 0 | 0 |  | 0 |  | 0
|  |  |  | 14.88 | 29.76 | 0 | 0 | 0 | 0 | 0 | 7.48 | 0.10709 | 0 | 29.76 | 29.76 | 1 | 0 | 0 |  | 0 |  | 0
|  |  |  | 14.68 | 29.36 | 0 | 0 | 0 | 0 | 0 | 7.48 | 0.10709 | 0 | 29.36 | 29.36 | 1 | 0 | 0 |  | 0 |  | 0
|  |  |  | 14.4 | 28.8 | 0 | 0 | 0 | 0 | 0 | 7.48 | 0.10709 | 0 | 28.8 | 28.8 | 1 | 0 | 0 |  | 0 |  | 0
|  |  |  | 17.44 | 34.88 | 0 | 0 | 0 | 0 | 0 | 7.48 | 0.10709 | 0 | 34.88 | 34.88 | 1 | 0 | 0 |  | 0 |  | 0
|  |  |  | 17.56 | 35.12 | 0 | 0 | 0 | 0 | 0 | 7.48 | 0.10709 | 0 | 35.12 | 35.12 | 1 | 0 | 0 |  | 0 |  | 0
|  |  |  | 18.72 | 37.44 | 0 | 0 | 0 | 0 | 0 | 7.48 | 0.10709 | 0 | 37.44 | 37.44 | 1 | 0 | 0 |  | 0 |  | 0
|  |  |  | 19.44 | 38.88 | 0 | 0 | 0 | 0 | 0 | 7.48 | 0.10709 | 0 | 38.88 | 38.88 | 1 | 0 | 0 |  | 0 |  | 0
|  |  |  | 20.8 | 41.6 | 0 | 0 | 0 | 0 | 0 | 7.48 | 0.10709 | 0 | 41.6 | 41.6 | 1 | 0 | 0 |  | 0 |  | 0
|  |  |  | 22.92 | 45.84 | 0 | 0 | 0 | 0 | 0 | 7.48 | 0.10709 | 0 | 45.84 | 45.84 | 1 | 0 | 0 |  | 0 |  | 0
|  |  |  | 22.44 | 44.88 | 0 | 0 | 0 | 0 | 0 | 7.48 | 0.10709 | 0 | 44.88 | 44.88 | 1 | 0 | 0 |  | 0 |  | 0
|  |  |  | 22.6 | 45.2 | 0 | 0 | 0 | 0 | 0 | 7.48 | 0.10709 | 0 | 45.2 | 45.2 | 1 | 0 | 0 |  | 0 |  | 0
|  |  |  | 24 | 48 | 0 | 0 | 0 | 0 | 0 | 7.48 | 0.10709 | 0 | 48 | 48 | 1 | 0 | 0 |  | 0 |  | 0
|  |  |  | 30.04 | 60.08 | 0 | 0 | 0 | 0 | 0 | 7.48 | 0.10709 | 0 | 60.08 | 60.08 | 1 | 0 | 0 |  | 0 |  | 0
|  |  |  | 31 | 62 | 0 | 0 | 0 | 0 | 0 | 7.48 | 0.10709 | 0 | 62 | 62 | 1 | 0 | 0 |  | 0 |  | 0
|  |  |  | 32 | 64 | 0 | 0 | 0 | 0 | 0 | 7.48 | 0.10709 | 0 | 64 | 64 | 1 | 0 | 0 |  | 0 |  | 0
|  |  |  | 29.52 | 59.04 | 0 | 0 | 0 | 0 | 0 | 7.48 | 0.10709 | 0 | 59.04 | 59.04 | 1 | 0 | 0 |  | 0 |  | 0
|  |  |  | 30.48 | 60.96 | 0 | 0 | 0 | 0 | 0 | 7.48 | 0.10709 | 0 | 60.96 | 60.96 | 1 | 0 | 0 |  | 0 |  | 0
|  |  |  | 26.4 | 52.8 | 0 | 0 | 0 | 0 | 0 | 7.48 | 0.10709 | 0 | 52.8 | 52.8 | 1 | 0 | 0 |  | 0 |  | 0
|  |  |  | 23.28 | 46.56 | 0 | 0 | 0 | 0 | 0 | 7.48 | 0.10709 | 0 | 46.56 | 46.56 | 1 | 0 | 0 |  | 0 |  | 0
|  |  |  | 20.88 | 41.76 | 0 | 0 | 0 | 0 | 0 | 7.48 | 0.10709 | 0 | 41.76 | 41.76 | 1 | 0 | 0 |  | 0 |  | 0
|  |  |  | 21.48 | 42.96 | 0 | 0 | 0 | 0 | 0 | 7.48 | 0.10709 | 0 | 42.96 | 42.96 | 1 | 0 | 0 |  | 0 |  | 0
|  |  |  | 21.64 | 43.28 | 0 | 0 | 0 | 0 | 0 | 7.48 | 0.10709 | 0 | 43.28 | 43.28 | 1 | 0 | 0 |  | 0 |  | 0
|  |  |  | 21.12 | 42.24 | 0 | 0 | 0 | 0 | 0 | 7.48 | 0.10709 | 0 | 42.24 | 42.24 | 1 | 0 | 0 |  | 0 |  | 0
|  |  |  | 18.08 | 36.16 | 0 | 0 | 0 | 0 | 0 | 7.48 | 0.10709 | 0 | 36.16 | 36.16 | 1 | 0 | 0 |  | 0 |  | 0
|  |  |  | 16.8 | 33.6 | 0 | 0 | 0 | 0 | 0 | 7.48 | 0.10709 | 0 | 33.6 | 33.6 | 1 | 0 | 0 |  | 0 |  | 0
|  |  |  | 16.72 | 33.44 | 0 | 0 | 0 | 0 | 0 | 7.48 | 0.10709 | 0 | 33.44 | 33.44 | 1 | 0 | 0 |  | 0 |  | 0
|  |  |  | 16.56 | 33.12 | 0 | 0 | 0 | 0 | 0 | 7.48 | 0.10709 | 0 | 33.12 | 33.12 | 1 | 0 | 0 |  | 0 |  | 0
|  |  |  | 18.84 | 37.68 | 0 | 0 | 0 | 0 | 0 | 7.48 | 0.10709 | 0 | 37.68 | 37.68 | 1 | 0 | 0 |  | 0 |  | 0
|  |  |  | 19.04 | 38.08 | 0 | 0 | 0 | 0 | 0 | 7.48 | 0.10709 | 0 | 38.08 | 38.08 | 1 | 0 | 0 |  | 0 |  | 0
|  |  |  | 20.04 | 40.08 | 0 | 0 | 0 | 0 | 0 | 7.48 | 0.10709 | 0 | 40.08 | 40.08 | 1 | 0 | 0 |  | 0 |  | 0
|  |  |  | 20.84 | 41.68 | 0 | 0 | 0 | 0 | 0 | 7.48 | 0.10709 | 0 | 41.68 | 41.68 | 1 | 0 | 0 |  | 0 |  | 0
|  |  |  | 21.56 | 43.12 | 0 | 0 | 0 | 0 | 0 | 7.48 | 0.10709 | 0 | 43.12 | 43.12 | 1 | 0 | 0 |  | 0 |  | 0
|  |  |  | 22.32 | 44.64 | 0 | 0 | 0 | 0 | 0 | 7.48 | 0.10709 | 0 | 44.64 | 44.64 | 1 | 0 | 0 |  | 0 |  | 0
|  |  |  | 22.4 | 44.8 | 0 | 0 | 0 | 0 | 0 | 7.48 | 0.10709 | 0 | 44.8 | 44.8 | 1 | 0 | 0 |  | 0 |  | 0
|  |  |  | 23.68 | 47.36 | 0 | 0 | 0 | 0 | 0 | 7.48 | 0.10709 | 0 | 47.36 | 47.36 | 1 | 0 | 0 |  | 0 |  | 0
|  |  |  | 24.56 | 49.12 | 0 | 0 | 0 | 0 | 0 | 7.48 | 0.10709 | 0 | 49.12 | 49.12 | 1 | 0 | 0 |  | 0 |  | 0
|  |  |  | 26.16 | 52.32 | 0 | 0 | 0 | 0 | 0 | 7.48 | 0.10709 | 0 | 52.32 | 52.32 | 1 | 0 | 0 |  | 0 |  | 0
|  |  |  | 32.44 | 64.88 | 0 | 0 | 0 | 0 | 0 | 7.48 | 0.10709 | 0 | 64.88 | 64.88 | 1 | 0 | 0 |  | 0 |  | 0
|  |  |  | 31.56 | 63.12 | 0 | 0 | 0 | 0 | 0 | 7.48 | 0.10709 | 0 | 63.12 | 63.12 | 1 | 0 | 0 |  | 0 |  | 0
|  |  |  | 31.16 | 62.32 | 0 | 0 | 0 | 0 | 0 | 7.48 | 0.10709 | 0 | 62.32 | 62.32 | 1 | 0 | 0 |  | 0 |  | 0
|  |  |  | 30.56 | 61.12 | 0 | 0 | 0 | 0 | 0 | 7.48 | 0.10709 | 0 | 61.12 | 61.12 | 1 | 0 | 0 |  | 0 |  | 0
|  |  |  | 22.84 | 45.68 | 0 | 0 | 0 | 0 | 0 | 7.48 | 0.10709 | 0 | 45.68 | 45.68 | 1 | 0 | 0 |  | 0 |  | 0
|  |  |  | 20.36 | 40.72 | 0 | 0 | 0 | 0 | 0 | 7.48 | 0.10709 | 0 | 40.72 | 40.72 | 1 | 0 | 0 |  | 0 |  | 0
|  |  |  | 19.08 | 38.16 | 0 | 0 | 0 | 0 | 0 | 7.48 | 0.10709 | 0 | 38.16 | 38.16 | 1 | 0 | 0 |  | 0 |  | 0
|  |  |  | 20.08 | 40.16 | 0 | 0 | 0 | 0 | 0 | 7.48 | 0.10709 | 0 | 40.16 | 40.16 | 1 | 0 | 0 |  | 0 |  | 0
|  |  |  | 20 | 40 | 0 | 0 | 0 | 0 | 0 | 7.48 | 0.10709 | 0 | 40 | 40 | 1 | 0 | 0 |  | 0 |  | 0
|  |  |  | 19.76 | 39.52 | 0 | 0 | 0 | 0 | 0 | 7.48 | 0.10709 | 0 | 39.52 | 39.52 | 1 | 0 | 0 |  | 0 |  | 0
|  |  |  | 16.72 | 33.44 | 0 | 0 | 0 | 0 | 0 | 7.48 | 0.10709 | 0 | 33.44 | 33.44 | 1 | 0 | 0 |  | 0 |  | 0
|  |  |  | 15.52 | 31.04 | 0 | 0 | 0 | 0 | 0 | 7.48 | 0.10709 | 0 | 31.04 | 31.04 | 1 | 0 | 0 |  | 0 |  | 0
|  |  |  | 15.44 | 30.88 | 0 | 0 | 0 | 0 | 0 | 7.48 | 0.10709 | 0 | 30.88 | 30.88 | 1 | 0 | 0 |  | 0 |  | 0
|  |  |  | 15.6 | 31.2 | 0 | 0 | 0 | 0 | 0 | 7.48 | 0.10709 | 0 | 31.2 | 31.2 | 1 | 0 | 0 |  | 0 |  | 0
|  |  |  | 17.44 | 34.88 | 0 | 0 | 0 | 0 | 0 | 7.48 | 0.10709 | 0 | 34.88 | 34.88 | 1 | 0 | 0 |  | 0 |  | 0
|  |  |  | 17.2 | 34.4 | 0 | 0 | 0 | 0 | 0 | 7.48 | 0.10709 | 0 | 34.4 | 34.4 | 1 | 0 | 0 |  | 0 |  | 0
|  |  |  | 17.92 | 35.84 | 0 | 0 | 0 | 0 | 0 | 7.48 | 0.10709 | 0 | 35.84 | 35.84 | 1 | 0 | 0 |  | 0 |  | 0
|  |  |  | 19.12 | 38.24 | 0 | 0 | 0 | 0 | 0 | 7.48 | 0.10709 | 0 | 38.24 | 38.24 | 1 | 0 | 0 |  | 0 |  | 0
|  |  |  | 20.64 | 41.28 | 0 | 0 | 0 | 0 | 0 | 7.48 | 0.10709 | 0 | 41.28 | 41.28 | 1 | 0 | 0 |  | 0 |  | 0
|  |  |  | 21.88 | 43.76 | 0 | 0 | 0 | 0 | 0 | 7.48 | 0.10709 | 0 | 43.76 | 43.76 | 1 | 0 | 0 |  | 0 |  | 0
|  |  |  | 21.92 | 43.84 | 0 | 0 | 0 | 0 | 0 | 7.48 | 0.10709 | 0 | 43.84 | 43.84 | 1 | 0 | 0 |  | 0 |  | 0
|  |  |  | 23.4 | 46.8 | 0 | 0 | 0 | 0 | 0 | 7.48 | 0.12502 | 0 | 46.8 | 46.8 | 1 | 0 | 0 |  | 0 |  | 0
|  |  |  | 24.08 | 48.16 | 0 | 0 | 0 | 0 | 0 | 7.48 | 0.12502 | 0 | 48.16 | 48.16 | 1 | 0 | 0 |  | 0 |  | 0
|  |  |  | 28.88 | 57.76 | 0 | 0 | 0 | 0 | 0 | 7.48 | 0.12502 | 0 | 57.76 | 57.76 | 1 | 0 | 0 |  | 0 |  | 0
|  |  |  | 38.68 | 77.36 | 0 | 0 | 0 | 0 | 0 | 12.23 | 0.12502 | 0 | 77.36 | 77.36 | 1 | 0 | 0 |  | 0 |  | 0
|  |  |  | 42.6 | 85.2 | 0 | 0 | 0 | 0 | 0 | 12.23 | 0.12502 | 0 | 85.2 | 85.2 | 1 | 0 | 0 |  | 0 |  | 0
|  |  |  | 45.76 | 91.52 | 0 | 0 | 0 | 0 | 0 | 12.23 | 0.12502 | 0 | 91.52 | 88.8 | 0.2 | 0 | 2.72 |  | 0 |  | 0
|  |  |  | 39.6 | 79.2 | 0 | 0 | 0 | 0 | 0 | 12.23 | 0.12502 | 0 | 79.2 | 79.2 | 0.2 | 0 | 0 |  | 0 |  | 0
|  |  |  | 35.84 | 71.68 | 0 | 0 | 0 | 0 | 0 | 7.48 | 0.12502 | 0 | 71.68 | 71.68 | 0.2 | 0 | 0 |  | 0 |  | 0
|  |  |  | 27.52 | 55.04 | 0 | 0 | 0 | 0 | 0 | 7.48 | 0.12502 | 0 | 55.04 | 55.04 | 0.2 | 0 | 0 |  | 0 |  | 0
|  |  |  | 25.36 | 50.72 | 0 | 0 | 0 | 0 | 0 | 7.48 | 0.12502 | 0 | 50.72 | 50.72 | 0.2 | 0 | 0 |  | 0 |  | 0
|  |  |  | 26.12 | 52.24 | 0 | 0 | 0 | 0 | 0 | 7.48 | 0.10709 | 2.72 | 52.24 | 52.24 | 0.91885 | 0 | 0 |  | 0 |  | 0
|  |  |  | 25.84 | 51.68 | 0 | 0 | 0 | 0 | 0 | 7.48 | 0.10709 | 0.307 | 51.68 | 51.68 | 1 | 0 | 0 |  | 0 |  | 0
|  |  |  | 25.44 | 50.88 | 0 | 0 | 0 | 0 | 0 | 7.48 | 0.10709 | 0 | 50.88 | 50.88 | 1 | 0 | 0 |  | 0 |  | 0
|  |  |  | 19.92 | 39.84 | 0 | 0 | 0 | 0 | 0 | 7.48 | 0.10709 | 0 | 39.84 | 39.84 | 1 | 0 | 0 |  | 0 |  | 0
|  |  |  | 18.2 | 36.4 | 0 | 0 | 0 | 0 | 0 | 7.48 | 0.10709 | 0 | 36.4 | 36.4 | 1 | 0 | 0 |  | 0 |  | 0
|  |  |  | 17.64 | 35.28 | 0 | 0 | 0 | 0 | 0 | 7.48 | 0.10709 | 0 | 35.28 | 35.28 | 1 | 0 | 0 |  | 0 |  | 0
|  |  |  | 18.28 | 36.56 | 0 | 0 | 0 | 0 | 0 | 7.48 | 0.10709 | 0 | 36.56 | 36.56 | 1 | 0 | 0 |  | 0 |  | 0
|  |  |  | 21.32 | 42.64 | 0 | 0 | 0 | 0 | 0 | 7.48 | 0.10709 | 0 | 42.64 | 42.64 | 1 | 0 | 0 |  | 0 |  | 0
|  |  |  | 23.72 | 47.44 | 0 | 0 | 0 | 0 | 0 | 7.48 | 0.10709 | 0 | 47.44 | 47.44 | 1 | 0 | 0 |  | 0 |  | 0
|  |  |  | 25.08 | 50.16 | 0 | 0 | 0 | 0 | 0 | 7.48 | 0.10709 | 0 | 50.16 | 50.16 | 1 | 0 | 0 |  | 0 |  | 0
|  |  |  | 26.2 | 52.4 | 0 | 0 | 0 | 0 | 0 | 7.48 | 0.10709 | 0 | 52.4 | 52.4 | 1 | 0 | 0 |  | 0 |  | 0
|  |  |  | 27.12 | 54.24 | 0 | 0 | 0 | 0 | 0 | 7.48 | 0.10709 | 0 | 54.24 | 54.24 | 1 | 0 | 0 |  | 0 |  | 0
|  |  |  | 27.56 | 55.12 | 0 | 0 | 0 | 0 | 0 | 7.48 | 0.10709 | 0 | 55.12 | 55.12 | 1 | 0 | 0 |  | 0 |  | 0
|  |  |  | 26.56 | 53.12 | 0 | 0 | 0 | 0 | 0 | 7.48 | 0.10709 | 0 | 53.12 | 53.12 | 1 | 0 | 0 |  | 0 |  | 0
|  |  |  | 26.32 | 52.64 | 0 | 0 | 0 | 0 | 0 | 7.48 | 0.12502 | 0 | 52.64 | 52.64 | 1 | 0 | 0 |  | 0 |  | 0
|  |  |  | 26.92 | 53.84 | 0 | 0 | 0 | 0 | 0 | 7.48 | 0.12502 | 0 | 53.84 | 53.84 | 1 | 0 | 0 |  | 0 |  | 0
|  |  |  | 31.04 | 62.08 | 0 | 0 | 0 | 0 | 0 | 7.48 | 0.12502 | 0 | 62.08 | 62.08 | 1 | 0 | 0 |  | 0 |  | 0
|  |  |  | 36.52 | 73.04 | 0 | 0 | 0 | 0 | 0 | 12.23 | 0.12502 | 0 | 73.04 | 73.04 | 1 | 0 | 0 |  | 0 |  | 0
|  |  |  | 44.36 | 88.72 | 0 | 0 | 0 | 0 | 0 | 12.23 | 0.12502 | 0 | 88.72 | 88.72 | 1 | 0 | 0 |  | 0 |  | 0
|  |  |  | 37.2 | 74.4 | 0 | 0 | 0 | 0 | 0 | 12.23 | 0.12502 | 0 | 74.4 | 74.4 | 1 | 0 | 0 |  | 0 |  | 0
|  |  |  | 36.16 | 72.32 | 0 | 0 | 0 | 0 | 0 | 12.23 | 0.12502 | 0 | 72.32 | 72.32 | 1 | 0 | 0 |  | 0 |  | 0
|  |  |  | 32.2 | 64.4 | 0 | 0 | 0 | 0 | 0 | 7.48 | 0.12502 | 0 | 64.4 | 64.4 | 1 | 0 | 0 |  | 0 |  | 0
|  |  |  | 25.36 | 50.72 | 0 | 0 | 0 | 0 | 0 | 7.48 | 0.12502 | 0 | 50.72 | 50.72 | 1 | 0 | 0 |  | 0 |  | 0
|  |  |  | 25.68 | 51.36 | 0 | 0 | 0 | 0 | 0 | 7.48 | 0.12502 | 0 | 51.36 | 48.64 | 0.2 | 0 | 2.72 |  | 0 |  | 0
|  |  |  | 24.36 | 48.72 | 0 | 0 | 0 | 0 | 0 | 7.48 | 0.10709 | 2.72 | 48.72 | 48.72 | 0.91885 | 0 | 0 |  | 0 |  | 0
|  |  |  | 23.96 | 47.92 | 0 | 0 | 0 | 0 | 0 | 7.48 | 0.10709 | 0.307 | 47.92 | 47.92 | 1 | 0 | 0 |  | 0 |  | 0
|  |  |  | 23.4 | 46.8 | 0 | 0 | 0 | 0 | 0 | 7.48 | 0.10709 | 0 | 46.8 | 46.8 | 1 | 0 | 0 |  | 0 |  | 0
|  |  |  | 17.96 | 35.92 | 0 | 0 | 0 | 0 | 0 | 7.48 | 0.10709 | 0 | 35.92 | 35.92 | 1 | 0 | 0 |  | 0 |  | 0
|  |  |  | 15.8 | 31.6 | 0 | 0 | 0 | 0 | 0 | 7.48 | 0.10709 | 0 | 31.6 | 31.6 | 1 | 0 | 0 |  | 0 |  | 0
|  |  |  | 16.68 | 33.36 | 0 | 0 | 0 | 0 | 0 | 7.48 | 0.10709 | 0 | 33.36 | 33.36 | 1 | 0 | 0 |  | 0 |  | 0
|  |  |  | 15.6 | 31.2 | 0 | 0 | 0 | 0 | 0 | 7.48 | 0.10709 | 0 | 31.2 | 31.2 | 1 | 0 | 0 |  | 0 |  | 0
|  |  |  | 19 | 38 | 0 | 0 | 0 | 0 | 0 | 7.48 | 0.10709 | 0 | 38 | 38 | 1 | 0 | 0 |  | 0 |  | 0
|  |  |  | 20.2 | 40.4 | 0 | 0 | 0 | 0 | 0 | 7.48 | 0.10709 | 0 | 40.4 | 40.4 | 1 | 0 | 0 |  | 0 |  | 0
|  |  |  | 20.8 | 41.6 | 0 | 0 | 0 | 0 | 0 | 7.48 | 0.10709 | 0 | 41.6 | 41.6 | 1 | 0 | 0 |  | 0 |  | 0
|  |  |  | 22.6 | 45.2 | 0 | 0 | 0 | 0 | 0 | 7.48 | 0.10709 | 0 | 45.2 | 45.2 | 1 | 0 | 0 |  | 0 |  | 0
|  |  |  | 23.8 | 47.6 | 0 | 0 | 0 | 0 | 0 | 7.48 | 0.10709 | 0 | 47.6 | 47.6 | 1 | 0 | 0 |  | 0 |  | 0
|  |  |  | 23.52 | 47.04 | 0 | 0 | 0 | 0 | 0 | 7.48 | 0.10709 | 0 | 47.04 | 47.04 | 1 | 0 | 0 |  | 0 |  | 0
|  |  |  | 22.08 | 44.16 | 0 | 0 | 0 | 0 | 0 | 7.48 | 0.10709 | 0 | 44.16 | 44.16 | 1 | 0 | 0 |  | 0 |  | 0
|  |  |  | 22.76 | 45.52 | 0 | 0 | 0 | 0 | 0 | 7.48 | 0.12502 | 0 | 45.52 | 45.52 | 1 | 0 | 0 |  | 0 |  | 0
|  |  |  | 25.16 | 50.32 | 0 | 0 | 0 | 0 | 0 | 7.48 | 0.12502 | 0 | 50.32 | 50.32 | 1 | 0 | 0 |  | 0 |  | 0
|  |  |  | 23.32 | 46.64 | 0 | 0 | 0 | 0 | 0 | 7.48 | 0.12502 | 0 | 46.64 | 46.64 | 1 | 0 | 0 |  | 0 |  | 0
|  |  |  | 22.72 | 45.44 | 0 | 0 | 0 | 0 | 0 | 12.23 | 0.12502 | 0 | 45.44 | 45.44 | 1 | 0 | 0 |  | 0 |  | 0
|  |  |  | 22.76 | 45.52 | 0 | 0 | 0 | 0 | 0 | 12.23 | 0.12502 | 0 | 45.52 | 45.52 | 1 | 0 | 0 |  | 0 |  | 0
|  |  |  | 23.32 | 46.64 | 0 | 0 | 0 | 0 | 0 | 12.23 | 0.12502 | 0 | 46.64 | 46.64 | 1 | 0 | 0 |  | 0 |  | 0
|  |  |  | 23.52 | 47.04 | 0 | 0 | 0 | 0 | 0 | 12.23 | 0.12502 | 0 | 47.04 | 47.04 | 1 | 0 | 0 |  | 0 |  | 0
|  |  |  | 23.4 | 46.8 | 0 | 0 | 0 | 0 | 0 | 7.48 | 0.12502 | 0 | 46.8 | 46.8 | 1 | 0 | 0 |  | 0 |  | 0
|  |  |  | 18.48 | 36.96 | 0 | 0 | 0 | 0 | 0 | 7.48 | 0.12502 | 0 | 36.96 | 36.96 | 1 | 0 | 0 |  | 0 |  | 0
|  |  |  | 15.68 | 31.36 | 0 | 0 | 0 | 0 | 0 | 7.48 | 0.12502 | 0 | 31.36 | 28.64 | 0.2 | 0 | 2.72 |  | 0 |  | 0
|  |  |  | 16.68 | 33.36 | 0 | 0 | 0 | 0 | 0 | 7.48 | 0.10709 | 2.72 | 33.36 | 33.36 | 0.91885 | 0 | 0 |  | 0 |  | 0
|  |  |  | 17 | 34 | 0 | 0 | 0 | 0 | 0 | 7.48 | 0.10709 | 0.307 | 34 | 34 | 1 | 0 | 0 |  | 0 |  | 0
|  |  |  | 17.2 | 34.4 | 0 | 0 | 0 | 0 | 0 | 7.48 | 0.10709 | 0 | 34.4 | 34.4 | 1 | 0 | 0 |  | 0 |  | 0
|  |  |  | 11.36 | 22.72 | 0 | 0 | 0 | 0 | 0 | 7.48 | 0.10709 | 0 | 22.72 | 22.72 | 1 | 0 | 0 |  | 0 |  | 0
|  |  |  | 9.6 | 19.2 | 0 | 0 | 0 | 0 | 0 | 7.48 | 0.10709 | 0 | 19.2 | 19.2 | 1 | 0 | 0 |  | 0 |  | 0
|  |  |  | 8.92 | 17.84 | 0 | 0 | 0 | 0 | 0 | 7.48 | 0.10709 | 0 | 17.84 | 17.84 | 1 | 0 | 0 |  | 0 |  | 0
|  |  |  | 10.04 | 20.08 | 0 | 0 | 0 | 0 | 0 | 7.48 | 0.10709 | 0 | 20.08 | 20.08 | 1 | 0 | 0 |  | 0 |  | 0
|  |  |  | 13.04 | 26.08 | 0 | 0 | 0 | 0 | 0 | 7.48 | 0.10709 | 0 | 26.08 | 26.08 | 1 | 0 | 0 |  | 0 |  | 0
|  |  |  | 14.68 | 29.36 | 0 | 0 | 0 | 0 | 0 | 7.48 | 0.10709 | 0 | 29.36 | 29.36 | 1 | 0 | 0 |  | 0 |  | 0
|  |  |  | 15.92 | 31.84 | 0 | 0 | 0 | 0 | 0 | 7.48 | 0.10709 | 0 | 31.84 | 31.84 | 1 | 0 | 0 |  | 0 |  | 0
|  |  |  | 17.16 | 34.32 | 0 | 0 | 0 | 0 | 0 | 7.48 | 0.10709 | 0 | 34.32 | 34.32 | 1 | 0 | 0 |  | 0 |  | 0
|  |  |  | 18.96 | 37.92 | 0 | 0 | 0 | 0 | 0 | 7.48 | 0.10709 | 0 | 37.92 | 37.92 | 1 | 0 | 0 |  | 0 |  | 0
|  |  |  | 23.56 | 47.12 | 0 | 0 | 0 | 0 | 0 | 7.48 | 0.10709 | 0 | 47.12 | 47.12 | 1 | 0 | 0 |  | 0 |  | 0
|  |  |  | 23.04 | 46.08 | 0 | 0 | 0 | 0 | 0 | 7.48 | 0.10709 | 0 | 46.08 | 46.08 | 1 | 0 | 0 |  | 0 |  | 0
|  |  |  | 24.32 | 48.64 | 0 | 0 | 0 | 0 | 0 | 7.48 | 0.12502 | 0 | 48.64 | 48.64 | 1 | 0 | 0 |  | 0 |  | 0
|  |  |  | 25.24 | 50.48 | 0 | 0 | 0 | 0 | 0 | 7.48 | 0.12502 | 0 | 50.48 | 50.48 | 1 | 0 | 0 |  | 0 |  | 0
|  |  |  | 25.04 | 50.08 | 0 | 0 | 0 | 0 | 0 | 7.48 | 0.12502 | 0 | 50.08 | 50.08 | 1 | 0 | 0 |  | 0 |  | 0
|  |  |  | 27.68 | 55.36 | 0 | 0 | 0 | 0 | 0 | 12.23 | 0.12502 | 0 | 55.36 | 55.36 | 1 | 0 | 0 |  | 0 |  | 0
|  |  |  | 27.68 | 55.36 | 0 | 0 | 0 | 0 | 0 | 12.23 | 0.12502 | 0 | 55.36 | 55.36 | 1 | 0 | 0 |  | 0 |  | 0
|  |  |  | 30.96 | 61.92 | 0 | 0 | 0 | 0 | 0 | 12.23 | 0.12502 | 0 | 61.92 | 61.92 | 1 | 0 | 0 |  | 0 |  | 0
|  |  |  | 33.68 | 67.36 | 0 | 0 | 0 | 0 | 0 | 12.23 | 0.12502 | 0 | 67.36 | 67.36 | 1 | 0 | 0 |  | 0 |  | 0
|  |  |  | 25.52 | 51.04 | 0 | 0 | 0 | 0 | 0 | 7.48 | 0.12502 | 0 | 51.04 | 51.04 | 1 | 0 | 0 |  | 0 |  | 0
|  |  |  | 21.12 | 42.24 | 0 | 0 | 0 | 0 | 0 | 7.48 | 0.12502 | 0 | 42.24 | 42.24 | 1 | 0 | 0 |  | 0 |  | 0
|  |  |  | 20.64 | 41.28 | 0 | 0 | 0 | 0 | 0 | 7.48 | 0.12502 | 0 | 41.28 | 38.56 | 0.2 | 0 | 2.72 |  | 0 |  | 0
|  |  |  | 23.04 | 46.08 | 0 | 0 | 0 | 0 | 0 | 7.48 | 0.10709 | 2.72 | 46.08 | 46.08 | 0.91885 | 0 | 0 |  | 0 |  | 0
|  |  |  | 25.44 | 50.88 | 0 | 0 | 0 | 0 | 0 | 7.48 | 0.10709 | 0.307 | 50.88 | 50.88 | 1 | 0 | 0 |  | 0 |  | 0
|  |  |  | 24.88 | 49.76 | 0 | 0 | 0 | 0 | 0 | 7.48 | 0.10709 | 0 | 49.76 | 49.76 | 1 | 0 | 0 |  | 0 |  | 0
|  |  |  | 17.32 | 34.64 | 0 | 0 | 0 | 0 | 0 | 7.48 | 0.10709 | 0 | 34.64 | 34.64 | 1 | 0 | 0 |  | 0 |  | 0
|  |  |  | 13.4 | 26.8 | 0 | 0 | 0 | 0 | 0 | 7.48 | 0.10709 | 0 | 26.8 | 26.8 | 1 | 0 | 0 |  | 0 |  | 0
|  |  |  | 11.28 | 22.56 | 0 | 0 | 0 | 0 | 0 | 7.48 | 0.10709 | 0 | 22.56 | 22.56 | 1 | 0 | 0 |  | 0 |  | 0
|  |  |  | 11.8 | 23.6 | 0 | 0 | 0 | 0 | 0 | 7.48 | 0.10709 | 0 | 23.6 | 23.6 | 1 | 0 | 0 |  | 0 |  | 0
|  |  |  | 13.72 | 27.44 | 0 | 0 | 0 | 0 | 0 | 7.48 | 0.10709 | 0 | 27.44 | 27.44 | 1 | 0 | 0 |  | 0 |  | 0
|  |  |  | 15.8 | 31.6 | 0 | 0 | 0 | 0 | 0 | 7.48 | 0.10709 | 0 | 31.6 | 31.6 | 1 | 0 | 0 |  | 0 |  | 0
|  |  |  | 17.68 | 35.36 | 0 | 0 | 0 | 0 | 0 | 7.48 | 0.10709 | 0 | 35.36 | 35.36 | 1 | 0 | 0 |  | 0 |  | 0
|  |  |  | 25 | 50 | 0 | 0 | 0 | 0 | 0 | 7.48 | 0.10709 | 0 | 50 | 50 | 1 | 0 | 0 |  | 0 |  | 0
|  |  |  | 28.48 | 56.96 | 0 | 0 | 0 | 0 | 0 | 7.48 | 0.10709 | 0 | 56.96 | 56.96 | 1 | 0 | 0 |  | 0 |  | 0
|  |  |  | 29.32 | 58.64 | 0 | 0 | 0 | 0 | 0 | 7.48 | 0.10709 | 0 | 58.64 | 58.64 | 1 | 0 | 0 |  | 0 |  | 0
|  |  |  | 28.24 | 56.48 | 0 | 0 | 0 | 0 | 0 | 7.48 | 0.10709 | 0 | 56.48 | 56.48 | 1 | 0 | 0 |  | 0 |  | 0
|  |  |  | 29.04 | 58.08 | 0 | 0 | 0 | 0 | 0 | 7.48 | 0.12502 | 0 | 58.08 | 58.08 | 1 | 0 | 0 |  | 0 |  | 0
|  |  |  | 32.72 | 65.44 | 0 | 0 | 0 | 0 | 0 | 7.48 | 0.12502 | 0 | 65.44 | 65.44 | 1 | 0 | 0 |  | 0 |  | 0
|  |  |  | 28.12 | 56.24 | 0 | 0 | 0 | 0 | 0 | 7.48 | 0.12502 | 0 | 56.24 | 56.24 | 1 | 0 | 0 |  | 0 |  | 0
|  |  |  | 32.92 | 65.84 | 0 | 0 | 0 | 0 | 0 | 12.23 | 0.12502 | 0 | 65.84 | 65.84 | 1 | 0 | 0 |  | 0 |  | 0
|  |  |  | 35.84 | 71.68 | 0 | 0 | 0 | 0 | 0 | 12.23 | 0.12502 | 0 | 71.68 | 71.68 | 1 | 0 | 0 |  | 0 |  | 0
|  |  |  | 41.72 | 83.44 | 0 | 0 | 0 | 0 | 0 | 12.23 | 0.12502 | 0 | 83.44 | 83.44 | 1 | 0 | 0 |  | 0 |  | 0
|  |  |  | 39.92 | 79.84 | 0 | 0 | 0 | 0 | 0 | 12.23 | 0.12502 | 0 | 79.84 | 79.84 | 1 | 0 | 0 |  | 0 |  | 0
|  |  |  | 31.52 | 63.04 | 0 | 0 | 0 | 0 | 0 | 7.48 | 0.12502 | 0 | 63.04 | 63.04 | 1 | 0 | 0 |  | 0 |  | 0
|  |  |  | 31.76 | 63.52 | 0 | 0 | 0 | 0 | 0 | 7.48 | 0.12502 | 0 | 63.52 | 63.52 | 1 | 0 | 0 |  | 0 |  | 0
|  |  |  | 27.04 | 54.08 | 0 | 0 | 0 | 0 | 0 | 7.48 | 0.12502 | 0 | 54.08 | 51.36 | 0.2 | 0 | 2.72 |  | 0 |  | 0
|  |  |  | 26.64 | 53.28 | 0 | 0 | 0 | 0 | 0 | 7.48 | 0.10709 | 2.72 | 53.28 | 53.28 | 0.91885 | 0 | 0 |  | 0 |  | 0
|  |  |  | 26.4 | 52.8 | 0 | 0 | 0 | 0 | 0 | 7.48 | 0.10709 | 0.307 | 52.8 | 52.8 | 1 | 0 | 0 |  | 0 |  | 0
|  |  |  | 22.44 | 44.88 | 0 | 0 | 0 | 0 | 0 | 7.48 | 0.10709 | 0 | 44.88 | 44.88 | 1 | 0 | 0 |  | 0 |  | 0
|  |  |  | 14.36 | 28.72 | 0 | 0 | 0 | 0 | 0 | 7.48 | 0.10709 | 0 | 28.72 | 28.72 | 1 | 0 | 0 |  | 0 |  | 0
|  |  |  | 11.92 | 23.84 | 0 | 0 | 0 | 0 | 0 | 7.48 | 0.10709 | 0 | 23.84 | 23.84 | 1 | 0 | 0 |  | 0 |  | 0
|  |  |  | 11.2 | 22.4 | 0 | 0 | 0 | 0 | 0 | 7.48 | 0.10709 | 0 | 22.4 | 22.4 | 1 | 0 | 0 |  | 0 |  | 0
|  |  |  | 14.72 | 29.44 | 0 | 0 | 0 | 0 | 0 | 7.48 | 0.10709 | 0 | 29.44 | 29.44 | 1 | 0 | 0 |  | 0 |  | 0
|  |  |  | 14.16 | 28.32 | 0 | 0 | 0 | 0 | 0 | 7.48 | 0.10709 | 0 | 28.32 | 28.32 | 1 | 0 | 0 |  | 0 |  | 0
|  |  |  | 15.24 | 30.48 | 0 | 0 | 0 | 0 | 0 | 7.48 | 0.10709 | 0 | 30.48 | 30.48 | 1 | 0 | 0 |  | 0 |  | 0
|  |  |  | 17.36 | 34.72 | 0 | 0 | 0 | 0 | 0 | 7.48 | 0.10709 | 0 | 34.72 | 34.72 | 1 | 0 | 0 |  | 0 |  | 0
|  |  |  | 24.52 | 49.04 | 0 | 0 | 0 | 0 | 0 | 7.48 | 0.10709 | 0 | 49.04 | 49.04 | 1 | 0 | 0 |  | 0 |  | 0
|  |  |  | 26.96 | 53.92 | 0 | 0 | 0 | 0 | 0 | 7.48 | 0.10709 | 0 | 53.92 | 53.92 | 1 | 0 | 0 |  | 0 |  | 0
|  |  |  | 33.28 | 66.56 | 0 | 0 | 0 | 0 | 0 | 7.48 | 0.10709 | 0 | 66.56 | 66.56 | 1 | 0 | 0 |  | 0 |  | 0
|  |  |  | 35.44 | 70.88 | 0 | 0 | 0 | 0 | 0 | 7.48 | 0.10709 | 0 | 70.88 | 70.88 | 1 | 0 | 0 |  | 0 |  | 0
|  |  |  | 34.68 | 69.36 | 0 | 0 | 0 | 0 | 0 | 7.48 | 0.10709 | 0 | 69.36 | 69.36 | 1 | 0 | 0 |  | 0 |  | 0
|  |  |  | 32.32 | 64.64 | 0 | 0 | 0 | 0 | 0 | 7.48 | 0.10709 | 0 | 64.64 | 64.64 | 1 | 0 | 0 |  | 0 |  | 0
|  |  |  | 30.4 | 60.8 | 0 | 0 | 0 | 0 | 0 | 7.48 | 0.10709 | 0 | 60.8 | 60.8 | 1 | 0 | 0 |  | 0 |  | 0
|  |  |  | 27.76 | 55.52 | 0 | 0 | 0 | 0 | 0 | 7.48 | 0.10709 | 0 | 55.52 | 55.52 | 1 | 0 | 0 |  | 0 |  | 0
|  |  |  | 27.4 | 54.8 | 0 | 0 | 0 | 0 | 0 | 7.48 | 0.10709 | 0 | 54.8 | 54.8 | 1 | 0 | 0 |  | 0 |  | 0
|  |  |  | 26.8 | 53.6 | 0 | 0 | 0 | 0 | 0 | 7.48 | 0.10709 | 0 | 53.6 | 53.6 | 1 | 0 | 0 |  | 0 |  | 0
|  |  |  | 26.28 | 52.56 | 0 | 0 | 0 | 0 | 0 | 7.48 | 0.10709 | 0 | 52.56 | 52.56 | 1 | 0 | 0 |  | 0 |  | 0
|  |  |  | 26.12 | 52.24 | 0 | 0 | 0 | 0 | 0 | 7.48 | 0.10709 | 0 | 52.24 | 52.24 | 1 | 0 | 0 |  | 0 |  | 0
|  |  |  | 27.44 | 54.88 | 0 | 0 | 0 | 0 | 0 | 7.48 | 0.10709 | 0 | 54.88 | 54.88 | 1 | 0 | 0 |  | 0 |  | 0
|  |  |  | 27.28 | 54.56 | 0 | 0 | 0 | 0 | 0 | 7.48 | 0.10709 | 0 | 54.56 | 54.56 | 1 | 0 | 0 |  | 0 |  | 0
|  |  |  | 26.96 | 53.92 | 0 | 0 | 0 | 0 | 0 | 7.48 | 0.10709 | 0 | 53.92 | 53.92 | 1 | 0 | 0 |  | 0 |  | 0
|  |  |  | 26.56 | 53.12 | 0 | 0 | 0 | 0 | 0 | 7.48 | 0.10709 | 0 | 53.12 | 53.12 | 1 | 0 | 0 |  | 0 |  | 0
|  |  |  | 27.28 | 54.56 | 0 | 0 | 0 | 0 | 0 | 7.48 | 0.10709 | 0 | 54.56 | 54.56 | 1 | 0 | 0 |  | 0 |  | 0
|  |  |  | 21.56 | 43.12 | 0 | 0 | 0 | 0 | 0 | 7.48 | 0.10709 | 0 | 43.12 | 43.12 | 1 | 0 | 0 |  | 0 |  | 0
|  |  |  | 19.24 | 38.48 | 0 | 0 | 0 | 0 | 0 | 7.48 | 0.10709 | 0 | 38.48 | 38.48 | 1 | 0 | 0 |  | 0 |  | 0
|  |  |  | 18.48 | 36.96 | 0 | 0 | 0 | 0 | 0 | 7.48 | 0.10709 | 0 | 36.96 | 36.96 | 1 | 0 | 0 |  | 0 |  | 0
|  |  |  | 18.8 | 37.6 | 0 | 0 | 0 | 0 | 0 | 7.48 | 0.10709 | 0 | 37.6 | 37.6 | 1 | 0 | 0 |  | 0 |  | 0
|  |  |  | 16.96 | 33.92 | 0 | 0 | 0 | 0 | 0 | 7.48 | 0.10709 | 0 | 33.92 | 33.92 | 1 | 0 | 0 |  | 0 |  | 0
|  |  |  | 15 | 30 | 0 | 0 | 0 | 0 | 0 | 7.48 | 0.10709 | 0 | 30 | 30 | 1 | 0 | 0 |  | 0 |  | 0
|  |  |  | 16.12 | 32.24 | 0 | 0 | 0 | 0 | 0 | 7.48 | 0.10709 | 0 | 32.24 | 32.24 | 1 | 0 | 0 |  | 0 |  | 0
|  |  |  | 23.68 | 47.36 | 0 | 0 | 0 | 0 | 0 | 7.48 | 0.10709 | 0 | 47.36 | 47.36 | 1 | 0 | 0 |  | 0 |  | 0
|  |  |  | 26.36 | 52.72 | 0 | 0 | 0 | 0 | 0 | 7.48 | 0.10709 | 0 | 52.72 | 52.72 | 1 | 0 | 0 |  | 0 |  | 0
|  |  |  | 27.2 | 54.4 | 0 | 0 | 0 | 0 | 0 | 7.48 | 0.10709 | 0 | 54.4 | 54.4 | 1 | 0 | 0 |  | 0 |  | 0
|  |  |  | 28.8 | 57.6 | 0 | 0 | 0 | 0 | 0 | 7.48 | 0.10709 | 0 | 57.6 | 57.6 | 1 | 0 | 0 |  | 0 |  | 0
|  |  |  | 31.48 | 62.96 | 0 | 0 | 0 | 0 | 0 | 7.48 | 0.10709 | 0 | 62.96 | 62.96 | 1 | 0 | 0 |  | 0 |  | 0
|  |  |  | 32.88 | 65.76 | 0 | 0 | 0 | 0 | 0 | 7.48 | 0.10709 | 0 | 65.76 | 65.76 | 1 | 0 | 0 |  | 0 |  | 0
|  |  |  | 29.64 | 59.28 | 0 | 0 | 0 | 0 | 0 | 7.48 | 0.10709 | 0 | 59.28 | 59.28 | 1 | 0 | 0 |  | 0 |  | 0
|  |  |  | 27.96 | 55.92 | 0 | 0 | 0 | 0 | 0 | 7.48 | 0.10709 | 0 | 55.92 | 55.92 | 1 | 0 | 0 |  | 0 |  | 0
|  |  |  | 28.52 | 57.04 | 0 | 0 | 0 | 0 | 0 | 7.48 | 0.10709 | 0 | 57.04 | 57.04 | 1 | 0 | 0 |  | 0 |  | 0
|  |  |  | 25.28 | 50.56 | 0 | 0 | 0 | 0 | 0 | 7.48 | 0.10709 | 0 | 50.56 | 50.56 | 1 | 0 | 0 |  | 0 |  | 0
|  |  |  | 25.28 | 50.56 | 0 | 0 | 0 | 0 | 0 | 7.48 | 0.10709 | 0 | 50.56 | 50.56 | 1 | 0 | 0 |  | 0 |  | 0
|  |  |  | 25.88 | 51.76 | 0 | 0 | 0 | 0 | 0 | 7.48 | 0.10709 | 0 | 51.76 | 51.76 | 1 | 0 | 0 |  | 0 |  | 0
|  |  |  | 26.52 | 53.04 | 0 | 0 | 0 | 0 | 0 | 7.48 | 0.10709 | 0 | 53.04 | 53.04 | 1 | 0 | 0 |  | 0 |  | 0
|  |  |  | 26.32 | 52.64 | 0 | 0 | 0 | 0 | 0 | 7.48 | 0.10709 | 0 | 52.64 | 52.64 | 1 | 0 | 0 |  | 0 |  | 0
|  |  |  | 27.4 | 54.8 | 0 | 0 | 0 | 0 | 0 | 7.48 | 0.10709 | 0 | 54.8 | 54.8 | 1 | 0 | 0 |  | 0 |  | 0
|  |  |  | 27.16 | 54.32 | 0 | 0 | 0 | 0 | 0 | 7.48 | 0.10709 | 0 | 54.32 | 54.32 | 1 | 0 | 0 |  | 0 |  | 0
|  |  |  | 23.48 | 46.96 | 0 | 0 | 0 | 0 | 0 | 7.48 | 0.10709 | 0 | 46.96 | 46.96 | 1 | 0 | 0 |  | 0 |  | 0
|  |  |  | 15.88 | 31.76 | 0 | 0 | 0 | 0 | 0 | 7.48 | 0.10709 | 0 | 31.76 | 31.76 | 1 | 0 | 0 |  | 0 |  | 0
|  |  |  | 13.28 | 26.56 | 0 | 0 | 0 | 0 | 0 | 7.48 | 0.10709 | 0 | 26.56 | 26.56 | 1 | 0 | 0 |  | 0 |  | 0
|  |  |  | 12.8 | 25.6 | 0 | 0 | 0 | 0 | 0 | 7.48 | 0.10709 | 0 | 25.6 | 25.6 | 1 | 0 | 0 |  | 0 |  | 0
|  |  |  | 12.96 | 25.92 | 0 | 0 | 0 | 0 | 0 | 7.48 | 0.10709 | 0 | 25.92 | 25.92 | 1 | 0 | 0 |  | 0 |  | 0
|  |  |  | 14.6 | 29.2 | 0 | 0 | 0 | 0 | 0 | 7.48 | 0.10709 | 0 | 29.2 | 29.2 | 1 | 0 | 0 |  | 0 |  | 0
|  |  |  | 15.6 | 31.2 | 0 | 0 | 0 | 0 | 0 | 7.48 | 0.10709 | 0 | 31.2 | 31.2 | 1 | 0 | 0 |  | 0 |  | 0
|  |  |  | 17.24 | 34.48 | 0 | 0 | 0 | 0 | 0 | 7.48 | 0.10709 | 0 | 34.48 | 34.48 | 1 | 0 | 0 |  | 0 |  | 0
|  |  |  | 24.32 | 48.64 | 0 | 0 | 0 | 0 | 0 | 7.48 | 0.10709 | 0 | 48.64 | 48.64 | 1 | 0 | 0 |  | 0 |  | 0
|  |  |  | 26.64 | 53.28 | 0 | 0 | 0 | 0 | 0 | 7.48 | 0.10709 | 0 | 53.28 | 53.28 | 1 | 0 | 0 |  | 0 |  | 0
|  |  |  | 30.2 | 60.4 | 0 | 0 | 0 | 0 | 0 | 7.48 | 0.10709 | 0 | 60.4 | 60.4 | 1 | 0 | 0 |  | 0 |  | 0
|  |  |  | 29.56 | 59.12 | 0 | 0 | 0 | 0 | 0 | 7.48 | 0.10709 | 0 | 59.12 | 59.12 | 1 | 0 | 0 |  | 0 |  | 0
|  |  |  | 29.88 | 59.76 | 0 | 0 | 0 | 0 | 0 | 7.48 | 0.12502 | 0 | 59.76 | 59.76 | 1 | 0 | 0 |  | 0 |  | 0
|  |  |  | 31.16 | 62.32 | 0 | 0 | 0 | 0 | 0 | 7.48 | 0.12502 | 0 | 62.32 | 62.32 | 1 | 0 | 0 |  | 0 |  | 0
|  |  |  | 30.2 | 60.4 | 0 | 0 | 0 | 0 | 0 | 7.48 | 0.12502 | 0 | 60.4 | 60.4 | 1 | 0 | 0 |  | 0 |  | 0
|  |  |  | 27.16 | 54.32 | 0 | 0 | 0 | 0 | 0 | 12.23 | 0.12502 | 0 | 54.32 | 54.32 | 1 | 0 | 0 |  | 0 |  | 0
|  |  |  | 26.2 | 52.4 | 0 | 0 | 0 | 0 | 0 | 12.23 | 0.12502 | 0 | 52.4 | 52.4 | 1 | 0 | 0 |  | 0 |  | 0
|  |  |  | 26.12 | 52.24 | 0 | 0 | 0 | 0 | 0 | 12.23 | 0.12502 | 0 | 52.24 | 52.24 | 1 | 0 | 0 |  | 0 |  | 0
|  |  |  | 25.48 | 50.96 | 0 | 0 | 0 | 0 | 0 | 12.23 | 0.12502 | 0 | 50.96 | 50.96 | 1 | 0 | 0 |  | 0 |  | 0
|  |  |  | 25.56 | 51.12 | 0 | 0 | 0 | 0 | 0 | 7.48 | 0.12502 | 0 | 51.12 | 51.12 | 1 | 0 | 0 |  | 0 |  | 0
|  |  |  | 27.16 | 54.32 | 0 | 0 | 0 | 0 | 0 | 7.48 | 0.12502 | 0 | 54.32 | 54.32 | 1 | 0 | 0 |  | 0 |  | 0
|  |  |  | 28.8 | 57.6 | 0 | 0 | 0 | 0 | 0 | 7.48 | 0.12502 | 0 | 57.6 | 54.88 | 0.2 | 0 | 2.72 |  | 0 |  | 0
|  |  |  | 27.96 | 55.92 | 0 | 0 | 0 | 0 | 0 | 7.48 | 0.10709 | 2.72 | 55.92 | 55.92 | 0.91885 | 0 | 0 |  | 0 |  | 0
|  |  |  | 26.76 | 53.52 | 0 | 0 | 0 | 0 | 0 | 7.48 | 0.10709 | 0.307 | 53.52 | 53.52 | 1 | 0 | 0 |  | 0 |  | 0
|  |  |  | 26.48 | 52.96 | 0 | 0 | 0 | 0 | 0 | 7.48 | 0.10709 | 0 | 52.96 | 52.96 | 1 | 0 | 0 |  | 0 |  | 0
|  |  |  | 19.36 | 38.72 | 0 | 0 | 0 | 0 | 0 | 7.48 | 0.10709 | 0 | 38.72 | 38.72 | 1 | 0 | 0 |  | 0 |  | 0
|  |  |  | 17.16 | 34.32 | 0 | 0 | 0 | 0 | 0 | 7.48 | 0.10709 | 0 | 34.32 | 34.32 | 1 | 0 | 0 |  | 0 |  | 0
|  |  |  | 17.4 | 34.8 | 0 | 0 | 0 | 0 | 0 | 7.48 | 0.10709 | 0 | 34.8 | 34.8 | 1 | 0 | 0 |  | 0 |  | 0
|  |  |  | 18.52 | 37.04 | 0 | 0 | 0 | 0 | 0 | 7.48 | 0.10709 | 0 | 37.04 | 37.04 | 1 | 0 | 0 |  | 0 |  | 0
|  |  |  | 15.64 | 31.28 | 0 | 0 | 0 | 0 | 0 | 7.48 | 0.10709 | 0 | 31.28 | 31.28 | 1 | 0 | 0 |  | 0 |  | 0
|  |  |  | 17.2 | 34.4 | 0 | 0 | 0 | 0 | 0 | 7.48 | 0.10709 | 0 | 34.4 | 34.4 | 1 | 0 | 0 |  | 0 |  | 0
|  |  |  | 18.76 | 37.52 | 0 | 0 | 0 | 0 | 0 | 7.48 | 0.10709 | 0 | 37.52 | 37.52 | 1 | 0 | 0 |  | 0 |  | 0
|  |  |  | 25.32 | 50.64 | 0 | 0 | 0 | 0 | 0 | 7.48 | 0.10709 | 0 | 50.64 | 50.64 | 1 | 0 | 0 |  | 0 |  | 0
|  |  |  | 27.8 | 55.6 | 0 | 0 | 0 | 0 | 0 | 7.48 | 0.10709 | 0 | 55.6 | 55.6 | 1 | 0 | 0 |  | 0 |  | 0
|  |  |  | 29.56 | 59.12 | 0 | 0 | 0 | 0 | 0 | 7.48 | 0.10709 | 0 | 59.12 | 59.12 | 1 | 0 | 0 |  | 0 |  | 0
|  |  |  | 30 | 60 | 0 | 0 | 0 | 0 | 0 | 7.48 | 0.10709 | 0 | 60 | 60 | 1 | 0 | 0 |  | 0 |  | 0
|  |  |  | 33.48 | 66.96 | 0 | 0 | 0 | 0 | 0 | 7.48 | 0.12502 | 0 | 66.96 | 66.96 | 1 | 0 | 0 |  | 0 |  | 0
|  |  |  | 33.72 | 67.44 | 0 | 0 | 0 | 0 | 0 | 7.48 | 0.12502 | 0 | 67.44 | 67.44 | 1 | 0 | 0 |  | 0 |  | 0
|  |  |  | 31.2 | 62.4 | 0 | 0 | 0 | 0 | 0 | 7.48 | 0.12502 | 0 | 62.4 | 62.4 | 1 | 0 | 0 |  | 0 |  | 0
|  |  |  | 30.36 | 60.72 | 0 | 0 | 0 | 0 | 0 | 12.23 | 0.12502 | 0 | 60.72 | 60.72 | 1 | 0 | 0 |  | 0 |  | 0
|  |  |  | 29.56 | 59.12 | 0 | 0 | 0 | 0 | 0 | 12.23 | 0.12502 | 0 | 59.12 | 59.12 | 1 | 0 | 0 |  | 0 |  | 0
|  |  |  | 29.6 | 59.2 | 0 | 0 | 0 | 0 | 0 | 12.23 | 0.12502 | 0 | 59.2 | 59.2 | 1 | 0 | 0 |  | 0 |  | 0
|  |  |  | 29 | 58 | 0 | 0 | 0 | 0 | 0 | 12.23 | 0.12502 | 0 | 58 | 58 | 1 | 0 | 0 |  | 0 |  | 0
|  |  |  | 28.68 | 57.36 | 0 | 0 | 0 | 0 | 0 | 7.48 | 0.12502 | 0 | 57.36 | 57.36 | 1 | 0 | 0 |  | 0 |  | 0
|  |  |  | 27.8 | 55.6 | 0 | 0 | 0 | 0 | 0 | 7.48 | 0.12502 | 0 | 55.6 | 55.6 | 1 | 0 | 0 |  | 0 |  | 0
|  |  |  | 28.84 | 57.68 | 0 | 0 | 0 | 0 | 0 | 7.48 | 0.12502 | 0 | 57.68 | 54.96 | 0.2 | 0 | 2.72 |  | 0 |  | 0
|  |  |  | 29.8 | 59.6 | 0 | 0 | 0 | 0 | 0 | 7.48 | 0.10709 | 2.72 | 59.6 | 59.6 | 0.91885 | 0 | 0 |  | 0 |  | 0
|  |  |  | 26.32 | 52.64 | 0 | 0 | 0 | 0 | 0 | 7.48 | 0.10709 | 0.307 | 52.64 | 52.64 | 1 | 0 | 0 |  | 0 |  | 0
|  |  |  | 19.56 | 39.12 | 0 | 0 | 0 | 0 | 0 | 7.48 | 0.10709 | 0 | 39.12 | 39.12 | 1 | 0 | 0 |  | 0 |  | 0
|  |  |  | 13.52 | 27.04 | 0 | 0 | 0 | 0 | 0 | 7.48 | 0.10709 | 0 | 27.04 | 27.04 | 1 | 0 | 0 |  | 0 |  | 0
|  |  |  | 14.2 | 28.4 | 0 | 0 | 0 | 0 | 0 | 7.48 | 0.10709 | 0 | 28.4 | 28.4 | 1 | 0 | 0 |  | 0 |  | 0
|  |  |  | 17.28 | 34.56 | 0 | 0 | 0 | 0 | 0 | 7.48 | 0.10709 | 0 | 34.56 | 34.56 | 1 | 0 | 0 |  | 0 |  | 0
|  |  |  | 19.92 | 39.84 | 0 | 0 | 0 | 0 | 0 | 7.48 | 0.10709 | 0 | 39.84 | 39.84 | 1 | 0 | 0 |  | 0 |  | 0
|  |  |  | 20.52 | 41.04 | 0 | 0 | 0 | 0 | 0 | 7.48 | 0.10709 | 0 | 41.04 | 41.04 | 1 | 0 | 0 |  | 0 |  | 0
|  |  |  | 16.8 | 33.6 | 0 | 0 | 0 | 0 | 0 | 7.48 | 0.10709 | 0 | 33.6 | 33.6 | 1 | 0 | 0 |  | 0 |  | 0
|  |  |  | 18.2 | 36.4 | 0 | 0 | 0 | 0 | 0 | 7.48 | 0.10709 | 0 | 36.4 | 36.4 | 1 | 0 | 0 |  | 0 |  | 0
|  |  |  | 18.44 | 36.88 | 0 | 0 | 0 | 0 | 0 | 7.48 | 0.10709 | 0 | 36.88 | 36.88 | 1 | 0 | 0 |  | 0 |  | 0
|  |  |  | 23.68 | 47.36 | 0 | 0 | 0 | 0 | 0 | 7.48 | 0.10709 | 0 | 47.36 | 47.36 | 1 | 0 | 0 |  | 0 |  | 0
|  |  |  | 25.4 | 50.8 | 0 | 0 | 0 | 0 | 0 | 7.48 | 0.10709 | 0 | 50.8 | 50.8 | 1 | 0 | 0 |  | 0 |  | 0
|  |  |  | 26.84 | 53.68 | 0 | 0 | 0 | 0 | 0 | 7.48 | 0.10709 | 0 | 53.68 | 53.68 | 1 | 0 | 0 |  | 0 |  | 0
|  |  |  | 25.36 | 50.72 | 0 | 0 | 0 | 0 | 0 | 7.48 | 0.12502 | 0 | 50.72 | 50.72 | 1 | 0 | 0 |  | 0 |  | 0
|  |  |  | 25.44 | 50.88 | 0 | 0 | 0 | 0 | 0 | 7.48 | 0.12502 | 0 | 50.88 | 50.88 | 1 | 0 | 0 |  | 0 |  | 0
|  |  |  | 24.04 | 48.08 | 0 | 0 | 0 | 0 | 0 | 7.48 | 0.12502 | 0 | 48.08 | 48.08 | 1 | 0 | 0 |  | 0 |  | 0
|  |  |  | 24.24 | 48.48 | 0 | 0 | 0 | 0 | 0 | 12.23 | 0.12502 | 0 | 48.48 | 48.48 | 1 | 0 | 0 |  | 0 |  | 0
|  |  |  | 24.92 | 49.84 | 0 | 0 | 0 | 0 | 0 | 12.23 | 0.12502 | 0 | 49.84 | 49.84 | 1 | 0 | 0 |  | 0 |  | 0
|  |  |  | 24.4 | 48.8 | 0 | 0 | 0 | 0 | 0 | 12.23 | 0.12502 | 0 | 48.8 | 48.8 | 1 | 0 | 0 |  | 0 |  | 0
|  |  |  | 25.2 | 50.4 | 0 | 0 | 0 | 0 | 0 | 12.23 | 0.12502 | 0 | 50.4 | 50.4 | 1 | 0 | 0 |  | 0 |  | 0
|  |  |  | 25.36 | 50.72 | 0 | 0 | 0 | 0 | 0 | 7.48 | 0.12502 | 0 | 50.72 | 50.72 | 1 | 0 | 0 |  | 0 |  | 0
|  |  |  | 22.8 | 45.6 | 0 | 0 | 0 | 0 | 0 | 7.48 | 0.12502 | 0 | 45.6 | 45.6 | 1 | 0 | 0 |  | 0 |  | 0
|  |  |  | 22.72 | 45.44 | 0 | 0 | 0 | 0 | 0 | 7.48 | 0.12502 | 0 | 45.44 | 42.72 | 0.2 | 0 | 2.72 |  | 0 |  | 0
|  |  |  | 23.96 | 47.92 | 0 | 0 | 0 | 0 | 0 | 7.48 | 0.10709 | 2.72 | 47.92 | 47.92 | 0.91885 | 0 | 0 |  | 0 |  | 0
|  |  |  | 24.16 | 48.32 | 0 | 0 | 0 | 0 | 0 | 7.48 | 0.10709 | 0.307 | 48.32 | 48.32 | 1 | 0 | 0 |  | 0 |  | 0
|  |  |  | 19.68 | 39.36 | 0 | 0 | 0 | 0 | 0 | 7.48 | 0.10709 | 0 | 39.36 | 39.36 | 1 | 0 | 0 |  | 0 |  | 0
|  |  |  | 12.68 | 25.36 | 0 | 0 | 0 | 0 | 0 | 7.48 | 0.10709 | 0 | 25.36 | 25.36 | 1 | 0 | 0 |  | 0 |  | 0
|  |  |  | 10.56 | 21.12 | 0 | 0 | 0 | 0 | 0 | 7.48 | 0.10709 | 0 | 21.12 | 21.12 | 1 | 0 | 0 |  | 0 |  | 0
|  |  |  | 11.28 | 22.56 | 0 | 0 | 0 | 0 | 0 | 7.48 | 0.10709 | 0 | 22.56 | 22.56 | 1 | 0 | 0 |  | 0 |  | 0
|  |  |  | 13.8 | 27.6 | 0 | 0 | 0 | 0 | 0 | 7.48 | 0.10709 | 0 | 27.6 | 27.6 | 1 | 0 | 0 |  | 0 |  | 0
|  |  |  | 15.92 | 31.84 | 0 | 0 | 0 | 0 | 0 | 7.48 | 0.10709 | 0 | 31.84 | 31.84 | 1 | 0 | 0 |  | 0 |  | 0
|  |  |  | 16.2 | 32.4 | 0 | 0 | 0 | 0 | 0 | 7.48 | 0.10709 | 0 | 32.4 | 32.4 | 1 | 0 | 0 |  | 0 |  | 0
|  |  |  | 17.28 | 34.56 | 0 | 0 | 0 | 0 | 0 | 7.48 | 0.10709 | 0 | 34.56 | 34.56 | 1 | 0 | 0 |  | 0 |  | 0
|  |  |  | 17.44 | 34.88 | 0 | 0 | 0 | 0 | 0 | 7.48 | 0.10709 | 0 | 34.88 | 34.88 | 1 | 0 | 0 |  | 0 |  | 0
|  |  |  | 17.84 | 35.68 | 0 | 0 | 0 | 0 | 0 | 7.48 | 0.10709 | 0 | 35.68 | 35.68 | 1 | 0 | 0 |  | 0 |  | 0
|  |  |  | 24.8 | 49.6 | 0 | 0 | 0 | 0 | 0 | 7.48 | 0.10709 | 0 | 49.6 | 49.6 | 1 | 0 | 0 |  | 0 |  | 0
|  |  |  | 25.08 | 50.16 | 0 | 0 | 0 | 0 | 0 | 7.48 | 0.10709 | 0 | 50.16 | 50.16 | 1 | 0 | 0 |  | 0 |  | 0
|  |  |  | 25 | 50 | 0 | 0 | 0 | 0 | 0 | 7.48 | 0.12502 | 0 | 50 | 50 | 1 | 0 | 0 |  | 0 |  | 0
|  |  |  | 24.72 | 49.44 | 0 | 0 | 0 | 0 | 0 | 7.48 | 0.12502 | 0 | 49.44 | 49.44 | 1 | 0 | 0 |  | 0 |  | 0
|  |  |  | 24.16 | 48.32 | 0 | 0 | 0 | 0 | 0 | 7.48 | 0.12502 | 0 | 48.32 | 48.32 | 1 | 0 | 0 |  | 0 |  | 0
|  |  |  | 27.24 | 54.48 | 0 | 0 | 0 | 0 | 0 | 12.23 | 0.12502 | 0 | 54.48 | 54.48 | 1 | 0 | 0 |  | 0 |  | 0
|  |  |  | 30.48 | 60.96 | 0 | 0 | 0 | 0 | 0 | 12.23 | 0.12502 | 0 | 60.96 | 60.96 | 1 | 0 | 0 |  | 0 |  | 0
|  |  |  | 31.76 | 63.52 | 0 | 0 | 0 | 0 | 0 | 12.23 | 0.12502 | 0 | 63.52 | 63.52 | 1 | 0 | 0 |  | 0 |  | 0
|  |  |  | 31.4 | 62.8 | 0 | 0 | 0 | 0 | 0 | 12.23 | 0.12502 | 0 | 62.8 | 62.8 | 1 | 0 | 0 |  | 0 |  | 0
|  |  |  | 26.48 | 52.96 | 0 | 0 | 0 | 0 | 0 | 7.48 | 0.12502 | 0 | 52.96 | 52.96 | 1 | 0 | 0 |  | 0 |  | 0
|  |  |  | 22.16 | 44.32 | 0 | 0 | 0 | 0 | 0 | 7.48 | 0.12502 | 0 | 44.32 | 44.32 | 1 | 0 | 0 |  | 0 |  | 0
|  |  |  | 16.84 | 33.68 | 0 | 0 | 0 | 0 | 0 | 7.48 | 0.12502 | 0 | 33.68 | 30.96 | 0.2 | 0 | 2.72 |  | 0 |  | 0
|  |  |  | 17.24 | 34.48 | 0 | 0 | 0 | 0 | 0 | 7.48 | 0.10709 | 2.72 | 34.48 | 34.48 | 0.91885 | 0 | 0 |  | 0 |  | 0
|  |  |  | 20.4 | 40.8 | 0 | 0 | 0 | 0 | 0 | 7.48 | 0.10709 | 0.307 | 40.8 | 40.8 | 1 | 0 | 0 |  | 0 |  | 0
|  |  |  | 22.4 | 44.8 | 0 | 0 | 0 | 0 | 0 | 7.48 | 0.10709 | 0 | 44.8 | 44.8 | 1 | 0 | 0 |  | 0 |  | 0
|  |  |  | 16 | 32 | 0 | 0 | 0 | 0 | 0 | 7.48 | 0.10709 | 0 | 32 | 32 | 1 | 0 | 0 |  | 0 |  | 0
|  |  |  | 13.12 | 26.24 | 0 | 0 | 0 | 0 | 0 | 7.48 | 0.10709 | 0 | 26.24 | 26.24 | 1 | 0 | 0 |  | 0 |  | 0
|  |  |  | 13.04 | 26.08 | 0 | 0 | 0 | 0 | 0 | 7.48 | 0.10709 | 0 | 26.08 | 26.08 | 1 | 0 | 0 |  | 0 |  | 0
|  |  |  | 15.68 | 31.36 | 0 | 0 | 0 | 0 | 0 | 7.48 | 0.10709 | 0 | 31.36 | 31.36 | 1 | 0 | 0 |  | 0 |  | 0
|  |  |  | 17.8 | 35.6 | 0 | 0 | 0 | 0 | 0 | 7.48 | 0.10709 | 0 | 35.6 | 35.6 | 1 | 0 | 0 |  | 0 |  | 0
|  |  |  | 17.96 | 35.92 | 0 | 0 | 0 | 0 | 0 | 7.48 | 0.10709 | 0 | 35.92 | 35.92 | 1 | 0 | 0 |  | 0 |  | 0
|  |  |  | 17.68 | 35.36 | 0 | 0 | 0 | 0 | 0 | 7.48 | 0.10709 | 0 | 35.36 | 35.36 | 1 | 0 | 0 |  | 0 |  | 0
|  |  |  | 24.88 | 49.76 | 0 | 0 | 0 | 0 | 0 | 7.48 | 0.10709 | 0 | 49.76 | 49.76 | 1 | 0 | 0 |  | 0 |  | 0
|  |  |  | 24.52 | 49.04 | 0 | 0 | 0 | 0 | 0 | 7.48 | 0.10709 | 0 | 49.04 | 49.04 | 1 | 0 | 0 |  | 0 |  | 0
|  |  |  | 29.08 | 58.16 | 0 | 0 | 0 | 0 | 0 | 7.48 | 0.10709 | 0 | 58.16 | 58.16 | 1 | 0 | 0 |  | 0 |  | 0
|  |  |  | 30.64 | 61.28 | 0 | 0 | 0 | 0 | 0 | 7.48 | 0.10709 | 0 | 61.28 | 61.28 | 1 | 0 | 0 |  | 0 |  | 0
|  |  |  | 31.36 | 62.72 | 0 | 0 | 0 | 0 | 0 | 7.48 | 0.12502 | 0 | 62.72 | 62.72 | 1 | 0 | 0 |  | 0 |  | 0
|  |  |  | 33.36 | 66.72 | 0 | 0 | 0 | 0 | 0 | 7.48 | 0.12502 | 0 | 66.72 | 66.72 | 1 | 0 | 0 |  | 0 |  | 0
|  |  |  | 30 | 60 | 0 | 0 | 0 | 0 | 0 | 7.48 | 0.12502 | 0 | 60 | 60 | 1 | 0 | 0 |  | 0 |  | 0
|  |  |  | 33.4 | 66.8 | 0 | 0 | 0 | 0 | 0 | 12.23 | 0.12502 | 0 | 66.8 | 66.8 | 1 | 0 | 0 |  | 0 |  | 0
|  |  |  | 36.24 | 72.48 | 0 | 0 | 0 | 0 | 0 | 12.23 | 0.12502 | 0 | 72.48 | 72.48 | 1 | 0 | 0 |  | 0 |  | 0
|  |  |  | 36.84 | 73.68 | 0 | 0 | 0 | 0 | 0 | 12.23 | 0.12502 | 0 | 73.68 | 73.68 | 1 | 0 | 0 |  | 0 |  | 0
|  |  |  | 37.08 | 74.16 | 0 | 0 | 0 | 0 | 0 | 12.23 | 0.12502 | 0 | 74.16 | 74.16 | 1 | 0 | 0 |  | 0 |  | 0
|  |  |  | 33.48 | 66.96 | 0 | 0 | 0 | 0 | 0 | 7.48 | 0.12502 | 0 | 66.96 | 66.96 | 1 | 0 | 0 |  | 0 |  | 0
|  |  |  | 28.88 | 57.76 | 0 | 0 | 0 | 0 | 0 | 7.48 | 0.12502 | 0 | 57.76 | 57.76 | 1 | 0 | 0 |  | 0 |  | 0
|  |  |  | 29.2 | 58.4 | 0 | 0 | 0 | 0 | 0 | 7.48 | 0.12502 | 0 | 58.4 | 55.68 | 0.2 | 0 | 2.72 |  | 0 |  | 0
|  |  |  | 28.16 | 56.32 | 0 | 0 | 0 | 0 | 0 | 7.48 | 0.10709 | 2.72 | 56.32 | 56.32 | 0.91885 | 0 | 0 |  | 0 |  | 0
|  |  |  | 26 | 52 | 0 | 0 | 0 | 0 | 0 | 7.48 | 0.10709 | 0.307 | 52 | 52 | 1 | 0 | 0 |  | 0 |  | 0
|  |  |  | 18.92 | 37.84 | 0 | 0 | 0 | 0 | 0 | 7.48 | 0.10709 | 0 | 37.84 | 37.84 | 1 | 0 | 0 |  | 0 |  | 0
|  |  |  | 12.56 | 25.12 | 0 | 0 | 0 | 0 | 0 | 7.48 | 0.10709 | 0 | 25.12 | 25.12 | 1 | 0 | 0 |  | 0 |  | 0
|  |  |  | 10.48 | 20.96 | 0 | 0 | 0 | 0 | 0 | 7.48 | 0.10709 | 0 | 20.96 | 20.96 | 1 | 0 | 0 |  | 0 |  | 0
|  |  |  | 10.44 | 20.88 | 0 | 0 | 0 | 0 | 0 | 7.48 | 0.10709 | 0 | 20.88 | 20.88 | 1 | 0 | 0 |  | 0 |  | 0
|  |  |  | 12.72 | 25.44 | 0 | 0 | 0 | 0 | 0 | 7.48 | 0.10709 | 0 | 25.44 | 25.44 | 1 | 0 | 0 |  | 0 |  | 0
|  |  |  | 15.36 | 30.72 | 0 | 0 | 0 | 0 | 0 | 7.48 | 0.10709 | 0 | 30.72 | 30.72 | 1 | 0 | 0 |  | 0 |  | 0
|  |  |  | 15.76 | 31.52 | 0 | 0 | 0 | 0 | 0 | 7.48 | 0.10709 | 0 | 31.52 | 31.52 | 1 | 0 | 0 |  | 0 |  | 0
|  |  |  | 18.08 | 36.16 | 0 | 0 | 0 | 0 | 0 | 7.48 | 0.10709 | 0 | 36.16 | 36.16 | 1 | 0 | 0 |  | 0 |  | 0
|  |  |  | 25.52 | 51.04 | 0 | 0 | 0 | 0 | 0 | 7.48 | 0.10709 | 0 | 51.04 | 51.04 | 1 | 0 | 0 |  | 0 |  | 0
|  |  |  | 24.76 | 49.52 | 0 | 0 | 0 | 0 | 0 | 7.48 | 0.10709 | 0 | 49.52 | 49.52 | 1 | 0 | 0 |  | 0 |  | 0
|  |  |  | 29.24 | 58.48 | 0 | 0 | 0 | 0 | 0 | 7.48 | 0.10709 | 0 | 58.48 | 58.48 | 1 | 0 | 0 |  | 0 |  | 0
|  |  |  | 33.84 | 67.68 | 0 | 0 | 0 | 0 | 0 | 7.48 | 0.10709 | 0 | 67.68 | 67.68 | 1 | 0 | 0 |  | 0 |  | 0
|  |  |  | 34.64 | 69.28 | 0 | 0 | 0 | 0 | 0 | 7.48 | 0.10709 | 0 | 69.28 | 69.28 | 1 | 0 | 0 |  | 0 |  | 0
|  |  |  | 31.84 | 63.68 | 0 | 0 | 0 | 0 | 0 | 7.48 | 0.10709 | 0 | 63.68 | 63.68 | 1 | 0 | 0 |  | 0 |  | 0
|  |  |  | 29.88 | 59.76 | 0 | 0 | 0 | 0 | 0 | 7.48 | 0.10709 | 0 | 59.76 | 59.76 | 1 | 0 | 0 |  | 0 |  | 0
|  |  |  | 28.36 | 56.72 | 0 | 0 | 0 | 0 | 0 | 7.48 | 0.10709 | 0 | 56.72 | 56.72 | 1 | 0 | 0 |  | 0 |  | 0
|  |  |  | 27.8 | 55.6 | 0 | 0 | 0 | 0 | 0 | 7.48 | 0.10709 | 0 | 55.6 | 55.6 | 1 | 0 | 0 |  | 0 |  | 0
|  |  |  | 27.6 | 55.2 | 0 | 0 | 0 | 0 | 0 | 7.48 | 0.10709 | 0 | 55.2 | 55.2 | 1 | 0 | 0 |  | 0 |  | 0
|  |  |  | 27.32 | 54.64 | 0 | 0 | 0 | 0 | 0 | 7.48 | 0.10709 | 0 | 54.64 | 54.64 | 1 | 0 | 0 |  | 0 |  | 0
|  |  |  | 27.04 | 54.08 | 0 | 0 | 0 | 0 | 0 | 7.48 | 0.10709 | 0 | 54.08 | 54.08 | 1 | 0 | 0 |  | 0 |  | 0
|  |  |  | 28.12 | 56.24 | 0 | 0 | 0 | 0 | 0 | 7.48 | 0.10709 | 0 | 56.24 | 56.24 | 1 | 0 | 0 |  | 0 |  | 0
|  |  |  | 27.48 | 54.96 | 0 | 0 | 0 | 0 | 0 | 7.48 | 0.10709 | 0 | 54.96 | 54.96 | 1 | 0 | 0 |  | 0 |  | 0
|  |  |  | 25.52 | 51.04 | 0 | 0 | 0 | 0 | 0 | 7.48 | 0.10709 | 0 | 51.04 | 51.04 | 1 | 0 | 0 |  | 0 |  | 0
|  |  |  | 24.96 | 49.92 | 0 | 0 | 0 | 0 | 0 | 7.48 | 0.10709 | 0 | 49.92 | 49.92 | 1 | 0 | 0 |  | 0 |  | 0
|  |  |  | 17.44 | 34.88 | 0 | 0 | 0 | 0 | 0 | 7.48 | 0.10709 | 0 | 34.88 | 34.88 | 1 | 0 | 0 |  | 0 |  | 0
|  |  |  | 12.24 | 24.48 | 0 | 0 | 0 | 0 | 0 | 7.48 | 0.10709 | 0 | 24.48 | 24.48 | 1 | 0 | 0 |  | 0 |  | 0
|  |  |  | 10.6 | 21.2 | 0 | 0 | 0 | 0 | 0 | 7.48 | 0.10709 | 0 | 21.2 | 21.2 | 1 | 0 | 0 |  | 0 |  | 0
|  |  |  | 9.84 | 19.68 | 0 | 0 | 0 | 0 | 0 | 7.48 | 0.10709 | 0 | 19.68 | 19.68 | 1 | 0 | 0 |  | 0 |  | 0
|  |  |  | 11.48 | 22.96 | 0 | 0 | 0 | 0 | 0 | 7.48 | 0.10709 | 0 | 22.96 | 22.96 | 1 | 0 | 0 |  | 0 |  | 0
|  |  |  | 14.4 | 28.8 | 0 | 0 | 0 | 0 | 0 | 7.48 | 0.10709 | 0 | 28.8 | 28.8 | 1 | 0 | 0 |  | 0 |  | 0
|  |  |  | 15.76 | 31.52 | 0 | 0 | 0 | 0 | 0 | 7.48 | 0.10709 | 0 | 31.52 | 31.52 | 1 | 0 | 0 |  | 0 |  | 0
|  |  |  | 16.52 | 33.04 | 0 | 0 | 0 | 0 | 0 | 7.48 | 0.10709 | 0 | 33.04 | 33.04 | 1 | 0 | 0 |  | 0 |  | 0
|  |  |  | 22.6 | 45.2 | 0 | 0 | 0 | 0 | 0 | 7.48 | 0.10709 | 0 | 45.2 | 45.2 | 1 | 0 | 0 |  | 0 |  | 0
|  |  |  | 25.6 | 51.2 | 0 | 0 | 0 | 0 | 0 | 7.48 | 0.10709 | 0 | 51.2 | 51.2 | 1 | 0 | 0 |  | 0 |  | 0
|  |  |  | 26.2 | 52.4 | 0 | 0 | 0 | 0 | 0 | 7.48 | 0.10709 | 0 | 52.4 | 52.4 | 1 | 0 | 0 |  | 0 |  | 0
|  |  |  | 28.52 | 57.04 | 0 | 0 | 0 | 0 | 0 | 7.48 | 0.10709 | 0 | 57.04 | 57.04 | 1 | 0 | 0 |  | 0 |  | 0
|  |  |  | 33.28 | 66.56 | 0 | 0 | 0 | 0 | 0 | 7.48 | 0.10709 | 0 | 66.56 | 66.56 | 1 | 0 | 0 |  | 0 |  | 0
|  |  |  | 32.4 | 64.8 | 0 | 0 | 0 | 0 | 0 | 7.48 | 0.10709 | 0 | 64.8 | 64.8 | 1 | 0 | 0 |  | 0 |  | 0
|  |  |  | 30.16 | 60.32 | 0 | 0 | 0 | 0 | 0 | 7.48 | 0.10709 | 0 | 60.32 | 60.32 | 1 | 0 | 0 |  | 0 |  | 0
|  |  |  | 28.88 | 57.76 | 0 | 0 | 0 | 0 | 0 | 7.48 | 0.10709 | 0 | 57.76 | 57.76 | 1 | 0 | 0 |  | 0 |  | 0
|  |  |  | 30.16 | 60.32 | 0 | 0 | 0 | 0 | 0 | 7.48 | 0.10709 | 0 | 60.32 | 60.32 | 1 | 0 | 0 |  | 0 |  | 0
|  |  |  | 27.24 | 54.48 | 0 | 0 | 0 | 0 | 0 | 7.48 | 0.10709 | 0 | 54.48 | 54.48 | 1 | 0 | 0 |  | 0 |  | 0
|  |  |  | 29.08 | 58.16 | 0 | 0 | 0 | 0 | 0 | 7.48 | 0.10709 | 0 | 58.16 | 58.16 | 1 | 0 | 0 |  | 0 |  | 0
|  |  |  | 31 | 62 | 0 | 0 | 0 | 0 | 0 | 7.48 | 0.10709 | 0 | 62 | 62 | 1 | 0 | 0 |  | 0 |  | 0
|  |  |  | 30.44 | 60.88 | 0 | 0 | 0 | 0 | 0 | 7.48 | 0.10709 | 0 | 60.88 | 60.88 | 1 | 0 | 0 |  | 0 |  | 0
|  |  |  | 27.44 | 54.88 | 0 | 0 | 0 | 0 | 0 | 7.48 | 0.10709 | 0 | 54.88 | 54.88 | 1 | 0 | 0 |  | 0 |  | 0
|  |  |  | 26.32 | 52.64 | 0 | 0 | 0 | 0 | 0 | 7.48 | 0.10709 | 0 | 52.64 | 52.64 | 1 | 0 | 0 |  | 0 |  | 0
|  |  |  | 25.96 | 51.92 | 0 | 0 | 0 | 0 | 0 | 7.48 | 0.10709 | 0 | 51.92 | 51.92 | 1 | 0 | 0 |  | 0 |  | 0
|  |  |  | 22.76 | 45.52 | 0 | 0 | 0 | 0 | 0 | 7.48 | 0.10709 | 0 | 45.52 | 45.52 | 1 | 0 | 0 |  | 0 |  | 0
|  |  |  | 16.88 | 33.76 | 0 | 0 | 0 | 0 | 0 | 7.48 | 0.10709 | 0 | 33.76 | 33.76 | 1 | 0 | 0 |  | 0 |  | 0
|  |  |  | 15.32 | 30.64 | 0 | 0 | 0 | 0 | 0 | 7.48 | 0.10709 | 0 | 30.64 | 30.64 | 1 | 0 | 0 |  | 0 |  | 0
|  |  |  | 14.28 | 28.56 | 0 | 0 | 0 | 0 | 0 | 7.48 | 0.10709 | 0 | 28.56 | 28.56 | 1 | 0 | 0 |  | 0 |  | 0
|  |  |  | 14 | 28 | 0 | 0 | 0 | 0 | 0 | 7.48 | 0.10709 | 0 | 28 | 28 | 1 | 0 | 0 |  | 0 |  | 0
|  |  |  | 18.28 | 36.56 | 0 | 0 | 0 | 0 | 0 | 7.48 | 0.10709 | 0 | 36.56 | 36.56 | 1 | 0 | 0 |  | 0 |  | 0
|  |  |  | 18.32 | 36.64 | 0 | 0 | 0 | 0 | 0 | 7.48 | 0.10709 | 0 | 36.64 | 36.64 | 1 | 0 | 0 |  | 0 |  | 0
|  |  |  | 15.88 | 31.76 | 0 | 0 | 0 | 0 | 0 | 7.48 | 0.10709 | 0 | 31.76 | 31.76 | 1 | 0 | 0 |  | 0 |  | 0
|  |  |  | 23.16 | 46.32 | 0 | 0 | 0 | 0 | 0 | 7.48 | 0.10709 | 0 | 46.32 | 46.32 | 1 | 0 | 0 |  | 0 |  | 0
|  |  |  | 25.68 | 51.36 | 0 | 0 | 0 | 0 | 0 | 7.48 | 0.10709 | 0 | 51.36 | 51.36 | 1 | 0 | 0 |  | 0 |  | 0
|  |  |  | 29.28 | 58.56 | 0 | 0 | 0 | 0 | 0 | 7.48 | 0.10709 | 0 | 58.56 | 58.56 | 1 | 0 | 0 |  | 0 |  | 0
|  |  |  | 27.84 | 55.68 | 0 | 0 | 0 | 0 | 0 | 7.48 | 0.10709 | 0 | 55.68 | 55.68 | 1 | 0 | 0 |  | 0 |  | 0
|  |  |  | 30.72 | 61.44 | 0 | 0 | 0 | 0 | 0 | 7.48 | 0.12502 | 0 | 61.44 | 61.44 | 1 | 0 | 0 |  | 0 |  | 0
|  |  |  | 31.44 | 62.88 | 0 | 0 | 0 | 0 | 0 | 7.48 | 0.12502 | 0 | 62.88 | 62.88 | 1 | 0 | 0 |  | 0 |  | 0
|  |  |  | 28.36 | 56.72 | 0 | 0 | 0 | 0 | 0 | 7.48 | 0.12502 | 0 | 56.72 | 56.72 | 1 | 0 | 0 |  | 0 |  | 0
|  |  |  | 26.4 | 52.8 | 0 | 0 | 0 | 0 | 0 | 12.23 | 0.12502 | 0 | 52.8 | 52.8 | 1 | 0 | 0 |  | 0 |  | 0
|  |  |  | 25.72 | 51.44 | 0 | 0 | 0 | 0 | 0 | 12.23 | 0.12502 | 0 | 51.44 | 51.44 | 1 | 0 | 0 |  | 0 |  | 0
|  |  |  | 26.56 | 53.12 | 0 | 0 | 0 | 0 | 0 | 12.23 | 0.12502 | 0 | 53.12 | 53.12 | 1 | 0 | 0 |  | 0 |  | 0
|  |  |  | 26.4 | 52.8 | 0 | 0 | 0 | 0 | 0 | 12.23 | 0.12502 | 0 | 52.8 | 52.8 | 1 | 0 | 0 |  | 0 |  | 0
|  |  |  | 26.96 | 53.92 | 0 | 0 | 0 | 0 | 0 | 7.48 | 0.12502 | 0 | 53.92 | 53.92 | 1 | 0 | 0 |  | 0 |  | 0
|  |  |  | 27.96 | 55.92 | 0 | 0 | 0 | 0 | 0 | 7.48 | 0.12502 | 0 | 55.92 | 55.92 | 1 | 0 | 0 |  | 0 |  | 0
|  |  |  | 28.2 | 56.4 | 0 | 0 | 0 | 0 | 0 | 7.48 | 0.12502 | 0 | 56.4 | 53.68 | 0.2 | 0 | 2.72 |  | 0 |  | 0
|  |  |  | 27.36 | 54.72 | 0 | 0 | 0 | 0 | 0 | 7.48 | 0.10709 | 2.72 | 54.72 | 54.72 | 0.91885 | 0 | 0 |  | 0 |  | 0
|  |  |  | 27.4 | 54.8 | 0 | 0 | 0 | 0 | 0 | 7.48 | 0.10709 | 0.307 | 54.8 | 54.8 | 1 | 0 | 0 |  | 0 |  | 0
|  |  |  | 24.92 | 49.84 | 0 | 0 | 0 | 0 | 0 | 7.48 | 0.10709 | 0 | 49.84 | 49.84 | 1 | 0 | 0 |  | 0 |  | 0
|  |  |  | 17.4 | 34.8 | 0 | 0 | 0 | 0 | 0 | 7.48 | 0.10709 | 0 | 34.8 | 34.8 | 1 | 0 | 0 |  | 0 |  | 0
|  |  |  | 15.52 | 31.04 | 0 | 0 | 0 | 0 | 0 | 7.48 | 0.10709 | 0 | 31.04 | 31.04 | 1 | 0 | 0 |  | 0 |  | 0
|  |  |  | 15 | 30 | 0 | 0 | 0 | 0 | 0 | 7.48 | 0.10709 | 0 | 30 | 30 | 1 | 0 | 0 |  | 0 |  | 0
|  |  |  | 15.36 | 30.72 | 0 | 0 | 0 | 0 | 0 | 7.48 | 0.10709 | 0 | 30.72 | 30.72 | 1 | 0 | 0 |  | 0 |  | 0
|  |  |  | 18.48 | 36.96 | 0 | 0 | 0 | 0 | 0 | 7.48 | 0.10709 | 0 | 36.96 | 36.96 | 1 | 0 | 0 |  | 0 |  | 0
|  |  |  | 16.28 | 32.56 | 0 | 0 | 0 | 0 | 0 | 7.48 | 0.10709 | 0 | 32.56 | 32.56 | 1 | 0 | 0 |  | 0 |  | 0
|  |  |  | 16.36 | 32.72 | 0 | 0 | 0 | 0 | 0 | 7.48 | 0.10709 | 0 | 32.72 | 32.72 | 1 | 0 | 0 |  | 0 |  | 0
|  |  |  | 24.2 | 48.4 | 0 | 0 | 0 | 0 | 0 | 7.48 | 0.10709 | 0 | 48.4 | 48.4 | 1 | 0 | 0 |  | 0 |  | 0
|  |  |  | 27.8 | 55.6 | 0 | 0 | 0 | 0 | 0 | 7.48 | 0.10709 | 0 | 55.6 | 55.6 | 1 | 0 | 0 |  | 0 |  | 0
|  |  |  | 30.36 | 60.72 | 0 | 0 | 0 | 0 | 0 | 7.48 | 0.10709 | 0 | 60.72 | 60.72 | 1 | 0 | 0 |  | 0 |  | 0
|  |  |  | 33.72 | 67.44 | 0 | 0 | 0 | 0 | 0 | 7.48 | 0.10709 | 0 | 67.44 | 67.44 | 1 | 0 | 0 |  | 0 |  | 0
|  |  |  | 31.72 | 63.44 | 0 | 0 | 0 | 0 | 0 | 7.48 | 0.12502 | 0 | 63.44 | 63.44 | 1 | 0 | 0 |  | 0 |  | 0
|  |  |  | 30.8 | 61.6 | 0 | 0 | 0 | 0 | 0 | 7.48 | 0.12502 | 0 | 61.6 | 61.6 | 1 | 0 | 0 |  | 0 |  | 0
|  |  |  | 30.24 | 60.48 | 0 | 0 | 0 | 0 | 0 | 7.48 | 0.12502 | 0 | 60.48 | 60.48 | 1 | 0 | 0 |  | 0 |  | 0
|  |  |  | 27.28 | 54.56 | 0 | 0 | 0 | 0 | 0 | 12.23 | 0.12502 | 0 | 54.56 | 54.56 | 1 | 0 | 0 |  | 0 |  | 0
|  |  |  | 26.84 | 53.68 | 0 | 0 | 0 | 0 | 0 | 12.23 | 0.12502 | 0 | 53.68 | 53.68 | 1 | 0 | 0 |  | 0 |  | 0
|  |  |  | 26.84 | 53.68 | 0 | 0 | 0 | 0 | 0 | 12.23 | 0.12502 | 0 | 53.68 | 53.68 | 1 | 0 | 0 |  | 0 |  | 0
|  |  |  | 25.68 | 51.36 | 0 | 0 | 0 | 0 | 0 | 12.23 | 0.12502 | 0 | 51.36 | 51.36 | 1 | 0 | 0 |  | 0 |  | 0
|  |  |  | 25.72 | 51.44 | 0 | 0 | 0 | 0 | 0 | 7.48 | 0.12502 | 0 | 51.44 | 51.44 | 1 | 0 | 0 |  | 0 |  | 0
|  |  |  | 28.68 | 57.36 | 0 | 0 | 0 | 0 | 0 | 7.48 | 0.12502 | 0 | 57.36 | 57.36 | 1 | 0 | 0 |  | 0 |  | 0
|  |  |  | 24.96 | 49.92 | 0 | 0 | 0 | 0 | 0 | 7.48 | 0.12502 | 0 | 49.92 | 47.2 | 0.2 | 0 | 2.72 |  | 0 |  | 0
|  |  |  | 22.16 | 44.32 | 0 | 0 | 0 | 0 | 0 | 7.48 | 0.10709 | 2.72 | 44.32 | 44.32 | 0.91885 | 0 | 0 |  | 0 |  | 0
|  |  |  | 20.92 | 41.84 | 0 | 0 | 0 | 0 | 0 | 7.48 | 0.10709 | 0.307 | 41.84 | 41.84 | 1 | 0 | 0 |  | 0 |  | 0
|  |  |  | 19.16 | 38.32 | 0 | 0 | 0 | 0 | 0 | 7.48 | 0.10709 | 0 | 38.32 | 38.32 | 1 | 0 | 0 |  | 0 |  | 0
|  |  |  | 13.04 | 26.08 | 0 | 0 | 0 | 0 | 0 | 7.48 | 0.10709 | 0 | 26.08 | 26.08 | 1 | 0 | 0 |  | 0 |  | 0
|  |  |  | 12.84 | 25.68 | 0 | 0 | 0 | 0 | 0 | 7.48 | 0.10709 | 0 | 25.68 | 25.68 | 1 | 0 | 0 |  | 0 |  | 0
|  |  |  | 15.24 | 30.48 | 0 | 0 | 0 | 0 | 0 | 7.48 | 0.10709 | 0 | 30.48 | 30.48 | 1 | 0 | 0 |  | 0 |  | 0
|  |  |  | 13.6 | 27.2 | 0 | 0 | 0 | 0 | 0 | 7.48 | 0.10709 | 0 | 27.2 | 27.2 | 1 | 0 | 0 |  | 0 |  | 0
|  |  |  | 13.84 | 27.68 | 0 | 0 | 0 | 0 | 0 | 7.48 | 0.10709 | 0 | 27.68 | 27.68 | 1 | 0 | 0 |  | 0 |  | 0
|  |  |  | 15.04 | 30.08 | 0 | 0 | 0 | 0 | 0 | 7.48 | 0.10709 | 0 | 30.08 | 30.08 | 1 | 0 | 0 |  | 0 |  | 0
|  |  |  | 16.08 | 32.16 | 0 | 0 | 0 | 0 | 0 | 7.48 | 0.10709 | 0 | 32.16 | 32.16 | 1 | 0 | 0 |  | 0 |  | 0
|  |  |  | 17.52 | 35.04 | 0 | 0 | 0 | 0 | 0 | 7.48 | 0.10709 | 0 | 35.04 | 35.04 | 1 | 0 | 0 |  | 0 |  | 0
|  |  |  | 18.44 | 36.88 | 0 | 0 | 0 | 0 | 0 | 7.48 | 0.10709 | 0 | 36.88 | 36.88 | 1 | 0 | 0 |  | 0 |  | 0
|  |  |  | 20.04 | 40.08 | 0 | 0 | 0 | 0 | 0 | 7.48 | 0.10709 | 0 | 40.08 | 40.08 | 1 | 0 | 0 |  | 0 |  | 0
|  |  |  | 21.32 | 42.64 | 0 | 0 | 0 | 0 | 0 | 7.48 | 0.10709 | 0 | 42.64 | 42.64 | 1 | 0 | 0 |  | 0 |  | 0
|  |  |  | 21.24 | 42.48 | 0 | 0 | 0 | 0 | 0 | 7.48 | 0.12502 | 0 | 42.48 | 42.48 | 1 | 0 | 0 |  | 0 |  | 0
|  |  |  | 21.68 | 43.36 | 0 | 0 | 0 | 0 | 0 | 7.48 | 0.12502 | 0 | 43.36 | 43.36 | 1 | 0 | 0 |  | 0 |  | 0
|  |  |  | 22.08 | 44.16 | 0 | 0 | 0 | 0 | 0 | 7.48 | 0.12502 | 0 | 44.16 | 44.16 | 1 | 0 | 0 |  | 0 |  | 0
|  |  |  | 27 | 54 | 0 | 0 | 0 | 0 | 0 | 12.23 | 0.12502 | 0 | 54 | 54 | 1 | 0 | 0 |  | 0 |  | 0
|  |  |  | 27.44 | 54.88 | 0 | 0 | 0 | 0 | 0 | 12.23 | 0.12502 | 0 | 54.88 | 54.88 | 1 | 0 | 0 |  | 0 |  | 0
|  |  |  | 28.32 | 56.64 | 0 | 0 | 0 | 0 | 0 | 12.23 | 0.12502 | 0 | 56.64 | 56.64 | 1 | 0 | 0 |  | 0 |  | 0
|  |  |  | 28.24 | 56.48 | 0 | 0 | 0 | 0 | 0 | 12.23 | 0.12502 | 0 | 56.48 | 56.48 | 1 | 0 | 0 |  | 0 |  | 0
|  |  |  | 27.96 | 55.92 | 0 | 0 | 0 | 0 | 0 | 7.48 | 0.12502 | 0 | 55.92 | 55.92 | 1 | 0 | 0 |  | 0 |  | 0
|  |  |  | 28.72 | 57.44 | 0 | 0 | 0 | 0 | 0 | 7.48 | 0.12502 | 0 | 57.44 | 57.44 | 1 | 0 | 0 |  | 0 |  | 0
|  |  |  | 29.2 | 58.4 | 0 | 0 | 0 | 0 | 0 | 7.48 | 0.12502 | 0 | 58.4 | 55.68 | 0.2 | 0 | 2.72 |  | 0 |  | 0
|  |  |  | 24.48 | 48.96 | 0 | 0 | 0 | 0 | 0 | 7.48 | 0.10709 | 2.72 | 48.96 | 48.96 | 0.91885 | 0 | 0 |  | 0 |  | 0
|  |  |  | 18.84 | 37.68 | 0 | 0 | 0 | 0 | 0 | 7.48 | 0.10709 | 0.307 | 37.68 | 37.68 | 1 | 0 | 0 |  | 0 |  | 0
|  |  |  | 17.64 | 35.28 | 0 | 0 | 0 | 0 | 0 | 7.48 | 0.10709 | 0 | 35.28 | 35.28 | 1 | 0 | 0 |  | 0 |  | 0
|  |  |  | 12.28 | 24.56 | 0 | 0 | 0 | 0 | 0 | 7.48 | 0.10709 | 0 | 24.56 | 24.56 | 1 | 0 | 0 |  | 0 |  | 0
|  |  |  | 12.92 | 25.84 | 0 | 0 | 0 | 0 | 0 | 7.48 | 0.10709 | 0 | 25.84 | 25.84 | 1 | 0 | 0 |  | 0 |  | 0
|  |  |  | 15.2 | 30.4 | 0 | 0 | 0 | 0 | 0 | 7.48 | 0.10709 | 0 | 30.4 | 30.4 | 1 | 0 | 0 |  | 0 |  | 0
|  |  |  | 14 | 28 | 0 | 0 | 0 | 0 | 0 | 7.48 | 0.10709 | 0 | 28 | 28 | 1 | 0 | 0 |  | 0 |  | 0
|  |  |  | 15.84 | 31.68 | 0 | 0 | 0 | 0 | 0 | 7.48 | 0.10709 | 0 | 31.68 | 31.68 | 1 | 0 | 0 |  | 0 |  | 0
|  |  |  | 15.84 | 31.68 | 0 | 0 | 0 | 0 | 0 | 7.48 | 0.10709 | 0 | 31.68 | 31.68 | 1 | 0 | 0 |  | 0 |  | 0
|  |  |  | 16.32 | 32.64 | 0 | 0 | 0 | 0 | 0 | 7.48 | 0.10709 | 0 | 32.64 | 32.64 | 1 | 0 | 0 |  | 0 |  | 0
|  |  |  | 16.52 | 33.04 | 0 | 0 | 0 | 0 | 0 | 7.48 | 0.10709 | 0 | 33.04 | 33.04 | 1 | 0 | 0 |  | 0 |  | 0
|  |  |  | 18.2 | 36.4 | 0 | 0 | 0 | 0 | 0 | 7.48 | 0.10709 | 0 | 36.4 | 36.4 | 1 | 0 | 0 |  | 0 |  | 0
|  |  |  | 23.92 | 47.84 | 0 | 0 | 0 | 0 | 0 | 7.48 | 0.10709 | 0 | 47.84 | 47.84 | 1 | 0 | 0 |  | 0 |  | 0
|  |  |  | 24.44 | 48.88 | 0 | 0 | 0 | 0 | 0 | 7.48 | 0.10709 | 0 | 48.88 | 48.88 | 1 | 0 | 0 |  | 0 |  | 0
|  |  |  | 24.84 | 49.68 | 0 | 0 | 0 | 0 | 0 | 7.48 | 0.12502 | 0 | 49.68 | 49.68 | 1 | 0 | 0 |  | 0 |  | 0
|  |  |  | 24.84 | 49.68 | 0 | 0 | 0 | 0 | 0 | 7.48 | 0.12502 | 0 | 49.68 | 49.68 | 1 | 0 | 0 |  | 0 |  | 0
|  |  |  | 24.36 | 48.72 | 0 | 0 | 0 | 0 | 0 | 7.48 | 0.12502 | 0 | 48.72 | 48.72 | 1 | 0 | 0 |  | 0 |  | 0
|  |  |  | 25.2 | 50.4 | 0 | 0 | 0 | 0 | 0 | 12.23 | 0.12502 | 0 | 50.4 | 50.4 | 1 | 0 | 0 |  | 0 |  | 0
|  |  |  | 26.36 | 52.72 | 0 | 0 | 0 | 0 | 0 | 12.23 | 0.12502 | 0 | 52.72 | 52.72 | 1 | 0 | 0 |  | 0 |  | 0
|  |  |  | 26.76 | 53.52 | 0 | 0 | 0 | 0 | 0 | 12.23 | 0.12502 | 0 | 53.52 | 53.52 | 1 | 0 | 0 |  | 0 |  | 0
|  |  |  | 25.08 | 50.16 | 0 | 0 | 0 | 0 | 0 | 12.23 | 0.12502 | 0 | 50.16 | 50.16 | 1 | 0 | 0 |  | 0 |  | 0
|  |  |  | 24.28 | 48.56 | 0 | 0 | 0 | 0 | 0 | 7.48 | 0.12502 | 0 | 48.56 | 48.56 | 1 | 0 | 0 |  | 0 |  | 0
|  |  |  | 23.04 | 46.08 | 0 | 0 | 0 | 0 | 0 | 7.48 | 0.12502 | 0 | 46.08 | 46.08 | 1 | 0 | 0 |  | 0 |  | 0
|  |  |  | 19.6 | 39.2 | 0 | 0 | 0 | 0 | 0 | 7.48 | 0.12502 | 0 | 39.2 | 36.48 | 0.2 | 0 | 2.72 |  | 0 |  | 0
|  |  |  | 17.08 | 34.16 | 0 | 0 | 0 | 0 | 0 | 7.48 | 0.10709 | 2.72 | 34.16 | 34.16 | 0.91885 | 0 | 0 |  | 0 |  | 0
|  |  |  | 20.32 | 40.64 | 0 | 0 | 0 | 0 | 0 | 7.48 | 0.10709 | 0.307 | 40.64 | 40.64 | 1 | 0 | 0 |  | 0 |  | 0
|  |  |  | 19.72 | 39.44 | 0 | 0 | 0 | 0 | 0 | 7.48 | 0.10709 | 0 | 39.44 | 39.44 | 1 | 0 | 0 |  | 0 |  | 0
|  |  |  | 12.96 | 25.92 | 0 | 0 | 0 | 0 | 0 | 7.48 | 0.10709 | 0 | 25.92 | 25.92 | 1 | 0 | 0 |  | 0 |  | 0
|  |  |  | 10.84 | 21.68 | 0 | 0 | 0 | 0 | 0 | 7.48 | 0.10709 | 0 | 21.68 | 21.68 | 1 | 0 | 0 |  | 0 |  | 0
|  |  |  | 11.32 | 22.64 | 0 | 0 | 0 | 0 | 0 | 7.48 | 0.10709 | 0 | 22.64 | 22.64 | 1 | 0 | 0 |  | 0 |  | 0
|  |  |  | 13.2 | 26.4 | 0 | 0 | 0 | 0 | 0 | 7.48 | 0.10709 | 0 | 26.4 | 26.4 | 1 | 0 | 0 |  | 0 |  | 0
|  |  |  | 16.08 | 32.16 | 0 | 0 | 0 | 0 | 0 | 7.48 | 0.10709 | 0 | 32.16 | 32.16 | 1 | 0 | 0 |  | 0 |  | 0
|  |  |  | 16.04 | 32.08 | 0 | 0 | 0 | 0 | 0 | 7.48 | 0.10709 | 0 | 32.08 | 32.08 | 1 | 0 | 0 |  | 0 |  | 0
|  |  |  | 18.52 | 37.04 | 0 | 0 | 0 | 0 | 0 | 7.48 | 0.10709 | 0 | 37.04 | 37.04 | 1 | 0 | 0 |  | 0 |  | 0
|  |  |  | 23.76 | 47.52 | 0 | 0 | 0 | 0 | 0 | 7.48 | 0.10709 | 0 | 47.52 | 47.52 | 1 | 0 | 0 |  | 0 |  | 0
|  |  |  | 24.24 | 48.48 | 0 | 0 | 0 | 0 | 0 | 7.48 | 0.10709 | 0 | 48.48 | 48.48 | 1 | 0 | 0 |  | 0 |  | 0
|  |  |  | 28 | 56 | 0 | 0 | 0 | 0 | 0 | 7.48 | 0.10709 | 0 | 56 | 56 | 1 | 0 | 0 |  | 0 |  | 0
|  |  |  | 28.4 | 56.8 | 0 | 0 | 0 | 0 | 0 | 7.48 | 0.10709 | 0 | 56.8 | 56.8 | 1 | 0 | 0 |  | 0 |  | 0
|  |  |  | 32.4 | 64.8 | 0 | 0 | 0 | 0 | 0 | 7.48 | 0.12502 | 0 | 64.8 | 64.8 | 1 | 0 | 0 |  | 0 |  | 0
|  |  |  | 33.92 | 67.84 | 0 | 0 | 0 | 0 | 0 | 7.48 | 0.12502 | 0 | 67.84 | 67.84 | 1 | 0 | 0 |  | 0 |  | 0
|  |  |  | 30.44 | 60.88 | 0 | 0 | 0 | 0 | 0 | 7.48 | 0.12502 | 0 | 60.88 | 60.88 | 1 | 0 | 0 |  | 0 |  | 0
|  |  |  | 31.32 | 62.64 | 0 | 0 | 0 | 0 | 0 | 12.23 | 0.12502 | 0 | 62.64 | 62.64 | 1 | 0 | 0 |  | 0 |  | 0
|  |  |  | 35.92 | 71.84 | 0 | 0 | 0 | 0 | 0 | 12.23 | 0.12502 | 0 | 71.84 | 71.84 | 1 | 0 | 0 |  | 0 |  | 0
|  |  |  | 37.6 | 75.2 | 0 | 0 | 0 | 0 | 0 | 12.23 | 0.12502 | 0 | 75.2 | 75.2 | 1 | 0 | 0 |  | 0 |  | 0
|  |  |  | 36 | 72 | 0 | 0 | 0 | 0 | 0 | 12.23 | 0.12502 | 0 | 72 | 72 | 1 | 0 | 0 |  | 0 |  | 0
|  |  |  | 37.52 | 75.04 | 0 | 0 | 0 | 0 | 0 | 7.48 | 0.12502 | 0 | 75.04 | 75.04 | 1 | 0 | 0 |  | 0 |  | 0
|  |  |  | 31.68 | 63.36 | 0 | 0 | 0 | 0 | 0 | 7.48 | 0.12502 | 0 | 63.36 | 63.36 | 1 | 0 | 0 |  | 0 |  | 0
|  |  |  | 29.24 | 58.48 | 0 | 0 | 0 | 0 | 0 | 7.48 | 0.12502 | 0 | 58.48 | 55.76 | 0.2 | 0 | 2.72 |  | 0 |  | 0
|  |  |  | 28.28 | 56.56 | 0 | 0 | 0 | 0 | 0 | 7.48 | 0.10709 | 2.72 | 56.56 | 56.56 | 0.91885 | 0 | 0 |  | 0 |  | 0
|  |  |  | 26.84 | 53.68 | 0 | 0 | 0 | 0 | 0 | 7.48 | 0.10709 | 0.307 | 53.68 | 53.68 | 1 | 0 | 0 |  | 0 |  | 0
|  |  |  | 19.2 | 38.4 | 0 | 0 | 0 | 0 | 0 | 7.48 | 0.10709 | 0 | 38.4 | 38.4 | 1 | 0 | 0 |  | 0 |  | 0
|  |  |  | 12.88 | 25.76 | 0 | 0 | 0 | 0 | 0 | 7.48 | 0.10709 | 0 | 25.76 | 25.76 | 1 | 0 | 0 |  | 0 |  | 0
|  |  |  | 10.6 | 21.2 | 0 | 0 | 0 | 0 | 0 | 7.48 | 0.10709 | 0 | 21.2 | 21.2 | 1 | 0 | 0 |  | 0 |  | 0
|  |  |  | 10.64 | 21.28 | 0 | 0 | 0 | 0 | 0 | 7.48 | 0.10709 | 0 | 21.28 | 21.28 | 1 | 0 | 0 |  | 0 |  | 0
|  |  |  | 12.16 | 24.32 | 0 | 0 | 0 | 0 | 0 | 7.48 | 0.10709 | 0 | 24.32 | 24.32 | 1 | 0 | 0 |  | 0 |  | 0
|  |  |  | 15.48 | 30.96 | 0 | 0 | 0 | 0 | 0 | 7.48 | 0.10709 | 0 | 30.96 | 30.96 | 1 | 0 | 0 |  | 0 |  | 0
|  |  |  | 17.08 | 34.16 | 0 | 0 | 0 | 0 | 0 | 7.48 | 0.10709 | 0 | 34.16 | 34.16 | 1 | 0 | 0 |  | 0 |  | 0
|  |  |  | 19.84 | 39.68 | 0 | 0 | 0 | 0 | 0 | 7.48 | 0.10709 | 0 | 39.68 | 39.68 | 1 | 0 | 0 |  | 0 |  | 0
|  |  |  | 26.72 | 53.44 | 0 | 0 | 0 | 0 | 0 | 7.48 | 0.10709 | 0 | 53.44 | 53.44 | 1 | 0 | 0 |  | 0 |  | 0
|  |  |  | 27.12 | 54.24 | 0 | 0 | 0 | 0 | 0 | 7.48 | 0.10709 | 0 | 54.24 | 54.24 | 1 | 0 | 0 |  | 0 |  | 0
|  |  |  | 29.68 | 59.36 | 0 | 0 | 0 | 0 | 0 | 7.48 | 0.10709 | 0 | 59.36 | 59.36 | 1 | 0 | 0 |  | 0 |  | 0
|  |  |  | 30.24 | 60.48 | 0 | 0 | 0 | 0 | 0 | 7.48 | 0.10709 | 0 | 60.48 | 60.48 | 1 | 0 | 0 |  | 0 |  | 0
|  |  |  | 31.12 | 62.24 | 0 | 0 | 0 | 0 | 0 | 7.48 | 0.10709 | 0 | 62.24 | 62.24 | 1 | 0 | 0 |  | 0 |  | 0
|  |  |  | 31.68 | 63.36 | 0 | 0 | 0 | 0 | 0 | 7.48 | 0.10709 | 0 | 63.36 | 63.36 | 1 | 0 | 0 |  | 0 |  | 0
|  |  |  | 34.44 | 68.88 | 0 | 0 | 0 | 0 | 0 | 7.48 | 0.10709 | 0 | 68.88 | 68.88 | 1 | 0 | 0 |  | 0 |  | 0
|  |  |  | 35.32 | 70.64 | 0 | 0 | 0 | 0 | 0 | 7.48 | 0.10709 | 0 | 70.64 | 70.64 | 1 | 0 | 0 |  | 0 |  | 0
|  |  |  | 36.88 | 73.76 | 0 | 0 | 0 | 0 | 0 | 7.48 | 0.10709 | 0 | 73.76 | 73.76 | 1 | 0 | 0 |  | 0 |  | 0
|  |  |  | 34.92 | 69.84 | 0 | 0 | 0 | 0 | 0 | 7.48 | 0.10709 | 0 | 69.84 | 69.84 | 1 | 0 | 0 |  | 0 |  | 0
|  |  |  | 33.96 | 67.92 | 0 | 0 | 0 | 0 | 0 | 7.48 | 0.10709 | 0 | 67.92 | 67.92 | 1 | 0 | 0 |  | 0 |  | 0
|  |  |  | 35.32 | 70.64 | 0 | 0 | 0 | 0 | 0 | 7.48 | 0.10709 | 0 | 70.64 | 70.64 | 1 | 0 | 0 |  | 0 |  | 0
|  |  |  | 30.36 | 60.72 | 0 | 0 | 0 | 0 | 0 | 7.48 | 0.10709 | 0 | 60.72 | 60.72 | 1 | 0 | 0 |  | 0 |  | 0
|  |  |  | 27.88 | 55.76 | 0 | 0 | 0 | 0 | 0 | 7.48 | 0.10709 | 0 | 55.76 | 55.76 | 1 | 0 | 0 |  | 0 |  | 0
|  |  |  | 23.92 | 47.84 | 0 | 0 | 0 | 0 | 0 | 7.48 | 0.10709 | 0 | 47.84 | 47.84 | 1 | 0 | 0 |  | 0 |  | 0
|  |  |  | 25 | 50 | 0 | 0 | 0 | 0 | 0 | 7.48 | 0.10709 | 0 | 50 | 50 | 1 | 0 | 0 |  | 0 |  | 0
|  |  |  | 22.68 | 45.36 | 0 | 0 | 0 | 0 | 0 | 7.48 | 0.10709 | 0 | 45.36 | 45.36 | 1 | 0 | 0 |  | 0 |  | 0
|  |  |  | 17.44 | 34.88 | 0 | 0 | 0 | 0 | 0 | 7.48 | 0.10709 | 0 | 34.88 | 34.88 | 1 | 0 | 0 |  | 0 |  | 0
|  |  |  | 15.44 | 30.88 | 0 | 0 | 0 | 0 | 0 | 7.48 | 0.10709 | 0 | 30.88 | 30.88 | 1 | 0 | 0 |  | 0 |  | 0
|  |  |  | 15.28 | 30.56 | 0 | 0 | 0 | 0 | 0 | 7.48 | 0.10709 | 0 | 30.56 | 30.56 | 1 | 0 | 0 |  | 0 |  | 0
|  |  |  | 16.92 | 33.84 | 0 | 0 | 0 | 0 | 0 | 7.48 | 0.10709 | 0 | 33.84 | 33.84 | 1 | 0 | 0 |  | 0 |  | 0
|  |  |  | 19.84 | 39.68 | 0 | 0 | 0 | 0 | 0 | 7.48 | 0.10709 | 0 | 39.68 | 39.68 | 1 | 0 | 0 |  | 0 |  | 0
|  |  |  | 20.68 | 41.36 | 0 | 0 | 0 | 0 | 0 | 7.48 | 0.10709 | 0 | 41.36 | 41.36 | 1 | 0 | 0 |  | 0 |  | 0
|  |  |  | 21.92 | 43.84 | 0 | 0 | 0 | 0 | 0 | 7.48 | 0.10709 | 0 | 43.84 | 43.84 | 1 | 0 | 0 |  | 0 |  | 0
|  |  |  | 23.4 | 46.8 | 0 | 0 | 0 | 0 | 0 | 7.48 | 0.10709 | 0 | 46.8 | 46.8 | 1 | 0 | 0 |  | 0 |  | 0
|  |  |  | 26.64 | 53.28 | 0 | 0 | 0 | 0 | 0 | 7.48 | 0.10709 | 0 | 53.28 | 53.28 | 1 | 0 | 0 |  | 0 |  | 0
|  |  |  | 28.36 | 56.72 | 0 | 0 | 0 | 0 | 0 | 7.48 | 0.10709 | 0 | 56.72 | 56.72 | 1 | 0 | 0 |  | 0 |  | 0
|  |  |  | 31.8 | 63.6 | 0 | 0 | 0 | 0 | 0 | 7.48 | 0.10709 | 0 | 63.6 | 63.6 | 1 | 0 | 0 |  | 0 |  | 0
|  |  |  | 33.28 | 66.56 | 0 | 0 | 0 | 0 | 0 | 7.48 | 0.10709 | 0 | 66.56 | 66.56 | 1 | 0 | 0 |  | 0 |  | 0
|  |  |  | 34.2 | 68.4 | 0 | 0 | 0 | 0 | 0 | 7.48 | 0.10709 | 0 | 68.4 | 68.4 | 1 | 0 | 0 |  | 0 |  | 0
|  |  |  | 33.16 | 66.32 | 0 | 0 | 0 | 0 | 0 | 7.48 | 0.10709 | 0 | 66.32 | 66.32 | 1 | 0 | 0 |  | 0 |  | 0
|  |  |  | 37.88 | 75.76 | 0 | 0 | 0 | 0 | 0 | 7.48 | 0.10709 | 0 | 75.76 | 75.76 | 1 | 0 | 0 |  | 0 |  | 0
|  |  |  | 38.16 | 76.32 | 0 | 0 | 0 | 0 | 0 | 7.48 | 0.10709 | 0 | 76.32 | 76.32 | 1 | 0 | 0 |  | 0 |  | 0
|  |  |  | 30.4 | 60.8 | 0 | 0 | 0 | 0 | 0 | 7.48 | 0.10709 | 0 | 60.8 | 60.8 | 1 | 0 | 0 |  | 0 |  | 0
|  |  |  | 28.56 | 57.12 | 0 | 0 | 0 | 0 | 0 | 7.48 | 0.10709 | 0 | 57.12 | 57.12 | 1 | 0 | 0 |  | 0 |  | 0
|  |  |  | 30.24 | 60.48 | 0 | 0 | 0 | 0 | 0 | 7.48 | 0.10709 | 0 | 60.48 | 60.48 | 1 | 0 | 0 |  | 0 |  | 0
|  |  |  | 30.88 | 61.76 | 0 | 0 | 0 | 0 | 0 | 7.48 | 0.10709 | 0 | 61.76 | 61.76 | 1 | 0 | 0 |  | 0 |  | 0
|  |  |  | 26.56 | 53.12 | 0 | 0 | 0 | 0 | 0 | 7.48 | 0.10709 | 0 | 53.12 | 53.12 | 1 | 0 | 0 |  | 0 |  | 0
|  |  |  | 26.08 | 52.16 | 0 | 0 | 0 | 0 | 0 | 7.48 | 0.10709 | 0 | 52.16 | 52.16 | 1 | 0 | 0 |  | 0 |  | 0
|  |  |  | 24.6 | 49.2 | 0 | 0 | 0 | 0 | 0 | 7.48 | 0.10709 | 0 | 49.2 | 49.2 | 1 | 0 | 0 |  | 0 |  | 0
|  |  |  | 23.52 | 47.04 | 0 | 0 | 0 | 0 | 0 | 7.48 | 0.10709 | 0 | 47.04 | 47.04 | 1 | 0 | 0 |  | 0 |  | 0
|  |  |  | 17.56 | 35.12 | 0 | 0 | 0 | 0 | 0 | 7.48 | 0.10709 | 0 | 35.12 | 35.12 | 1 | 0 | 0 |  | 0 |  | 0
|  |  |  | 15.28 | 30.56 | 0 | 0 | 0 | 0 | 0 | 7.48 | 0.10709 | 0 | 30.56 | 30.56 | 1 | 0 | 0 |  | 0 |  | 0
|  |  |  | 15.04 | 30.08 | 0 | 0 | 0 | 0 | 0 | 7.48 | 0.10709 | 0 | 30.08 | 30.08 | 1 | 0 | 0 |  | 0 |  | 0
|  |  |  | 16.08 | 32.16 | 0 | 0 | 0 | 0 | 0 | 7.48 | 0.10709 | 0 | 32.16 | 32.16 | 1 | 0 | 0 |  | 0 |  | 0
|  |  |  | 19.44 | 38.88 | 0 | 0 | 0 | 0 | 0 | 7.48 | 0.10709 | 0 | 38.88 | 38.88 | 1 | 0 | 0 |  | 0 |  | 0
|  |  |  | 20.64 | 41.28 | 0 | 0 | 0 | 0 | 0 | 7.48 | 0.10709 | 0 | 41.28 | 41.28 | 1 | 0 | 0 |  | 0 |  | 0
|  |  |  | 18.2 | 36.4 | 0 | 0 | 0 | 0 | 0 | 7.48 | 0.10709 | 0 | 36.4 | 36.4 | 1 | 0 | 0 |  | 0 |  | 0
|  |  |  | 23.36 | 46.72 | 0 | 0 | 0 | 0 | 0 | 7.48 | 0.10709 | 0 | 46.72 | 46.72 | 1 | 0 | 0 |  | 0 |  | 0
|  |  |  | 25.32 | 50.64 | 0 | 0 | 0 | 0 | 0 | 7.48 | 0.10709 | 0 | 50.64 | 50.64 | 1 | 0 | 0 |  | 0 |  | 0
|  |  |  | 28.48 | 56.96 | 0 | 0 | 0 | 0 | 0 | 7.48 | 0.10709 | 0 | 56.96 | 56.96 | 1 | 0 | 0 |  | 0 |  | 0
|  |  |  | 31.08 | 62.16 | 0 | 0 | 0 | 0 | 0 | 7.48 | 0.10709 | 0 | 62.16 | 62.16 | 1 | 0 | 0 |  | 0 |  | 0
|  |  |  | 35.16 | 70.32 | 0 | 0 | 0 | 0 | 0 | 7.48 | 0.12502 | 0 | 70.32 | 70.32 | 1 | 0 | 0 |  | 0 |  | 0
|  |  |  | 32.6 | 65.2 | 0 | 0 | 0 | 0 | 0 | 7.48 | 0.12502 | 0 | 65.2 | 65.2 | 1 | 0 | 0 |  | 0 |  | 0
|  |  |  | 39.84 | 79.68 | 0 | 0 | 0 | 0 | 0 | 7.48 | 0.12502 | 0 | 79.68 | 79.68 | 1 | 0 | 0 |  | 0 |  | 0
|  |  |  | 39.72 | 79.44 | 0 | 0 | 0 | 0 | 0 | 12.23 | 0.12502 | 0 | 79.44 | 79.44 | 1 | 0 | 0 |  | 0 |  | 0
|  |  |  | 40.72 | 81.44 | 0 | 0 | 0 | 0 | 0 | 12.23 | 0.12502 | 0 | 81.44 | 81.44 | 1 | 0 | 0 |  | 0 |  | 0
|  |  |  | 40.32 | 80.64 | 0 | 0 | 0 | 0 | 0 | 12.23 | 0.12502 | 0 | 80.64 | 80.64 | 1 | 0 | 0 |  | 0 |  | 0
|  |  |  | 37.88 | 75.76 | 0 | 0 | 0 | 0 | 0 | 12.23 | 0.12502 | 0 | 75.76 | 75.76 | 1 | 0 | 0 |  | 0 |  | 0
|  |  |  | 34.64 | 69.28 | 0 | 0 | 0 | 0 | 0 | 7.48 | 0.12502 | 0 | 69.28 | 69.28 | 1 | 0 | 0 |  | 0 |  | 0
|  |  |  | 30.8 | 61.6 | 0 | 0 | 0 | 0 | 0 | 7.48 | 0.12502 | 0 | 61.6 | 61.6 | 1 | 0 | 0 |  | 0 |  | 0
|  |  |  | 31.68 | 63.36 | 0 | 0 | 0 | 0 | 0 | 7.48 | 0.12502 | 0 | 63.36 | 60.64 | 0.2 | 0 | 2.72 |  | 0 |  | 0
|  |  |  | 28.72 | 57.44 | 0 | 0 | 0 | 0 | 0 | 7.48 | 0.10709 | 2.72 | 57.44 | 57.44 | 0.91885 | 0 | 0 |  | 0 |  | 0
|  |  |  | 28.16 | 56.32 | 0 | 0 | 0 | 0 | 0 | 7.48 | 0.10709 | 0.307 | 56.32 | 56.32 | 1 | 0 | 0 |  | 0 |  | 0
|  |  |  | 25.44 | 50.88 | 0 | 0 | 0 | 0 | 0 | 7.48 | 0.10709 | 0 | 50.88 | 50.88 | 1 | 0 | 0 |  | 0 |  | 0
|  |  |  | 18 | 36 | 0 | 0 | 0 | 0 | 0 | 7.48 | 0.10709 | 0 | 36 | 36 | 1 | 0 | 0 |  | 0 |  | 0
|  |  |  | 16.48 | 32.96 | 0 | 0 | 0 | 0 | 0 | 7.48 | 0.10709 | 0 | 32.96 | 32.96 | 1 | 0 | 0 |  | 0 |  | 0
|  |  |  | 16.32 | 32.64 | 0 | 0 | 0 | 0 | 0 | 7.48 | 0.10709 | 0 | 32.64 | 32.64 | 1 | 0 | 0 |  | 0 |  | 0
|  |  |  | 16.76 | 33.52 | 0 | 0 | 0 | 0 | 0 | 7.48 | 0.10709 | 0 | 33.52 | 33.52 | 1 | 0 | 0 |  | 0 |  | 0
|  |  |  | 20.08 | 40.16 | 0 | 0 | 0 | 0 | 0 | 7.48 | 0.10709 | 0 | 40.16 | 40.16 | 1 | 0 | 0 |  | 0 |  | 0
|  |  |  | 20.44 | 40.88 | 0 | 0 | 0 | 0 | 0 | 7.48 | 0.10709 | 0 | 40.88 | 40.88 | 1 | 0 | 0 |  | 0 |  | 0
|  |  |  | 17.64 | 35.28 | 0 | 0 | 0 | 0 | 0 | 7.48 | 0.10709 | 0 | 35.28 | 35.28 | 1 | 0 | 0 |  | 0 |  | 0
|  |  |  | 24.44 | 48.88 | 0 | 0 | 0 | 0 | 0 | 7.48 | 0.10709 | 0 | 48.88 | 48.88 | 1 | 0 | 0 |  | 0 |  | 0
|  |  |  | 26.52 | 53.04 | 0 | 0 | 0 | 0 | 0 | 7.48 | 0.10709 | 0 | 53.04 | 53.04 | 1 | 0 | 0 |  | 0 |  | 0
|  |  |  | 29.24 | 58.48 | 0 | 0 | 0 | 0 | 0 | 7.48 | 0.10709 | 0 | 58.48 | 58.48 | 1 | 0 | 0 |  | 0 |  | 0
|  |  |  | 29.36 | 58.72 | 0 | 0 | 0 | 0 | 0 | 7.48 | 0.10709 | 0 | 58.72 | 58.72 | 1 | 0 | 0 |  | 0 |  | 0
|  |  |  | 33.24 | 66.48 | 0 | 0 | 0 | 0 | 0 | 7.48 | 0.12502 | 0 | 66.48 | 66.48 | 1 | 0 | 0 |  | 0 |  | 0
|  |  |  | 34.48 | 68.96 | 0 | 0 | 0 | 0 | 0 | 7.48 | 0.12502 | 0 | 68.96 | 68.96 | 1 | 0 | 0 |  | 0 |  | 0
|  |  |  | 35.12 | 70.24 | 0 | 0 | 0 | 0 | 0 | 7.48 | 0.12502 | 0 | 70.24 | 70.24 | 1 | 0 | 0 |  | 0 |  | 0
|  |  |  | 40.08 | 80.16 | 0 | 0 | 0 | 0 | 0 | 12.23 | 0.12502 | 0 | 80.16 | 80.16 | 1 | 0 | 0 |  | 0 |  | 0
|  |  |  | 41.92 | 83.84 | 0 | 0 | 0 | 0 | 0 | 12.23 | 0.12502 | 0 | 83.84 | 83.84 | 1 | 0 | 0 |  | 0 |  | 0
|  |  |  | 42.2 | 84.4 | 0 | 0 | 0 | 0 | 0 | 12.23 | 0.12502 | 0 | 84.4 | 84.4 | 1 | 0 | 0 |  | 0 |  | 0
|  |  |  | 41.52 | 83.04 | 0 | 0 | 0 | 0 | 0 | 12.23 | 0.12502 | 0 | 83.04 | 83.04 | 1 | 0 | 0 |  | 0 |  | 0
|  |  |  | 36.44 | 72.88 | 0 | 0 | 0 | 0 | 0 | 7.48 | 0.12502 | 0 | 72.88 | 72.88 | 1 | 0 | 0 |  | 0 |  | 0
|  |  |  | 31.52 | 63.04 | 0 | 0 | 0 | 0 | 0 | 7.48 | 0.12502 | 0 | 63.04 | 63.04 | 1 | 0 | 0 |  | 0 |  | 0
|  |  |  | 24.2 | 48.4 | 0 | 0 | 0 | 0 | 0 | 7.48 | 0.12502 | 0 | 48.4 | 45.68 | 0.2 | 0 | 2.72 |  | 0 |  | 0
|  |  |  | 24.12 | 48.24 | 0 | 0 | 0 | 0 | 0 | 7.48 | 0.10709 | 2.72 | 48.24 | 48.24 | 0.91885 | 0 | 0 |  | 0 |  | 0
|  |  |  | 24.36 | 48.72 | 0 | 0 | 0 | 0 | 0 | 7.48 | 0.10709 | 0.307 | 48.72 | 48.72 | 1 | 0 | 0 |  | 0 |  | 0
|  |  |  | 21.44 | 42.88 | 0 | 0 | 0 | 0 | 0 | 7.48 | 0.10709 | 0 | 42.88 | 42.88 | 1 | 0 | 0 |  | 0 |  | 0
|  |  |  | 15.12 | 30.24 | 0 | 0 | 0 | 0 | 0 | 7.48 | 0.10709 | 0 | 30.24 | 30.24 | 1 | 0 | 0 |  | 0 |  | 0
|  |  |  | 12.2 | 24.4 | 0 | 0 | 0 | 0 | 0 | 7.48 | 0.10709 | 0 | 24.4 | 24.4 | 1 | 0 | 0 |  | 0 |  | 0
|  |  |  | 13.68 | 27.36 | 0 | 0 | 0 | 0 | 0 | 7.48 | 0.10709 | 0 | 27.36 | 27.36 | 1 | 0 | 0 |  | 0 |  | 0
|  |  |  | 12.52 | 25.04 | 0 | 0 | 0 | 0 | 0 | 7.48 | 0.10709 | 0 | 25.04 | 25.04 | 1 | 0 | 0 |  | 0 |  | 0
|  |  |  | 15.64 | 31.28 | 0 | 0 | 0 | 0 | 0 | 7.48 | 0.10709 | 0 | 31.28 | 31.28 | 1 | 0 | 0 |  | 0 |  | 0
|  |  |  | 15.64 | 31.28 | 0 | 0 | 0 | 0 | 0 | 7.48 | 0.10709 | 0 | 31.28 | 31.28 | 1 | 0 | 0 |  | 0 |  | 0
|  |  |  | 16.36 | 32.72 | 0 | 0 | 0 | 0 | 0 | 7.48 | 0.10709 | 0 | 32.72 | 32.72 | 1 | 0 | 0 |  | 0 |  | 0
|  |  |  | 16.84 | 33.68 | 0 | 0 | 0 | 0 | 0 | 7.48 | 0.10709 | 0 | 33.68 | 33.68 | 1 | 0 | 0 |  | 0 |  | 0
|  |  |  | 22.84 | 45.68 | 0 | 0 | 0 | 0 | 0 | 7.48 | 0.10709 | 0 | 45.68 | 45.68 | 1 | 0 | 0 |  | 0 |  | 0
|  |  |  | 24.6 | 49.2 | 0 | 0 | 0 | 0 | 0 | 7.48 | 0.10709 | 0 | 49.2 | 49.2 | 1 | 0 | 0 |  | 0 |  | 0
|  |  |  | 26.4 | 52.8 | 0 | 0 | 0 | 0 | 0 | 7.48 | 0.10709 | 0 | 52.8 | 52.8 | 1 | 0 | 0 |  | 0 |  | 0
|  |  |  | 27.48 | 54.96 | 0 | 0 | 0 | 0 | 0 | 7.48 | 0.12502 | 0 | 54.96 | 54.96 | 1 | 0 | 0 |  | 0 |  | 0
|  |  |  | 30.84 | 61.68 | 0 | 0 | 0 | 0 | 0 | 7.48 | 0.12502 | 0 | 61.68 | 61.68 | 1 | 0 | 0 |  | 0 |  | 0
|  |  |  | 40.08 | 80.16 | 0 | 0 | 0 | 0 | 0 | 7.48 | 0.12502 | 0 | 80.16 | 80.16 | 1 | 0 | 0 |  | 0 |  | 0
|  |  |  | 40.16 | 80.32 | 0 | 0 | 0 | 0 | 0 | 12.23 | 0.12502 | 0 | 80.32 | 80.32 | 1 | 0 | 0 |  | 0 |  | 0
|  |  |  | 43.6 | 87.2 | 0 | 0 | 0 | 0 | 0 | 12.23 | 0.12502 | 0 | 87.2 | 87.2 | 1 | 0 | 0 |  | 0 |  | 0
|  |  |  | 43.52 | 87.04 | 0 | 0 | 0 | 0 | 0 | 12.23 | 0.12502 | 0 | 87.04 | 87.04 | 1 | 0 | 0 |  | 0 |  | 0
|  |  |  | 43.96 | 87.92 | 0 | 0 | 0 | 0 | 0 | 12.23 | 0.12502 | 0 | 87.92 | 87.92 | 1 | 0 | 0 |  | 0 |  | 0
|  |  |  | 39.12 | 78.24 | 0 | 0 | 0 | 0 | 0 | 7.48 | 0.12502 | 0 | 78.24 | 78.24 | 1 | 0 | 0 |  | 0 |  | 0
|  |  |  | 23.36 | 46.72 | 0 | 0 | 0 | 0 | 0 | 7.48 | 0.12502 | 0 | 46.72 | 46.72 | 1 | 0 | 0 |  | 0 |  | 0
|  |  |  | 22.36 | 44.72 | 0 | 0 | 0 | 0 | 0 | 7.48 | 0.12502 | 0 | 44.72 | 42 | 0.2 | 0 | 2.72 |  | 0 |  | 0
|  |  |  | 23.36 | 46.72 | 0 | 0 | 0 | 0 | 0 | 7.48 | 0.10709 | 2.72 | 46.72 | 46.72 | 0.91885 | 0 | 0 |  | 0 |  | 0
|  |  |  | 23.12 | 46.24 | 0 | 0 | 0 | 0 | 0 | 7.48 | 0.10709 | 0.307 | 46.24 | 46.24 | 1 | 0 | 0 |  | 0 |  | 0
|  |  |  | 21.6 | 43.2 | 0 | 0 | 0 | 0 | 0 | 7.48 | 0.10709 | 0 | 43.2 | 43.2 | 1 | 0 | 0 |  | 0 |  | 0
|  |  |  | 18.4 | 36.8 | 0 | 0 | 0 | 0 | 0 | 7.48 | 0.10709 | 0 | 36.8 | 36.8 | 1 | 0 | 0 |  | 0 |  | 0
|  |  |  | 16.08 | 32.16 | 0 | 0 | 0 | 0 | 0 | 7.48 | 0.10709 | 0 | 32.16 | 32.16 | 1 | 0 | 0 |  | 0 |  | 0
|  |  |  | 12.08 | 24.16 | 0 | 0 | 0 | 0 | 0 | 7.48 | 0.10709 | 0 | 24.16 | 24.16 | 1 | 0 | 0 |  | 0 |  | 0
|  |  |  | 11.8 | 23.6 | 0 | 0 | 0 | 0 | 0 | 7.48 | 0.10709 | 0 | 23.6 | 23.6 | 1 | 0 | 0 |  | 0 |  | 0
|  |  |  | 14.76 | 29.52 | 0 | 0 | 0 | 0 | 0 | 7.48 | 0.10709 | 0 | 29.52 | 29.52 | 1 | 0 | 0 |  | 0 |  | 0
|  |  |  | 16.72 | 33.44 | 0 | 0 | 0 | 0 | 0 | 7.48 | 0.10709 | 0 | 33.44 | 33.44 | 1 | 0 | 0 |  | 0 |  | 0
|  |  |  | 17.32 | 34.64 | 0 | 0 | 0 | 0 | 0 | 7.48 | 0.10709 | 0 | 34.64 | 34.64 | 1 | 0 | 0 |  | 0 |  | 0
|  |  |  | 16.92 | 33.84 | 0 | 0 | 0 | 0 | 0 | 7.48 | 0.10709 | 0 | 33.84 | 33.84 | 1 | 0 | 0 |  | 0 |  | 0
|  |  |  | 17.36 | 34.72 | 0 | 0 | 0 | 0 | 0 | 7.48 | 0.10709 | 0 | 34.72 | 34.72 | 1 | 0 | 0 |  | 0 |  | 0
|  |  |  | 24.04 | 48.08 | 0 | 0 | 0 | 0 | 0 | 7.48 | 0.10709 | 0 | 48.08 | 48.08 | 1 | 0 | 0 |  | 0 |  | 0
|  |  |  | 24.2 | 48.4 | 0 | 0 | 0 | 0 | 0 | 7.48 | 0.10709 | 0 | 48.4 | 48.4 | 1 | 0 | 0 |  | 0 |  | 0
|  |  |  | 24.56 | 49.12 | 0 | 0 | 0 | 0 | 0 | 7.48 | 0.12502 | 0 | 49.12 | 49.12 | 1 | 0 | 0 |  | 0 |  | 0
|  |  |  | 23.84 | 47.68 | 0 | 0 | 0 | 0 | 0 | 7.48 | 0.12502 | 0 | 47.68 | 47.68 | 1 | 0 | 0 |  | 0 |  | 0
|  |  |  | 24.16 | 48.32 | 0 | 0 | 0 | 0 | 0 | 7.48 | 0.12502 | 0 | 48.32 | 48.32 | 1 | 0 | 0 |  | 0 |  | 0
|  |  |  | 25.88 | 51.76 | 0 | 0 | 0 | 0 | 0 | 12.23 | 0.12502 | 0 | 51.76 | 51.76 | 1 | 0 | 0 |  | 0 |  | 0
|  |  |  | 27.56 | 55.12 | 0 | 0 | 0 | 0 | 0 | 12.23 | 0.12502 | 0 | 55.12 | 55.12 | 1 | 0 | 0 |  | 0 |  | 0
|  |  |  | 25.28 | 50.56 | 0 | 0 | 0 | 0 | 0 | 12.23 | 0.12502 | 0 | 50.56 | 50.56 | 1 | 0 | 0 |  | 0 |  | 0
|  |  |  | 23.44 | 46.88 | 0 | 0 | 0 | 0 | 0 | 12.23 | 0.12502 | 0 | 46.88 | 46.88 | 1 | 0 | 0 |  | 0 |  | 0
|  |  |  | 23.8 | 47.6 | 0 | 0 | 0 | 0 | 0 | 7.48 | 0.12502 | 0 | 47.6 | 47.6 | 1 | 0 | 0 |  | 0 |  | 0
|  |  |  | 22.8 | 45.6 | 0 | 0 | 0 | 0 | 0 | 7.48 | 0.12502 | 0 | 45.6 | 45.6 | 1 | 0 | 0 |  | 0 |  | 0
|  |  |  | 19.96 | 39.92 | 0 | 0 | 0 | 0 | 0 | 7.48 | 0.12502 | 0 | 39.92 | 37.2 | 0.2 | 0 | 2.72 |  | 0 |  | 0
|  |  |  | 17.96 | 35.92 | 0 | 0 | 0 | 0 | 0 | 7.48 | 0.10709 | 2.72 | 35.92 | 35.92 | 0.91885 | 0 | 0 |  | 0 |  | 0
|  |  |  | 19.16 | 38.32 | 0 | 0 | 0 | 0 | 0 | 7.48 | 0.10709 | 0.307 | 38.32 | 38.32 | 1 | 0 | 0 |  | 0 |  | 0
|  |  |  | 19.52 | 39.04 | 0 | 0 | 0 | 0 | 0 | 7.48 | 0.10709 | 0 | 39.04 | 39.04 | 1 | 0 | 0 |  | 0 |  | 0
|  |  |  | 12.16 | 24.32 | 0 | 0 | 0 | 0 | 0 | 7.48 | 0.10709 | 0 | 24.32 | 24.32 | 1 | 0 | 0 |  | 0 |  | 0
|  |  |  | 10.52 | 21.04 | 0 | 0 | 0 | 0 | 0 | 7.48 | 0.10709 | 0 | 21.04 | 21.04 | 1 | 0 | 0 |  | 0 |  | 0
|  |  |  | 10.2 | 20.4 | 0 | 0 | 0 | 0 | 0 | 7.48 | 0.10709 | 0 | 20.4 | 20.4 | 1 | 0 | 0 |  | 0 |  | 0
|  |  |  | 11.44 | 22.88 | 0 | 0 | 0 | 0 | 0 | 7.48 | 0.10709 | 0 | 22.88 | 22.88 | 1 | 0 | 0 |  | 0 |  | 0
|  |  |  | 14.8 | 29.6 | 0 | 0 | 0 | 0 | 0 | 7.48 | 0.10709 | 0 | 29.6 | 29.6 | 1 | 0 | 0 |  | 0 |  | 0
|  |  |  | 15.84 | 31.68 | 0 | 0 | 0 | 0 | 0 | 7.48 | 0.10709 | 0 | 31.68 | 31.68 | 1 | 0 | 0 |  | 0 |  | 0
|  |  |  | 15.72 | 31.44 | 0 | 0 | 0 | 0 | 0 | 7.48 | 0.10709 | 0 | 31.44 | 31.44 | 1 | 0 | 0 |  | 0 |  | 0
|  |  |  | 22.92 | 45.84 | 0 | 0 | 0 | 0 | 0 | 7.48 | 0.10709 | 0 | 45.84 | 45.84 | 1 | 0 | 0 |  | 0 |  | 0
|  |  |  | 24.32 | 48.64 | 0 | 0 | 0 | 0 | 0 | 7.48 | 0.10709 | 0 | 48.64 | 48.64 | 1 | 0 | 0 |  | 0 |  | 0
|  |  |  | 29.16 | 58.32 | 0 | 0 | 0 | 0 | 0 | 7.48 | 0.10709 | 0 | 58.32 | 58.32 | 1 | 0 | 0 |  | 0 |  | 0
|  |  |  | 30.36 | 60.72 | 0 | 0 | 0 | 0 | 0 | 7.48 | 0.10709 | 0 | 60.72 | 60.72 | 1 | 0 | 0 |  | 0 |  | 0
|  |  |  | 32.92 | 65.84 | 0 | 0 | 0 | 0 | 0 | 7.48 | 0.12502 | 0 | 65.84 | 65.84 | 1 | 0 | 0 |  | 0 |  | 0
|  |  |  | 36.28 | 72.56 | 0 | 0 | 0 | 0 | 0 | 7.48 | 0.12502 | 0 | 72.56 | 72.56 | 1 | 0 | 0 |  | 0 |  | 0
|  |  |  | 32.24 | 64.48 | 0 | 0 | 0 | 0 | 0 | 7.48 | 0.12502 | 0 | 64.48 | 64.48 | 1 | 0 | 0 |  | 0 |  | 0
|  |  |  | 28.32 | 56.64 | 0 | 0 | 0 | 0 | 0 | 12.23 | 0.12502 | 0 | 56.64 | 56.64 | 1 | 0 | 0 |  | 0 |  | 0
|  |  |  | 28.32 | 56.64 | 0 | 0 | 0 | 0 | 0 | 12.23 | 0.12502 | 0 | 56.64 | 56.64 | 1 | 0 | 0 |  | 0 |  | 0
|  |  |  | 29.2 | 58.4 | 0 | 0 | 0 | 0 | 0 | 12.23 | 0.12502 | 0 | 58.4 | 58.4 | 1 | 0 | 0 |  | 0 |  | 0
|  |  |  | 28.68 | 57.36 | 0 | 0 | 0 | 0 | 0 | 12.23 | 0.12502 | 0 | 57.36 | 57.36 | 1 | 0 | 0 |  | 0 |  | 0
|  |  |  | 26.48 | 52.96 | 0 | 0 | 0 | 0 | 0 | 7.48 | 0.12502 | 0 | 52.96 | 52.96 | 1 | 0 | 0 |  | 0 |  | 0
|  |  |  | 29 | 58 | 0 | 0 | 0 | 0 | 0 | 7.48 | 0.12502 | 0 | 58 | 58 | 1 | 0 | 0 |  | 0 |  | 0
|  |  |  | 30 | 60 | 0 | 0 | 0 | 0 | 0 | 7.48 | 0.12502 | 0 | 60 | 57.28 | 0.2 | 0 | 2.72 |  | 0 |  | 0
|  |  |  | 28 | 56 | 0 | 0 | 0 | 0 | 0 | 7.48 | 0.10709 | 2.72 | 56 | 56 | 0.91885 | 0 | 0 |  | 0 |  | 0
|  |  |  | 26.36 | 52.72 | 0 | 0 | 0 | 0 | 0 | 7.48 | 0.10709 | 0.307 | 52.72 | 52.72 | 1 | 0 | 0 |  | 0 |  | 0
|  |  |  | 22.24 | 44.48 | 0 | 0 | 0 | 0 | 0 | 7.48 | 0.10709 | 0 | 44.48 | 44.48 | 1 | 0 | 0 |  | 0 |  | 0
|  |  |  | 13.04 | 26.08 | 0 | 0 | 0 | 0 | 0 | 7.48 | 0.10709 | 0 | 26.08 | 26.08 | 1 | 0 | 0 |  | 0 |  | 0
|  |  |  | 10.28 | 20.56 | 0 | 0 | 0 | 0 | 0 | 7.48 | 0.10709 | 0 | 20.56 | 20.56 | 1 | 0 | 0 |  | 0 |  | 0
|  |  |  | 11 | 22 | 0 | 0 | 0 | 0 | 0 | 7.48 | 0.10709 | 0 | 22 | 22 | 1 | 0 | 0 |  | 0 |  | 0
|  |  |  | 12.6 | 25.2 | 0 | 0 | 0 | 0 | 0 | 7.48 | 0.10709 | 0 | 25.2 | 25.2 | 1 | 0 | 0 |  | 0 |  | 0
|  |  |  | 15.4 | 30.8 | 0 | 0 | 0 | 0 | 0 | 7.48 | 0.10709 | 0 | 30.8 | 30.8 | 1 | 0 | 0 |  | 0 |  | 0
|  |  |  | 16.72 | 33.44 | 0 | 0 | 0 | 0 | 0 | 7.48 | 0.10709 | 0 | 33.44 | 33.44 | 1 | 0 | 0 |  | 0 |  | 0
|  |  |  | 18.6 | 37.2 | 0 | 0 | 0 | 0 | 0 | 7.48 | 0.10709 | 0 | 37.2 | 37.2 | 1 | 0 | 0 |  | 0 |  | 0
|  |  |  | 24.4 | 48.8 | 0 | 0 | 0 | 0 | 0 | 7.48 | 0.10709 | 0 | 48.8 | 48.8 | 1 | 0 | 0 |  | 0 |  | 0
|  |  |  | 26.84 | 53.68 | 0 | 0 | 0 | 0 | 0 | 7.48 | 0.10709 | 0 | 53.68 | 53.68 | 1 | 0 | 0 |  | 0 |  | 0
|  |  |  | 28.28 | 56.56 | 0 | 0 | 0 | 0 | 0 | 7.48 | 0.10709 | 0 | 56.56 | 56.56 | 1 | 0 | 0 |  | 0 |  | 0
|  |  |  | 29.4 | 58.8 | 0 | 0 | 0 | 0 | 0 | 7.48 | 0.10709 | 0 | 58.8 | 58.8 | 1 | 0 | 0 |  | 0 |  | 0
|  |  |  | 34 | 68 | 0 | 0 | 0 | 0 | 0 | 7.48 | 0.10709 | 0 | 68 | 68 | 1 | 0 | 0 |  | 0 |  | 0
|  |  |  | 32.52 | 65.04 | 0 | 0 | 0 | 0 | 0 | 7.48 | 0.10709 | 0 | 65.04 | 65.04 | 1 | 0 | 0 |  | 0 |  | 0
|  |  |  | 30.48 | 60.96 | 0 | 0 | 0 | 0 | 0 | 7.48 | 0.10709 | 0 | 60.96 | 60.96 | 1 | 0 | 0 |  | 0 |  | 0
|  |  |  | 33.44 | 66.88 | 0 | 0 | 0 | 0 | 0 | 7.48 | 0.10709 | 0 | 66.88 | 66.88 | 1 | 0 | 0 |  | 0 |  | 0
|  |  |  | 34.2 | 68.4 | 0 | 0 | 0 | 0 | 0 | 7.48 | 0.10709 | 0 | 68.4 | 68.4 | 1 | 0 | 0 |  | 0 |  | 0
|  |  |  | 36.36 | 72.72 | 0 | 0 | 0 | 0 | 0 | 7.48 | 0.10709 | 0 | 72.72 | 72.72 | 1 | 0 | 0 |  | 0 |  | 0
|  |  |  | 36.24 | 72.48 | 0 | 0 | 0 | 0 | 0 | 7.48 | 0.10709 | 0 | 72.48 | 72.48 | 1 | 0 | 0 |  | 0 |  | 0
|  |  |  | 29.76 | 59.52 | 0 | 0 | 0 | 0 | 0 | 7.48 | 0.10709 | 0 | 59.52 | 59.52 | 1 | 0 | 0 |  | 0 |  | 0
|  |  |  | 27.04 | 54.08 | 0 | 0 | 0 | 0 | 0 | 7.48 | 0.10709 | 0 | 54.08 | 54.08 | 1 | 0 | 0 |  | 0 |  | 0
|  |  |  | 27.04 | 54.08 | 0 | 0 | 0 | 0 | 0 | 7.48 | 0.10709 | 0 | 54.08 | 54.08 | 1 | 0 | 0 |  | 0 |  | 0
|  |  |  | 26.12 | 52.24 | 0 | 0 | 0 | 0 | 0 | 7.48 | 0.10709 | 0 | 52.24 | 52.24 | 1 | 0 | 0 |  | 0 |  | 0
|  |  |  | 24.4 | 48.8 | 0 | 0 | 0 | 0 | 0 | 7.48 | 0.10709 | 0 | 48.8 | 48.8 | 1 | 0 | 0 |  | 0 |  | 0
|  |  |  | 19.16 | 38.32 | 0 | 0 | 0 | 0 | 0 | 7.48 | 0.10709 | 0 | 38.32 | 38.32 | 1 | 0 | 0 |  | 0 |  | 0
|  |  |  | 12.28 | 24.56 | 0 | 0 | 0 | 0 | 0 | 7.48 | 0.10709 | 0 | 24.56 | 24.56 | 1 | 0 | 0 |  | 0 |  | 0
|  |  |  | 14.28 | 28.56 | 0 | 0 | 0 | 0 | 0 | 7.48 | 0.10709 | 0 | 28.56 | 28.56 | 1 | 0 | 0 |  | 0 |  | 0
|  |  |  | 15.68 | 31.36 | 0 | 0 | 0 | 0 | 0 | 7.48 | 0.10709 | 0 | 31.36 | 31.36 | 1 | 0 | 0 |  | 0 |  | 0
|  |  |  | 16.72 | 33.44 | 0 | 0 | 0 | 0 | 0 | 7.48 | 0.10709 | 0 | 33.44 | 33.44 | 1 | 0 | 0 |  | 0 |  | 0
|  |  |  | 17.12 | 34.24 | 0 | 0 | 0 | 0 | 0 | 7.48 | 0.10709 | 0 | 34.24 | 34.24 | 1 | 0 | 0 |  | 0 |  | 0
|  |  |  | 16.36 | 32.72 | 0 | 0 | 0 | 0 | 0 | 7.48 | 0.10709 | 0 | 32.72 | 32.72 | 1 | 0 | 0 |  | 0 |  | 0
|  |  |  | 16.72 | 33.44 | 0 | 0 | 0 | 0 | 0 | 7.48 | 0.10709 | 0 | 33.44 | 33.44 | 1 | 0 | 0 |  | 0 |  | 0
|  |  |  | 23.72 | 47.44 | 0 | 0 | 0 | 0 | 0 | 7.48 | 0.10709 | 0 | 47.44 | 47.44 | 1 | 0 | 0 |  | 0 |  | 0
|  |  |  | 27.68 | 55.36 | 0 | 0 | 0 | 0 | 0 | 7.48 | 0.10709 | 0 | 55.36 | 55.36 | 1 | 0 | 0 |  | 0 |  | 0
|  |  |  | 27.56 | 55.12 | 0 | 0 | 0 | 0 | 0 | 7.48 | 0.10709 | 0 | 55.12 | 55.12 | 1 | 0 | 0 |  | 0 |  | 0
|  |  |  | 29.28 | 58.56 | 0 | 0 | 0 | 0 | 0 | 7.48 | 0.10709 | 0 | 58.56 | 58.56 | 1 | 0 | 0 |  | 0 |  | 0
|  |  |  | 31.4 | 62.8 | 0 | 0 | 0 | 0 | 0 | 7.48 | 0.10709 | 0 | 62.8 | 62.8 | 1 | 0 | 0 |  | 0 |  | 0
|  |  |  | 32.8 | 65.6 | 0 | 0 | 0 | 0 | 0 | 7.48 | 0.10709 | 0 | 65.6 | 65.6 | 1 | 0 | 0 |  | 0 |  | 0
|  |  |  | 31 | 62 | 0 | 0 | 0 | 0 | 0 | 7.48 | 0.10709 | 0 | 62 | 62 | 1 | 0 | 0 |  | 0 |  | 0
|  |  |  | 28.88 | 57.76 | 0 | 0 | 0 | 0 | 0 | 7.48 | 0.10709 | 0 | 57.76 | 57.76 | 1 | 0 | 0 |  | 0 |  | 0
|  |  |  | 28.48 | 56.96 | 0 | 0 | 0 | 0 | 0 | 7.48 | 0.10709 | 0 | 56.96 | 56.96 | 1 | 0 | 0 |  | 0 |  | 0
|  |  |  | 27.04 | 54.08 | 0 | 0 | 0 | 0 | 0 | 7.48 | 0.10709 | 0 | 54.08 | 54.08 | 1 | 0 | 0 |  | 0 |  | 0
|  |  |  | 28.44 | 56.88 | 0 | 0 | 0 | 0 | 0 | 7.48 | 0.10709 | 0 | 56.88 | 56.88 | 1 | 0 | 0 |  | 0 |  | 0
|  |  |  | 27.12 | 54.24 | 0 | 0 | 0 | 0 | 0 | 7.48 | 0.10709 | 0 | 54.24 | 54.24 | 1 | 0 | 0 |  | 0 |  | 0
|  |  |  | 27.84 | 55.68 | 0 | 0 | 0 | 0 | 0 | 7.48 | 0.10709 | 0 | 55.68 | 55.68 | 1 | 0 | 0 |  | 0 |  | 0
|  |  |  | 26.4 | 52.8 | 0 | 0 | 0 | 0 | 0 | 7.48 | 0.10709 | 0 | 52.8 | 52.8 | 1 | 0 | 0 |  | 0 |  | 0
|  |  |  | 26 | 52 | 0 | 0 | 0 | 0 | 0 | 7.48 | 0.10709 | 0 | 52 | 52 | 1 | 0 | 0 |  | 0 |  | 0
|  |  |  | 25.84 | 51.68 | 0 | 0 | 0 | 0 | 0 | 7.48 | 0.10709 | 0 | 51.68 | 51.68 | 1 | 0 | 0 |  | 0 |  | 0
|  |  |  | 23.24 | 46.48 | 0 | 0 | 0 | 0 | 0 | 7.48 | 0.10709 | 0 | 46.48 | 46.48 | 1 | 0 | 0 |  | 0 |  | 0
|  |  |  | 16.96 | 33.92 | 0 | 0 | 0 | 0 | 0 | 7.48 | 0.10709 | 0 | 33.92 | 33.92 | 1 | 0 | 0 |  | 0 |  | 0
|  |  |  | 15.12 | 30.24 | 0 | 0 | 0 | 0 | 0 | 7.48 | 0.10709 | 0 | 30.24 | 30.24 | 1 | 0 | 0 |  | 0 |  | 0
|  |  |  | 10.52 | 21.04 | 0 | 0 | 0 | 0 | 0 | 7.48 | 0.10709 | 0 | 21.04 | 21.04 | 1 | 0 | 0 |  | 0 |  | 0
|  |  |  | 12.16 | 24.32 | 0 | 0 | 0 | 0 | 0 | 7.48 | 0.10709 | 0 | 24.32 | 24.32 | 1 | 0 | 0 |  | 0 |  | 0
|  |  |  | 14.28 | 28.56 | 0 | 0 | 0 | 0 | 0 | 7.48 | 0.10709 | 0 | 28.56 | 28.56 | 1 | 0 | 0 |  | 0 |  | 0
|  |  |  | 15.16 | 30.32 | 0 | 0 | 0 | 0 | 0 | 7.48 | 0.10709 | 0 | 30.32 | 30.32 | 1 | 0 | 0 |  | 0 |  | 0
|  |  |  | 15.92 | 31.84 | 0 | 0 | 0 | 0 | 0 | 7.48 | 0.10709 | 0 | 31.84 | 31.84 | 1 | 0 | 0 |  | 0 |  | 0
|  |  |  | 22.44 | 44.88 | 0 | 0 | 0 | 0 | 0 | 7.48 | 0.10709 | 0 | 44.88 | 44.88 | 1 | 0 | 0 |  | 0 |  | 0
|  |  |  | 25.64 | 51.28 | 0 | 0 | 0 | 0 | 0 | 7.48 | 0.10709 | 0 | 51.28 | 51.28 | 1 | 0 | 0 |  | 0 |  | 0
|  |  |  | 28.56 | 57.12 | 0 | 0 | 0 | 0 | 0 | 7.48 | 0.10709 | 0 | 57.12 | 57.12 | 1 | 0 | 0 |  | 0 |  | 0
|  |  |  | 29.2 | 58.4 | 0 | 0 | 0 | 0 | 0 | 7.48 | 0.10709 | 0 | 58.4 | 58.4 | 1 | 0 | 0 |  | 0 |  | 0
|  |  |  | 29.52 | 59.04 | 0 | 0 | 0 | 0 | 0 | 7.48 | 0.12502 | 0 | 59.04 | 59.04 | 1 | 0 | 0 |  | 0 |  | 0
|  |  |  | 32.56 | 65.12 | 0 | 0 | 0 | 0 | 0 | 7.48 | 0.12502 | 0 | 65.12 | 65.12 | 1 | 0 | 0 |  | 0 |  | 0
|  |  |  | 30.32 | 60.64 | 0 | 0 | 0 | 0 | 0 | 7.48 | 0.12502 | 0 | 60.64 | 60.64 | 1 | 0 | 0 |  | 0 |  | 0
|  |  |  | 29.24 | 58.48 | 0 | 0 | 0 | 0 | 0 | 12.23 | 0.12502 | 0 | 58.48 | 58.48 | 1 | 0 | 0 |  | 0 |  | 0
|  |  |  | 27.44 | 54.88 | 0 | 0 | 0 | 0 | 0 | 12.23 | 0.12502 | 0 | 54.88 | 54.88 | 1 | 0 | 0 |  | 0 |  | 0
|  |  |  | 26.72 | 53.44 | 0 | 0 | 0 | 0 | 0 | 12.23 | 0.12502 | 0 | 53.44 | 53.44 | 1 | 0 | 0 |  | 0 |  | 0
|  |  |  | 27.36 | 54.72 | 0 | 0 | 0 | 0 | 0 | 12.23 | 0.12502 | 0 | 54.72 | 54.72 | 1 | 0 | 0 |  | 0 |  | 0
|  |  |  | 27.56 | 55.12 | 0 | 0 | 0 | 0 | 0 | 7.48 | 0.12502 | 0 | 55.12 | 55.12 | 1 | 0 | 0 |  | 0 |  | 0
|  |  |  | 27.48 | 54.96 | 0 | 0 | 0 | 0 | 0 | 7.48 | 0.12502 | 0 | 54.96 | 54.96 | 1 | 0 | 0 |  | 0 |  | 0
|  |  |  | 27.44 | 54.88 | 0 | 0 | 0 | 0 | 0 | 7.48 | 0.12502 | 0 | 54.88 | 52.16 | 0.2 | 0 | 2.72 |  | 0 |  | 0
|  |  |  | 27.28 | 54.56 | 0 | 0 | 0 | 0 | 0 | 7.48 | 0.10709 | 2.72 | 54.56 | 54.56 | 0.91885 | 0 | 0 |  | 0 |  | 0
|  |  |  | 27.56 | 55.12 | 0 | 0 | 0 | 0 | 0 | 7.48 | 0.10709 | 0.307 | 55.12 | 55.12 | 1 | 0 | 0 |  | 0 |  | 0
|  |  |  | 25.84 | 51.68 | 0 | 0 | 0 | 0 | 0 | 7.48 | 0.10709 | 0 | 51.68 | 51.68 | 1 | 0 | 0 |  | 0 |  | 0
|  |  |  | 18 | 36 | 0 | 0 | 0 | 0 | 0 | 7.48 | 0.10709 | 0 | 36 | 36 | 1 | 0 | 0 |  | 0 |  | 0
|  |  |  | 16.16 | 32.32 | 0 | 0 | 0 | 0 | 0 | 7.48 | 0.10709 | 0 | 32.32 | 32.32 | 1 | 0 | 0 |  | 0 |  | 0
|  |  |  | 15.36 | 30.72 | 0 | 0 | 0 | 0 | 0 | 7.48 | 0.10709 | 0 | 30.72 | 30.72 | 1 | 0 | 0 |  | 0 |  | 0
|  |  |  | 16.08 | 32.16 | 0 | 0 | 0 | 0 | 0 | 7.48 | 0.10709 | 0 | 32.16 | 32.16 | 1 | 0 | 0 |  | 0 |  | 0
|  |  |  | 15.6 | 31.2 | 0 | 0 | 0 | 0 | 0 | 7.48 | 0.10709 | 0 | 31.2 | 31.2 | 1 | 0 | 0 |  | 0 |  | 0
|  |  |  | 14.36 | 28.72 | 0 | 0 | 0 | 0 | 0 | 7.48 | 0.10709 | 0 | 28.72 | 28.72 | 1 | 0 | 0 |  | 0 |  | 0
|  |  |  | 16.32 | 32.64 | 0 | 0 | 0 | 0 | 0 | 7.48 | 0.10709 | 0 | 32.64 | 32.64 | 1 | 0 | 0 |  | 0 |  | 0
|  |  |  | 23.72 | 47.44 | 0 | 0 | 0 | 0 | 0 | 7.48 | 0.10709 | 0 | 47.44 | 47.44 | 1 | 0 | 0 |  | 0 |  | 0
|  |  |  | 26.56 | 53.12 | 0 | 0 | 0 | 0 | 0 | 7.48 | 0.10709 | 0 | 53.12 | 53.12 | 1 | 0 | 0 |  | 0 |  | 0
|  |  |  | 29.16 | 58.32 | 0 | 0 | 0 | 0 | 0 | 7.48 | 0.10709 | 0 | 58.32 | 58.32 | 1 | 0 | 0 |  | 0 |  | 0
|  |  |  | 31.56 | 63.12 | 0 | 0 | 0 | 0 | 0 | 7.48 | 0.10709 | 0 | 63.12 | 63.12 | 1 | 0 | 0 |  | 0 |  | 0
|  |  |  | 33.6 | 67.2 | 0 | 0 | 0 | 0 | 0 | 7.48 | 0.12502 | 0 | 67.2 | 67.2 | 1 | 0 | 0 |  | 0 |  | 0
|  |  |  | 33.52 | 67.04 | 0 | 0 | 0 | 0 | 0 | 7.48 | 0.12502 | 0 | 67.04 | 67.04 | 1 | 0 | 0 |  | 0 |  | 0
|  |  |  | 33.12 | 66.24 | 0 | 0 | 0 | 0 | 0 | 7.48 | 0.12502 | 0 | 66.24 | 66.24 | 1 | 0 | 0 |  | 0 |  | 0
|  |  |  | 30.76 | 61.52 | 0 | 0 | 0 | 0 | 0 | 12.23 | 0.12502 | 0 | 61.52 | 58.8 | 0.2 | 0 | 2.72 |  | 0 |  | 0
|  |  |  | 26.48 | 52.96 | 0 | 0 | 0 | 0 | 0 | 12.23 | 0.12502 | 0 | 52.96 | 52.96 | 0.2 | 0 | 0 |  | 0 |  | 0
|  |  |  | 26.6 | 53.2 | 0 | 0 | 0 | 0 | 0 | 12.23 | 0.12502 | 0 | 53.2 | 53.2 | 0.2 | 0 | 0 |  | 0 |  | 0
|  |  |  | 26.4 | 52.8 | 0 | 0 | 0 | 0 | 0 | 12.23 | 0.12502 | 0 | 52.8 | 52.8 | 0.2 | 0 | 0 |  | 0 |  | 0
|  |  |  | 27.24 | 54.48 | 0 | 0 | 0 | 0 | 0 | 7.48 | 0.12502 | 0 | 54.48 | 54.48 | 0.2 | 0 | 0 |  | 0 |  | 0
|  |  |  | 27.96 | 55.92 | 0 | 0 | 0 | 0 | 0 | 7.48 | 0.12502 | 0 | 55.92 | 55.92 | 0.2 | 0 | 0 |  | 0 |  | 0
|  |  |  | 28.4 | 56.8 | 0 | 0 | 0 | 0 | 0 | 7.48 | 0.12502 | 0 | 56.8 | 56.8 | 0.2 | 0 | 0 |  | 0 |  | 0
|  |  |  | 27.28 | 54.56 | 0 | 0 | 0 | 0 | 0 | 7.48 | 0.10709 | 2.72 | 54.56 | 54.56 | 0.91885 | 0 | 0 |  | 0 |  | 0
|  |  |  | 23.76 | 47.52 | 0 | 0 | 0 | 0 | 0 | 7.48 | 0.10709 | 0.307 | 47.52 | 47.52 | 1 | 0 | 0 |  | 0 |  | 0
|  |  |  | 20.12 | 40.24 | 0 | 0 | 0 | 0 | 0 | 7.48 | 0.10709 | 0 | 40.24 | 40.24 | 1 | 0 | 0 |  | 0 |  | 0
|  |  |  | 14.44 | 28.88 | 0 | 0 | 0 | 0 | 0 | 7.48 | 0.10709 | 0 | 28.88 | 28.88 | 1 | 0 | 0 |  | 0 |  | 0
|  |  |  | 11.08 | 22.16 | 0 | 0 | 0 | 0 | 0 | 7.48 | 0.10709 | 0 | 22.16 | 22.16 | 1 | 0 | 0 |  | 0 |  | 0
|  |  |  | 11.24 | 22.48 | 0 | 0 | 0 | 0 | 0 | 7.48 | 0.10709 | 0 | 22.48 | 22.48 | 1 | 0 | 0 |  | 0 |  | 0
|  |  |  | 13.48 | 26.96 | 0 | 0 | 0 | 0 | 0 | 7.48 | 0.10709 | 0 | 26.96 | 26.96 | 1 | 0 | 0 |  | 0 |  | 0
|  |  |  | 13.88 | 27.76 | 0 | 0 | 0 | 0 | 0 | 7.48 | 0.10709 | 0 | 27.76 | 27.76 | 1 | 0 | 0 |  | 0 |  | 0
|  |  |  | 13.52 | 27.04 | 0 | 0 | 0 | 0 | 0 | 7.48 | 0.10709 | 0 | 27.04 | 27.04 | 1 | 0 | 0 |  | 0 |  | 0
|  |  |  | 15.2 | 30.4 | 0 | 0 | 0 | 0 | 0 | 7.48 | 0.10709 | 0 | 30.4 | 30.4 | 1 | 0 | 0 |  | 0 |  | 0
|  |  |  | 18.88 | 37.76 | 0 | 0 | 0 | 0 | 0 | 7.48 | 0.10709 | 0 | 37.76 | 37.76 | 1 | 0 | 0 |  | 0 |  | 0
|  |  |  | 24.28 | 48.56 | 0 | 0 | 0 | 0 | 0 | 7.48 | 0.10709 | 0 | 48.56 | 48.56 | 1 | 0 | 0 |  | 0 |  | 0
|  |  |  | 23.32 | 46.64 | 0 | 0 | 0 | 0 | 0 | 7.48 | 0.10709 | 0 | 46.64 | 46.64 | 1 | 0 | 0 |  | 0 |  | 0
|  |  |  | 22.96 | 45.92 | 0 | 0 | 0 | 0 | 0 | 7.48 | 0.10709 | 0 | 45.92 | 45.92 | 1 | 0 | 0 |  | 0 |  | 0
|  |  |  | 24.12 | 48.24 | 0 | 0 | 0 | 0 | 0 | 7.48 | 0.12502 | 0 | 48.24 | 48.24 | 1 | 0 | 0 |  | 0 |  | 0
|  |  |  | 26.4 | 52.8 | 0 | 0 | 0 | 0 | 0 | 7.48 | 0.12502 | 0 | 52.8 | 52.8 | 1 | 0 | 0 |  | 0 |  | 0
|  |  |  | 25.72 | 51.44 | 0 | 0 | 0 | 0 | 0 | 7.48 | 0.12502 | 0 | 51.44 | 51.44 | 1 | 0 | 0 |  | 0 |  | 0
|  |  |  | 25.72 | 51.44 | 0 | 0 | 0 | 0 | 0 | 12.23 | 0.12502 | 0 | 51.44 | 51.44 | 1 | 0 | 0 |  | 0 |  | 0
|  |  |  | 25.16 | 50.32 | 0 | 0 | 0 | 0 | 0 | 12.23 | 0.12502 | 0 | 50.32 | 50.32 | 1 | 0 | 0 |  | 0 |  | 0
|  |  |  | 25.44 | 50.88 | 0 | 0 | 0 | 0 | 0 | 12.23 | 0.12502 | 0 | 50.88 | 50.88 | 1 | 0 | 0 |  | 0 |  | 0
|  |  |  | 26.16 | 52.32 | 0 | 0 | 0 | 0 | 0 | 12.23 | 0.12502 | 0 | 52.32 | 52.32 | 1 | 0 | 0 |  | 0 |  | 0
|  |  |  | 25.4 | 50.8 | 0 | 0 | 0 | 0 | 0 | 7.48 | 0.12502 | 0 | 50.8 | 50.8 | 1 | 0 | 0 |  | 0 |  | 0
|  |  |  | 24.32 | 48.64 | 0 | 0 | 0 | 0 | 0 | 7.48 | 0.12502 | 0 | 48.64 | 48.64 | 1 | 0 | 0 |  | 0 |  | 0
|  |  |  | 24.8 | 49.6 | 0 | 0 | 0 | 0 | 0 | 7.48 | 0.12502 | 0 | 49.6 | 46.88 | 0.2 | 0 | 2.72 |  | 0 |  | 0
|  |  |  | 25.24 | 50.48 | 0 | 0 | 0 | 0 | 0 | 7.48 | 0.10709 | 2.72 | 50.48 | 50.48 | 0.91885 | 0 | 0 |  | 0 |  | 0
|  |  |  | 25.36 | 50.72 | 0 | 0 | 0 | 0 | 0 | 7.48 | 0.10709 | 0.307 | 50.72 | 50.72 | 1 | 0 | 0 |  | 0 |  | 0
|  |  |  | 23.68 | 47.36 | 0 | 0 | 0 | 0 | 0 | 7.48 | 0.10709 | 0 | 47.36 | 47.36 | 1 | 0 | 0 |  | 0 |  | 0
|  |  |  | 18.24 | 36.48 | 0 | 0 | 0 | 0 | 0 | 7.48 | 0.10709 | 0 | 36.48 | 36.48 | 1 | 0 | 0 |  | 0 |  | 0
|  |  |  | 18.04 | 36.08 | 0 | 0 | 0 | 0 | 0 | 7.48 | 0.10709 | 0 | 36.08 | 36.08 | 1 | 0 | 0 |  | 0 |  | 0
|  |  |  | 12.88 | 25.76 | 0 | 0 | 0 | 0 | 0 | 7.48 | 0.10709 | 0 | 25.76 | 25.76 | 1 | 0 | 0 |  | 0 |  | 0
|  |  |  | 12.6 | 25.2 | 0 | 0 | 0 | 0 | 0 | 7.48 | 0.10709 | 0 | 25.2 | 25.2 | 1 | 0 | 0 |  | 0 |  | 0
|  |  |  | 13.2 | 26.4 | 0 | 0 | 0 | 0 | 0 | 7.48 | 0.10709 | 0 | 26.4 | 26.4 | 1 | 0 | 0 |  | 0 |  | 0
|  |  |  | 14.72 | 29.44 | 0 | 0 | 0 | 0 | 0 | 7.48 | 0.10709 | 0 | 29.44 | 29.44 | 1 | 0 | 0 |  | 0 |  | 0
|  |  |  | 17.44 | 34.88 | 0 | 0 | 0 | 0 | 0 | 7.48 | 0.10709 | 0 | 34.88 | 34.88 | 1 | 0 | 0 |  | 0 |  | 0
|  |  |  | 17.6 | 35.2 | 0 | 0 | 0 | 0 | 0 | 7.48 | 0.10709 | 0 | 35.2 | 35.2 | 1 | 0 | 0 |  | 0 |  | 0
|  |  |  | 18.44 | 36.88 | 0 | 0 | 0 | 0 | 0 | 7.48 | 0.10709 | 0 | 36.88 | 36.88 | 1 | 0 | 0 |  | 0 |  | 0
|  |  |  | 23.72 | 47.44 | 0 | 0 | 0 | 0 | 0 | 7.48 | 0.10709 | 0 | 47.44 | 47.44 | 1 | 0 | 0 |  | 0 |  | 0
|  |  |  | 25.32 | 50.64 | 0 | 0 | 0 | 0 | 0 | 7.48 | 0.10709 | 0 | 50.64 | 50.64 | 1 | 0 | 0 |  | 0 |  | 0
|  |  |  | 24.04 | 48.08 | 0 | 0 | 0 | 0 | 0 | 7.48 | 0.12502 | 0 | 48.08 | 48.08 | 1 | 0 | 0 |  | 0 |  | 0
|  |  |  | 24.2 | 48.4 | 0 | 0 | 0 | 0 | 0 | 7.48 | 0.12502 | 0 | 48.4 | 48.4 | 1 | 0 | 0 |  | 0 |  | 0
|  |  |  | 23.24 | 46.48 | 0 | 0 | 0 | 0 | 0 | 7.48 | 0.12502 | 0 | 46.48 | 46.48 | 1 | 0 | 0 |  | 0 |  | 0
|  |  |  | 24.12 | 48.24 | 0 | 0 | 0 | 0 | 0 | 12.23 | 0.12502 | 0 | 48.24 | 48.24 | 1 | 0 | 0 |  | 0 |  | 0
|  |  |  | 23.88 | 47.76 | 0 | 0 | 0 | 0 | 0 | 12.23 | 0.12502 | 0 | 47.76 | 47.76 | 1 | 0 | 0 |  | 0 |  | 0
|  |  |  | 23 | 46 | 0 | 0 | 0 | 0 | 0 | 12.23 | 0.12502 | 0 | 46 | 46 | 1 | 0 | 0 |  | 0 |  | 0
|  |  |  | 23.64 | 47.28 | 0 | 0 | 0 | 0 | 0 | 12.23 | 0.12502 | 0 | 47.28 | 47.28 | 1 | 0 | 0 |  | 0 |  | 0
|  |  |  | 25.16 | 50.32 | 0 | 0 | 0 | 0 | 0 | 7.48 | 0.12502 | 0 | 50.32 | 50.32 | 1 | 0 | 0 |  | 0 |  | 0
|  |  |  | 25.4 | 50.8 | 0 | 0 | 0 | 0 | 0 | 7.48 | 0.12502 | 0 | 50.8 | 50.8 | 1 | 0 | 0 |  | 0 |  | 0
|  |  |  | 21.64 | 43.28 | 0 | 0 | 0 | 0 | 0 | 7.48 | 0.12502 | 0 | 43.28 | 40.56 | 0.2 | 0 | 2.72 |  | 0 |  | 0
|  |  |  | 18.76 | 37.52 | 0 | 0 | 0 | 0 | 0 | 7.48 | 0.10709 | 2.72 | 37.52 | 37.52 | 0.91885 | 0 | 0 |  | 0 |  | 0
|  |  |  | 20.6267 | 41.2533 | 0 | 0 | 0 | 0 | 0 | 7.48 | 0.10709 | 0.307 | 41.253 | 41.253 | 1 | 0 | 0 |  | 0 |  | 0
|  |  |  | 20.5467 | 41.0933 | 0 | 0 | 0 | 0 | 0 | 7.48 | 0.10709 | 0 | 41.093 | 41.093 | 1 | 0 | 0 |  | 0 |  | 0
|  |  |  | 13.7067 | 27.4133 | 0 | 0 | 0 | 0 | 0 | 7.48 | 0.10709 | 0 | 27.413 | 27.413 | 1 | 0 | 0 |  | 0 |  | 0
|  |  |  | 11.4933 | 22.9867 | 0 | 0 | 0 | 0 | 0 | 7.48 | 0.10709 | 0 | 22.987 | 22.987 | 1 | 0 | 0 |  | 0 |  | 0
|  |  |  | 11.52 | 23.04 | 0 | 0 | 0 | 0 | 0 | 7.48 | 0.10709 | 0 | 23.04 | 23.04 | 1 | 0 | 0 |  | 0 |  | 0
|  |  |  | 13.44 | 26.88 | 0 | 0 | 0 | 0 | 0 | 7.48 | 0.10709 | 0 | 26.88 | 26.88 | 1 | 0 | 0 |  | 0 |  | 0
|  |  |  | 16.2267 | 32.4533 | 0 | 0 | 0 | 0 | 0 | 7.48 | 0.10709 | 0 | 32.453 | 32.453 | 1 | 0 | 0 |  | 0 |  | 0
|  |  |  | 16.6133 | 33.2267 | 0 | 0 | 0 | 0 | 0 | 7.48 | 0.10709 | 0 | 33.227 | 33.227 | 1 | 0 | 0 |  | 0 |  | 0
|  |  |  | 17.3067 | 34.6133 | 0 | 0 | 0 | 0 | 0 | 7.48 | 0.10709 | 0 | 34.613 | 34.613 | 1 | 0 | 0 |  | 0 |  | 0
|  |  |  | 23.8533 | 47.7067 | 0 | 0 | 0 | 0 | 0 | 7.48 | 0.10709 | 0 | 47.707 | 47.707 | 1 | 0 | 0 |  | 0 |  | 0
|  |  |  | 26.28 | 52.56 | 0 | 0 | 0 | 0 | 0 | 7.48 | 0.10709 | 0 | 52.56 | 52.56 | 1 | 0 | 0 |  | 0 |  | 0
|  |  |  | 29.44 | 58.88 | 0 | 0 | 0 | 0 | 0 | 7.48 | 0.10709 | 0 | 58.88 | 58.88 | 1 | 0 | 0 |  | 0 |  | 0
|  |  |  | 32.48 | 64.96 | 0 | 0 | 0 | 0 | 0 | 7.48 | 0.10709 | 0 | 64.96 | 64.96 | 1 | 0 | 0 |  | 0 |  | 0
|  |  |  | 32.88 | 65.76 | 0 | 0 | 0 | 0 | 0 | 7.48 | 0.12502 | 0 | 65.76 | 65.76 | 1 | 0 | 0 |  | 0 |  | 0
|  |  |  | 34.6 | 69.2 | 0 | 0 | 0 | 0 | 0 | 7.48 | 0.12502 | 0 | 69.2 | 69.2 | 1 | 0 | 0 |  | 0 |  | 0
|  |  |  | 27.68 | 55.36 | 0 | 0 | 0 | 0 | 0 | 7.48 | 0.12502 | 0 | 55.36 | 55.36 | 1 | 0 | 0 |  | 0 |  | 0
|  |  |  | 25.88 | 51.76 | 0 | 0 | 0 | 0 | 0 | 12.23 | 0.12502 | 0 | 51.76 | 51.76 | 1 | 0 | 0 |  | 0 |  | 0
|  |  |  | 25.48 | 50.96 | 0 | 0 | 0 | 0 | 0 | 12.23 | 0.12502 | 0 | 50.96 | 50.96 | 1 | 0 | 0 |  | 0 |  | 0
|  |  |  | 24.84 | 49.68 | 0 | 0 | 0 | 0 | 0 | 12.23 | 0.12502 | 0 | 49.68 | 49.68 | 1 | 0 | 0 |  | 0 |  | 0
|  |  |  | 24.76 | 49.52 | 0 | 0 | 0 | 0 | 0 | 12.23 | 0.12502 | 0 | 49.52 | 49.52 | 1 | 0 | 0 |  | 0 |  | 0
|  |  |  | 26.68 | 53.36 | 0 | 0 | 0 | 0 | 0 | 7.48 | 0.12502 | 0 | 53.36 | 53.36 | 1 | 0 | 0 |  | 0 |  | 0
|  |  |  | 29.44 | 58.88 | 0 | 0 | 0 | 0 | 0 | 7.48 | 0.12502 | 0 | 58.88 | 58.88 | 1 | 0 | 0 |  | 0 |  | 0
|  |  |  | 30.48 | 60.96 | 0 | 0 | 0 | 0 | 0 | 7.48 | 0.12502 | 0 | 60.96 | 58.24 | 0.2 | 0 | 2.72 |  | 0 |  | 0
|  |  |  | 29.16 | 58.32 | 0 | 0 | 0 | 0 | 0 | 7.48 | 0.10709 | 2.72 | 58.32 | 58.32 | 0.91885 | 0 | 0 |  | 0 |  | 0
|  |  |  | 26.96 | 53.92 | 0 | 0 | 0 | 0 | 0 | 7.48 | 0.10709 | 0.307 | 53.92 | 53.92 | 1 | 0 | 0 |  | 0 |  | 0
|  |  |  | 21.52 | 43.04 | 0 | 0 | 0 | 0 | 0 | 7.48 | 0.10709 | 0 | 43.04 | 43.04 | 1 | 0 | 0 |  | 0 |  | 0
|  |  |  | 15.2 | 30.4 | 0 | 0 | 0 | 0 | 0 | 7.48 | 0.10709 | 0 | 30.4 | 30.4 | 1 | 0 | 0 |  | 0 |  | 0
|  |  |  | 14.16 | 28.32 | 0 | 0 | 0 | 0 | 0 | 7.48 | 0.10709 | 0 | 28.32 | 28.32 | 1 | 0 | 0 |  | 0 |  | 0
|  |  |  | 13.04 | 26.08 | 0 | 0 | 0 | 0 | 0 | 7.48 | 0.10709 | 0 | 26.08 | 26.08 | 1 | 0 | 0 |  | 0 |  | 0
|  |  |  | 13.84 | 27.68 | 0 | 0 | 0 | 0 | 0 | 7.48 | 0.10709 | 0 | 27.68 | 27.68 | 1 | 0 | 0 |  | 0 |  | 0
|  |  |  | 14.24 | 28.48 | 0 | 0 | 0 | 0 | 0 | 7.48 | 0.10709 | 0 | 28.48 | 28.48 | 1 | 0 | 0 |  | 0 |  | 0
|  |  |  | 16.04 | 32.08 | 0 | 0 | 0 | 0 | 0 | 7.48 | 0.10709 | 0 | 32.08 | 32.08 | 1 | 0 | 0 |  | 0 |  | 0
|  |  |  | 18.68 | 37.36 | 0 | 0 | 0 | 0 | 0 | 7.48 | 0.10709 | 0 | 37.36 | 37.36 | 1 | 0 | 0 |  | 0 |  | 0
|  |  |  | 24.68 | 49.36 | 0 | 0 | 0 | 0 | 0 | 7.48 | 0.10709 | 0 | 49.36 | 49.36 | 1 | 0 | 0 |  | 0 |  | 0
|  |  |  | 27 | 54 | 0 | 0 | 0 | 0 | 0 | 7.48 | 0.10709 | 0 | 54 | 54 | 1 | 0 | 0 |  | 0 |  | 0
|  |  |  | 27.04 | 54.08 | 0 | 0 | 0 | 0 | 0 | 7.48 | 0.10709 | 0 | 54.08 | 54.08 | 1 | 0 | 0 |  | 0 |  | 0
|  |  |  | 29.96 | 59.92 | 0 | 0 | 0 | 0 | 0 | 7.48 | 0.10709 | 0 | 59.92 | 59.92 | 1 | 0 | 0 |  | 0 |  | 0
|  |  |  | 35.32 | 70.64 | 0 | 0 | 0 | 0 | 0 | 7.48 | 0.10709 | 0 | 70.64 | 69.28 | 0.6 | 0 | 1.36 |  | 0 |  | 0
|  |  |  | 33.36 | 66.72 | 0 | 0 | 0 | 0 | 0 | 7.48 | 0.10709 | 1.514 | 66.72 | 66.72 | 1 | 0 | 0 |  | 0 |  | 0
|  |  |  | 29.56 | 59.12 | 0 | 0 | 0 | 0 | 0 | 7.48 | 0.10709 | 0 | 59.12 | 59.12 | 1 | 0 | 0 |  | 0 |  | 0
|  |  |  | 27.72 | 55.44 | 0 | 0 | 0 | 0 | 0 | 7.48 | 0.10709 | 0 | 55.44 | 55.44 | 1 | 0 | 0 |  | 0 |  | 0
|  |  |  | 28.16 | 56.32 | 0 | 0 | 0 | 0 | 0 | 7.48 | 0.10709 | 0 | 56.32 | 56.32 | 1 | 0 | 0 |  | 0 |  | 0
|  |  |  | 27.8 | 55.6 | 0 | 0 | 0 | 0 | 0 | 7.48 | 0.10709 | 0 | 55.6 | 55.6 | 1 | 0 | 0 |  | 0 |  | 0
|  |  |  | 28.96 | 57.92 | 0 | 0 | 0 | 0 | 0 | 7.48 | 0.10709 | 0 | 57.92 | 57.92 | 1 | 0 | 0 |  | 0 |  | 0
|  |  |  | 29.68 | 59.36 | 0 | 0 | 0 | 0 | 0 | 7.48 | 0.10709 | 0 | 59.36 | 59.36 | 1 | 0 | 0 |  | 0 |  | 0
|  |  |  | 29.48 | 58.96 | 0 | 0 | 0 | 0 | 0 | 7.48 | 0.10709 | 0 | 58.96 | 58.96 | 1 | 0 | 0 |  | 0 |  | 0
|  |  |  | 28.68 | 57.36 | 0 | 0 | 0 | 0 | 0 | 7.48 | 0.10709 | 0 | 57.36 | 57.36 | 1 | 0 | 0 |  | 0 |  | 0
|  |  |  | 27.04 | 54.08 | 0 | 0 | 0 | 0 | 0 | 7.48 | 0.10709 | 0 | 54.08 | 54.08 | 1 | 0 | 0 |  | 0 |  | 0
|  |  |  | 25.48 | 50.96 | 0 | 0 | 0 | 0 | 0 | 7.48 | 0.10709 | 0 | 50.96 | 50.96 | 1 | 0 | 0 |  | 0 |  | 0
|  |  |  | 18.56 | 37.12 | 0 | 0 | 0 | 0 | 0 | 7.48 | 0.10709 | 0 | 37.12 | 37.12 | 1 | 0 | 0 |  | 0 |  | 0
|  |  |  | 15.04 | 30.08 | 0 | 0 | 0 | 0 | 0 | 7.48 | 0.10709 | 0 | 30.08 | 30.08 | 1 | 0 | 0 |  | 0 |  | 0
|  |  |  | 13.44 | 26.88 | 0 | 0 | 0 | 0 | 0 | 7.48 | 0.10709 | 0 | 26.88 | 26.88 | 1 | 0 | 0 |  | 0 |  | 0
|  |  |  | 12.84 | 25.68 | 0 | 0 | 0 | 0 | 0 | 7.48 | 0.10709 | 0 | 25.68 | 25.68 | 1 | 0 | 0 |  | 0 |  | 0
|  |  |  | 13.44 | 26.88 | 0 | 0 | 0 | 0 | 0 | 7.48 | 0.10709 | 0 | 26.88 | 26.88 | 1 | 0 | 0 |  | 0 |  | 0
|  |  |  | 14.28 | 28.56 | 0 | 0 | 0 | 0 | 0 | 7.48 | 0.10709 | 0 | 28.56 | 28.56 | 1 | 0 | 0 |  | 0 |  | 0
|  |  |  | 14.84 | 29.68 | 0 | 0 | 0 | 0 | 0 | 7.48 | 0.10709 | 0 | 29.68 | 29.68 | 1 | 0 | 0 |  | 0 |  | 0
|  |  |  | 17.48 | 34.96 | 0 | 0 | 0 | 0 | 0 | 7.48 | 0.10709 | 0 | 34.96 | 34.96 | 1 | 0 | 0 |  | 0 |  | 0
|  |  |  | 24.2 | 48.4 | 0 | 0 | 0 | 0 | 0 | 7.48 | 0.10709 | 0 | 48.4 | 48.4 | 1 | 0 | 0 |  | 0 |  | 0
|  |  |  | 26.68 | 53.36 | 0 | 0 | 0 | 0 | 0 | 7.48 | 0.10709 | 0 | 53.36 | 53.36 | 1 | 0 | 0 |  | 0 |  | 0
|  |  |  | 27.8 | 55.6 | 0 | 0 | 0 | 0 | 0 | 7.48 | 0.10709 | 0 | 55.6 | 55.6 | 1 | 0 | 0 |  | 0 |  | 0
|  |  |  | 30.2 | 60.4 | 0 | 0 | 0 | 0 | 0 | 7.48 | 0.10709 | 0 | 60.4 | 60.4 | 1 | 0 | 0 |  | 0 |  | 0
|  |  |  | 31.12 | 62.24 | 0 | 0 | 0 | 0 | 0 | 7.48 | 0.10709 | 0 | 62.24 | 62.24 | 1 | 0 | 0 |  | 0 |  | 0
|  |  |  | 35.36 | 70.72 | 0 | 0 | 0 | 0 | 0 | 7.48 | 0.10709 | 0 | 70.72 | 69.28 | 0.57647 | 0 | 1.44 |  | 0 |  | 0
|  |  |  | 35.28 | 70.56 | 0 | 0 | 0 | 0 | 0 | 7.48 | 0.10709 | 0 | 70.56 | 69.28 | 0.2 | 0 | 1.28 |  | 0 |  | 0
|  |  |  | 33.92 | 67.84 | 0 | 0 | 0 | 0 | 0 | 7.48 | 0.10709 | 1.44 | 67.84 | 67.84 | 0.58057 | 0 | 0 |  | 0 |  | 0
|  |  |  | 29.92 | 59.84 | 0 | 0 | 0 | 0 | 0 | 7.48 | 0.10709 | 1.587 | 59.84 | 59.84 | 1 | 0 | 0 |  | 0 |  | 0
|  |  |  | 26.72 | 53.44 | 0 | 0 | 0 | 0 | 0 | 7.48 | 0.10709 | 0 | 53.44 | 53.44 | 1 | 0 | 0 |  | 0 |  | 0
|  |  |  | 26.88 | 53.76 | 0 | 0 | 0 | 0 | 0 | 7.48 | 0.10709 | 0 | 53.76 | 53.76 | 1 | 0 | 0 |  | 0 |  | 0
|  |  |  | 27.6 | 55.2 | 0 | 0 | 0 | 0 | 0 | 7.48 | 0.10709 | 0 | 55.2 | 55.2 | 1 | 0 | 0 |  | 0 |  | 0
|  |  |  | 28.08 | 56.16 | 0 | 0 | 0 | 0 | 0 | 7.48 | 0.10709 | 0 | 56.16 | 56.16 | 1 | 0 | 0 |  | 0 |  | 0
|  |  |  | 27.36 | 54.72 | 0 | 0 | 0 | 0 | 0 | 7.48 | 0.10709 | 0 | 54.72 | 54.72 | 1 | 0 | 0 |  | 0 |  | 0
|  |  |  | 26.84 | 53.68 | 0 | 0 | 0 | 0 | 0 | 7.48 | 0.10709 | 0 | 53.68 | 53.68 | 1 | 0 | 0 |  | 0 |  | 0
|  |  |  | 27.08 | 54.16 | 0 | 0 | 0 | 0 | 0 | 7.48 | 0.10709 | 0 | 54.16 | 54.16 | 1 | 0 | 0 |  | 0 |  | 0
|  |  |  | 20.68 | 41.36 | 0 | 0 | 0 | 0 | 0 | 7.48 | 0.10709 | 0 | 41.36 | 41.36 | 1 | 0 | 0 |  | 0 |  | 0
|  |  |  | 13.4 | 26.8 | 0 | 0 | 0 | 0 | 0 | 7.48 | 0.10709 | 0 | 26.8 | 26.8 | 1 | 0 | 0 |  | 0 |  | 0
|  |  |  | 11.96 | 23.92 | 0 | 0 | 0 | 0 | 0 | 7.48 | 0.10709 | 0 | 23.92 | 23.92 | 1 | 0 | 0 |  | 0 |  | 0
|  |  |  | 11.6 | 23.2 | 0 | 0 | 0 | 0 | 0 | 7.48 | 0.10709 | 0 | 23.2 | 23.2 | 1 | 0 | 0 |  | 0 |  | 0
|  |  |  | 13.44 | 26.88 | 0 | 0 | 0 | 0 | 0 | 7.48 | 0.10709 | 0 | 26.88 | 26.88 | 1 | 0 | 0 |  | 0 |  | 0
|  |  |  | 15.32 | 30.64 | 0 | 0 | 0 | 0 | 0 | 7.48 | 0.10709 | 0 | 30.64 | 30.64 | 1 | 0 | 0 |  | 0 |  | 0
|  |  |  | 14.36 | 28.72 | 0 | 0 | 0 | 0 | 0 | 7.48 | 0.10709 | 0 | 28.72 | 28.72 | 1 | 0 | 0 |  | 0 |  | 0
|  |  |  | 16.68 | 33.36 | 0 | 0 | 0 | 0 | 0 | 7.48 | 0.10709 | 0 | 33.36 | 33.36 | 1 | 0 | 0 |  | 0 |  | 0
|  |  |  | 24.8 | 49.6 | 0 | 0 | 0 | 0 | 0 | 7.48 | 0.10709 | 0 | 49.6 | 49.6 | 1 | 0 | 0 |  | 0 |  | 0
|  |  |  | 26.52 | 53.04 | 0 | 0 | 0 | 0 | 0 | 7.48 | 0.10709 | 0 | 53.04 | 53.04 | 1 | 0 | 0 |  | 0 |  | 0
|  |  |  | 28.56 | 57.12 | 0 | 0 | 0 | 0 | 0 | 7.48 | 0.10709 | 0 | 57.12 | 57.12 | 1 | 0 | 0 |  | 0 |  | 0
|  |  |  | 28.76 | 57.52 | 0 | 0 | 0 | 0 | 0 | 7.48 | 0.10709 | 0 | 57.52 | 57.52 | 1 | 0 | 0 |  | 0 |  | 0
|  |  |  | 32.76 | 65.52 | 0 | 0 | 0 | 0 | 0 | 7.48 | 0.12502 | 0 | 65.52 | 65.52 | 1 | 0 | 0 |  | 0 |  | 0
|  |  |  | 31 | 62 | 0 | 0 | 0 | 0 | 0 | 7.48 | 0.12502 | 0 | 62 | 62 | 1 | 0 | 0 |  | 0 |  | 0
|  |  |  | 28 | 56 | 0 | 0 | 0 | 0 | 0 | 7.48 | 0.12502 | 0 | 56 | 56 | 1 | 0 | 0 |  | 0 |  | 0
|  |  |  | 25.2 | 50.4 | 0 | 0 | 0 | 0 | 0 | 12.23 | 0.12502 | 0 | 50.4 | 50.4 | 1 | 0 | 0 |  | 0 |  | 0
|  |  |  | 24.84 | 49.68 | 0 | 0 | 0 | 0 | 0 | 12.23 | 0.12502 | 0 | 49.68 | 49.68 | 1 | 0 | 0 |  | 0 |  | 0
|  |  |  | 24.52 | 49.04 | 0 | 0 | 0 | 0 | 0 | 12.23 | 0.12502 | 0 | 49.04 | 49.04 | 1 | 0 | 0 |  | 0 |  | 0
|  |  |  | 24.08 | 48.16 | 0 | 0 | 0 | 0 | 0 | 12.23 | 0.12502 | 0 | 48.16 | 48.16 | 1 | 0 | 0 |  | 0 |  | 0
|  |  |  | 26.72 | 53.44 | 0 | 0 | 0 | 0 | 0 | 7.48 | 0.12502 | 0 | 53.44 | 53.44 | 1 | 0 | 0 |  | 0 |  | 0
|  |  |  | 26.72 | 53.44 | 0 | 0 | 0 | 0 | 0 | 7.48 | 0.12502 | 0 | 53.44 | 53.44 | 1 | 0 | 0 |  | 0 |  | 0
|  |  |  | 27.28 | 54.56 | 0 | 0 | 0 | 0 | 0 | 7.48 | 0.12502 | 0 | 54.56 | 51.84 | 0.2 | 0 | 2.72 |  | 0 |  | 0
|  |  |  | 27 | 54 | 0 | 0 | 0 | 0 | 0 | 7.48 | 0.10709 | 2.72 | 54 | 54 | 0.91885 | 0 | 0 |  | 0 |  | 0
|  |  |  | 26.44 | 52.88 | 0 | 0 | 0 | 0 | 0 | 7.48 | 0.10709 | 0.307 | 52.88 | 52.88 | 1 | 0 | 0 |  | 0 |  | 0
|  |  |  | 23.72 | 47.44 | 0 | 0 | 0 | 0 | 0 | 7.48 | 0.10709 | 0 | 47.44 | 47.44 | 1 | 0 | 0 |  | 0 |  | 0
|  |  |  | 17.2 | 34.4 | 0 | 0 | 0 | 0 | 0 | 7.48 | 0.10709 | 0 | 34.4 | 34.4 | 1 | 0 | 0 |  | 0 |  | 0
|  |  |  | 15.2 | 30.4 | 0 | 0 | 0 | 0 | 0 | 7.48 | 0.10709 | 0 | 30.4 | 30.4 | 1 | 0 | 0 |  | 0 |  | 0
|  |  |  | 15.84 | 31.68 | 0 | 0 | 0 | 0 | 0 | 7.48 | 0.10709 | 0 | 31.68 | 31.68 | 1 | 0 | 0 |  | 0 |  | 0
|  |  |  | 16.88 | 33.76 | 0 | 0 | 0 | 0 | 0 | 7.48 | 0.10709 | 0 | 33.76 | 33.76 | 1 | 0 | 0 |  | 0 |  | 0
|  |  |  | 16.88 | 33.76 | 0 | 0 | 0 | 0 | 0 | 7.48 | 0.10709 | 0 | 33.76 | 33.76 | 1 | 0 | 0 |  | 0 |  | 0
|  |  |  | 15.12 | 30.24 | 0 | 0 | 0 | 0 | 0 | 7.48 | 0.10709 | 0 | 30.24 | 30.24 | 1 | 0 | 0 |  | 0 |  | 0
|  |  |  | 16.28 | 32.56 | 0 | 0 | 0 | 0 | 0 | 7.48 | 0.10709 | 0 | 32.56 | 32.56 | 1 | 0 | 0 |  | 0 |  | 0
|  |  |  | 23.4 | 46.8 | 0 | 0 | 0 | 0 | 0 | 7.48 | 0.10709 | 0 | 46.8 | 46.8 | 1 | 0 | 0 |  | 0 |  | 0
|  |  |  | 23.08 | 46.16 | 0 | 0 | 0 | 0 | 0 | 7.48 | 0.10709 | 0 | 46.16 | 46.16 | 1 | 0 | 0 |  | 0 |  | 0
|  |  |  | 23.2 | 46.4 | 0 | 0 | 0 | 0 | 0 | 7.48 | 0.10709 | 0 | 46.4 | 46.4 | 1 | 0 | 0 |  | 0 |  | 0
|  |  |  | 21.12 | 42.24 | 0 | 0 | 0 | 0 | 0 | 7.48 | 0.10709 | 0 | 42.24 | 42.24 | 1 | 0 | 0 |  | 0 |  | 0
|  |  |  | 21.72 | 43.44 | 0 | 0 | 0 | 0 | 0 | 7.48 | 0.12502 | 0 | 43.44 | 43.44 | 1 | 0 | 0 |  | 0 |  | 0
|  |  |  | 23.8 | 47.6 | 0 | 0 | 0 | 0 | 0 | 7.48 | 0.12502 | 0 | 47.6 | 47.6 | 1 | 0 | 0 |  | 0 |  | 0
|  |  |  | 25 | 50 | 0 | 0 | 0 | 0 | 0 | 7.48 | 0.12502 | 0 | 50 | 50 | 1 | 0 | 0 |  | 0 |  | 0
|  |  |  | 24.04 | 48.08 | 0 | 0 | 0 | 0 | 0 | 12.23 | 0.12502 | 0 | 48.08 | 48.08 | 1 | 0 | 0 |  | 0 |  | 0
|  |  |  | 23.32 | 46.64 | 0 | 0 | 0 | 0 | 0 | 12.23 | 0.12502 | 0 | 46.64 | 46.64 | 1 | 0 | 0 |  | 0 |  | 0
|  |  |  | 23.56 | 47.12 | 0 | 0 | 0 | 0 | 0 | 12.23 | 0.12502 | 0 | 47.12 | 47.12 | 1 | 0 | 0 |  | 0 |  | 0
|  |  |  | 26.08 | 52.16 | 0 | 0 | 0 | 0 | 0 | 12.23 | 0.12502 | 0 | 52.16 | 52.16 | 1 | 0 | 0 |  | 0 |  | 0
|  |  |  | 25.84 | 51.68 | 0 | 0 | 0 | 0 | 0 | 7.48 | 0.12502 | 0 | 51.68 | 51.68 | 1 | 0 | 0 |  | 0 |  | 0
|  |  |  | 25.56 | 51.12 | 0 | 0 | 0 | 0 | 0 | 7.48 | 0.12502 | 0 | 51.12 | 51.12 | 1 | 0 | 0 |  | 0 |  | 0
|  |  |  | 25.88 | 51.76 | 0 | 0 | 0 | 0 | 0 | 7.48 | 0.12502 | 0 | 51.76 | 49.04 | 0.2 | 0 | 2.72 |  | 0 |  | 0
|  |  |  | 21.84 | 43.68 | 0 | 0 | 0 | 0 | 0 | 7.48 | 0.10709 | 2.72 | 43.68 | 43.68 | 0.91885 | 0 | 0 |  | 0 |  | 0
|  |  |  | 18.56 | 37.12 | 0 | 0 | 0 | 0 | 0 | 7.48 | 0.10709 | 0.307 | 37.12 | 37.12 | 1 | 0 | 0 |  | 0 |  | 0
|  |  |  | 17.8 | 35.6 | 0 | 0 | 0 | 0 | 0 | 7.48 | 0.10709 | 0 | 35.6 | 35.6 | 1 | 0 | 0 |  | 0 |  | 0
|  |  |  | 12.92 | 25.84 | 0 | 0 | 0 | 0 | 0 | 7.48 | 0.10709 | 0 | 25.84 | 25.84 | 1 | 0 | 0 |  | 0 |  | 0
|  |  |  | 10.88 | 21.76 | 0 | 0 | 0 | 0 | 0 | 7.48 | 0.10709 | 0 | 21.76 | 21.76 | 1 | 0 | 0 |  | 0 |  | 0
|  |  |  | 12.08 | 24.16 | 0 | 0 | 0 | 0 | 0 | 7.48 | 0.10709 | 0 | 24.16 | 24.16 | 1 | 0 | 0 |  | 0 |  | 0
|  |  |  | 13.04 | 26.08 | 0 | 0 | 0 | 0 | 0 | 7.48 | 0.10709 | 0 | 26.08 | 26.08 | 1 | 0 | 0 |  | 0 |  | 0
|  |  |  | 13.72 | 27.44 | 0 | 0 | 0 | 0 | 0 | 7.48 | 0.10709 | 0 | 27.44 | 27.44 | 1 | 0 | 0 |  | 0 |  | 0
|  |  |  | 13.96 | 27.92 | 0 | 0 | 0 | 0 | 0 | 7.48 | 0.10709 | 0 | 27.92 | 27.92 | 1 | 0 | 0 |  | 0 |  | 0
|  |  |  | 15.16 | 30.32 | 0 | 0 | 0 | 0 | 0 | 7.48 | 0.10709 | 0 | 30.32 | 30.32 | 1 | 0 | 0 |  | 0 |  | 0
|  |  |  | 17.48 | 34.96 | 0 | 0 | 0 | 0 | 0 | 7.48 | 0.10709 | 0 | 34.96 | 34.96 | 1 | 0 | 0 |  | 0 |  | 0
|  |  |  | 23 | 46 | 0 | 0 | 0 | 0 | 0 | 7.48 | 0.10709 | 0 | 46 | 46 | 1 | 0 | 0 |  | 0 |  | 0
|  |  |  | 22.84 | 45.68 | 0 | 0 | 0 | 0 | 0 | 7.48 | 0.10709 | 0 | 45.68 | 45.68 | 1 | 0 | 0 |  | 0 |  | 0
|  |  |  | 22.4 | 44.8 | 0 | 0 | 0 | 0 | 0 | 7.48 | 0.10709 | 0 | 44.8 | 44.8 | 1 | 0 | 0 |  | 0 |  | 0
|  |  |  | 22.08 | 44.16 | 0 | 0 | 0 | 0 | 0 | 7.48 | 0.12502 | 0 | 44.16 | 44.16 | 1 | 0 | 0 |  | 0 |  | 0
|  |  |  | 22.32 | 44.64 | 0 | 0 | 0 | 0 | 0 | 7.48 | 0.12502 | 0 | 44.64 | 44.64 | 1 | 0 | 0 |  | 0 |  | 0
|  |  |  | 22.96 | 45.92 | 0 | 0 | 0 | 0 | 0 | 7.48 | 0.12502 | 0 | 45.92 | 45.92 | 1 | 0 | 0 |  | 0 |  | 0
|  |  |  | 23.28 | 46.56 | 0 | 0 | 0 | 0 | 0 | 12.23 | 0.12502 | 0 | 46.56 | 46.56 | 1 | 0 | 0 |  | 0 |  | 0
|  |  |  | 22.28 | 44.56 | 0 | 0 | 0 | 0 | 0 | 12.23 | 0.12502 | 0 | 44.56 | 44.56 | 1 | 0 | 0 |  | 0 |  | 0
|  |  |  | 22.92 | 45.84 | 0 | 0 | 0 | 0 | 0 | 12.23 | 0.12502 | 0 | 45.84 | 45.84 | 1 | 0 | 0 |  | 0 |  | 0
|  |  |  | 24.88 | 49.76 | 0 | 0 | 0 | 0 | 0 | 12.23 | 0.12502 | 0 | 49.76 | 49.76 | 1 | 0 | 0 |  | 0 |  | 0
|  |  |  | 26.64 | 53.28 | 0 | 0 | 0 | 0 | 0 | 7.48 | 0.12502 | 0 | 53.28 | 53.28 | 1 | 0 | 0 |  | 0 |  | 0
|  |  |  | 22.72 | 45.44 | 0 | 0 | 0 | 0 | 0 | 7.48 | 0.12502 | 0 | 45.44 | 45.44 | 1 | 0 | 0 |  | 0 |  | 0
|  |  |  | 23.04 | 46.08 | 0 | 0 | 0 | 0 | 0 | 7.48 | 0.12502 | 0 | 46.08 | 43.36 | 0.2 | 0 | 2.72 |  | 0 |  | 0
|  |  |  | 23.16 | 46.32 | 0 | 0 | 0 | 0 | 0 | 7.48 | 0.10709 | 2.72 | 46.32 | 46.32 | 0.91885 | 0 | 0 |  | 0 |  | 0
|  |  |  | 23.48 | 46.96 | 0 | 0 | 0 | 0 | 0 | 7.48 | 0.10709 | 0.307 | 46.96 | 46.96 | 1 | 0 | 0 |  | 0 |  | 0
|  |  |  | 20.08 | 40.16 | 0 | 0 | 0 | 0 | 0 | 7.48 | 0.10709 | 0 | 40.16 | 40.16 | 1 | 0 | 0 |  | 0 |  | 0
|  |  |  | 15.56 | 31.12 | 0 | 0 | 0 | 0 | 0 | 7.48 | 0.10709 | 0 | 31.12 | 31.12 | 1 | 0 | 0 |  | 0 |  | 0
|  |  |  | 13.52 | 27.04 | 0 | 0 | 0 | 0 | 0 | 7.48 | 0.10709 | 0 | 27.04 | 27.04 | 1 | 0 | 0 |  | 0 |  | 0
|  |  |  | 13.08 | 26.16 | 0 | 0 | 0 | 0 | 0 | 7.48 | 0.10709 | 0 | 26.16 | 26.16 | 1 | 0 | 0 |  | 0 |  | 0
|  |  |  | 12.84 | 25.68 | 0 | 0 | 0 | 0 | 0 | 7.48 | 0.10709 | 0 | 25.68 | 25.68 | 1 | 0 | 0 |  | 0 |  | 0
|  |  |  | 13.76 | 27.52 | 0 | 0 | 0 | 0 | 0 | 7.48 | 0.10709 | 0 | 27.52 | 27.52 | 1 | 0 | 0 |  | 0 |  | 0
|  |  |  | 14.32 | 28.64 | 0 | 0 | 0 | 0 | 0 | 7.48 | 0.10709 | 0 | 28.64 | 28.64 | 1 | 0 | 0 |  | 0 |  | 0
|  |  |  | 16.08 | 32.16 | 0 | 0 | 0 | 0 | 0 | 7.48 | 0.10709 | 0 | 32.16 | 32.16 | 1 | 0 | 0 |  | 0 |  | 0
|  |  |  | 16.72 | 33.44 | 0 | 0 | 0 | 0 | 0 | 7.48 | 0.10709 | 0 | 33.44 | 33.44 | 1 | 0 | 0 |  | 0 |  | 0
|  |  |  | 18.44 | 36.88 | 0 | 0 | 0 | 0 | 0 | 7.48 | 0.10709 | 0 | 36.88 | 36.88 | 1 | 0 | 0 |  | 0 |  | 0
|  |  |  | 23.36 | 46.72 | 0 | 0 | 0 | 0 | 0 | 7.48 | 0.10709 | 0 | 46.72 | 46.72 | 1 | 0 | 0 |  | 0 |  | 0
|  |  |  | 23.84 | 47.68 | 0 | 0 | 0 | 0 | 0 | 7.48 | 0.10709 | 0 | 47.68 | 47.68 | 1 | 0 | 0 |  | 0 |  | 0
|  |  |  | 23.6 | 47.2 | 0 | 0 | 0 | 0 | 0 | 7.48 | 0.12502 | 0 | 47.2 | 47.2 | 1 | 0 | 0 |  | 0 |  | 0
|  |  |  | 23.36 | 46.72 | 0 | 0 | 0 | 0 | 0 | 7.48 | 0.12502 | 0 | 46.72 | 46.72 | 1 | 0 | 0 |  | 0 |  | 0
|  |  |  | 22.36 | 44.72 | 0 | 0 | 0 | 0 | 0 | 7.48 | 0.12502 | 0 | 44.72 | 44.72 | 1 | 0 | 0 |  | 0 |  | 0
|  |  |  | 22.52 | 45.04 | 0 | 0 | 0 | 0 | 0 | 12.23 | 0.12502 | 0 | 45.04 | 45.04 | 1 | 0 | 0 |  | 0 |  | 0
|  |  |  | 21.68 | 43.36 | 0 | 0 | 0 | 0 | 0 | 12.23 | 0.12502 | 0 | 43.36 | 43.36 | 1 | 0 | 0 |  | 0 |  | 0
|  |  |  | 21.32 | 42.64 | 0 | 0 | 0 | 0 | 0 | 12.23 | 0.12502 | 0 | 42.64 | 42.64 | 1 | 0 | 0 |  | 0 |  | 0
|  |  |  | 22.28 | 44.56 | 0 | 0 | 0 | 0 | 0 | 12.23 | 0.12502 | 0 | 44.56 | 44.56 | 1 | 0 | 0 |  | 0 |  | 0
|  |  |  | 23.16 | 46.32 | 0 | 0 | 0 | 0 | 0 | 7.48 | 0.12502 | 0 | 46.32 | 46.32 | 1 | 0 | 0 |  | 0 |  | 0
|  |  |  | 20.6 | 41.2 | 0 | 0 | 0 | 0 | 0 | 7.48 | 0.12502 | 0 | 41.2 | 41.2 | 1 | 0 | 0 |  | 0 |  | 0
|  |  |  | 18.2 | 36.4 | 0 | 0 | 0 | 0 | 0 | 7.48 | 0.12502 | 0 | 36.4 | 33.68 | 0.2 | 0 | 2.72 |  | 0 |  | 0
|  |  |  | 17.2 | 34.4 | 0 | 0 | 0 | 0 | 0 | 7.48 | 0.10709 | 2.72 | 34.4 | 34.4 | 0.91885 | 0 | 0 |  | 0 |  | 0
|  |  |  | 17.36 | 34.72 | 0 | 0 | 0 | 0 | 0 | 7.48 | 0.10709 | 0.307 | 34.72 | 34.72 | 1 | 0 | 0 |  | 0 |  | 0
|  |  |  | 17.28 | 34.56 | 0 | 0 | 0 | 0 | 0 | 7.48 | 0.10709 | 0 | 34.56 | 34.56 | 1 | 0 | 0 |  | 0 |  | 0
|  |  |  | 14.92 | 29.84 | 0 | 0 | 0 | 0 | 0 | 7.48 | 0.10709 | 0 | 29.84 | 29.84 | 1 | 0 | 0 |  | 0 |  | 0
|  |  |  | 15.88 | 31.76 | 0 | 0 | 0 | 0 | 0 | 7.48 | 0.10709 | 0 | 31.76 | 31.76 | 1 | 0 | 0 |  | 0 |  | 0
|  |  |  | 13.32 | 26.64 | 0 | 0 | 0 | 0 | 0 | 7.48 | 0.10709 | 0 | 26.64 | 26.64 | 1 | 0 | 0 |  | 0 |  | 0
|  |  |  | 13.04 | 26.08 | 0 | 0 | 0 | 0 | 0 | 7.48 | 0.10709 | 0 | 26.08 | 26.08 | 1 | 0 | 0 |  | 0 |  | 0
|  |  |  | 13.76 | 27.52 | 0 | 0 | 0 | 0 | 0 | 7.48 | 0.10709 | 0 | 27.52 | 27.52 | 1 | 0 | 0 |  | 0 |  | 0
|  |  |  | 14.92 | 29.84 | 0 | 0 | 0 | 0 | 0 | 7.48 | 0.10709 | 0 | 29.84 | 29.84 | 1 | 0 | 0 |  | 0 |  | 0
|  |  |  | 17.68 | 35.36 | 0 | 0 | 0 | 0 | 0 | 7.48 | 0.10709 | 0 | 35.36 | 35.36 | 1 | 0 | 0 |  | 0 |  | 0
|  |  |  | 24.44 | 48.88 | 0 | 0 | 0 | 0 | 0 | 7.48 | 0.10709 | 0 | 48.88 | 48.88 | 1 | 0 | 0 |  | 0 |  | 0
|  |  |  | 27.72 | 55.44 | 0 | 0 | 0 | 0 | 0 | 7.48 | 0.10709 | 0 | 55.44 | 55.44 | 1 | 0 | 0 |  | 0 |  | 0
|  |  |  | 29.64 | 59.28 | 0 | 0 | 0 | 0 | 0 | 7.48 | 0.10709 | 0 | 59.28 | 59.28 | 1 | 0 | 0 |  | 0 |  | 0
|  |  |  | 27.6 | 55.2 | 0 | 0 | 0 | 0 | 0 | 7.48 | 0.10709 | 0 | 55.2 | 55.2 | 1 | 0 | 0 |  | 0 |  | 0
|  |  |  | 28.56 | 57.12 | 0 | 0 | 0 | 0 | 0 | 7.48 | 0.12502 | 0 | 57.12 | 57.12 | 1 | 0 | 0 |  | 0 |  | 0
|  |  |  | 34.24 | 68.48 | 0 | 0 | 0 | 0 | 0 | 7.48 | 0.12502 | 0 | 68.48 | 68.48 | 1 | 0 | 0 |  | 0 |  | 0
|  |  |  | 33.92 | 67.84 | 0 | 0 | 0 | 0 | 0 | 7.48 | 0.12502 | 0 | 67.84 | 67.84 | 1 | 0 | 0 |  | 0 |  | 0
|  |  |  | 26.24 | 52.48 | 0 | 0 | 0 | 0 | 0 | 12.23 | 0.12502 | 0 | 52.48 | 52.48 | 1 | 0 | 0 |  | 0 |  | 0
|  |  |  | 25.4 | 50.8 | 0 | 0 | 0 | 0 | 0 | 12.23 | 0.12502 | 0 | 50.8 | 50.8 | 1 | 0 | 0 |  | 0 |  | 0
|  |  |  | 25.68 | 51.36 | 0 | 0 | 0 | 0 | 0 | 12.23 | 0.12502 | 0 | 51.36 | 51.36 | 1 | 0 | 0 |  | 0 |  | 0
|  |  |  | 27.32 | 54.64 | 0 | 0 | 0 | 0 | 0 | 12.23 | 0.12502 | 0 | 54.64 | 54.64 | 1 | 0 | 0 |  | 0 |  | 0
|  |  |  | 28.12 | 56.24 | 0 | 0 | 0 | 0 | 0 | 7.48 | 0.12502 | 0 | 56.24 | 56.24 | 1 | 0 | 0 |  | 0 |  | 0
|  |  |  | 28.44 | 56.88 | 0 | 0 | 0 | 0 | 0 | 7.48 | 0.12502 | 0 | 56.88 | 56.88 | 1 | 0 | 0 |  | 0 |  | 0
|  |  |  | 29.48 | 58.96 | 0 | 0 | 0 | 0 | 0 | 7.48 | 0.12502 | 0 | 58.96 | 56.24 | 0.2 | 0 | 2.72 |  | 0 |  | 0
|  |  |  | 27.92 | 55.84 | 0 | 0 | 0 | 0 | 0 | 7.48 | 0.10709 | 2.72 | 55.84 | 55.84 | 0.91885 | 0 | 0 |  | 0 |  | 0
|  |  |  | 27.28 | 54.56 | 0 | 0 | 0 | 0 | 0 | 7.48 | 0.10709 | 0.307 | 54.56 | 54.56 | 1 | 0 | 0 |  | 0 |  | 0
|  |  |  | 23.4 | 46.8 | 0 | 0 | 0 | 0 | 0 | 7.48 | 0.10709 | 0 | 46.8 | 46.8 | 1 | 0 | 0 |  | 0 |  | 0
|  |  |  | 15.08 | 30.16 | 0 | 0 | 0 | 0 | 0 | 7.48 | 0.10709 | 0 | 30.16 | 30.16 | 1 | 0 | 0 |  | 0 |  | 0
|  |  |  | 14.08 | 28.16 | 0 | 0 | 0 | 0 | 0 | 7.48 | 0.10709 | 0 | 28.16 | 28.16 | 1 | 0 | 0 |  | 0 |  | 0
|  |  |  | 13.84 | 27.68 | 0 | 0 | 0 | 0 | 0 | 7.48 | 0.10709 | 0 | 27.68 | 27.68 | 1 | 0 | 0 |  | 0 |  | 0
|  |  |  | 13.56 | 27.12 | 0 | 0 | 0 | 0 | 0 | 7.48 | 0.10709 | 0 | 27.12 | 27.12 | 1 | 0 | 0 |  | 0 |  | 0
|  |  |  | 14.04 | 28.08 | 0 | 0 | 0 | 0 | 0 | 7.48 | 0.10709 | 0 | 28.08 | 28.08 | 1 | 0 | 0 |  | 0 |  | 0
|  |  |  | 14.8 | 29.6 | 0 | 0 | 0 | 0 | 0 | 7.48 | 0.10709 | 0 | 29.6 | 29.6 | 1 | 0 | 0 |  | 0 |  | 0
|  |  |  | 17.08 | 34.16 | 0 | 0 | 0 | 0 | 0 | 7.48 | 0.10709 | 0 | 34.16 | 34.16 | 1 | 0 | 0 |  | 0 |  | 0
|  |  |  | 24.56 | 49.12 | 0 | 0 | 0 | 0 | 0 | 7.48 | 0.10709 | 0 | 49.12 | 49.12 | 1 | 0 | 0 |  | 0 |  | 0
|  |  |  | 26.28 | 52.56 | 0 | 0 | 0 | 0 | 0 | 7.48 | 0.10709 | 0 | 52.56 | 52.56 | 1 | 0 | 0 |  | 0 |  | 0
|  |  |  | 27.52 | 55.04 | 0 | 0 | 0 | 0 | 0 | 7.48 | 0.10709 | 0 | 55.04 | 55.04 | 1 | 0 | 0 |  | 0 |  | 0
|  |  |  | 28.92 | 57.84 | 0 | 0 | 0 | 0 | 0 | 7.48 | 0.10709 | 0 | 57.84 | 57.84 | 1 | 0 | 0 |  | 0 |  | 0
|  |  |  | 32.16 | 64.32 | 0 | 0 | 0 | 0 | 0 | 7.48 | 0.10709 | 0 | 64.32 | 64.32 | 1 | 0 | 0 |  | 0 |  | 0
|  |  |  | 33.76 | 67.52 | 0 | 0 | 0 | 0 | 0 | 7.48 | 0.10709 | 0 | 67.52 | 67.52 | 1 | 0 | 0 |  | 0 |  | 0
|  |  |  | 31.76 | 63.52 | 0 | 0 | 0 | 0 | 0 | 7.48 | 0.10709 | 0 | 63.52 | 63.52 | 1 | 0 | 0 |  | 0 |  | 0
|  |  |  | 25.96 | 51.92 | 0 | 0 | 0 | 0 | 0 | 7.48 | 0.10709 | 0 | 51.92 | 51.92 | 1 | 0 | 0 |  | 0 |  | 0
|  |  |  | 25.32 | 50.64 | 0 | 0 | 0 | 0 | 0 | 7.48 | 0.10709 | 0 | 50.64 | 50.64 | 1 | 0 | 0 |  | 0 |  | 0
|  |  |  | 24.28 | 48.56 | 0 | 0 | 0 | 0 | 0 | 7.48 | 0.10709 | 0 | 48.56 | 48.56 | 1 | 0 | 0 |  | 0 |  | 0
|  |  |  | 25.52 | 51.04 | 0 | 0 | 0 | 0 | 0 | 7.48 | 0.10709 | 0 | 51.04 | 51.04 | 1 | 0 | 0 |  | 0 |  | 0
|  |  |  | 26.56 | 53.12 | 0 | 0 | 0 | 0 | 0 | 7.48 | 0.10709 | 0 | 53.12 | 53.12 | 1 | 0 | 0 |  | 0 |  | 0
|  |  |  | 27.48 | 54.96 | 0 | 0 | 0 | 0 | 0 | 7.48 | 0.10709 | 0 | 54.96 | 54.96 | 1 | 0 | 0 |  | 0 |  | 0
|  |  |  | 27.68 | 55.36 | 0 | 0 | 0 | 0 | 0 | 7.48 | 0.10709 | 0 | 55.36 | 55.36 | 1 | 0 | 0 |  | 0 |  | 0
|  |  |  | 26.64 | 53.28 | 0 | 0 | 0 | 0 | 0 | 7.48 | 0.10709 | 0 | 53.28 | 53.28 | 1 | 0 | 0 |  | 0 |  | 0
|  |  |  | 24.56 | 49.12 | 0 | 0 | 0 | 0 | 0 | 7.48 | 0.10709 | 0 | 49.12 | 49.12 | 1 | 0 | 0 |  | 0 |  | 0
|  |  |  | 23.92 | 47.84 | 0 | 0 | 0 | 0 | 0 | 7.48 | 0.10709 | 0 | 47.84 | 47.84 | 1 | 0 | 0 |  | 0 |  | 0
|  |  |  | 17.04 | 34.08 | 0 | 0 | 0 | 0 | 0 | 7.48 | 0.10709 | 0 | 34.08 | 34.08 | 1 | 0 | 0 |  | 0 |  | 0
|  |  |  | 14.88 | 29.76 | 0 | 0 | 0 | 0 | 0 | 7.48 | 0.10709 | 0 | 29.76 | 29.76 | 1 | 0 | 0 |  | 0 |  | 0
|  |  |  | 14.68 | 29.36 | 0 | 0 | 0 | 0 | 0 | 7.48 | 0.10709 | 0 | 29.36 | 29.36 | 1 | 0 | 0 |  | 0 |  | 0
|  |  |  | 16.76 | 33.52 | 0 | 0 | 0 | 0 | 0 | 7.48 | 0.10709 | 0 | 33.52 | 33.52 | 1 | 0 | 0 |  | 0 |  | 0
|  |  |  | 18.48 | 36.96 | 0 | 0 | 0 | 0 | 0 | 7.48 | 0.10709 | 0 | 36.96 | 36.96 | 1 | 0 | 0 |  | 0 |  | 0
|  |  |  | 19.12 | 38.24 | 0 | 0 | 0 | 0 | 0 | 7.48 | 0.10709 | 0 | 38.24 | 38.24 | 1 | 0 | 0 |  | 0 |  | 0
|  |  |  | 15.68 | 31.36 | 0 | 0 | 0 | 0 | 0 | 7.48 | 0.10709 | 0 | 31.36 | 31.36 | 1 | 0 | 0 |  | 0 |  | 0
|  |  |  | 21.96 | 43.92 | 0 | 0 | 0 | 0 | 0 | 7.48 | 0.10709 | 0 | 43.92 | 43.92 | 1 | 0 | 0 |  | 0 |  | 0
|  |  |  | 25.72 | 51.44 | 0 | 0 | 0 | 0 | 0 | 7.48 | 0.10709 | 0 | 51.44 | 51.44 | 1 | 0 | 0 |  | 0 |  | 0
|  |  |  | 26.68 | 53.36 | 0 | 0 | 0 | 0 | 0 | 7.48 | 0.10709 | 0 | 53.36 | 53.36 | 1 | 0 | 0 |  | 0 |  | 0
|  |  |  | 28.76 | 57.52 | 0 | 0 | 0 | 0 | 0 | 7.48 | 0.10709 | 0 | 57.52 | 57.52 | 1 | 0 | 0 |  | 0 |  | 0
|  |  |  | 31.08 | 62.16 | 0 | 0 | 0 | 0 | 0 | 7.48 | 0.10709 | 0 | 62.16 | 62.16 | 1 | 0 | 0 |  | 0 |  | 0
|  |  |  | 32.92 | 65.84 | 0 | 0 | 0 | 0 | 0 | 7.48 | 0.10709 | 0 | 65.84 | 65.84 | 1 | 0 | 0 |  | 0 |  | 0
|  |  |  | 29.8 | 59.6 | 0 | 0 | 0 | 0 | 0 | 7.48 | 0.10709 | 0 | 59.6 | 59.6 | 1 | 0 | 0 |  | 0 |  | 0
|  |  |  | 27.04 | 54.08 | 0 | 0 | 0 | 0 | 0 | 7.48 | 0.10709 | 0 | 54.08 | 54.08 | 1 | 0 | 0 |  | 0 |  | 0
|  |  |  | 25.84 | 51.68 | 0 | 0 | 0 | 0 | 0 | 7.48 | 0.10709 | 0 | 51.68 | 51.68 | 1 | 0 | 0 |  | 0 |  | 0
|  |  |  | 25.32 | 50.64 | 0 | 0 | 0 | 0 | 0 | 7.48 | 0.10709 | 0 | 50.64 | 50.64 | 1 | 0 | 0 |  | 0 |  | 0
|  |  |  | 25.84 | 51.68 | 0 | 0 | 0 | 0 | 0 | 7.48 | 0.10709 | 0 | 51.68 | 51.68 | 1 | 0 | 0 |  | 0 |  | 0
|  |  |  | 27.6 | 55.2 | 0 | 0 | 0 | 0 | 0 | 7.48 | 0.10709 | 0 | 55.2 | 55.2 | 1 | 0 | 0 |  | 0 |  | 0
|  |  |  | 28.4 | 56.8 | 0 | 0 | 0 | 0 | 0 | 7.48 | 0.10709 | 0 | 56.8 | 56.8 | 1 | 0 | 0 |  | 0 |  | 0
|  |  |  | 27.36 | 54.72 | 0 | 0 | 0 | 0 | 0 | 7.48 | 0.10709 | 0 | 54.72 | 54.72 | 1 | 0 | 0 |  | 0 |  | 0
|  |  |  | 25.6 | 51.2 | 0 | 0 | 0 | 0 | 0 | 7.48 | 0.10709 | 0 | 51.2 | 51.2 | 1 | 0 | 0 |  | 0 |  | 0
|  |  |  | 25.48 | 50.96 | 0 | 0 | 0 | 0 | 0 | 7.48 | 0.10709 | 0 | 50.96 | 50.96 | 1 | 0 | 0 |  | 0 |  | 0
|  |  |  | 22.76 | 45.52 | 0 | 0 | 0 | 0 | 0 | 7.48 | 0.10709 | 0 | 45.52 | 45.52 | 1 | 0 | 0 |  | 0 |  | 0
|  |  |  | 19.52 | 39.04 | 0 | 0 | 0 | 0 | 0 | 7.48 | 0.10709 | 0 | 39.04 | 39.04 | 1 | 0 | 0 |  | 0 |  | 0
|  |  |  | 18.32 | 36.64 | 0 | 0 | 0 | 0 | 0 | 7.48 | 0.10709 | 0 | 36.64 | 36.64 | 1 | 0 | 0 |  | 0 |  | 0
|  |  |  | 18.32 | 36.64 | 0 | 0 | 0 | 0 | 0 | 7.48 | 0.10709 | 0 | 36.64 | 36.64 | 1 | 0 | 0 |  | 0 |  | 0
|  |  |  | 17.88 | 35.76 | 0 | 0 | 0 | 0 | 0 | 7.48 | 0.10709 | 0 | 35.76 | 35.76 | 1 | 0 | 0 |  | 0 |  | 0
|  |  |  | 18.64 | 37.28 | 0 | 0 | 0 | 0 | 0 | 7.48 | 0.10709 | 0 | 37.28 | 37.28 | 1 | 0 | 0 |  | 0 |  | 0
|  |  |  | 16.84 | 33.68 | 0 | 0 | 0 | 0 | 0 | 7.48 | 0.10709 | 0 | 33.68 | 33.68 | 1 | 0 | 0 |  | 0 |  | 0
|  |  |  | 16.24 | 32.48 | 0 | 0 | 0 | 0 | 0 | 7.48 | 0.10709 | 0 | 32.48 | 32.48 | 1 | 0 | 0 |  | 0 |  | 0
|  |  |  | 23.32 | 46.64 | 0 | 0 | 0 | 0 | 0 | 7.48 | 0.10709 | 0 | 46.64 | 46.64 | 1 | 0 | 0 |  | 0 |  | 0
|  |  |  | 27.04 | 54.08 | 0 | 0 | 0 | 0 | 0 | 7.48 | 0.10709 | 0 | 54.08 | 54.08 | 1 | 0 | 0 |  | 0 |  | 0
|  |  |  | 27.88 | 55.76 | 0 | 0 | 0 | 0 | 0 | 7.48 | 0.10709 | 0 | 55.76 | 55.76 | 1 | 0 | 0 |  | 0 |  | 0
|  |  |  | 26.88 | 53.76 | 0 | 0 | 0 | 0 | 0 | 7.48 | 0.10709 | 0 | 53.76 | 53.76 | 1 | 0 | 0 |  | 0 |  | 0
|  |  |  | 31.96 | 63.92 | 0 | 0 | 0 | 0 | 0 | 7.48 | 0.12502 | 0 | 63.92 | 63.92 | 1 | 0 | 0 |  | 0 |  | 0
|  |  |  | 32.04 | 64.08 | 0 | 0 | 0 | 0 | 0 | 7.48 | 0.12502 | 0 | 64.08 | 64.08 | 1 | 0 | 0 |  | 0 |  | 0
|  |  |  | 29.52 | 59.04 | 0 | 0 | 0 | 0 | 0 | 7.48 | 0.12502 | 0 | 59.04 | 59.04 | 1 | 0 | 0 |  | 0 |  | 0
|  |  |  | 27.04 | 54.08 | 0 | 0 | 0 | 0 | 0 | 12.23 | 0.12502 | 0 | 54.08 | 54.08 | 1 | 0 | 0 |  | 0 |  | 0
|  |  |  | 25.36 | 50.72 | 0 | 0 | 0 | 0 | 0 | 12.23 | 0.12502 | 0 | 50.72 | 50.72 | 1 | 0 | 0 |  | 0 |  | 0
|  |  |  | 23.48 | 46.96 | 0 | 0 | 0 | 0 | 0 | 12.23 | 0.12502 | 0 | 46.96 | 46.96 | 1 | 0 | 0 |  | 0 |  | 0
|  |  |  | 25.28 | 50.56 | 0 | 0 | 0 | 0 | 0 | 12.23 | 0.12502 | 0 | 50.56 | 50.56 | 1 | 0 | 0 |  | 0 |  | 0
|  |  |  | 27.56 | 55.12 | 0 | 0 | 0 | 0 | 0 | 7.48 | 0.12502 | 0 | 55.12 | 55.12 | 1 | 0 | 0 |  | 0 |  | 0
|  |  |  | 28.32 | 56.64 | 0 | 0 | 0 | 0 | 0 | 7.48 | 0.12502 | 0 | 56.64 | 56.64 | 1 | 0 | 0 |  | 0 |  | 0
|  |  |  | 28.48 | 56.96 | 0 | 0 | 0 | 0 | 0 | 7.48 | 0.12502 | 0 | 56.96 | 54.24 | 0.2 | 0 | 2.72 |  | 0 |  | 0
|  |  |  | 27.28 | 54.56 | 0 | 0 | 0 | 0 | 0 | 7.48 | 0.10709 | 2.72 | 54.56 | 54.56 | 0.91885 | 0 | 0 |  | 0 |  | 0
|  |  |  | 26.96 | 53.92 | 0 | 0 | 0 | 0 | 0 | 7.48 | 0.10709 | 0.307 | 53.92 | 53.92 | 1 | 0 | 0 |  | 0 |  | 0
|  |  |  | 20.6 | 41.2 | 0 | 0 | 0 | 0 | 0 | 7.48 | 0.10709 | 0 | 41.2 | 41.2 | 1 | 0 | 0 |  | 0 |  | 0
|  |  |  | 16.04 | 32.08 | 0 | 0 | 0 | 0 | 0 | 7.48 | 0.10709 | 0 | 32.08 | 32.08 | 1 | 0 | 0 |  | 0 |  | 0
|  |  |  | 14.64 | 29.28 | 0 | 0 | 0 | 0 | 0 | 7.48 | 0.10709 | 0 | 29.28 | 29.28 | 1 | 0 | 0 |  | 0 |  | 0
|  |  |  | 14.24 | 28.48 | 0 | 0 | 0 | 0 | 0 | 7.48 | 0.10709 | 0 | 28.48 | 28.48 | 1 | 0 | 0 |  | 0 |  | 0
|  |  |  | 14.12 | 28.24 | 0 | 0 | 0 | 0 | 0 | 7.48 | 0.10709 | 0 | 28.24 | 28.24 | 1 | 0 | 0 |  | 0 |  | 0
|  |  |  | 14.4 | 28.8 | 0 | 0 | 0 | 0 | 0 | 7.48 | 0.10709 | 0 | 28.8 | 28.8 | 1 | 0 | 0 |  | 0 |  | 0
|  |  |  | 15.12 | 30.24 | 0 | 0 | 0 | 0 | 0 | 7.48 | 0.10709 | 0 | 30.24 | 30.24 | 1 | 0 | 0 |  | 0 |  | 0
|  |  |  | 17.32 | 34.64 | 0 | 0 | 0 | 0 | 0 | 7.48 | 0.10709 | 0 | 34.64 | 34.64 | 1 | 0 | 0 |  | 0 |  | 0
|  |  |  | 24.88 | 49.76 | 0 | 0 | 0 | 0 | 0 | 7.48 | 0.10709 | 0 | 49.76 | 49.76 | 1 | 0 | 0 |  | 0 |  | 0
|  |  |  | 29.12 | 58.24 | 0 | 0 | 0 | 0 | 0 | 7.48 | 0.10709 | 0 | 58.24 | 58.24 | 1 | 0 | 0 |  | 0 |  | 0
|  |  |  | 33.24 | 66.48 | 0 | 0 | 0 | 0 | 0 | 7.48 | 0.10709 | 0 | 66.48 | 66.48 | 1 | 0 | 0 |  | 0 |  | 0
|  |  |  | 33.72 | 67.44 | 0 | 0 | 0 | 0 | 0 | 7.48 | 0.10709 | 0 | 67.44 | 67.44 | 1 | 0 | 0 |  | 0 |  | 0
|  |  |  | 34.28 | 68.56 | 0 | 0 | 0 | 0 | 0 | 7.48 | 0.12502 | 0 | 68.56 | 68.56 | 1 | 0 | 0 |  | 0 |  | 0
|  |  |  | 33.96 | 67.92 | 0 | 0 | 0 | 0 | 0 | 7.48 | 0.12502 | 0 | 67.92 | 67.92 | 1 | 0 | 0 |  | 0 |  | 0
|  |  |  | 31.72 | 63.44 | 0 | 0 | 0 | 0 | 0 | 7.48 | 0.12502 | 0 | 63.44 | 63.44 | 1 | 0 | 0 |  | 0 |  | 0
|  |  |  | 27.12 | 54.24 | 0 | 0 | 0 | 0 | 0 | 12.23 | 0.12502 | 0 | 54.24 | 54.24 | 1 | 0 | 0 |  | 0 |  | 0
|  |  |  | 26.28 | 52.56 | 0 | 0 | 0 | 0 | 0 | 12.23 | 0.12502 | 0 | 52.56 | 52.56 | 1 | 0 | 0 |  | 0 |  | 0
|  |  |  | 25.8 | 51.6 | 0 | 0 | 0 | 0 | 0 | 12.23 | 0.12502 | 0 | 51.6 | 51.6 | 1 | 0 | 0 |  | 0 |  | 0
|  |  |  | 26.48 | 52.96 | 0 | 0 | 0 | 0 | 0 | 12.23 | 0.12502 | 0 | 52.96 | 52.96 | 1 | 0 | 0 |  | 0 |  | 0
|  |  |  | 28 | 56 | 0 | 0 | 0 | 0 | 0 | 7.48 | 0.12502 | 0 | 56 | 56 | 1 | 0 | 0 |  | 0 |  | 0
|  |  |  | 28.08 | 56.16 | 0 | 0 | 0 | 0 | 0 | 7.48 | 0.12502 | 0 | 56.16 | 56.16 | 1 | 0 | 0 |  | 0 |  | 0
|  |  |  | 27.52 | 55.04 | 0 | 0 | 0 | 0 | 0 | 7.48 | 0.12502 | 0 | 55.04 | 52.32 | 0.2 | 0 | 2.72 |  | 0 |  | 0
|  |  |  | 27.36 | 54.72 | 0 | 0 | 0 | 0 | 0 | 7.48 | 0.10709 | 2.72 | 54.72 | 54.72 | 0.91885 | 0 | 0 |  | 0 |  | 0
|  |  |  | 26.8 | 53.6 | 0 | 0 | 0 | 0 | 0 | 7.48 | 0.10709 | 0.307 | 53.6 | 53.6 | 1 | 0 | 0 |  | 0 |  | 0
|  |  |  | 21.96 | 43.92 | 0 | 0 | 0 | 0 | 0 | 7.48 | 0.10709 | 0 | 43.92 | 43.92 | 1 | 0 | 0 |  | 0 |  | 0
|  |  |  | 17.36 | 34.72 | 0 | 0 | 0 | 0 | 0 | 7.48 | 0.10709 | 0 | 34.72 | 34.72 | 1 | 0 | 0 |  | 0 |  | 0
|  |  |  | 19.44 | 38.88 | 0 | 0 | 0 | 0 | 0 | 7.48 | 0.10709 | 0 | 38.88 | 38.88 | 1 | 0 | 0 |  | 0 |  | 0
|  |  |  | 19.16 | 38.32 | 0 | 0 | 0 | 0 | 0 | 7.48 | 0.10709 | 0 | 38.32 | 38.32 | 1 | 0 | 0 |  | 0 |  | 0
|  |  |  | 18.96 | 37.92 | 0 | 0 | 0 | 0 | 0 | 7.48 | 0.10709 | 0 | 37.92 | 37.92 | 1 | 0 | 0 |  | 0 |  | 0
|  |  |  | 19.4 | 38.8 | 0 | 0 | 0 | 0 | 0 | 7.48 | 0.10709 | 0 | 38.8 | 38.8 | 1 | 0 | 0 |  | 0 |  | 0
|  |  |  | 20.88 | 41.76 | 0 | 0 | 0 | 0 | 0 | 7.48 | 0.10709 | 0 | 41.76 | 41.76 | 1 | 0 | 0 |  | 0 |  | 0
|  |  |  | 22.04 | 44.08 | 0 | 0 | 0 | 0 | 0 | 7.48 | 0.10709 | 0 | 44.08 | 44.08 | 1 | 0 | 0 |  | 0 |  | 0
|  |  |  | 23.4 | 46.8 | 0 | 0 | 0 | 0 | 0 | 7.48 | 0.10709 | 0 | 46.8 | 46.8 | 1 | 0 | 0 |  | 0 |  | 0
|  |  |  | 24.64 | 49.28 | 0 | 0 | 0 | 0 | 0 | 7.48 | 0.10709 | 0 | 49.28 | 49.28 | 1 | 0 | 0 |  | 0 |  | 0
|  |  |  | 24.24 | 48.48 | 0 | 0 | 0 | 0 | 0 | 7.48 | 0.10709 | 0 | 48.48 | 48.48 | 1 | 0 | 0 |  | 0 |  | 0
|  |  |  | 23.72 | 47.44 | 0 | 0 | 0 | 0 | 0 | 7.48 | 0.10709 | 0 | 47.44 | 47.44 | 1 | 0 | 0 |  | 0 |  | 0
|  |  |  | 24.12 | 48.24 | 0 | 0 | 0 | 0 | 0 | 7.48 | 0.12502 | 0 | 48.24 | 48.24 | 1 | 0 | 0 |  | 0 |  | 0
|  |  |  | 23.68 | 47.36 | 0 | 0 | 0 | 0 | 0 | 7.48 | 0.12502 | 0 | 47.36 | 47.36 | 1 | 0 | 0 |  | 0 |  | 0
|  |  |  | 22.96 | 45.92 | 0 | 0 | 0 | 0 | 0 | 7.48 | 0.12502 | 0 | 45.92 | 45.92 | 1 | 0 | 0 |  | 0 |  | 0
|  |  |  | 23.12 | 46.24 | 0 | 0 | 0 | 0 | 0 | 12.23 | 0.12502 | 0 | 46.24 | 46.24 | 1 | 0 | 0 |  | 0 |  | 0
|  |  |  | 22.24 | 44.48 | 0 | 0 | 0 | 0 | 0 | 12.23 | 0.12502 | 0 | 44.48 | 44.48 | 1 | 0 | 0 |  | 0 |  | 0
|  |  |  | 23.52 | 47.04 | 0 | 0 | 0 | 0 | 0 | 12.23 | 0.12502 | 0 | 47.04 | 47.04 | 1 | 0 | 0 |  | 0 |  | 0
|  |  |  | 25.16 | 50.32 | 0 | 0 | 0 | 0 | 0 | 12.23 | 0.12502 | 0 | 50.32 | 50.32 | 1 | 0 | 0 |  | 0 |  | 0
|  |  |  | 26.52 | 53.04 | 0 | 0 | 0 | 0 | 0 | 7.48 | 0.12502 | 0 | 53.04 | 53.04 | 1 | 0 | 0 |  | 0 |  | 0
|  |  |  | 24.28 | 48.56 | 0 | 0 | 0 | 0 | 0 | 7.48 | 0.12502 | 0 | 48.56 | 48.56 | 1 | 0 | 0 |  | 0 |  | 0
|  |  |  | 24.2 | 48.4 | 0 | 0 | 0 | 0 | 0 | 7.48 | 0.12502 | 0 | 48.4 | 45.68 | 0.2 | 0 | 2.72 |  | 0 |  | 0
|  |  |  | 23.6 | 47.2 | 0 | 0 | 0 | 0 | 0 | 7.48 | 0.10709 | 2.72 | 47.2 | 47.2 | 0.91885 | 0 | 0 |  | 0 |  | 0
|  |  |  | 23.52 | 47.04 | 0 | 0 | 0 | 0 | 0 | 7.48 | 0.10709 | 0.307 | 47.04 | 47.04 | 1 | 0 | 0 |  | 0 |  | 0
|  |  |  | 18.56 | 37.12 | 0 | 0 | 0 | 0 | 0 | 7.48 | 0.10709 | 0 | 37.12 | 37.12 | 1 | 0 | 0 |  | 0 |  | 0
|  |  |  | 13.16 | 26.32 | 0 | 0 | 0 | 0 | 0 | 7.48 | 0.10709 | 0 | 26.32 | 26.32 | 1 | 0 | 0 |  | 0 |  | 0
|  |  |  | 11.68 | 23.36 | 0 | 0 | 0 | 0 | 0 | 7.48 | 0.10709 | 0 | 23.36 | 23.36 | 1 | 0 | 0 |  | 0 |  | 0
|  |  |  | 13.2 | 26.4 | 0 | 0 | 0 | 0 | 0 | 7.48 | 0.10709 | 0 | 26.4 | 26.4 | 1 | 0 | 0 |  | 0 |  | 0
|  |  |  | 13.36 | 26.72 | 0 | 0 | 0 | 0 | 0 | 7.48 | 0.10709 | 0 | 26.72 | 26.72 | 1 | 0 | 0 |  | 0 |  | 0
|  |  |  | 13.88 | 27.76 | 0 | 0 | 0 | 0 | 0 | 7.48 | 0.10709 | 0 | 27.76 | 27.76 | 1 | 0 | 0 |  | 0 |  | 0
|  |  |  | 14.8 | 29.6 | 0 | 0 | 0 | 0 | 0 | 7.48 | 0.10709 | 0 | 29.6 | 29.6 | 1 | 0 | 0 |  | 0 |  | 0
|  |  |  | 16.08 | 32.16 | 0 | 0 | 0 | 0 | 0 | 7.48 | 0.10709 | 0 | 32.16 | 32.16 | 1 | 0 | 0 |  | 0 |  | 0
|  |  |  | 18.04 | 36.08 | 0 | 0 | 0 | 0 | 0 | 7.48 | 0.10709 | 0 | 36.08 | 36.08 | 1 | 0 | 0 |  | 0 |  | 0
|  |  |  | 19.56 | 39.12 | 0 | 0 | 0 | 0 | 0 | 7.48 | 0.10709 | 0 | 39.12 | 39.12 | 1 | 0 | 0 |  | 0 |  | 0
|  |  |  | 24.32 | 48.64 | 0 | 0 | 0 | 0 | 0 | 7.48 | 0.10709 | 0 | 48.64 | 48.64 | 1 | 0 | 0 |  | 0 |  | 0
|  |  |  | 24.28 | 48.56 | 0 | 0 | 0 | 0 | 0 | 7.48 | 0.10709 | 0 | 48.56 | 48.56 | 1 | 0 | 0 |  | 0 |  | 0
|  |  |  | 24.68 | 49.36 | 0 | 0 | 0 | 0 | 0 | 7.48 | 0.12502 | 0 | 49.36 | 49.36 | 1 | 0 | 0 |  | 0 |  | 0
|  |  |  | 23.44 | 46.88 | 0 | 0 | 0 | 0 | 0 | 7.48 | 0.12502 | 0 | 46.88 | 46.88 | 1 | 0 | 0 |  | 0 |  | 0
|  |  |  | 22.16 | 44.32 | 0 | 0 | 0 | 0 | 0 | 7.48 | 0.12502 | 0 | 44.32 | 44.32 | 1 | 0 | 0 |  | 0 |  | 0
|  |  |  | 22.96 | 45.92 | 0 | 0 | 0 | 0 | 0 | 12.23 | 0.12502 | 0 | 45.92 | 45.92 | 1 | 0 | 0 |  | 0 |  | 0
|  |  |  | 22.36 | 44.72 | 0 | 0 | 0 | 0 | 0 | 12.23 | 0.12502 | 0 | 44.72 | 44.72 | 1 | 0 | 0 |  | 0 |  | 0
|  |  |  | 21.96 | 43.92 | 0 | 0 | 0 | 0 | 0 | 12.23 | 0.12502 | 0 | 43.92 | 43.92 | 1 | 0 | 0 |  | 0 |  | 0
|  |  |  | 23.44 | 46.88 | 0 | 0 | 0 | 0 | 0 | 12.23 | 0.12502 | 0 | 46.88 | 46.88 | 1 | 0 | 0 |  | 0 |  | 0
|  |  |  | 23.64 | 47.28 | 0 | 0 | 0 | 0 | 0 | 7.48 | 0.12502 | 0 | 47.28 | 47.28 | 1 | 0 | 0 |  | 0 |  | 0
|  |  |  | 22.96 | 45.92 | 0 | 0 | 0 | 0 | 0 | 7.48 | 0.12502 | 0 | 45.92 | 45.92 | 1 | 0 | 0 |  | 0 |  | 0
|  |  |  | 22 | 44 | 0 | 0 | 0 | 0 | 0 | 7.48 | 0.12502 | 0 | 44 | 41.28 | 0.2 | 0 | 2.72 |  | 0 |  | 0
|  |  |  | 21.88 | 43.76 | 0 | 0 | 0 | 0 | 0 | 7.48 | 0.10709 | 2.72 | 43.76 | 43.76 | 0.91885 | 0 | 0 |  | 0 |  | 0
|  |  |  | 24.08 | 48.16 | 0 | 0 | 0 | 0 | 0 | 7.48 | 0.10709 | 0.307 | 48.16 | 48.16 | 1 | 0 | 0 |  | 0 |  | 0
|  |  |  | 24.64 | 49.28 | 0 | 0 | 0 | 0 | 0 | 7.48 | 0.10709 | 0 | 49.28 | 49.28 | 1 | 0 | 0 |  | 0 |  | 0
|  |  |  | 19.6 | 39.2 | 0 | 0 | 0 | 0 | 0 | 7.48 | 0.10709 | 0 | 39.2 | 39.2 | 1 | 0 | 0 |  | 0 |  | 0
|  |  |  | 18.24 | 36.48 | 0 | 0 | 0 | 0 | 0 | 7.48 | 0.10709 | 0 | 36.48 | 36.48 | 1 | 0 | 0 |  | 0 |  | 0
|  |  |  | 15.36 | 30.72 | 0 | 0 | 0 | 0 | 0 | 7.48 | 0.10709 | 0 | 30.72 | 30.72 | 1 | 0 | 0 |  | 0 |  | 0
|  |  |  | 13.36 | 26.72 | 0 | 0 | 0 | 0 | 0 | 7.48 | 0.10709 | 0 | 26.72 | 26.72 | 1 | 0 | 0 |  | 0 |  | 0
|  |  |  | 13.96 | 27.92 | 0 | 0 | 0 | 0 | 0 | 7.48 | 0.10709 | 0 | 27.92 | 27.92 | 1 | 0 | 0 |  | 0 |  | 0
|  |  |  | 15.28 | 30.56 | 0 | 0 | 0 | 0 | 0 | 7.48 | 0.10709 | 0 | 30.56 | 30.56 | 1 | 0 | 0 |  | 0 |  | 0
|  |  |  | 16.64 | 33.28 | 0 | 0 | 0 | 0 | 0 | 7.48 | 0.10709 | 0 | 33.28 | 33.28 | 1 | 0 | 0 |  | 0 |  | 0
|  |  |  | 24.4 | 48.8 | 0 | 0 | 0 | 0 | 0 | 7.48 | 0.10709 | 0 | 48.8 | 48.8 | 1 | 0 | 0 |  | 0 |  | 0
|  |  |  | 24.84 | 49.68 | 0 | 0 | 0 | 0 | 0 | 7.48 | 0.10709 | 0 | 49.68 | 49.68 | 1 | 0 | 0 |  | 0 |  | 0
|  |  |  | 29.4 | 58.8 | 0 | 0 | 0 | 0 | 0 | 7.48 | 0.10709 | 0 | 58.8 | 58.8 | 1 | 0 | 0 |  | 0 |  | 0
|  |  |  | 29.32 | 58.64 | 0 | 0 | 0 | 0 | 0 | 7.48 | 0.10709 | 0 | 58.64 | 58.64 | 1 | 0 | 0 |  | 0 |  | 0
|  |  |  | 30.56 | 61.12 | 0 | 0 | 0 | 0 | 0 | 7.48 | 0.12502 | 0 | 61.12 | 61.12 | 1 | 0 | 0 |  | 0 |  | 0
|  |  |  | 33.6 | 67.2 | 0 | 0 | 0 | 0 | 0 | 7.48 | 0.12502 | 0 | 67.2 | 67.2 | 1 | 0 | 0 |  | 0 |  | 0
|  |  |  | 28.88 | 57.76 | 0 | 0 | 0 | 0 | 0 | 7.48 | 0.12502 | 0 | 57.76 | 57.76 | 1 | 0 | 0 |  | 0 |  | 0
|  |  |  | 27.24 | 54.48 | 0 | 0 | 0 | 0 | 0 | 12.23 | 0.12502 | 0 | 54.48 | 54.48 | 1 | 0 | 0 |  | 0 |  | 0
|  |  |  | 26.04 | 52.08 | 0 | 0 | 0 | 0 | 0 | 12.23 | 0.12502 | 0 | 52.08 | 52.08 | 1 | 0 | 0 |  | 0 |  | 0
|  |  |  | 25.68 | 51.36 | 0 | 0 | 0 | 0 | 0 | 12.23 | 0.12502 | 0 | 51.36 | 51.36 | 1 | 0 | 0 |  | 0 |  | 0
|  |  |  | 25.84 | 51.68 | 0 | 0 | 0 | 0 | 0 | 12.23 | 0.12502 | 0 | 51.68 | 51.68 | 1 | 0 | 0 |  | 0 |  | 0
|  |  |  | 27.96 | 55.92 | 0 | 0 | 0 | 0 | 0 | 7.48 | 0.12502 | 0 | 55.92 | 55.92 | 1 | 0 | 0 |  | 0 |  | 0
|  |  |  | 28.44 | 56.88 | 0 | 0 | 0 | 0 | 0 | 7.48 | 0.12502 | 0 | 56.88 | 56.88 | 1 | 0 | 0 |  | 0 |  | 0
|  |  |  | 29.36 | 58.72 | 0 | 0 | 0 | 0 | 0 | 7.48 | 0.12502 | 0 | 58.72 | 56 | 0.2 | 0 | 2.72 |  | 0 |  | 0
|  |  |  | 27.92 | 55.84 | 0 | 0 | 0 | 0 | 0 | 7.48 | 0.10709 | 2.72 | 55.84 | 55.84 | 0.91885 | 0 | 0 |  | 0 |  | 0
|  |  |  | 25.92 | 51.84 | 0 | 0 | 0 | 0 | 0 | 7.48 | 0.10709 | 0.307 | 51.84 | 51.84 | 1 | 0 | 0 |  | 0 |  | 0
|  |  |  | 20.36 | 40.72 | 0 | 0 | 0 | 0 | 0 | 7.48 | 0.10709 | 0 | 40.72 | 40.72 | 1 | 0 | 0 |  | 0 |  | 0
|  |  |  | 15.92 | 31.84 | 0 | 0 | 0 | 0 | 0 | 7.48 | 0.10709 | 0 | 31.84 | 31.84 | 1 | 0 | 0 |  | 0 |  | 0
|  |  |  | 14.72 | 29.44 | 0 | 0 | 0 | 0 | 0 | 7.48 | 0.10709 | 0 | 29.44 | 29.44 | 1 | 0 | 0 |  | 0 |  | 0
|  |  |  | 14.12 | 28.24 | 0 | 0 | 0 | 0 | 0 | 7.48 | 0.10709 | 0 | 28.24 | 28.24 | 1 | 0 | 0 |  | 0 |  | 0
|  |  |  | 14.2 | 28.4 | 0 | 0 | 0 | 0 | 0 | 7.48 | 0.10709 | 0 | 28.4 | 28.4 | 1 | 0 | 0 |  | 0 |  | 0
|  |  |  | 14.8 | 29.6 | 0 | 0 | 0 | 0 | 0 | 7.48 | 0.10709 | 0 | 29.6 | 29.6 | 1 | 0 | 0 |  | 0 |  | 0
|  |  |  | 15.6 | 31.2 | 0 | 0 | 0 | 0 | 0 | 7.48 | 0.10709 | 0 | 31.2 | 31.2 | 1 | 0 | 0 |  | 0 |  | 0
|  |  |  | 17.08 | 34.16 | 0 | 0 | 0 | 0 | 0 | 7.48 | 0.10709 | 0 | 34.16 | 34.16 | 1 | 0 | 0 |  | 0 |  | 0
|  |  |  | 23.44 | 46.88 | 0 | 0 | 0 | 0 | 0 | 7.48 | 0.10709 | 0 | 46.88 | 46.88 | 1 | 0 | 0 |  | 0 |  | 0
|  |  |  | 26.8 | 53.6 | 0 | 0 | 0 | 0 | 0 | 7.48 | 0.10709 | 0 | 53.6 | 53.6 | 1 | 0 | 0 |  | 0 |  | 0
|  |  |  | 27.04 | 54.08 | 0 | 0 | 0 | 0 | 0 | 7.48 | 0.10709 | 0 | 54.08 | 54.08 | 1 | 0 | 0 |  | 0 |  | 0
|  |  |  | 28.92 | 57.84 | 0 | 0 | 0 | 0 | 0 | 7.48 | 0.10709 | 0 | 57.84 | 57.84 | 1 | 0 | 0 |  | 0 |  | 0
|  |  |  | 28.4 | 56.8 | 0 | 0 | 0 | 0 | 0 | 7.48 | 0.10709 | 0 | 56.8 | 56.8 | 1 | 0 | 0 |  | 0 |  | 0
|  |  |  | 29 | 58 | 0 | 0 | 0 | 0 | 0 | 7.48 | 0.10709 | 0 | 58 | 58 | 1 | 0 | 0 |  | 0 |  | 0
|  |  |  | 28 | 56 | 0 | 0 | 0 | 0 | 0 | 7.48 | 0.10709 | 0 | 56 | 56 | 1 | 0 | 0 |  | 0 |  | 0
|  |  |  | 26.52 | 53.04 | 0 | 0 | 0 | 0 | 0 | 7.48 | 0.10709 | 0 | 53.04 | 53.04 | 1 | 0 | 0 |  | 0 |  | 0
|  |  |  | 25.4 | 50.8 | 0 | 0 | 0 | 0 | 0 | 7.48 | 0.10709 | 0 | 50.8 | 50.8 | 1 | 0 | 0 |  | 0 |  | 0
|  |  |  | 24.88 | 49.76 | 0 | 0 | 0 | 0 | 0 | 7.48 | 0.10709 | 0 | 49.76 | 49.76 | 1 | 0 | 0 |  | 0 |  | 0
|  |  |  | 25.68 | 51.36 | 0 | 0 | 0 | 0 | 0 | 7.48 | 0.10709 | 0 | 51.36 | 51.36 | 1 | 0 | 0 |  | 0 |  | 0
|  |  |  | 27.04 | 54.08 | 0 | 0 | 0 | 0 | 0 | 7.48 | 0.10709 | 0 | 54.08 | 54.08 | 1 | 0 | 0 |  | 0 |  | 0
|  |  |  | 26.84 | 53.68 | 0 | 0 | 0 | 0 | 0 | 7.48 | 0.10709 | 0 | 53.68 | 53.68 | 1 | 0 | 0 |  | 0 |  | 0
|  |  |  | 26.96 | 53.92 | 0 | 0 | 0 | 0 | 0 | 7.48 | 0.10709 | 0 | 53.92 | 53.92 | 1 | 0 | 0 |  | 0 |  | 0
|  |  |  | 25.76 | 51.52 | 0 | 0 | 0 | 0 | 0 | 7.48 | 0.10709 | 0 | 51.52 | 51.52 | 1 | 0 | 0 |  | 0 |  | 0
|  |  |  | 24.12 | 48.24 | 0 | 0 | 0 | 0 | 0 | 7.48 | 0.10709 | 0 | 48.24 | 48.24 | 1 | 0 | 0 |  | 0 |  | 0
|  |  |  | 18.56 | 37.12 | 0 | 0 | 0 | 0 | 0 | 7.48 | 0.10709 | 0 | 37.12 | 37.12 | 1 | 0 | 0 |  | 0 |  | 0
|  |  |  | 12.88 | 25.76 | 0 | 0 | 0 | 0 | 0 | 7.48 | 0.10709 | 0 | 25.76 | 25.76 | 1 | 0 | 0 |  | 0 |  | 0
|  |  |  | 10.72 | 21.44 | 0 | 0 | 0 | 0 | 0 | 7.48 | 0.10709 | 0 | 21.44 | 21.44 | 1 | 0 | 0 |  | 0 |  | 0
|  |  |  | 10.28 | 20.56 | 0 | 0 | 0 | 0 | 0 | 7.48 | 0.10709 | 0 | 20.56 | 20.56 | 1 | 0 | 0 |  | 0 |  | 0
|  |  |  | 12.8 | 25.6 | 0 | 0 | 0 | 0 | 0 | 7.48 | 0.10709 | 0 | 25.6 | 25.6 | 1 | 0 | 0 |  | 0 |  | 0
|  |  |  | 13.84 | 27.68 | 0 | 0 | 0 | 0 | 0 | 7.48 | 0.10709 | 0 | 27.68 | 27.68 | 1 | 0 | 0 |  | 0 |  | 0
|  |  |  | 14.48 | 28.96 | 0 | 0 | 0 | 0 | 0 | 7.48 | 0.10709 | 0 | 28.96 | 28.96 | 1 | 0 | 0 |  | 0 |  | 0
|  |  |  | 15.08 | 30.16 | 0 | 0 | 0 | 0 | 0 | 7.48 | 0.10709 | 0 | 30.16 | 30.16 | 1 | 0 | 0 |  | 0 |  | 0
|  |  |  | 22.48 | 44.96 | 0 | 0 | 0 | 0 | 0 | 7.48 | 0.10709 | 0 | 44.96 | 44.96 | 1 | 0 | 0 |  | 0 |  | 0
|  |  |  | 25.72 | 51.44 | 0 | 0 | 0 | 0 | 0 | 7.48 | 0.10709 | 0 | 51.44 | 51.44 | 1 | 0 | 0 |  | 0 |  | 0
|  |  |  | 26.12 | 52.24 | 0 | 0 | 0 | 0 | 0 | 7.48 | 0.10709 | 0 | 52.24 | 52.24 | 1 | 0 | 0 |  | 0 |  | 0
|  |  |  | 28.2 | 56.4 | 0 | 0 | 0 | 0 | 0 | 7.48 | 0.10709 | 0 | 56.4 | 56.4 | 1 | 0 | 0 |  | 0 |  | 0
|  |  |  | 32.44 | 64.88 | 0 | 0 | 0 | 0 | 0 | 7.48 | 0.10709 | 0 | 64.88 | 64.88 | 1 | 0 | 0 |  | 0 |  | 0
|  |  |  | 29.04 | 58.08 | 0 | 0 | 0 | 0 | 0 | 7.48 | 0.10709 | 0 | 58.08 | 58.08 | 1 | 0 | 0 |  | 0 |  | 0
|  |  |  | 28.48 | 56.96 | 0 | 0 | 0 | 0 | 0 | 7.48 | 0.10709 | 0 | 56.96 | 56.96 | 1 | 0 | 0 |  | 0 |  | 0
|  |  |  | 27.2 | 54.4 | 0 | 0 | 0 | 0 | 0 | 7.48 | 0.10709 | 0 | 54.4 | 54.4 | 1 | 0 | 0 |  | 0 |  | 0
|  |  |  | 26.64 | 53.28 | 0 | 0 | 0 | 0 | 0 | 7.48 | 0.10709 | 0 | 53.28 | 53.28 | 1 | 0 | 0 |  | 0 |  | 0
|  |  |  | 24.24 | 48.48 | 0 | 0 | 0 | 0 | 0 | 7.48 | 0.10709 | 0 | 48.48 | 48.48 | 1 | 0 | 0 |  | 0 |  | 0
|  |  |  | 25.36 | 50.72 | 0 | 0 | 0 | 0 | 0 | 7.48 | 0.10709 | 0 | 50.72 | 50.72 | 1 | 0 | 0 |  | 0 |  | 0
|  |  |  | 26.36 | 52.72 | 0 | 0 | 0 | 0 | 0 | 7.48 | 0.10709 | 0 | 52.72 | 52.72 | 1 | 0 | 0 |  | 0 |  | 0
|  |  |  | 25.16 | 50.32 | 0 | 0 | 0 | 0 | 0 | 7.48 | 0.10709 | 0 | 50.32 | 50.32 | 1 | 0 | 0 |  | 0 |  | 0
|  |  |  | 25.48 | 50.96 | 0 | 0 | 0 | 0 | 0 | 7.48 | 0.10709 | 0 | 50.96 | 50.96 | 1 | 0 | 0 |  | 0 |  | 0
|  |  |  | 20.36 | 40.72 | 0 | 0 | 0 | 0 | 0 | 7.48 | 0.10709 | 0 | 40.72 | 40.72 | 1 | 0 | 0 |  | 0 |  | 0
|  |  |  | 20.04 | 40.08 | 0 | 0 | 0 | 0 | 0 | 7.48 | 0.10709 | 0 | 40.08 | 40.08 | 1 | 0 | 0 |  | 0 |  | 0
|  |  |  | 17.48 | 34.96 | 0 | 0 | 0 | 0 | 0 | 7.48 | 0.10709 | 0 | 34.96 | 34.96 | 1 | 0 | 0 |  | 0 |  | 0
|  |  |  | 12.72 | 25.44 | 0 | 0 | 0 | 0 | 0 | 7.48 | 0.10709 | 0 | 25.44 | 25.44 | 1 | 0 | 0 |  | 0 |  | 0
|  |  |  | 10.88 | 21.76 | 0 | 0 | 0 | 0 | 0 | 7.48 | 0.10709 | 0 | 21.76 | 21.76 | 1 | 0 | 0 |  | 0 |  | 0
|  |  |  | 9.96 | 19.92 | 0 | 0 | 0 | 0 | 0 | 7.48 | 0.10709 | 0 | 19.92 | 19.92 | 1 | 0 | 0 |  | 0 |  | 0
|  |  |  | 10.6 | 21.2 | 0 | 0 | 0 | 0 | 0 | 7.48 | 0.10709 | 0 | 21.2 | 21.2 | 1 | 0 | 0 |  | 0 |  | 0
|  |  |  | 13.44 | 26.88 | 0 | 0 | 0 | 0 | 0 | 7.48 | 0.10709 | 0 | 26.88 | 26.88 | 1 | 0 | 0 |  | 0 |  | 0
|  |  |  | 14.12 | 28.24 | 0 | 0 | 0 | 0 | 0 | 7.48 | 0.10709 | 0 | 28.24 | 28.24 | 1 | 0 | 0 |  | 0 |  | 0
|  |  |  | 14.88 | 29.76 | 0 | 0 | 0 | 0 | 0 | 7.48 | 0.10709 | 0 | 29.76 | 29.76 | 1 | 0 | 0 |  | 0 |  | 0
|  |  |  | 16.24 | 32.48 | 0 | 0 | 0 | 0 | 0 | 7.48 | 0.10709 | 0 | 32.48 | 32.48 | 1 | 0 | 0 |  | 0 |  | 0
|  |  |  | 16.12 | 32.24 | 0 | 0 | 0 | 0 | 0 | 7.48 | 0.10709 | 0 | 32.24 | 32.24 | 1 | 0 | 0 |  | 0 |  | 0
|  |  |  | 15.76 | 31.52 | 0 | 0 | 0 | 0 | 0 | 7.48 | 0.10709 | 0 | 31.52 | 31.52 | 1 | 0 | 0 |  | 0 |  | 0
|  |  |  | 14.76 | 29.52 | 0 | 0 | 0 | 0 | 0 | 7.48 | 0.10709 | 0 | 29.52 | 29.52 | 1 | 0 | 0 |  | 0 |  | 0
|  |  |  | 14.6 | 29.2 | 0 | 0 | 0 | 0 | 0 | 7.48 | 0.12502 | 0 | 29.2 | 29.2 | 1 | 0 | 0 |  | 0 |  | 0
|  |  |  | 14.64 | 29.28 | 0 | 0 | 0 | 0 | 0 | 7.48 | 0.12502 | 0 | 29.28 | 29.28 | 1 | 0 | 0 |  | 0 |  | 0
|  |  |  | 14.64 | 29.28 | 0 | 0 | 0 | 0 | 0 | 7.48 | 0.12502 | 0 | 29.28 | 29.28 | 1 | 0 | 0 |  | 0 |  | 0
|  |  |  | 14.24 | 28.48 | 0 | 0 | 0 | 0 | 0 | 12.23 | 0.12502 | 0 | 28.48 | 28.48 | 1 | 0 | 0 |  | 0 |  | 0
|  |  |  | 14.8 | 29.6 | 0 | 0 | 0 | 0 | 0 | 12.23 | 0.12502 | 0 | 29.6 | 29.6 | 1 | 0 | 0 |  | 0 |  | 0
|  |  |  | 14.68 | 29.36 | 0 | 0 | 0 | 0 | 0 | 12.23 | 0.12502 | 0 | 29.36 | 29.36 | 1 | 0 | 0 |  | 0 |  | 0
|  |  |  | 15.6 | 31.2 | 0 | 0 | 0 | 0 | 0 | 12.23 | 0.12502 | 0 | 31.2 | 31.2 | 1 | 0 | 0 |  | 0 |  | 0
|  |  |  | 16.88 | 33.76 | 0 | 0 | 0 | 0 | 0 | 7.48 | 0.12502 | 0 | 33.76 | 33.76 | 1 | 0 | 0 |  | 0 |  | 0
|  |  |  | 16.68 | 33.36 | 0 | 0 | 0 | 0 | 0 | 7.48 | 0.12502 | 0 | 33.36 | 33.36 | 1 | 0 | 0 |  | 0 |  | 0
|  |  |  | 16.8 | 33.6 | 0 | 0 | 0 | 0 | 0 | 7.48 | 0.12502 | 0 | 33.6 | 30.88 | 0.2 | 0 | 2.72 |  | 0 |  | 0
|  |  |  | 17.16 | 34.32 | 0 | 0 | 0 | 0 | 0 | 7.48 | 0.10709 | 2.72 | 34.32 | 34.32 | 0.91885 | 0 | 0 |  | 0 |  | 0
|  |  |  | 16.96 | 33.92 | 0 | 0 | 0 | 0 | 0 | 7.48 | 0.10709 | 0.307 | 33.92 | 33.92 | 1 | 0 | 0 |  | 0 |  | 0
|  |  |  | 16.96 | 33.92 | 0 | 0 | 0 | 0 | 0 | 7.48 | 0.10709 | 0 | 33.92 | 33.92 | 1 | 0 | 0 |  | 0 |  | 0
|  |  |  | 11.92 | 23.84 | 0 | 0 | 0 | 0 | 0 | 7.48 | 0.10709 | 0 | 23.84 | 23.84 | 1 | 0 | 0 |  | 0 |  | 0
|  |  |  | 10.4 | 20.8 | 0 | 0 | 0 | 0 | 0 | 7.48 | 0.10709 | 0 | 20.8 | 20.8 | 1 | 0 | 0 |  | 0 |  | 0
|  |  |  | 10.56 | 21.12 | 0 | 0 | 0 | 0 | 0 | 7.48 | 0.10709 | 0 | 21.12 | 21.12 | 1 | 0 | 0 |  | 0 |  | 0
|  |  |  | 12.96 | 25.92 | 0 | 0 | 0 | 0 | 0 | 7.48 | 0.10709 | 0 | 25.92 | 25.92 | 1 | 0 | 0 |  | 0 |  | 0
|  |  |  | 13.36 | 26.72 | 0 | 0 | 0 | 0 | 0 | 7.48 | 0.10709 | 0 | 26.72 | 26.72 | 1 | 0 | 0 |  | 0 |  | 0
|  |  |  | 14.52 | 29.04 | 0 | 0 | 0 | 0 | 0 | 7.48 | 0.10709 | 0 | 29.04 | 29.04 | 1 | 0 | 0 |  | 0 |  | 0
|  |  |  | 16.44 | 32.88 | 0 | 0 | 0 | 0 | 0 | 7.48 | 0.10709 | 0 | 32.88 | 32.88 | 1 | 0 | 0 |  | 0 |  | 0
|  |  |  | 23.52 | 47.04 | 0 | 0 | 0 | 0 | 0 | 7.48 | 0.10709 | 0 | 47.04 | 47.04 | 1 | 0 | 0 |  | 0 |  | 0
|  |  |  | 23.88 | 47.76 | 0 | 0 | 0 | 0 | 0 | 7.48 | 0.10709 | 0 | 47.76 | 47.76 | 1 | 0 | 0 |  | 0 |  | 0
|  |  |  | 23.28 | 46.56 | 0 | 0 | 0 | 0 | 0 | 7.48 | 0.10709 | 0 | 46.56 | 46.56 | 1 | 0 | 0 |  | 0 |  | 0
|  |  |  | 22.64 | 45.28 | 0 | 0 | 0 | 0 | 0 | 7.48 | 0.10709 | 0 | 45.28 | 45.28 | 1 | 0 | 0 |  | 0 |  | 0
|  |  |  | 22.48 | 44.96 | 0 | 0 | 0 | 0 | 0 | 7.48 | 0.12502 | 0 | 44.96 | 44.96 | 1 | 0 | 0 |  | 0 |  | 0
|  |  |  | 22.04 | 44.08 | 0 | 0 | 0 | 0 | 0 | 7.48 | 0.12502 | 0 | 44.08 | 44.08 | 1 | 0 | 0 |  | 0 |  | 0
|  |  |  | 21.76 | 43.52 | 0 | 0 | 0 | 0 | 0 | 7.48 | 0.12502 | 0 | 43.52 | 43.52 | 1 | 0 | 0 |  | 0 |  | 0
|  |  |  | 21.8 | 43.6 | 0 | 0 | 0 | 0 | 0 | 12.23 | 0.12502 | 0 | 43.6 | 43.6 | 1 | 0 | 0 |  | 0 |  | 0
|  |  |  | 21.28 | 42.56 | 0 | 0 | 0 | 0 | 0 | 12.23 | 0.12502 | 0 | 42.56 | 42.56 | 1 | 0 | 0 |  | 0 |  | 0
|  |  |  | 21.92 | 43.84 | 0 | 0 | 0 | 0 | 0 | 12.23 | 0.12502 | 0 | 43.84 | 43.84 | 1 | 0 | 0 |  | 0 |  | 0
|  |  |  | 23.12 | 46.24 | 0 | 0 | 0 | 0 | 0 | 12.23 | 0.12502 | 0 | 46.24 | 46.24 | 1 | 0 | 0 |  | 0 |  | 0
|  |  |  | 24.8 | 49.6 | 0 | 0 | 0 | 0 | 0 | 7.48 | 0.12502 | 0 | 49.6 | 49.6 | 1 | 0 | 0 |  | 0 |  | 0
|  |  |  | 24.96 | 49.92 | 0 | 0 | 0 | 0 | 0 | 7.48 | 0.12502 | 0 | 49.92 | 49.92 | 1 | 0 | 0 |  | 0 |  | 0
|  |  |  | 25.64 | 51.28 | 0 | 0 | 0 | 0 | 0 | 7.48 | 0.12502 | 0 | 51.28 | 48.56 | 0.2 | 0 | 2.72 |  | 0 |  | 0
|  |  |  | 26.16 | 52.32 | 0 | 0 | 0 | 0 | 0 | 7.48 | 0.10709 | 2.72 | 52.32 | 52.32 | 0.91885 | 0 | 0 |  | 0 |  | 0
|  |  |  | 24.48 | 48.96 | 0 | 0 | 0 | 0 | 0 | 7.48 | 0.10709 | 0.307 | 48.96 | 48.96 | 1 | 0 | 0 |  | 0 |  | 0
|  |  |  | 23.4 | 46.8 | 0 | 0 | 0 | 0 | 0 | 7.48 | 0.10709 | 0 | 46.8 | 46.8 | 1 | 0 | 0 |  | 0 |  | 0
|  |  |  | 19.48 | 38.96 | 0 | 0 | 0 | 0 | 0 | 7.48 | 0.10709 | 0 | 38.96 | 38.96 | 1 | 0 | 0 |  | 0 |  | 0
|  |  |  | 18.4 | 36.8 | 0 | 0 | 0 | 0 | 0 | 7.48 | 0.10709 | 0 | 36.8 | 36.8 | 1 | 0 | 0 |  | 0 |  | 0
|  |  |  | 18.56 | 37.12 | 0 | 0 | 0 | 0 | 0 | 7.48 | 0.10709 | 0 | 37.12 | 37.12 | 1 | 0 | 0 |  | 0 |  | 0
|  |  |  | 18.2 | 36.4 | 0 | 0 | 0 | 0 | 0 | 7.48 | 0.10709 | 0 | 36.4 | 36.4 | 1 | 0 | 0 |  | 0 |  | 0
|  |  |  | 18.8 | 37.6 | 0 | 0 | 0 | 0 | 0 | 7.48 | 0.10709 | 0 | 37.6 | 37.6 | 1 | 0 | 0 |  | 0 |  | 0
|  |  |  | 19.36 | 38.72 | 0 | 0 | 0 | 0 | 0 | 7.48 | 0.10709 | 0 | 38.72 | 38.72 | 1 | 0 | 0 |  | 0 |  | 0
|  |  |  | 21.04 | 42.08 | 0 | 0 | 0 | 0 | 0 | 7.48 | 0.10709 | 0 | 42.08 | 42.08 | 1 | 0 | 0 |  | 0 |  | 0
|  |  |  | 22.44 | 44.88 | 0 | 0 | 0 | 0 | 0 | 7.48 | 0.10709 | 0 | 44.88 | 44.88 | 1 | 0 | 0 |  | 0 |  | 0
|  |  |  | 23.4 | 46.8 | 0 | 0 | 0 | 0 | 0 | 7.48 | 0.10709 | 0 | 46.8 | 46.8 | 1 | 0 | 0 |  | 0 |  | 0
|  |  |  | 24.36 | 48.72 | 0 | 0 | 0 | 0 | 0 | 7.48 | 0.10709 | 0 | 48.72 | 48.72 | 1 | 0 | 0 |  | 0 |  | 0
|  |  |  | 23.48 | 46.96 | 0 | 0 | 0 | 0 | 0 | 7.48 | 0.10709 | 0 | 46.96 | 46.96 | 1 | 0 | 0 |  | 0 |  | 0
|  |  |  | 23.32 | 46.64 | 0 | 0 | 0 | 0 | 0 | 7.48 | 0.12502 | 0 | 46.64 | 46.64 | 1 | 0 | 0 |  | 0 |  | 0
|  |  |  | 23 | 46 | 0 | 0 | 0 | 0 | 0 | 7.48 | 0.12502 | 0 | 46 | 46 | 1 | 0 | 0 |  | 0 |  | 0
|  |  |  | 22.64 | 45.28 | 0 | 0 | 0 | 0 | 0 | 7.48 | 0.12502 | 0 | 45.28 | 45.28 | 1 | 0 | 0 |  | 0 |  | 0
|  |  |  | 22.88 | 45.76 | 0 | 0 | 0 | 0 | 0 | 12.23 | 0.12502 | 0 | 45.76 | 45.76 | 1 | 0 | 0 |  | 0 |  | 0
|  |  |  | 22.68 | 45.36 | 0 | 0 | 0 | 0 | 0 | 12.23 | 0.12502 | 0 | 45.36 | 45.36 | 1 | 0 | 0 |  | 0 |  | 0
|  |  |  | 23 | 46 | 0 | 0 | 0 | 0 | 0 | 12.23 | 0.12502 | 0 | 46 | 46 | 1 | 0 | 0 |  | 0 |  | 0
|  |  |  | 24.96 | 49.92 | 0 | 0 | 0 | 0 | 0 | 12.23 | 0.12502 | 0 | 49.92 | 49.92 | 1 | 0 | 0 |  | 0 |  | 0
|  |  |  | 25.44 | 50.88 | 0 | 0 | 0 | 0 | 0 | 7.48 | 0.12502 | 0 | 50.88 | 50.88 | 1 | 0 | 0 |  | 0 |  | 0
|  |  |  | 23.56 | 47.12 | 0 | 0 | 0 | 0 | 0 | 7.48 | 0.12502 | 0 | 47.12 | 47.12 | 1 | 0 | 0 |  | 0 |  | 0
|  |  |  | 22.36 | 44.72 | 0 | 0 | 0 | 0 | 0 | 7.48 | 0.12502 | 0 | 44.72 | 42 | 0.2 | 0 | 2.72 |  | 0 |  | 0
|  |  |  | 21.8 | 43.6 | 0 | 0 | 0 | 0 | 0 | 7.48 | 0.10709 | 2.72 | 43.6 | 43.6 | 0.91885 | 0 | 0 |  | 0 |  | 0
|  |  |  | 22.16 | 44.32 | 0 | 0 | 0 | 0 | 0 | 7.48 | 0.10709 | 0.307 | 44.32 | 44.32 | 1 | 0 | 0 |  | 0 |  | 0
|  |  |  | 21.88 | 43.76 | 0 | 0 | 0 | 0 | 0 | 7.48 | 0.10709 | 0 | 43.76 | 43.76 | 1 | 0 | 0 |  | 0 |  | 0
|  |  |  | 19.48 | 38.96 | 0 | 0 | 0 | 0 | 0 | 7.48 | 0.10709 | 0 | 38.96 | 38.96 | 1 | 0 | 0 |  | 0 |  | 0
|  |  |  | 18.56 | 37.12 | 0 | 0 | 0 | 0 | 0 | 7.48 | 0.10709 | 0 | 37.12 | 37.12 | 1 | 0 | 0 |  | 0 |  | 0
|  |  |  | 17.6 | 35.2 | 0 | 0 | 0 | 0 | 0 | 7.48 | 0.10709 | 0 | 35.2 | 35.2 | 1 | 0 | 0 |  | 0 |  | 0
|  |  |  | 17.88 | 35.76 | 0 | 0 | 0 | 0 | 0 | 7.48 | 0.10709 | 0 | 35.76 | 35.76 | 1 | 0 | 0 |  | 0 |  | 0
|  |  |  | 18.68 | 37.36 | 0 | 0 | 0 | 0 | 0 | 7.48 | 0.10709 | 0 | 37.36 | 37.36 | 1 | 0 | 0 |  | 0 |  | 0
|  |  |  | 18.96 | 37.92 | 0 | 0 | 0 | 0 | 0 | 7.48 | 0.10709 | 0 | 37.92 | 37.92 | 1 | 0 | 0 |  | 0 |  | 0
|  |  |  | 20.24 | 40.48 | 0 | 0 | 0 | 0 | 0 | 7.48 | 0.10709 | 0 | 40.48 | 40.48 | 1 | 0 | 0 |  | 0 |  | 0
|  |  |  | 21.32 | 42.64 | 0 | 0 | 0 | 0 | 0 | 7.48 | 0.10709 | 0 | 42.64 | 42.64 | 1 | 0 | 0 |  | 0 |  | 0
|  |  |  | 22.12 | 44.24 | 0 | 0 | 0 | 0 | 0 | 7.48 | 0.10709 | 0 | 44.24 | 44.24 | 1 | 0 | 0 |  | 0 |  | 0
|  |  |  | 24.36 | 48.72 | 0 | 0 | 0 | 0 | 0 | 7.48 | 0.10709 | 0 | 48.72 | 48.72 | 1 | 0 | 0 |  | 0 |  | 0
|  |  |  | 23.76 | 47.52 | 0 | 0 | 0 | 0 | 0 | 7.48 | 0.10709 | 0 | 47.52 | 47.52 | 1 | 0 | 0 |  | 0 |  | 0
|  |  |  | 23.32 | 46.64 | 0 | 0 | 0 | 0 | 0 | 7.48 | 0.12502 | 0 | 46.64 | 46.64 | 1 | 0 | 0 |  | 0 |  | 0
|  |  |  | 22.64 | 45.28 | 0 | 0 | 0 | 0 | 0 | 7.48 | 0.12502 | 0 | 45.28 | 45.28 | 1 | 0 | 0 |  | 0 |  | 0
|  |  |  | 21.96 | 43.92 | 0 | 0 | 0 | 0 | 0 | 7.48 | 0.12502 | 0 | 43.92 | 43.92 | 1 | 0 | 0 |  | 0 |  | 0
|  |  |  | 23.36 | 46.72 | 0 | 0 | 0 | 0 | 0 | 12.23 | 0.12502 | 0 | 46.72 | 46.72 | 1 | 0 | 0 |  | 0 |  | 0
|  |  |  | 24.36 | 48.72 | 0 | 0 | 0 | 0 | 0 | 12.23 | 0.12502 | 0 | 48.72 | 48.72 | 1 | 0 | 0 |  | 0 |  | 0
|  |  |  | 24.84 | 49.68 | 0 | 0 | 0 | 0 | 0 | 12.23 | 0.12502 | 0 | 49.68 | 49.68 | 1 | 0 | 0 |  | 0 |  | 0
|  |  |  | 24.96 | 49.92 | 0 | 0 | 0 | 0 | 0 | 12.23 | 0.12502 | 0 | 49.92 | 49.92 | 1 | 0 | 0 |  | 0 |  | 0
|  |  |  | 25.96 | 51.92 | 0 | 0 | 0 | 0 | 0 | 7.48 | 0.12502 | 0 | 51.92 | 51.92 | 1 | 0 | 0 |  | 0 |  | 0
|  |  |  | 23.64 | 47.28 | 0 | 0 | 0 | 0 | 0 | 7.48 | 0.12502 | 0 | 47.28 | 47.28 | 1 | 0 | 0 |  | 0 |  | 0
|  |  |  | 22.92 | 45.84 | 0 | 0 | 0 | 0 | 0 | 7.48 | 0.12502 | 0 | 45.84 | 43.12 | 0.2 | 0 | 2.72 |  | 0 |  | 0
|  |  |  | 24.88 | 49.76 | 0 | 0 | 0 | 0 | 0 | 7.48 | 0.10709 | 2.72 | 49.76 | 49.76 | 0.91885 | 0 | 0 |  | 0 |  | 0
|  |  |  | 26 | 52 | 0 | 0 | 0 | 0 | 0 | 7.48 | 0.10709 | 0.307 | 52 | 52 | 1 | 0 | 0 |  | 0 |  | 0
|  |  |  | 23.96 | 47.92 | 0 | 0 | 0 | 0 | 0 | 7.48 | 0.10709 | 0 | 47.92 | 47.92 | 1 | 0 | 0 |  | 0 |  | 0
|  |  |  | 19.68 | 39.36 | 0 | 0 | 0 | 0 | 0 | 7.48 | 0.10709 | 0 | 39.36 | 39.36 | 1 | 0 | 0 |  | 0 |  | 0
|  |  |  | 18.68 | 37.36 | 0 | 0 | 0 | 0 | 0 | 7.48 | 0.10709 | 0 | 37.36 | 37.36 | 1 | 0 | 0 |  | 0 |  | 0
|  |  |  | 18.24 | 36.48 | 0 | 0 | 0 | 0 | 0 | 7.48 | 0.10709 | 0 | 36.48 | 36.48 | 1 | 0 | 0 |  | 0 |  | 0
|  |  |  | 17.88 | 35.76 | 0 | 0 | 0 | 0 | 0 | 7.48 | 0.10709 | 0 | 35.76 | 35.76 | 1 | 0 | 0 |  | 0 |  | 0
|  |  |  | 18.84 | 37.68 | 0 | 0 | 0 | 0 | 0 | 7.48 | 0.10709 | 0 | 37.68 | 37.68 | 1 | 0 | 0 |  | 0 |  | 0
|  |  |  | 19.2 | 38.4 | 0 | 0 | 0 | 0 | 0 | 7.48 | 0.10709 | 0 | 38.4 | 38.4 | 1 | 0 | 0 |  | 0 |  | 0
|  |  |  | 16.88 | 33.76 | 0 | 0 | 0 | 0 | 0 | 7.48 | 0.10709 | 0 | 33.76 | 33.76 | 1 | 0 | 0 |  | 0 |  | 0
|  |  |  | 24.84 | 49.68 | 0 | 0 | 0 | 0 | 0 | 7.48 | 0.10709 | 0 | 49.68 | 49.68 | 1 | 0 | 0 |  | 0 |  | 0
|  |  |  | 28.56 | 57.12 | 0 | 0 | 0 | 0 | 0 | 7.48 | 0.10709 | 0 | 57.12 | 57.12 | 1 | 0 | 0 |  | 0 |  | 0
|  |  |  | 30.4 | 60.8 | 0 | 0 | 0 | 0 | 0 | 7.48 | 0.10709 | 0 | 60.8 | 60.8 | 1 | 0 | 0 |  | 0 |  | 0
|  |  |  | 30.12 | 60.24 | 0 | 0 | 0 | 0 | 0 | 7.48 | 0.10709 | 0 | 60.24 | 60.24 | 1 | 0 | 0 |  | 0 |  | 0
|  |  |  | 31.72 | 63.44 | 0 | 0 | 0 | 0 | 0 | 7.48 | 0.12502 | 0 | 63.44 | 63.44 | 1 | 0 | 0 |  | 0 |  | 0
|  |  |  | 33.56 | 67.12 | 0 | 0 | 0 | 0 | 0 | 7.48 | 0.12502 | 0 | 67.12 | 67.12 | 1 | 0 | 0 |  | 0 |  | 0
|  |  |  | 29.4 | 58.8 | 0 | 0 | 0 | 0 | 0 | 7.48 | 0.12502 | 0 | 58.8 | 58.8 | 1 | 0 | 0 |  | 0 |  | 0
|  |  |  | 25.48 | 50.96 | 0 | 0 | 0 | 0 | 0 | 12.23 | 0.12502 | 0 | 50.96 | 50.96 | 1 | 0 | 0 |  | 0 |  | 0
|  |  |  | 24.2 | 48.4 | 0 | 0 | 0 | 0 | 0 | 12.23 | 0.12502 | 0 | 48.4 | 48.4 | 1 | 0 | 0 |  | 0 |  | 0
|  |  |  | 24.72 | 49.44 | 0 | 0 | 0 | 0 | 0 | 12.23 | 0.12502 | 0 | 49.44 | 49.44 | 1 | 0 | 0 |  | 0 |  | 0
|  |  |  | 26.12 | 52.24 | 0 | 0 | 0 | 0 | 0 | 12.23 | 0.12502 | 0 | 52.24 | 52.24 | 1 | 0 | 0 |  | 0 |  | 0
|  |  |  | 27.52 | 55.04 | 0 | 0 | 0 | 0 | 0 | 7.48 | 0.12502 | 0 | 55.04 | 55.04 | 1 | 0 | 0 |  | 0 |  | 0
|  |  |  | 29.12 | 58.24 | 0 | 0 | 0 | 0 | 0 | 7.48 | 0.12502 | 0 | 58.24 | 58.24 | 1 | 0 | 0 |  | 0 |  | 0
|  |  |  | 29.68 | 59.36 | 0 | 0 | 0 | 0 | 0 | 7.48 | 0.12502 | 0 | 59.36 | 56.64 | 0.2 | 0 | 2.72 |  | 0 |  | 0
|  |  |  | 28.72 | 57.44 | 0 | 0 | 0 | 0 | 0 | 7.48 | 0.10709 | 2.72 | 57.44 | 57.44 | 0.91885 | 0 | 0 |  | 0 |  | 0
|  |  |  | 26.36 | 52.72 | 0 | 0 | 0 | 0 | 0 | 7.48 | 0.10709 | 0.307 | 52.72 | 52.72 | 1 | 0 | 0 |  | 0 |  | 0
|  |  |  | 19.8 | 39.6 | 0 | 0 | 0 | 0 | 0 | 7.48 | 0.10709 | 0 | 39.6 | 39.6 | 1 | 0 | 0 |  | 0 |  | 0
|  |  |  | 15.44 | 30.88 | 0 | 0 | 0 | 0 | 0 | 7.48 | 0.10709 | 0 | 30.88 | 30.88 | 1 | 0 | 0 |  | 0 |  | 0
|  |  |  | 14.04 | 28.08 | 0 | 0 | 0 | 0 | 0 | 7.48 | 0.10709 | 0 | 28.08 | 28.08 | 1 | 0 | 0 |  | 0 |  | 0
|  |  |  | 13.8 | 27.6 | 0 | 0 | 0 | 0 | 0 | 7.48 | 0.10709 | 0 | 27.6 | 27.6 | 1 | 0 | 0 |  | 0 |  | 0
|  |  |  | 13.6 | 27.2 | 0 | 0 | 0 | 0 | 0 | 7.48 | 0.10709 | 0 | 27.2 | 27.2 | 1 | 0 | 0 |  | 0 |  | 0
|  |  |  | 14.36 | 28.72 | 0 | 0 | 0 | 0 | 0 | 7.48 | 0.10709 | 0 | 28.72 | 28.72 | 1 | 0 | 0 |  | 0 |  | 0
|  |  |  | 14.76 | 29.52 | 0 | 0 | 0 | 0 | 0 | 7.48 | 0.10709 | 0 | 29.52 | 29.52 | 1 | 0 | 0 |  | 0 |  | 0
|  |  |  | 17.12 | 34.24 | 0 | 0 | 0 | 0 | 0 | 7.48 | 0.10709 | 0 | 34.24 | 34.24 | 1 | 0 | 0 |  | 0 |  | 0
|  |  |  | 24.32 | 48.64 | 0 | 0 | 0 | 0 | 0 | 7.48 | 0.10709 | 0 | 48.64 | 48.64 | 1 | 0 | 0 |  | 0 |  | 0
|  |  |  | 26.64 | 53.28 | 0 | 0 | 0 | 0 | 0 | 7.48 | 0.10709 | 0 | 53.28 | 53.28 | 1 | 0 | 0 |  | 0 |  | 0
|  |  |  | 28.4 | 56.8 | 0 | 0 | 0 | 0 | 0 | 7.48 | 0.10709 | 0 | 56.8 | 56.8 | 1 | 0 | 0 |  | 0 |  | 0
|  |  |  | 27.8 | 55.6 | 0 | 0 | 0 | 0 | 0 | 7.48 | 0.10709 | 0 | 55.6 | 55.6 | 1 | 0 | 0 |  | 0 |  | 0
|  |  |  | 32.96 | 65.92 | 0 | 0 | 0 | 0 | 0 | 7.48 | 0.10709 | 0 | 65.92 | 65.92 | 1 | 0 | 0 |  | 0 |  | 0
|  |  |  | 29.48 | 58.96 | 0 | 0 | 0 | 0 | 0 | 7.48 | 0.10709 | 0 | 58.96 | 58.96 | 1 | 0 | 0 |  | 0 |  | 0
|  |  |  | 27.64 | 55.28 | 0 | 0 | 0 | 0 | 0 | 7.48 | 0.10709 | 0 | 55.28 | 55.28 | 1 | 0 | 0 |  | 0 |  | 0
|  |  |  | 26.64 | 53.28 | 0 | 0 | 0 | 0 | 0 | 7.48 | 0.10709 | 0 | 53.28 | 53.28 | 1 | 0 | 0 |  | 0 |  | 0
|  |  |  | 27 | 54 | 0 | 0 | 0 | 0 | 0 | 7.48 | 0.10709 | 0 | 54 | 54 | 1 | 0 | 0 |  | 0 |  | 0
|  |  |  | 26.48 | 52.96 | 0 | 0 | 0 | 0 | 0 | 7.48 | 0.10709 | 0 | 52.96 | 52.96 | 1 | 0 | 0 |  | 0 |  | 0
|  |  |  | 26.6 | 53.2 | 0 | 0 | 0 | 0 | 0 | 7.48 | 0.10709 | 0 | 53.2 | 53.2 | 1 | 0 | 0 |  | 0 |  | 0
|  |  |  | 27.68 | 55.36 | 0 | 0 | 0 | 0 | 0 | 7.48 | 0.10709 | 0 | 55.36 | 55.36 | 1 | 0 | 0 |  | 0 |  | 0
|  |  |  | 28.72 | 57.44 | 0 | 0 | 0 | 0 | 0 | 7.48 | 0.10709 | 0 | 57.44 | 57.44 | 1 | 0 | 0 |  | 0 |  | 0
|  |  |  | 29.76 | 59.52 | 0 | 0 | 0 | 0 | 0 | 7.48 | 0.10709 | 0 | 59.52 | 59.52 | 1 | 0 | 0 |  | 0 |  | 0
|  |  |  | 29.28 | 58.56 | 0 | 0 | 0 | 0 | 0 | 7.48 | 0.10709 | 0 | 58.56 | 58.56 | 1 | 0 | 0 |  | 0 |  | 0
|  |  |  | 27.92 | 55.84 | 0 | 0 | 0 | 0 | 0 | 7.48 | 0.10709 | 0 | 55.84 | 55.84 | 1 | 0 | 0 |  | 0 |  | 0
|  |  |  | 24.12 | 48.24 | 0 | 0 | 0 | 0 | 0 | 7.48 | 0.10709 | 0 | 48.24 | 48.24 | 1 | 0 | 0 |  | 0 |  | 0
|  |  |  | 19.84 | 39.68 | 0 | 0 | 0 | 0 | 0 | 7.48 | 0.10709 | 0 | 39.68 | 39.68 | 1 | 0 | 0 |  | 0 |  | 0
|  |  |  | 18.68 | 37.36 | 0 | 0 | 0 | 0 | 0 | 7.48 | 0.10709 | 0 | 37.36 | 37.36 | 1 | 0 | 0 |  | 0 |  | 0
|  |  |  | 18.72 | 37.44 | 0 | 0 | 0 | 0 | 0 | 7.48 | 0.10709 | 0 | 37.44 | 37.44 | 1 | 0 | 0 |  | 0 |  | 0
|  |  |  | 18.6 | 37.2 | 0 | 0 | 0 | 0 | 0 | 7.48 | 0.10709 | 0 | 37.2 | 37.2 | 1 | 0 | 0 |  | 0 |  | 0
|  |  |  | 19.08 | 38.16 | 0 | 0 | 0 | 0 | 0 | 7.48 | 0.10709 | 0 | 38.16 | 38.16 | 1 | 0 | 0 |  | 0 |  | 0
|  |  |  | 19.72 | 39.44 | 0 | 0 | 0 | 0 | 0 | 7.48 | 0.10709 | 0 | 39.44 | 39.44 | 1 | 0 | 0 |  | 0 |  | 0
|  |  |  | 21.44 | 42.88 | 0 | 0 | 0 | 0 | 0 | 7.48 | 0.10709 | 0 | 42.88 | 42.88 | 1 | 0 | 0 |  | 0 |  | 0
|  |  |  | 25.16 | 50.32 | 0 | 0 | 0 | 0 | 0 | 7.48 | 0.10709 | 0 | 50.32 | 50.32 | 1 | 0 | 0 |  | 0 |  | 0
|  |  |  | 25.68 | 51.36 | 0 | 0 | 0 | 0 | 0 | 7.48 | 0.10709 | 0 | 51.36 | 51.36 | 1 | 0 | 0 |  | 0 |  | 0
|  |  |  | 28.12 | 56.24 | 0 | 0 | 0 | 0 | 0 | 7.48 | 0.10709 | 0 | 56.24 | 56.24 | 1 | 0 | 0 |  | 0 |  | 0
|  |  |  | 29.04 | 58.08 | 0 | 0 | 0 | 0 | 0 | 7.48 | 0.10709 | 0 | 58.08 | 58.08 | 1 | 0 | 0 |  | 0 |  | 0
|  |  |  | 31.32 | 62.64 | 0 | 0 | 0 | 0 | 0 | 7.48 | 0.10709 | 0 | 62.64 | 62.64 | 1 | 0 | 0 |  | 0 |  | 0
|  |  |  | 32.96 | 65.92 | 0 | 0 | 0 | 0 | 0 | 7.48 | 0.10709 | 0 | 65.92 | 65.92 | 1 | 0 | 0 |  | 0 |  | 0
|  |  |  | 28.52 | 57.04 | 0 | 0 | 0 | 0 | 0 | 7.48 | 0.10709 | 0 | 57.04 | 57.04 | 1 | 0 | 0 |  | 0 |  | 0
|  |  |  | 26.32 | 52.64 | 0 | 0 | 0 | 0 | 0 | 7.48 | 0.10709 | 0 | 52.64 | 52.64 | 1 | 0 | 0 |  | 0 |  | 0
|  |  |  | 26.04 | 52.08 | 0 | 0 | 0 | 0 | 0 | 7.48 | 0.10709 | 0 | 52.08 | 52.08 | 1 | 0 | 0 |  | 0 |  | 0
|  |  |  | 25.48 | 50.96 | 0 | 0 | 0 | 0 | 0 | 7.48 | 0.10709 | 0 | 50.96 | 50.96 | 1 | 0 | 0 |  | 0 |  | 0
|  |  |  | 26.76 | 53.52 | 0 | 0 | 0 | 0 | 0 | 7.48 | 0.10709 | 0 | 53.52 | 53.52 | 1 | 0 | 0 |  | 0 |  | 0
|  |  |  | 28.16 | 56.32 | 0 | 0 | 0 | 0 | 0 | 7.48 | 0.10709 | 0 | 56.32 | 56.32 | 1 | 0 | 0 |  | 0 |  | 0
|  |  |  | 29.16 | 58.32 | 0 | 0 | 0 | 0 | 0 | 7.48 | 0.10709 | 0 | 58.32 | 58.32 | 1 | 0 | 0 |  | 0 |  | 0
|  |  |  | 28.08 | 56.16 | 0 | 0 | 0 | 0 | 0 | 7.48 | 0.10709 | 0 | 56.16 | 56.16 | 1 | 0 | 0 |  | 0 |  | 0
|  |  |  | 27.6 | 55.2 | 0 | 0 | 0 | 0 | 0 | 7.48 | 0.10709 | 0 | 55.2 | 55.2 | 1 | 0 | 0 |  | 0 |  | 0
|  |  |  | 27.28 | 54.56 | 0 | 0 | 0 | 0 | 0 | 7.48 | 0.10709 | 0 | 54.56 | 54.56 | 1 | 0 | 0 |  | 0 |  | 0
|  |  |  | 19.6267 | 39.2533 | 0 | 0 | 0 | 0 | 0 | 7.48 | 0.10709 | 0 | 39.253 | 39.253 | 1 | 0 | 0 |  | 0 |  | 0
|  |  |  | 15.2133 | 30.4267 | 0 | 0 | 0 | 0 | 0 | 7.48 | 0.10709 | 0 | 30.427 | 30.427 | 1 | 0 | 0 |  | 0 |  | 0
|  |  |  | 14.84 | 29.68 | 0 | 0 | 0 | 0 | 0 | 7.48 | 0.10709 | 0 | 29.68 | 29.68 | 1 | 0 | 0 |  | 0 |  | 0
|  |  |  | 13.48 | 26.96 | 0 | 0 | 0 | 0 | 0 | 7.48 | 0.10709 | 0 | 26.96 | 26.96 | 1 | 0 | 0 |  | 0 |  | 0
|  |  |  | 14.4933 | 28.9867 | 0 | 0 | 0 | 0 | 0 | 7.48 | 0.10709 | 0 | 28.987 | 28.987 | 1 | 0 | 0 |  | 0 |  | 0
|  |  |  | 16.08 | 32.16 | 0 | 0 | 0 | 0 | 0 | 7.48 | 0.10709 | 0 | 32.16 | 32.16 | 1 | 0 | 0 |  | 0 |  | 0
|  |  |  | 15.4533 | 30.9067 | 0 | 0 | 0 | 0 | 0 | 7.48 | 0.10709 | 0 | 30.907 | 30.907 | 1 | 0 | 0 |  | 0 |  | 0
|  |  |  | 16.28 | 32.56 | 0 | 0 | 0 | 0 | 0 | 7.48 | 0.10709 | 0 | 32.56 | 32.56 | 1 | 0 | 0 |  | 0 |  | 0
|  |  |  | 23.52 | 47.04 | 0 | 0 | 0 | 0 | 0 | 7.48 | 0.10709 | 0 | 47.04 | 47.04 | 1 | 0 | 0 |  | 0 |  | 0
|  |  |  | 26.4 | 52.8 | 0 | 0 | 0 | 0 | 0 | 7.48 | 0.10709 | 0 | 52.8 | 52.8 | 1 | 0 | 0 |  | 0 |  | 0
|  |  |  | 28.3333 | 56.6667 | 0 | 0 | 0 | 0 | 0 | 7.48 | 0.10709 | 0 | 56.667 | 56.667 | 1 | 0 | 0 |  | 0 |  | 0
|  |  |  | 28.4667 | 56.9333 | 0 | 0 | 0 | 0 | 0 | 7.48 | 0.10709 | 0 | 56.933 | 56.933 | 1 | 0 | 0 |  | 0 |  | 0
|  |  |  | 29.84 | 59.68 | 0 | 0 | 0 | 0 | 0 | 7.48 | 0.12502 | 0 | 59.68 | 59.68 | 1 | 0 | 0 |  | 0 |  | 0
|  |  |  | 31.76 | 63.52 | 0 | 0 | 0 | 0 | 0 | 7.48 | 0.12502 | 0 | 63.52 | 63.52 | 1 | 0 | 0 |  | 0 |  | 0
|  |  |  | 30 | 60 | 0 | 0 | 0 | 0 | 0 | 7.48 | 0.12502 | 0 | 60 | 60 | 1 | 0 | 0 |  | 0 |  | 0
|  |  |  | 27.56 | 55.12 | 0 | 0 | 0 | 0 | 0 | 12.23 | 0.12502 | 0 | 55.12 | 55.12 | 1 | 0 | 0 |  | 0 |  | 0
|  |  |  | 26.44 | 52.88 | 0 | 0 | 0 | 0 | 0 | 12.23 | 0.12502 | 0 | 52.88 | 52.88 | 1 | 0 | 0 |  | 0 |  | 0
|  |  |  | 26.2 | 52.4 | 0 | 0 | 0 | 0 | 0 | 12.23 | 0.12502 | 0 | 52.4 | 52.4 | 1 | 0 | 0 |  | 0 |  | 0
|  |  |  | 26.4 | 52.8 | 0 | 0 | 0 | 0 | 0 | 12.23 | 0.12502 | 0 | 52.8 | 52.8 | 1 | 0 | 0 |  | 0 |  | 0
|  |  |  | 27.28 | 54.56 | 0 | 0 | 0 | 0 | 0 | 7.48 | 0.12502 | 0 | 54.56 | 54.56 | 1 | 0 | 0 |  | 0 |  | 0
|  |  |  | 26.96 | 53.92 | 0 | 0 | 0 | 0 | 0 | 7.48 | 0.12502 | 0 | 53.92 | 53.92 | 1 | 0 | 0 |  | 0 |  | 0
|  |  |  | 26.96 | 53.92 | 0 | 0 | 0 | 0 | 0 | 7.48 | 0.12502 | 0 | 53.92 | 51.2 | 0.2 | 0 | 2.72 |  | 0 |  | 0
|  |  |  | 27.16 | 54.32 | 0 | 0 | 0 | 0 | 0 | 7.48 | 0.10709 | 2.72 | 54.32 | 54.32 | 0.91885 | 0 | 0 |  | 0 |  | 0
|  |  |  | 26.68 | 53.36 | 0 | 0 | 0 | 0 | 0 | 7.48 | 0.10709 | 0.307 | 53.36 | 53.36 | 1 | 0 | 0 |  | 0 |  | 0
|  |  |  | 20.32 | 40.64 | 0 | 0 | 0 | 0 | 0 | 7.48 | 0.10709 | 0 | 40.64 | 40.64 | 1 | 0 | 0 |  | 0 |  | 0
|  |  |  | 15.28 | 30.56 | 0 | 0 | 0 | 0 | 0 | 7.48 | 0.10709 | 0 | 30.56 | 30.56 | 1 | 0 | 0 |  | 0 |  | 0
|  |  |  | 13.6 | 27.2 | 0 | 0 | 0 | 0 | 0 | 7.48 | 0.10709 | 0 | 27.2 | 27.2 | 1 | 0 | 0 |  | 0 |  | 0
|  |  |  | 13.6 | 27.2 | 0 | 0 | 0 | 0 | 0 | 7.48 | 0.10709 | 0 | 27.2 | 27.2 | 1 | 0 | 0 |  | 0 |  | 0
|  |  |  | 12.32 | 24.64 | 0 | 0 | 0 | 0 | 0 | 7.48 | 0.10709 | 0 | 24.64 | 24.64 | 1 | 0 | 0 |  | 0 |  | 0
|  |  |  | 13.6 | 27.2 | 0 | 0 | 0 | 0 | 0 | 7.48 | 0.10709 | 0 | 27.2 | 27.2 | 1 | 0 | 0 |  | 0 |  | 0
|  |  |  | 18.4 | 36.8 | 0 | 0 | 0 | 0 | 0 | 7.48 | 0.10709 | 0 | 36.8 | 36.8 | 1 | 0 | 0 |  | 0 |  | 0
|  |  |  | 23.68 | 47.36 | 0 | 0 | 0 | 0 | 0 | 7.48 | 0.10709 | 0 | 47.36 | 47.36 | 1 | 0 | 0 |  | 0 |  | 0
|  |  |  | 27.2 | 54.4 | 0 | 0 | 0 | 0 | 0 | 7.48 | 0.10709 | 0 | 54.4 | 54.4 | 1 | 0 | 0 |  | 0 |  | 0
|  |  |  | 29.6 | 59.2 | 0 | 0 | 0 | 0 | 0 | 7.48 | 0.10709 | 0 | 59.2 | 59.2 | 1 | 0 | 0 |  | 0 |  | 0
|  |  |  | 33.6 | 67.2 | 0 | 0 | 0 | 0 | 0 | 7.48 | 0.10709 | 0 | 67.2 | 67.2 | 1 | 0 | 0 |  | 0 |  | 0
|  |  |  | 34.88 | 69.76 | 0 | 0 | 0 | 0 | 0 | 7.48 | 0.10709 | 0 | 69.76 | 69.76 | 1 | 0 | 0 |  | 0 |  | 0
|  |  |  | 34.4 | 68.8 | 0 | 0 | 0 | 0 | 0 | 7.48 | 0.12502 | 0 | 68.8 | 68.8 | 1 | 0 | 0 |  | 0 |  | 0
|  |  |  | 34.72 | 69.44 | 0 | 0 | 0 | 0 | 0 | 7.48 | 0.12502 | 0 | 69.44 | 69.44 | 1 | 0 | 0 |  | 0 |  | 0
|  |  |  | 35.84 | 71.68 | 0 | 0 | 0 | 0 | 0 | 7.48 | 0.12502 | 0 | 71.68 | 71.68 | 1 | 0 | 0 |  | 0 |  | 0
|  |  |  | 33.28 | 66.56 | 0 | 0 | 0 | 0 | 0 | 12.23 | 0.12502 | 0 | 66.56 | 64.001 | 0.24724 | 0 | 2.559 |  | 0 |  | 0
|  |  |  | 31.52 | 63.04 | 0 | 0 | 0 | 0 | 0 | 12.23 | 0.12502 | 0.961 | 63.04 | 63.04 | 0.50111 | 0 | 0 |  | 0 |  | 0
|  |  |  | 31.68 | 63.36 | 0 | 0 | 0 | 0 | 0 | 12.23 | 0.12502 | 0.641 | 63.36 | 63.36 | 0.67041 | 0 | 0 |  | 0 |  | 0
|  |  |  | 32.8 | 65.6 | 0 | 0 | 0 | 0 | 0 | 12.23 | 0.12502 | 0 | 65.6 | 64.001 | 0.2 | 0 | 1.599 |  | 0 |  | 0
|  |  |  | 32.8 | 65.6 | 0 | 0 | 0 | 0 | 0 | 7.48 | 0.12502 | 0 | 65.6 | 65.6 | 0.2 | 0 | 0 |  | 0 |  | 0
|  |  |  | 32.64 | 65.28 | 0 | 0 | 0 | 0 | 0 | 7.48 | 0.12502 | 0 | 65.28 | 65.28 | 0.2 | 0 | 0 |  | 0 |  | 0
|  |  |  | 32 | 64 | 0 | 0 | 0 | 0 | 0 | 7.48 | 0.12502 | 0 | 64 | 64 | 0.2 | 0 | 0 |  | 0 |  | 0
|  |  |  | 29.76 | 59.52 | 0 | 0 | 0 | 0 | 0 | 7.48 | 0.10709 | 2.72 | 59.52 | 59.52 | 0.91885 | 0 | 0 |  | 0 |  | 0
|  |  |  | 24.64 | 49.28 | 0 | 0 | 0 | 0 | 0 | 7.48 | 0.10709 | 0.307 | 49.28 | 49.28 | 1 | 0 | 0 |  | 0 |  | 0
|  |  |  | 18.72 | 37.44 | 0 | 0 | 0 | 0 | 0 | 7.48 | 0.10709 | 0 | 37.44 | 37.44 | 1 | 0 | 0 |  | 0 |  | 0
|  |  |  | 13.92 | 27.84 | 0 | 0 | 0 | 0 | 0 | 7.48 | 0.10709 | 0 | 27.84 | 27.84 | 1 | 0 | 0 |  | 0 |  | 0
|  |  |  | 13.12 | 26.24 | 0 | 0 | 0 | 0 | 0 | 7.48 | 0.10709 | 0 | 26.24 | 26.24 | 1 | 0 | 0 |  | 0 |  | 0
|  |  |  | 12.48 | 24.96 | 0 | 0 | 0 | 0 | 0 | 7.48 | 0.10709 | 0 | 24.96 | 24.96 | 1 | 0 | 0 |  | 0 |  | 0
|  |  |  | 12.32 | 24.64 | 0 | 0 | 0 | 0 | 0 | 7.48 | 0.10709 | 0 | 24.64 | 24.64 | 1 | 0 | 0 |  | 0 |  | 0
|  |  |  | 13.28 | 26.56 | 0 | 0 | 0 | 0 | 0 | 7.48 | 0.10709 | 0 | 26.56 | 26.56 | 1 | 0 | 0 |  | 0 |  | 0
|  |  |  | 19.04 | 38.08 | 0 | 0 | 0 | 0 | 0 | 7.48 | 0.10709 | 0 | 38.08 | 38.08 | 1 | 0 | 0 |  | 0 |  | 0
|  |  |  | 21.28 | 42.56 | 0 | 0 | 0 | 0 | 0 | 7.48 | 0.10709 | 0 | 42.56 | 42.56 | 1 | 0 | 0 |  | 0 |  | 0
|  |  |  | 22.4 | 44.8 | 0 | 0 | 0 | 0 | 0 | 7.48 | 0.10709 | 0 | 44.8 | 44.8 | 1 | 0 | 0 |  | 0 |  | 0
|  |  |  | 28.64 | 57.28 | 0 | 0 | 0 | 0 | 0 | 7.48 | 0.10709 | 0 | 57.28 | 57.28 | 1 | 0 | 0 |  | 0 |  | 0
|  |  |  | 27.68 | 55.36 | 0 | 0 | 0 | 0 | 0 | 7.48 | 0.10709 | 0 | 55.36 | 55.36 | 1 | 0 | 0 |  | 0 |  | 0
|  |  |  | 28.48 | 56.96 | 0 | 0 | 0 | 0 | 0 | 7.48 | 0.10709 | 0 | 56.96 | 56.96 | 1 | 0 | 0 |  | 0 |  | 0
|  |  |  | 27.68 | 55.36 | 0 | 0 | 0 | 0 | 0 | 7.48 | 0.12502 | 0 | 55.36 | 55.36 | 1 | 0 | 0 |  | 0 |  | 0
|  |  |  | 26.72 | 53.44 | 0 | 0 | 0 | 0 | 0 | 7.48 | 0.12502 | 0 | 53.44 | 53.44 | 1 | 0 | 0 |  | 0 |  | 0
|  |  |  | 25.44 | 50.88 | 0 | 0 | 0 | 0 | 0 | 7.48 | 0.12502 | 0 | 50.88 | 50.88 | 1 | 0 | 0 |  | 0 |  | 0
|  |  |  | 25.12 | 50.24 | 0 | 0 | 0 | 0 | 0 | 12.23 | 0.12502 | 0 | 50.24 | 50.24 | 1 | 0 | 0 |  | 0 |  | 0
|  |  |  | 25.12 | 50.24 | 0 | 0 | 0 | 0 | 0 | 12.23 | 0.12502 | 0 | 50.24 | 50.24 | 1 | 0 | 0 |  | 0 |  | 0
|  |  |  | 25.12 | 50.24 | 0 | 0 | 0 | 0 | 0 | 12.23 | 0.12502 | 0 | 50.24 | 50.24 | 1 | 0 | 0 |  | 0 |  | 0
|  |  |  | 26.24 | 52.48 | 0 | 0 | 0 | 0 | 0 | 12.23 | 0.12502 | 0 | 52.48 | 52.48 | 1 | 0 | 0 |  | 0 |  | 0
|  |  |  | 26.88 | 53.76 | 0 | 0 | 0 | 0 | 0 | 7.48 | 0.12502 | 0 | 53.76 | 53.76 | 1 | 0 | 0 |  | 0 |  | 0
|  |  |  | 26.24 | 52.48 | 0 | 0 | 0 | 0 | 0 | 7.48 | 0.12502 | 0 | 52.48 | 52.48 | 1 | 0 | 0 |  | 0 |  | 0
|  |  |  | 26.88 | 53.76 | 0 | 0 | 0 | 0 | 0 | 7.48 | 0.12502 | 0 | 53.76 | 51.04 | 0.2 | 0 | 2.72 |  | 0 |  | 0
|  |  |  | 26.88 | 53.76 | 0 | 0 | 0 | 0 | 0 | 7.48 | 0.10709 | 2.72 | 53.76 | 53.76 | 0.91885 | 0 | 0 |  | 0 |  | 0
|  |  |  | 26.88 | 53.76 | 0 | 0 | 0 | 0 | 0 | 7.48 | 0.10709 | 0.307 | 53.76 | 53.76 | 1 | 0 | 0 |  | 0 |  | 0
|  |  |  | 21.76 | 43.52 | 0 | 0 | 0 | 0 | 0 | 7.48 | 0.10709 | 0 | 43.52 | 43.52 | 1 | 0 | 0 |  | 0 |  | 0
|  |  |  | 20.48 | 40.96 | 0 | 0 | 0 | 0 | 0 | 7.48 | 0.10709 | 0 | 40.96 | 40.96 | 1 | 0 | 0 |  | 0 |  | 0
|  |  |  | 19.52 | 39.04 | 0 | 0 | 0 | 0 | 0 | 7.48 | 0.10709 | 0 | 39.04 | 39.04 | 1 | 0 | 0 |  | 0 |  | 0
|  |  |  | 18.08 | 36.16 | 0 | 0 | 0 | 0 | 0 | 7.48 | 0.10709 | 0 | 36.16 | 36.16 | 1 | 0 | 0 |  | 0 |  | 0
|  |  |  | 18.4 | 36.8 | 0 | 0 | 0 | 0 | 0 | 7.48 | 0.10709 | 0 | 36.8 | 36.8 | 1 | 0 | 0 |  | 0 |  | 0
|  |  |  | 19.2 | 38.4 | 0 | 0 | 0 | 0 | 0 | 7.48 | 0.10709 | 0 | 38.4 | 38.4 | 1 | 0 | 0 |  | 0 |  | 0
|  |  |  | 25.12 | 50.24 | 0 | 0 | 0 | 0 | 0 | 7.48 | 0.10709 | 0 | 50.24 | 50.24 | 1 | 0 | 0 |  | 0 |  | 0
|  |  |  | 27.04 | 54.08 | 0 | 0 | 0 | 0 | 0 | 7.48 | 0.10709 | 0 | 54.08 | 54.08 | 1 | 0 | 0 |  | 0 |  | 0
|  |  |  | 22.56 | 45.12 | 0 | 0 | 0 | 0 | 0 | 7.48 | 0.10709 | 0 | 45.12 | 45.12 | 1 | 0 | 0 |  | 0 |  | 0
|  |  |  | 20.48 | 40.96 | 0 | 0 | 0 | 0 | 0 | 7.48 | 0.10709 | 0 | 40.96 | 40.96 | 1 | 0 | 0 |  | 0 |  | 0
|  |  |  | 20 | 40 | 0 | 0 | 0 | 0 | 0 | 7.48 | 0.10709 | 0 | 40 | 40 | 1 | 0 | 0 |  | 0 |  | 0
|  |  |  | 19.84 | 39.68 | 0 | 0 | 0 | 0 | 0 | 7.48 | 0.10709 | 0 | 39.68 | 39.68 | 1 | 0 | 0 |  | 0 |  | 0
|  |  |  | 19.84 | 39.68 | 0 | 0 | 0 | 0 | 0 | 7.48 | 0.12502 | 0 | 39.68 | 39.68 | 1 | 0 | 0 |  | 0 |  | 0
|  |  |  | 19.84 | 39.68 | 0 | 0 | 0 | 0 | 0 | 7.48 | 0.12502 | 0 | 39.68 | 39.68 | 1 | 0 | 0 |  | 0 |  | 0
|  |  |  | 19.52 | 39.04 | 0 | 0 | 0 | 0 | 0 | 7.48 | 0.12502 | 0 | 39.04 | 39.04 | 1 | 0 | 0 |  | 0 |  | 0
|  |  |  | 19.36 | 38.72 | 0 | 0 | 0 | 0 | 0 | 12.23 | 0.12502 | 0 | 38.72 | 38.72 | 1 | 0 | 0 |  | 0 |  | 0
|  |  |  | 20.16 | 40.32 | 0 | 0 | 0 | 0 | 0 | 12.23 | 0.12502 | 0 | 40.32 | 40.32 | 1 | 0 | 0 |  | 0 |  | 0
|  |  |  | 19.84 | 39.68 | 0 | 0 | 0 | 0 | 0 | 12.23 | 0.12502 | 0 | 39.68 | 39.68 | 1 | 0 | 0 |  | 0 |  | 0
|  |  |  | 20.48 | 40.96 | 0 | 0 | 0 | 0 | 0 | 12.23 | 0.12502 | 0 | 40.96 | 40.96 | 1 | 0 | 0 |  | 0 |  | 0
|  |  |  | 20.8 | 41.6 | 0 | 0 | 0 | 0 | 0 | 7.48 | 0.12502 | 0 | 41.6 | 41.6 | 1 | 0 | 0 |  | 0 |  | 0
|  |  |  | 20.8 | 41.6 | 0 | 0 | 0 | 0 | 0 | 7.48 | 0.12502 | 0 | 41.6 | 41.6 | 1 | 0 | 0 |  | 0 |  | 0
|  |  |  | 20.8 | 41.6 | 0 | 0 | 0 | 0 | 0 | 7.48 | 0.12502 | 0 | 41.6 | 38.88 | 0.2 | 0 | 2.72 |  | 0 |  | 0
|  |  |  | 20.96 | 41.92 | 0 | 0 | 0 | 0 | 0 | 7.48 | 0.10709 | 2.72 | 41.92 | 41.92 | 0.91885 | 0 | 0 |  | 0 |  | 0
|  |  |  | 21.28 | 42.56 | 0 | 0 | 0 | 0 | 0 | 7.48 | 0.10709 | 0.307 | 42.56 | 42.56 | 1 | 0 | 0 |  | 0 |  | 0
|  |  |  | 16.8 | 33.6 | 0 | 0 | 0 | 0 | 0 | 7.48 | 0.10709 | 0 | 33.6 | 33.6 | 1 | 0 | 0 |  | 0 |  | 0
|  |  |  | 14.08 | 28.16 | 0 | 0 | 0 | 0 | 0 | 7.48 | 0.10709 | 0 | 28.16 | 28.16 | 1 | 0 | 0 |  | 0 |  | 0
|  |  |  | 14.08 | 28.16 | 0 | 0 | 0 | 0 | 0 | 7.48 | 0.10709 | 0 | 28.16 | 28.16 | 1 | 0 | 0 |  | 0 |  | 0
|  |  |  | 15.5733 | 31.1467 | 0 | 0 | 0 | 0 | 0 | 7.48 | 0.10709 | 0 | 31.147 | 31.147 | 1 | 0 | 0 |  | 0 |  | 0
|  |  |  | 14.4 | 28.8 | 0 | 0 | 0 | 0 | 0 | 7.48 | 0.10709 | 0 | 28.8 | 28.8 | 1 | 0 | 0 |  | 0 |  | 0
|  |  |  | 13.7067 | 27.4133 | 0 | 0 | 0 | 0 | 0 | 7.48 | 0.10709 | 0 | 27.413 | 27.413 | 1 | 0 | 0 |  | 0 |  | 0
|  |  |  | 18.1867 | 36.3733 | 0 | 0 | 0 | 0 | 0 | 7.48 | 0.10709 | 0 | 36.373 | 36.373 | 1 | 0 | 0 |  | 0 |  | 0
|  |  |  | 22.0267 | 44.0533 | 0 | 0 | 0 | 0 | 0 | 7.48 | 0.10709 | 0 | 44.053 | 44.053 | 1 | 0 | 0 |  | 0 |  | 0
|  |  |  | 22.24 | 44.48 | 0 | 0 | 0 | 0 | 0 | 7.48 | 0.10709 | 0 | 44.48 | 44.48 | 1 | 0 | 0 |  | 0 |  | 0
|  |  |  | 19.84 | 39.68 | 0 | 0 | 0 | 0 | 0 | 7.48 | 0.10709 | 0 | 39.68 | 39.68 | 1 | 0 | 0 |  | 0 |  | 0
|  |  |  | 18.9333 | 37.8667 | 0 | 0 | 0 | 0 | 0 | 7.48 | 0.10709 | 0 | 37.867 | 37.867 | 1 | 0 | 0 |  | 0 |  | 0
|  |  |  | 21.7067 | 43.4133 | 0 | 0 | 0 | 0 | 0 | 7.48 | 0.10709 | 0 | 43.413 | 43.413 | 1 | 0 | 0 |  | 0 |  | 0
|  |  |  | 29.12 | 58.24 | 0 | 0 | 0 | 0 | 0 | 7.48 | 0.12502 | 0 | 58.24 | 58.24 | 1 | 0 | 0 |  | 0 |  | 0
|  |  |  | 30.4 | 60.8 | 0 | 0 | 0 | 0 | 0 | 7.48 | 0.12502 | 0 | 60.8 | 60.8 | 1 | 0 | 0 |  | 0 |  | 0
|  |  |  | 31.36 | 62.72 | 0 | 0 | 0 | 0 | 0 | 7.48 | 0.12502 | 0 | 62.72 | 62.72 | 1 | 0 | 0 |  | 0 |  | 0
|  |  |  | 30.56 | 61.12 | 0 | 0 | 0 | 0 | 0 | 12.23 | 0.12502 | 0 | 61.12 | 61.12 | 1 | 0 | 0 |  | 0 |  | 0
|  |  |  | 30.56 | 61.12 | 0 | 0 | 0 | 0 | 0 | 12.23 | 0.12502 | 0 | 61.12 | 61.12 | 1 | 0 | 0 |  | 0 |  | 0
|  |  |  | 30.72 | 61.44 | 0 | 0 | 0 | 0 | 0 | 12.23 | 0.12502 | 0 | 61.44 | 61.44 | 1 | 0 | 0 |  | 0 |  | 0
|  |  |  | 32.32 | 64.64 | 0 | 0 | 0 | 0 | 0 | 12.23 | 0.12502 | 0 | 64.64 | 64.001 | 0.81194 | 0 | 0.639 |  | 0 |  | 0
|  |  |  | 32.96 | 65.92 | 0 | 0 | 0 | 0 | 0 | 7.48 | 0.12502 | 0 | 65.92 | 65.92 | 0.81194 | 0 | 0 |  | 0 |  | 0
|  |  |  | 32.48 | 64.96 | 0 | 0 | 0 | 0 | 0 | 7.48 | 0.12502 | 0 | 64.96 | 64.96 | 0.81194 | 0 | 0 |  | 0 |  | 0
|  |  |  | 31.68 | 63.36 | 0 | 0 | 0 | 0 | 0 | 7.48 | 0.12502 | 0 | 63.36 | 61.279 | 0.2 | 0 | 2.081 |  | 0 |  | 0
|  |  |  | 31.52 | 63.04 | 0 | 0 | 0 | 0 | 0 | 7.48 | 0.10709 | 2.72 | 63.04 | 63.04 | 0.91885 | 0 | 0 |  | 0 |  | 0
|  |  |  | 29.12 | 58.24 | 0 | 0 | 0 | 0 | 0 | 7.48 | 0.10709 | 0.307 | 58.24 | 58.24 | 1 | 0 | 0 |  | 0 |  | 0
|  |  |  | 17.28 | 34.56 | 0 | 0 | 0 | 0 | 0 | 7.48 | 0.10709 | 0 | 34.56 | 34.56 | 1 | 0 | 0 |  | 0 |  | 0
|  |  |  | 14.72 | 29.44 | 0 | 0 | 0 | 0 | 0 | 7.48 | 0.10709 | 0 | 29.44 | 29.44 | 1 | 0 | 0 |  | 0 |  | 0
|  |  |  | 14.4 | 28.8 | 0 | 0 | 0 | 0 | 0 | 7.48 | 0.10709 | 0 | 28.8 | 28.8 | 1 | 0 | 0 |  | 0 |  | 0
|  |  |  | 16.96 | 33.92 | 0 | 0 | 0 | 0 | 0 | 7.48 | 0.10709 | 0 | 33.92 | 33.92 | 1 | 0 | 0 |  | 0 |  | 0
|  |  |  | 18.72 | 37.44 | 0 | 0 | 0 | 0 | 0 | 7.48 | 0.10709 | 0 | 37.44 | 37.44 | 1 | 0 | 0 |  | 0 |  | 0
|  |  |  | 15.2 | 30.4 | 0 | 0 | 0 | 0 | 0 | 7.48 | 0.10709 | 0 | 30.4 | 30.4 | 1 | 0 | 0 |  | 0 |  | 0
|  |  |  | 17.92 | 35.84 | 0 | 0 | 0 | 0 | 0 | 7.48 | 0.10709 | 0 | 35.84 | 35.84 | 1 | 0 | 0 |  | 0 |  | 0
|  |  |  | 22.4 | 44.8 | 0 | 0 | 0 | 0 | 0 | 7.48 | 0.10709 | 0 | 44.8 | 44.8 | 1 | 0 | 0 |  | 0 |  | 0
|  |  |  | 30.72 | 61.44 | 0 | 0 | 0 | 0 | 0 | 7.48 | 0.10709 | 0 | 61.44 | 61.44 | 1 | 0 | 0 |  | 0 |  | 0
|  |  |  | 30.24 | 60.48 | 0 | 0 | 0 | 0 | 0 | 7.48 | 0.10709 | 0 | 60.48 | 60.48 | 1 | 0 | 0 |  | 0 |  | 0
|  |  |  | 36.32 | 72.64 | 0 | 0 | 0 | 0 | 0 | 7.48 | 0.10709 | 0 | 72.64 | 72.64 | 1 | 0 | 0 |  | 0 |  | 0
|  |  |  | 38 | 76 | 0 | 0 | 0 | 0 | 0 | 7.48 | 0.10709 | 0 | 76 | 75.04 | 0.71765 | 0 | 0.96 |  | 0 |  | 0
|  |  |  | 37.36 | 74.72 | 0 | 0 | 0 | 0 | 0 | 7.48 | 0.10709 | 0.32 | 74.72 | 74.72 | 0.80222 | 0 | 0 |  | 0 |  | 0
|  |  |  | 36.32 | 72.64 | 0 | 0 | 0 | 0 | 0 | 7.48 | 0.10709 | 0.748 | 72.64 | 72.64 | 1 | 0 | 0 |  | 0 |  | 0
|  |  |  | 32.48 | 64.96 | 0 | 0 | 0 | 0 | 0 | 7.48 | 0.10709 | 0 | 64.96 | 64.96 | 1 | 0 | 0 |  | 0 |  | 0
|  |  |  | 31.84 | 63.68 | 0 | 0 | 0 | 0 | 0 | 7.48 | 0.10709 | 0 | 63.68 | 63.68 | 1 | 0 | 0 |  | 0 |  | 0
|  |  |  | 31.04 | 62.08 | 0 | 0 | 0 | 0 | 0 | 7.48 | 0.10709 | 0 | 62.08 | 62.08 | 1 | 0 | 0 |  | 0 |  | 0
|  |  |  | 30.56 | 61.12 | 0 | 0 | 0 | 0 | 0 | 7.48 | 0.10709 | 0 | 61.12 | 61.12 | 1 | 0 | 0 |  | 0 |  | 0
|  |  |  | 31.84 | 63.68 | 0 | 0 | 0 | 0 | 0 | 7.48 | 0.10709 | 0 | 63.68 | 63.68 | 1 | 0 | 0 |  | 0 |  | 0
|  |  |  | 31.2 | 62.4 | 0 | 0 | 0 | 0 | 0 | 7.48 | 0.10709 | 0 | 62.4 | 62.4 | 1 | 0 | 0 |  | 0 |  | 0
|  |  |  | 30.24 | 60.48 | 0 | 0 | 0 | 0 | 0 | 7.48 | 0.10709 | 0 | 60.48 | 60.48 | 1 | 0 | 0 |  | 0 |  | 0
|  |  |  | 22.4 | 44.8 | 0 | 0 | 0 | 0 | 0 | 7.48 | 0.10709 | 0 | 44.8 | 44.8 | 1 | 0 | 0 |  | 0 |  | 0
|  |  |  | 20.32 | 40.64 | 0 | 0 | 0 | 0 | 0 | 7.48 | 0.10709 | 0 | 40.64 | 40.64 | 1 | 0 | 0 |  | 0 |  | 0
|  |  |  | 20 | 40 | 0 | 0 | 0 | 0 | 0 | 7.48 | 0.10709 | 0 | 40 | 40 | 1 | 0 | 0 |  | 0 |  | 0
|  |  |  | 16.8 | 33.6 | 0 | 0 | 0 | 0 | 0 | 7.48 | 0.10709 | 0 | 33.6 | 33.6 | 1 | 0 | 0 |  | 0 |  | 0
|  |  |  | 14.72 | 29.44 | 0 | 0 | 0 | 0 | 0 | 7.48 | 0.10709 | 0 | 29.44 | 29.44 | 1 | 0 | 0 |  | 0 |  | 0
|  |  |  | 14.5067 | 29.0133 | 0 | 0 | 0 | 0 | 0 | 7.48 | 0.10709 | 0 | 29.013 | 29.013 | 1 | 0 | 0 |  | 0 |  | 0
|  |  |  | 16.5867 | 33.1733 | 0 | 0 | 0 | 0 | 0 | 7.48 | 0.10709 | 0 | 33.173 | 33.173 | 1 | 0 | 0 |  | 0 |  | 0
|  |  |  | 17.44 | 34.88 | 0 | 0 | 0 | 0 | 0 | 7.48 | 0.10709 | 0 | 34.88 | 34.88 | 1 | 0 | 0 |  | 0 |  | 0
|  |  |  | 15.36 | 30.72 | 0 | 0 | 0 | 0 | 0 | 7.48 | 0.10709 | 0 | 30.72 | 30.72 | 1 | 0 | 0 |  | 0 |  | 0
|  |  |  | 18.08 | 36.16 | 0 | 0 | 0 | 0 | 0 | 7.48 | 0.10709 | 0 | 36.16 | 36.16 | 1 | 0 | 0 |  | 0 |  | 0
|  |  |  | 19.68 | 39.36 | 0 | 0 | 0 | 0 | 0 | 7.48 | 0.10709 | 0 | 39.36 | 39.36 | 1 | 0 | 0 |  | 0 |  | 0
|  |  |  | 19.84 | 39.68 | 0 | 0 | 0 | 0 | 0 | 7.48 | 0.10709 | 0 | 39.68 | 39.68 | 1 | 0 | 0 |  | 0 |  | 0
|  |  |  | 18.88 | 37.76 | 0 | 0 | 0 | 0 | 0 | 7.48 | 0.10709 | 0 | 37.76 | 37.76 | 1 | 0 | 0 |  | 0 |  | 0
|  |  |  | 18.72 | 37.44 | 0 | 0 | 0 | 0 | 0 | 7.48 | 0.10709 | 0 | 37.44 | 37.44 | 1 | 0 | 0 |  | 0 |  | 0
|  |  |  | 18.4 | 36.8 | 0 | 0 | 0 | 0 | 0 | 7.48 | 0.10709 | 0 | 36.8 | 36.8 | 1 | 0 | 0 |  | 0 |  | 0
|  |  |  | 18.56 | 37.12 | 0 | 0 | 0 | 0 | 0 | 7.48 | 0.10709 | 0 | 37.12 | 37.12 | 1 | 0 | 0 |  | 0 |  | 0
|  |  |  | 17.92 | 35.84 | 0 | 0 | 0 | 0 | 0 | 7.48 | 0.10709 | 0 | 35.84 | 35.84 | 1 | 0 | 0 |  | 0 |  | 0
|  |  |  | 17.44 | 34.88 | 0 | 0 | 0 | 0 | 0 | 7.48 | 0.10709 | 0 | 34.88 | 34.88 | 1 | 0 | 0 |  | 0 |  | 0
|  |  |  | 17.76 | 35.52 | 0 | 0 | 0 | 0 | 0 | 7.48 | 0.10709 | 0 | 35.52 | 35.52 | 1 | 0 | 0 |  | 0 |  | 0
|  |  |  | 18.08 | 36.16 | 0 | 0 | 0 | 0 | 0 | 7.48 | 0.10709 | 0 | 36.16 | 36.16 | 1 | 0 | 0 |  | 0 |  | 0
|  |  |  | 17.76 | 35.52 | 0 | 0 | 0 | 0 | 0 | 7.48 | 0.10709 | 0 | 35.52 | 35.52 | 1 | 0 | 0 |  | 0 |  | 0
|  |  |  | 19.2 | 38.4 | 0 | 0 | 0 | 0 | 0 | 7.48 | 0.10709 | 0 | 38.4 | 38.4 | 1 | 0 | 0 |  | 0 |  | 0
|  |  |  | 19.36 | 38.72 | 0 | 0 | 0 | 0 | 0 | 7.48 | 0.10709 | 0 | 38.72 | 38.72 | 1 | 0 | 0 |  | 0 |  | 0
|  |  |  | 20.16 | 40.32 | 0 | 0 | 0 | 0 | 0 | 7.48 | 0.10709 | 0 | 40.32 | 40.32 | 1 | 0 | 0 |  | 0 |  | 0
|  |  |  | 18.72 | 37.44 | 0 | 0 | 0 | 0 | 0 | 7.48 | 0.10709 | 0 | 37.44 | 37.44 | 1 | 0 | 0 |  | 0 |  | 0
|  |  |  | 18.72 | 37.44 | 0 | 0 | 0 | 0 | 0 | 7.48 | 0.10709 | 0 | 37.44 | 37.44 | 1 | 0 | 0 |  | 0 |  | 0
|  |  |  | 18.4 | 36.8 | 0 | 0 | 0 | 0 | 0 | 7.48 | 0.10709 | 0 | 36.8 | 36.8 | 1 | 0 | 0 |  | 0 |  | 0
|  |  |  | 14.4 | 28.8 | 0 | 0 | 0 | 0 | 0 | 7.48 | 0.10709 | 0 | 28.8 | 28.8 | 1 | 0 | 0 |  | 0 |  | 0
|  |  |  | 13.12 | 26.24 | 0 | 0 | 0 | 0 | 0 | 7.48 | 0.10709 | 0 | 26.24 | 26.24 | 1 | 0 | 0 |  | 0 |  | 0
|  |  |  | 13.44 | 26.88 | 0 | 0 | 0 | 0 | 0 | 7.48 | 0.10709 | 0 | 26.88 | 26.88 | 1 | 0 | 0 |  | 0 |  | 0
|  |  |  | 16.16 | 32.32 | 0 | 0 | 0 | 0 | 0 | 7.48 | 0.10709 | 0 | 32.32 | 32.32 | 1 | 0 | 0 |  | 0 |  | 0
|  |  |  | 12.16 | 24.32 | 0 | 0 | 0 | 0 | 0 | 7.48 | 0.10709 | 0 | 24.32 | 24.32 | 1 | 0 | 0 |  | 0 |  | 0
|  |  |  | 12.32 | 24.64 | 0 | 0 | 0 | 0 | 0 | 7.48 | 0.10709 | 0 | 24.64 | 24.64 | 1 | 0 | 0 |  | 0 |  | 0
|  |  |  | 18.24 | 36.48 | 0 | 0 | 0 | 0 | 0 | 7.48 | 0.10709 | 0 | 36.48 | 36.48 | 1 | 0 | 0 |  | 0 |  | 0
|  |  |  | 20 | 40 | 0 | 0 | 0 | 0 | 0 | 7.48 | 0.10709 | 0 | 40 | 40 | 1 | 0 | 0 |  | 0 |  | 0
|  |  |  | 20.32 | 40.64 | 0 | 0 | 0 | 0 | 0 | 7.48 | 0.10709 | 0 | 40.64 | 40.64 | 1 | 0 | 0 |  | 0 |  | 0
|  |  |  | 19.36 | 38.72 | 0 | 0 | 0 | 0 | 0 | 7.48 | 0.10709 | 0 | 38.72 | 38.72 | 1 | 0 | 0 |  | 0 |  | 0
|  |  |  | 18.72 | 37.44 | 0 | 0 | 0 | 0 | 0 | 7.48 | 0.10709 | 0 | 37.44 | 37.44 | 1 | 0 | 0 |  | 0 |  | 0
|  |  |  | 18.88 | 37.76 | 0 | 0 | 0 | 0 | 0 | 7.48 | 0.10709 | 0 | 37.76 | 37.76 | 1 | 0 | 0 |  | 0 |  | 0
|  |  |  | 27.2 | 54.4 | 0 | 0 | 0 | 0 | 0 | 7.48 | 0.12502 | 0 | 54.4 | 54.4 | 1 | 0 | 0 |  | 0 |  | 0
|  |  |  | 29.28 | 58.56 | 0 | 0 | 0 | 0 | 0 | 7.48 | 0.12502 | 0 | 58.56 | 58.56 | 1 | 0 | 0 |  | 0 |  | 0
|  |  |  | 28.16 | 56.32 | 0 | 0 | 0 | 0 | 0 | 7.48 | 0.12502 | 0 | 56.32 | 56.32 | 1 | 0 | 0 |  | 0 |  | 0
|  |  |  | 26.72 | 53.44 | 0 | 0 | 0 | 0 | 0 | 12.23 | 0.12502 | 0 | 53.44 | 53.44 | 1 | 0 | 0 |  | 0 |  | 0
|  |  |  | 27.2 | 54.4 | 0 | 0 | 0 | 0 | 0 | 12.23 | 0.12502 | 0 | 54.4 | 54.4 | 1 | 0 | 0 |  | 0 |  | 0
|  |  |  | 26.56 | 53.12 | 0 | 0 | 0 | 0 | 0 | 12.23 | 0.12502 | 0 | 53.12 | 53.12 | 1 | 0 | 0 |  | 0 |  | 0
|  |  |  | 28.8 | 57.6 | 0 | 0 | 0 | 0 | 0 | 12.23 | 0.12502 | 0 | 57.6 | 57.6 | 1 | 0 | 0 |  | 0 |  | 0
|  |  |  | 28.8 | 57.6 | 0 | 0 | 0 | 0 | 0 | 7.48 | 0.12502 | 0 | 57.6 | 57.6 | 1 | 0 | 0 |  | 0 |  | 0
|  |  |  | 20.48 | 40.96 | 0 | 0 | 0 | 0 | 0 | 7.48 | 0.12502 | 0 | 40.96 | 40.96 | 1 | 0 | 0 |  | 0 |  | 0
|  |  |  | 20.64 | 41.28 | 0 | 0 | 0 | 0 | 0 | 7.48 | 0.12502 | 0 | 41.28 | 38.56 | 0.2 | 0 | 2.72 |  | 0 |  | 0
|  |  |  | 20.96 | 41.92 | 0 | 0 | 0 | 0 | 0 | 7.48 | 0.10709 | 2.72 | 41.92 | 41.92 | 0.91885 | 0 | 0 |  | 0 |  | 0
|  |  |  | 20.96 | 41.92 | 0 | 0 | 0 | 0 | 0 | 7.48 | 0.10709 | 0.307 | 41.92 | 41.92 | 1 | 0 | 0 |  | 0 |  | 0
|  |  |  | 17.76 | 35.52 | 0 | 0 | 0 | 0 | 0 | 7.48 | 0.10709 | 0 | 35.52 | 35.52 | 1 | 0 | 0 |  | 0 |  | 0
|  |  |  | 15.68 | 31.36 | 0 | 0 | 0 | 0 | 0 | 7.48 | 0.10709 | 0 | 31.36 | 31.36 | 1 | 0 | 0 |  | 0 |  | 0
|  |  |  | 14.72 | 29.44 | 0 | 0 | 0 | 0 | 0 | 7.48 | 0.10709 | 0 | 29.44 | 29.44 | 1 | 0 | 0 |  | 0 |  | 0
|  |  |  | 15.36 | 30.72 | 0 | 0 | 0 | 0 | 0 | 7.48 | 0.10709 | 0 | 30.72 | 30.72 | 1 | 0 | 0 |  | 0 |  | 0
|  |  |  | 17.44 | 34.88 | 0 | 0 | 0 | 0 | 0 | 7.48 | 0.10709 | 0 | 34.88 | 34.88 | 1 | 0 | 0 |  | 0 |  | 0
|  |  |  | 13.28 | 26.56 | 0 | 0 | 0 | 0 | 0 | 7.48 | 0.10709 | 0 | 26.56 | 26.56 | 1 | 0 | 0 |  | 0 |  | 0
|  |  |  | 19.36 | 38.72 | 0 | 0 | 0 | 0 | 0 | 7.48 | 0.10709 | 0 | 38.72 | 38.72 | 1 | 0 | 0 |  | 0 |  | 0
|  |  |  | 20.32 | 40.64 | 0 | 0 | 0 | 0 | 0 | 7.48 | 0.10709 | 0 | 40.64 | 40.64 | 1 | 0 | 0 |  | 0 |  | 0
|  |  |  | 20.32 | 40.64 | 0 | 0 | 0 | 0 | 0 | 7.48 | 0.10709 | 0 | 40.64 | 40.64 | 1 | 0 | 0 |  | 0 |  | 0
|  |  |  | 19.84 | 39.68 | 0 | 0 | 0 | 0 | 0 | 7.48 | 0.10709 | 0 | 39.68 | 39.68 | 1 | 0 | 0 |  | 0 |  | 0
|  |  |  | 19.36 | 38.72 | 0 | 0 | 0 | 0 | 0 | 7.48 | 0.10709 | 0 | 38.72 | 38.72 | 1 | 0 | 0 |  | 0 |  | 0
|  |  |  | 21.28 | 42.56 | 0 | 0 | 0 | 0 | 0 | 7.48 | 0.10709 | 0 | 42.56 | 42.56 | 1 | 0 | 0 |  | 0 |  | 0
|  |  |  | 30.56 | 61.12 | 0 | 0 | 0 | 0 | 0 | 7.48 | 0.12502 | 0 | 61.12 | 61.12 | 1 | 0 | 0 |  | 0 |  | 0
|  |  |  | 31.36 | 62.72 | 0 | 0 | 0 | 0 | 0 | 7.48 | 0.12502 | 0 | 62.72 | 62.72 | 1 | 0 | 0 |  | 0 |  | 0
|  |  |  | 30.56 | 61.12 | 0 | 0 | 0 | 0 | 0 | 7.48 | 0.12502 | 0 | 61.12 | 61.12 | 1 | 0 | 0 |  | 0 |  | 0
|  |  |  | 30.72 | 61.44 | 0 | 0 | 0 | 0 | 0 | 12.23 | 0.12502 | 0 | 61.44 | 61.44 | 1 | 0 | 0 |  | 0 |  | 0
|  |  |  | 29.44 | 58.88 | 0 | 0 | 0 | 0 | 0 | 12.23 | 0.12502 | 0 | 58.88 | 58.88 | 1 | 0 | 0 |  | 0 |  | 0
|  |  |  | 30.24 | 60.48 | 0 | 0 | 0 | 0 | 0 | 12.23 | 0.12502 | 0 | 60.48 | 60.48 | 1 | 0 | 0 |  | 0 |  | 0
|  |  |  | 29.76 | 59.52 | 0 | 0 | 0 | 0 | 0 | 12.23 | 0.12502 | 0 | 59.52 | 59.52 | 1 | 0 | 0 |  | 0 |  | 0
|  |  |  | 29.76 | 59.52 | 0 | 0 | 0 | 0 | 0 | 7.48 | 0.12502 | 0 | 59.52 | 59.52 | 1 | 0 | 0 |  | 0 |  | 0
|  |  |  | 28.64 | 57.28 | 0 | 0 | 0 | 0 | 0 | 7.48 | 0.12502 | 0 | 57.28 | 57.28 | 1 | 0 | 0 |  | 0 |  | 0
|  |  |  | 28.96 | 57.92 | 0 | 0 | 0 | 0 | 0 | 7.48 | 0.12502 | 0 | 57.92 | 55.2 | 0.2 | 0 | 2.72 |  | 0 |  | 0
|  |  |  | 27.36 | 54.72 | 0 | 0 | 0 | 0 | 0 | 7.48 | 0.10709 | 2.72 | 54.72 | 54.72 | 0.91885 | 0 | 0 |  | 0 |  | 0
|  |  |  | 24.32 | 48.64 | 0 | 0 | 0 | 0 | 0 | 7.48 | 0.10709 | 0.307 | 48.64 | 48.64 | 1 | 0 | 0 |  | 0 |  | 0
|  |  |  | 18.72 | 37.44 | 0 | 0 | 0 | 0 | 0 | 7.48 | 0.10709 | 0 | 37.44 | 37.44 | 1 | 0 | 0 |  | 0 |  | 0
|  |  |  | 14.24 | 28.48 | 0 | 0 | 0 | 0 | 0 | 7.48 | 0.10709 | 0 | 28.48 | 28.48 | 1 | 0 | 0 |  | 0 |  | 0
|  |  |  | 13.12 | 26.24 | 0 | 0 | 0 | 0 | 0 | 7.48 | 0.10709 | 0 | 26.24 | 26.24 | 1 | 0 | 0 |  | 0 |  | 0
|  |  |  | 12.8 | 25.6 | 0 | 0 | 0 | 0 | 0 | 7.48 | 0.10709 | 0 | 25.6 | 25.6 | 1 | 0 | 0 |  | 0 |  | 0
|  |  |  | 12.64 | 25.28 | 0 | 0 | 0 | 0 | 0 | 7.48 | 0.10709 | 0 | 25.28 | 25.28 | 1 | 0 | 0 |  | 0 |  | 0
|  |  |  | 12.64 | 25.28 | 0 | 0 | 0 | 0 | 0 | 7.48 | 0.10709 | 0 | 25.28 | 25.28 | 1 | 0 | 0 |  | 0 |  | 0
|  |  |  | 19.2 | 38.4 | 0 | 0 | 0 | 0 | 0 | 7.48 | 0.10709 | 0 | 38.4 | 38.4 | 1 | 0 | 0 |  | 0 |  | 0
|  |  |  | 20.48 | 40.96 | 0 | 0 | 0 | 0 | 0 | 7.48 | 0.10709 | 0 | 40.96 | 40.96 | 1 | 0 | 0 |  | 0 |  | 0
|  |  |  | 19.36 | 38.72 | 0 | 0 | 0 | 0 | 0 | 7.48 | 0.10709 | 0 | 38.72 | 38.72 | 1 | 0 | 0 |  | 0 |  | 0
|  |  |  | 24.32 | 48.64 | 0 | 0 | 0 | 0 | 0 | 7.48 | 0.10709 | 0 | 48.64 | 48.64 | 1 | 0 | 0 |  | 0 |  | 0
|  |  |  | 25.92 | 51.84 | 0 | 0 | 0 | 0 | 0 | 7.48 | 0.10709 | 0 | 51.84 | 51.84 | 1 | 0 | 0 |  | 0 |  | 0
|  |  |  | 26.56 | 53.12 | 0 | 0 | 0 | 0 | 0 | 7.48 | 0.10709 | 0 | 53.12 | 53.12 | 1 | 0 | 0 |  | 0 |  | 0
|  |  |  | 26.72 | 53.44 | 0 | 0 | 0 | 0 | 0 | 7.48 | 0.12502 | 0 | 53.44 | 53.44 | 1 | 0 | 0 |  | 0 |  | 0
|  |  |  | 26.24 | 52.48 | 0 | 0 | 0 | 0 | 0 | 7.48 | 0.12502 | 0 | 52.48 | 52.48 | 1 | 0 | 0 |  | 0 |  | 0
|  |  |  | 25.6 | 51.2 | 0 | 0 | 0 | 0 | 0 | 7.48 | 0.12502 | 0 | 51.2 | 51.2 | 1 | 0 | 0 |  | 0 |  | 0
|  |  |  | 26.56 | 53.12 | 0 | 0 | 0 | 0 | 0 | 12.23 | 0.12502 | 0 | 53.12 | 53.12 | 1 | 0 | 0 |  | 0 |  | 0
|  |  |  | 25.76 | 51.52 | 0 | 0 | 0 | 0 | 0 | 12.23 | 0.12502 | 0 | 51.52 | 51.52 | 1 | 0 | 0 |  | 0 |  | 0
|  |  |  | 25.92 | 51.84 | 0 | 0 | 0 | 0 | 0 | 12.23 | 0.12502 | 0 | 51.84 | 51.84 | 1 | 0 | 0 |  | 0 |  | 0
|  |  |  | 27.68 | 55.36 | 0 | 0 | 0 | 0 | 0 | 12.23 | 0.12502 | 0 | 55.36 | 55.36 | 1 | 0 | 0 |  | 0 |  | 0
|  |  |  | 28.48 | 56.96 | 0 | 0 | 0 | 0 | 0 | 7.48 | 0.12502 | 0 | 56.96 | 56.96 | 1 | 0 | 0 |  | 0 |  | 0
|  |  |  | 26.72 | 53.44 | 0 | 0 | 0 | 0 | 0 | 7.48 | 0.12502 | 0 | 53.44 | 53.44 | 1 | 0 | 0 |  | 0 |  | 0
|  |  |  | 26.24 | 52.48 | 0 | 0 | 0 | 0 | 0 | 7.48 | 0.12502 | 0 | 52.48 | 49.76 | 0.2 | 0 | 2.72 |  | 0 |  | 0
|  |  |  | 26.56 | 53.12 | 0 | 0 | 0 | 0 | 0 | 7.48 | 0.10709 | 2.72 | 53.12 | 53.12 | 0.91885 | 0 | 0 |  | 0 |  | 0
|  |  |  | 25.6 | 51.2 | 0 | 0 | 0 | 0 | 0 | 7.48 | 0.10709 | 0.307 | 51.2 | 51.2 | 1 | 0 | 0 |  | 0 |  | 0
|  |  |  | 21.28 | 42.56 | 0 | 0 | 0 | 0 | 0 | 7.48 | 0.10709 | 0 | 42.56 | 42.56 | 1 | 0 | 0 |  | 0 |  | 0
|  |  |  | 20.8 | 41.6 | 0 | 0 | 0 | 0 | 0 | 7.48 | 0.10709 | 0 | 41.6 | 41.6 | 1 | 0 | 0 |  | 0 |  | 0
|  |  |  | 18.4 | 36.8 | 0 | 0 | 0 | 0 | 0 | 7.48 | 0.10709 | 0 | 36.8 | 36.8 | 1 | 0 | 0 |  | 0 |  | 0
|  |  |  | 18.4 | 36.8 | 0 | 0 | 0 | 0 | 0 | 7.48 | 0.10709 | 0 | 36.8 | 36.8 | 1 | 0 | 0 |  | 0 |  | 0
|  |  |  | 17.44 | 34.88 | 0 | 0 | 0 | 0 | 0 | 7.48 | 0.10709 | 0 | 34.88 | 34.88 | 1 | 0 | 0 |  | 0 |  | 0
|  |  |  | 18.4 | 36.8 | 0 | 0 | 0 | 0 | 0 | 7.48 | 0.10709 | 0 | 36.8 | 36.8 | 1 | 0 | 0 |  | 0 |  | 0
|  |  |  | 24.32 | 48.64 | 0 | 0 | 0 | 0 | 0 | 7.48 | 0.10709 | 0 | 48.64 | 48.64 | 1 | 0 | 0 |  | 0 |  | 0
|  |  |  | 26.56 | 53.12 | 0 | 0 | 0 | 0 | 0 | 7.48 | 0.10709 | 0 | 53.12 | 53.12 | 1 | 0 | 0 |  | 0 |  | 0
|  |  |  | 26.4 | 52.8 | 0 | 0 | 0 | 0 | 0 | 7.48 | 0.10709 | 0 | 52.8 | 52.8 | 1 | 0 | 0 |  | 0 |  | 0
|  |  |  | 26.24 | 52.48 | 0 | 0 | 0 | 0 | 0 | 7.48 | 0.10709 | 0 | 52.48 | 52.48 | 1 | 0 | 0 |  | 0 |  | 0
|  |  |  | 29.6 | 59.2 | 0 | 0 | 0 | 0 | 0 | 7.48 | 0.10709 | 0 | 59.2 | 59.2 | 1 | 0 | 0 |  | 0 |  | 0
|  |  |  | 30.08 | 60.16 | 0 | 0 | 0 | 0 | 0 | 7.48 | 0.10709 | 0 | 60.16 | 60.16 | 1 | 0 | 0 |  | 0 |  | 0
|  |  |  | 30.24 | 60.48 | 0 | 0 | 0 | 0 | 0 | 7.48 | 0.12502 | 0 | 60.48 | 60.48 | 1 | 0 | 0 |  | 0 |  | 0
|  |  |  | 30.56 | 61.12 | 0 | 0 | 0 | 0 | 0 | 7.48 | 0.12502 | 0 | 61.12 | 61.12 | 1 | 0 | 0 |  | 0 |  | 0
|  |  |  | 27.7867 | 55.5733 | 0 | 0 | 0 | 0 | 0 | 7.48 | 0.12502 | 0 | 55.573 | 55.573 | 1 | 0 | 0 |  | 0 |  | 0
|  |  |  | 23.68 | 47.36 | 0 | 0 | 0 | 0 | 0 | 12.23 | 0.12502 | 0 | 47.36 | 47.36 | 1 | 0 | 0 |  | 0 |  | 0
|  |  |  | 23.68 | 47.36 | 0 | 0 | 0 | 0 | 0 | 12.23 | 0.12502 | 0 | 47.36 | 47.36 | 1 | 0 | 0 |  | 0 |  | 0
|  |  |  | 28.48 | 56.96 | 0 | 0 | 0 | 0 | 0 | 12.23 | 0.12502 | 0 | 56.96 | 56.96 | 1 | 0 | 0 |  | 0 |  | 0
|  |  |  | 29.92 | 59.84 | 0 | 0 | 0 | 0 | 0 | 12.23 | 0.12502 | 0 | 59.84 | 59.84 | 1 | 0 | 0 |  | 0 |  | 0
|  |  |  | 30.56 | 61.12 | 0 | 0 | 0 | 0 | 0 | 7.48 | 0.12502 | 0 | 61.12 | 61.12 | 1 | 0 | 0 |  | 0 |  | 0
|  |  |  | 24.64 | 49.28 | 0 | 0 | 0 | 0 | 0 | 7.48 | 0.12502 | 0 | 49.28 | 49.28 | 1 | 0 | 0 |  | 0 |  | 0
|  |  |  | 20.48 | 40.96 | 0 | 0 | 0 | 0 | 0 | 7.48 | 0.12502 | 0 | 40.96 | 38.24 | 0.2 | 0 | 2.72 |  | 0 |  | 0
|  |  |  | 20.8 | 41.6 | 0 | 0 | 0 | 0 | 0 | 7.48 | 0.10709 | 2.72 | 41.6 | 41.6 | 0.91885 | 0 | 0 |  | 0 |  | 0
|  |  |  | 21.28 | 42.56 | 0 | 0 | 0 | 0 | 0 | 7.48 | 0.10709 | 0.307 | 42.56 | 42.56 | 1 | 0 | 0 |  | 0 |  | 0
|  |  |  | 17.6 | 35.2 | 0 | 0 | 0 | 0 | 0 | 7.48 | 0.10709 | 0 | 35.2 | 35.2 | 1 | 0 | 0 |  | 0 |  | 0
|  |  |  | 15.36 | 30.72 | 0 | 0 | 0 | 0 | 0 | 7.48 | 0.10709 | 0 | 30.72 | 30.72 | 1 | 0 | 0 |  | 0 |  | 0
|  |  |  | 13.96 | 27.92 | 0 | 0 | 0 | 0 | 0 | 7.48 | 0.10709 | 0 | 27.92 | 27.92 | 1 | 0 | 0 |  | 0 |  | 0
|  |  |  | 15.08 | 30.16 | 0 | 0 | 0 | 0 | 0 | 7.48 | 0.10709 | 0 | 30.16 | 30.16 | 1 | 0 | 0 |  | 0 |  | 0
|  |  |  | 15.88 | 31.76 | 0 | 0 | 0 | 0 | 0 | 7.48 | 0.10709 | 0 | 31.76 | 31.76 | 1 | 0 | 0 |  | 0 |  | 0
|  |  |  | 14.36 | 28.72 | 0 | 0 | 0 | 0 | 0 | 7.48 | 0.10709 | 0 | 28.72 | 28.72 | 1 | 0 | 0 |  | 0 |  | 0
|  |  |  | 18.88 | 37.76 | 0 | 0 | 0 | 0 | 0 | 7.48 | 0.10709 | 0 | 37.76 | 37.76 | 1 | 0 | 0 |  | 0 |  | 0
|  |  |  | 21.1467 | 42.2933 | 0 | 0 | 0 | 0 | 0 | 7.48 | 0.10709 | 0 | 42.293 | 42.293 | 1 | 0 | 0 |  | 0 |  | 0
|  |  |  | 24.1067 | 48.2133 | 0 | 0 | 0 | 0 | 0 | 7.48 | 0.10709 | 0 | 48.213 | 48.213 | 1 | 0 | 0 |  | 0 |  | 0
|  |  |  | 23.8133 | 47.6267 | 0 | 0 | 0 | 0 | 0 | 7.48 | 0.10709 | 0 | 47.627 | 47.627 | 1 | 0 | 0 |  | 0 |  | 0
|  |  |  | 23.4933 | 46.9867 | 0 | 0 | 0 | 0 | 0 | 7.48 | 0.10709 | 0 | 46.987 | 46.987 | 1 | 0 | 0 |  | 0 |  | 0
|  |  |  | 24.5333 | 49.0667 | 0 | 0 | 0 | 0 | 0 | 7.48 | 0.10709 | 0 | 49.067 | 49.067 | 1 | 0 | 0 |  | 0 |  | 0
|  |  |  | 29.0933 | 58.1867 | 0 | 0 | 0 | 0 | 0 | 7.48 | 0.12502 | 0 | 58.187 | 58.187 | 1 | 0 | 0 |  | 0 |  | 0
|  |  |  | 28.8533 | 57.7067 | 0 | 0 | 0 | 0 | 0 | 7.48 | 0.12502 | 0 | 57.707 | 57.707 | 1 | 0 | 0 |  | 0 |  | 0
|  |  |  | 27.8533 | 55.7067 | 0 | 0 | 0 | 0 | 0 | 7.48 | 0.12502 | 0 | 55.707 | 55.707 | 1 | 0 | 0 |  | 0 |  | 0
|  |  |  | 27.8533 | 55.7067 | 0 | 0 | 0 | 0 | 0 | 12.23 | 0.12502 | 0 | 55.707 | 55.707 | 1 | 0 | 0 |  | 0 |  | 0
|  |  |  | 26.5467 | 53.0933 | 0 | 0 | 0 | 0 | 0 | 12.23 | 0.12502 | 0 | 53.093 | 53.093 | 1 | 0 | 0 |  | 0 |  | 0
|  |  |  | 26.52 | 53.04 | 0 | 0 | 0 | 0 | 0 | 12.23 | 0.12502 | 0 | 53.04 | 53.04 | 1 | 0 | 0 |  | 0 |  | 0
|  |  |  | 30.5733 | 61.1467 | 0 | 0 | 0 | 0 | 0 | 12.23 | 0.12502 | 0 | 61.147 | 61.147 | 1 | 0 | 0 |  | 0 |  | 0
|  |  |  | 31.16 | 62.32 | 0 | 0 | 0 | 0 | 0 | 7.48 | 0.12502 | 0 | 62.32 | 62.32 | 1 | 0 | 0 |  | 0 |  | 0
|  |  |  | 32.96 | 65.92 | 0 | 0 | 0 | 0 | 0 | 7.48 | 0.12502 | 0 | 65.92 | 65.92 | 1 | 0 | 0 |  | 0 |  | 0
|  |  |  | 32.2 | 64.4 | 0 | 0 | 0 | 0 | 0 | 7.48 | 0.12502 | 0 | 64.4 | 61.68 | 0.2 | 0 | 2.72 |  | 0 |  | 0
|  |  |  | 32.24 | 64.48 | 0 | 0 | 0 | 0 | 0 | 7.48 | 0.10709 | 2.72 | 64.48 | 64.48 | 0.91885 | 0 | 0 |  | 0 |  | 0
|  |  |  | 28.76 | 57.52 | 0 | 0 | 0 | 0 | 0 | 7.48 | 0.10709 | 0.307 | 57.52 | 57.52 | 1 | 0 | 0 |  | 0 |  | 0
|  |  |  | 16.48 | 32.96 | 0 | 0 | 0 | 0 | 0 | 7.48 | 0.10709 | 0 | 32.96 | 32.96 | 1 | 0 | 0 |  | 0 |  | 0
|  |  |  | 14.24 | 28.48 | 0 | 0 | 0 | 0 | 0 | 7.48 | 0.10709 | 0 | 28.48 | 28.48 | 1 | 0 | 0 |  | 0 |  | 0
|  |  |  | 14.8 | 29.6 | 0 | 0 | 0 | 0 | 0 | 7.48 | 0.10709 | 0 | 29.6 | 29.6 | 1 | 0 | 0 |  | 0 |  | 0
|  |  |  | 18.28 | 36.56 | 0 | 0 | 0 | 0 | 0 | 7.48 | 0.10709 | 0 | 36.56 | 36.56 | 1 | 0 | 0 |  | 0 |  | 0
|  |  |  | 18.52 | 37.04 | 0 | 0 | 0 | 0 | 0 | 7.48 | 0.10709 | 0 | 37.04 | 37.04 | 1 | 0 | 0 |  | 0 |  | 0
|  |  |  | 16.96 | 33.92 | 0 | 0 | 0 | 0 | 0 | 7.48 | 0.10709 | 0 | 33.92 | 33.92 | 1 | 0 | 0 |  | 0 |  | 0
|  |  |  | 18.84 | 37.68 | 0 | 0 | 0 | 0 | 0 | 7.48 | 0.10709 | 0 | 37.68 | 37.68 | 1 | 0 | 0 |  | 0 |  | 0
|  |  |  | 20.24 | 40.48 | 0 | 0 | 0 | 0 | 0 | 7.48 | 0.10709 | 0 | 40.48 | 40.48 | 1 | 0 | 0 |  | 0 |  | 0
|  |  |  | 20.28 | 40.56 | 0 | 0 | 0 | 0 | 0 | 7.48 | 0.10709 | 0 | 40.56 | 40.56 | 1 | 0 | 0 |  | 0 |  | 0
|  |  |  | 19.68 | 39.36 | 0 | 0 | 0 | 0 | 0 | 7.48 | 0.10709 | 0 | 39.36 | 39.36 | 1 | 0 | 0 |  | 0 |  | 0
|  |  |  | 19 | 38 | 0 | 0 | 0 | 0 | 0 | 7.48 | 0.10709 | 0 | 38 | 38 | 1 | 0 | 0 |  | 0 |  | 0
|  |  |  | 19 | 38 | 0 | 0 | 0 | 0 | 0 | 7.48 | 0.10709 | 0 | 38 | 38 | 1 | 0 | 0 |  | 0 |  | 0
|  |  |  | 18.84 | 37.68 | 0 | 0 | 0 | 0 | 0 | 7.48 | 0.10709 | 0 | 37.68 | 37.68 | 1 | 0 | 0 |  | 0 |  | 0
|  |  |  | 18.88 | 37.76 | 0 | 0 | 0 | 0 | 0 | 7.48 | 0.10709 | 0 | 37.76 | 37.76 | 1 | 0 | 0 |  | 0 |  | 0
|  |  |  | 18.6 | 37.2 | 0 | 0 | 0 | 0 | 0 | 7.48 | 0.10709 | 0 | 37.2 | 37.2 | 1 | 0 | 0 |  | 0 |  | 0
|  |  |  | 18.8 | 37.6 | 0 | 0 | 0 | 0 | 0 | 7.48 | 0.10709 | 0 | 37.6 | 37.6 | 1 | 0 | 0 |  | 0 |  | 0
|  |  |  | 18.64 | 37.28 | 0 | 0 | 0 | 0 | 0 | 7.48 | 0.10709 | 0 | 37.28 | 37.28 | 1 | 0 | 0 |  | 0 |  | 0
|  |  |  | 18.6 | 37.2 | 0 | 0 | 0 | 0 | 0 | 7.48 | 0.10709 | 0 | 37.2 | 37.2 | 1 | 0 | 0 |  | 0 |  | 0
|  |  |  | 20.08 | 40.16 | 0 | 0 | 0 | 0 | 0 | 7.48 | 0.10709 | 0 | 40.16 | 40.16 | 1 | 0 | 0 |  | 0 |  | 0
|  |  |  | 20.12 | 40.24 | 0 | 0 | 0 | 0 | 0 | 7.48 | 0.10709 | 0 | 40.24 | 40.24 | 1 | 0 | 0 |  | 0 |  | 0
|  |  |  | 20.16 | 40.32 | 0 | 0 | 0 | 0 | 0 | 7.48 | 0.10709 | 0 | 40.32 | 40.32 | 1 | 0 | 0 |  | 0 |  | 0
|  |  |  | 20.6 | 41.2 | 0 | 0 | 0 | 0 | 0 | 7.48 | 0.10709 | 0 | 41.2 | 41.2 | 1 | 0 | 0 |  | 0 |  | 0
|  |  |  | 20.44 | 40.88 | 0 | 0 | 0 | 0 | 0 | 7.48 | 0.10709 | 0 | 40.88 | 40.88 | 1 | 0 | 0 |  | 0 |  | 0
|  |  |  | 20.52 | 41.04 | 0 | 0 | 0 | 0 | 0 | 7.48 | 0.10709 | 0 | 41.04 | 41.04 | 1 | 0 | 0 |  | 0 |  | 0
|  |  |  | 14.96 | 29.92 | 0 | 0 | 0 | 0 | 0 | 7.48 | 0.10709 | 0 | 29.92 | 29.92 | 1 | 0 | 0 |  | 0 |  | 0
|  |  |  | 13.04 | 26.08 | 0 | 0 | 0 | 0 | 0 | 7.48 | 0.10709 | 0 | 26.08 | 26.08 | 1 | 0 | 0 |  | 0 |  | 0
|  |  |  | 12.32 | 24.64 | 0 | 0 | 0 | 0 | 0 | 7.48 | 0.10709 | 0 | 24.64 | 24.64 | 1 | 0 | 0 |  | 0 |  | 0
|  |  |  | 11.6 | 23.2 | 0 | 0 | 0 | 0 | 0 | 7.48 | 0.10709 | 0 | 23.2 | 23.2 | 1 | 0 | 0 |  | 0 |  | 0
|  |  |  | 11.68 | 23.36 | 0 | 0 | 0 | 0 | 0 | 7.48 | 0.10709 | 0 | 23.36 | 23.36 | 1 | 0 | 0 |  | 0 |  | 0
|  |  |  | 12.84 | 25.68 | 0 | 0 | 0 | 0 | 0 | 7.48 | 0.10709 | 0 | 25.68 | 25.68 | 1 | 0 | 0 |  | 0 |  | 0
|  |  |  | 18.44 | 36.88 | 0 | 0 | 0 | 0 | 0 | 7.48 | 0.10709 | 0 | 36.88 | 36.88 | 1 | 0 | 0 |  | 0 |  | 0
|  |  |  | 22.88 | 45.76 | 0 | 0 | 0 | 0 | 0 | 7.48 | 0.10709 | 0 | 45.76 | 45.76 | 1 | 0 | 0 |  | 0 |  | 0
|  |  |  | 31.72 | 63.44 | 0 | 0 | 0 | 0 | 0 | 7.48 | 0.10709 | 0 | 63.44 | 63.44 | 1 | 0 | 0 |  | 0 |  | 0
|  |  |  | 31.92 | 63.84 | 0 | 0 | 0 | 0 | 0 | 7.48 | 0.10709 | 0 | 63.84 | 63.84 | 1 | 0 | 0 |  | 0 |  | 0
|  |  |  | 32.12 | 64.24 | 0 | 0 | 0 | 0 | 0 | 7.48 | 0.10709 | 0 | 64.24 | 64.24 | 1 | 0 | 0 |  | 0 |  | 0
|  |  |  | 33.32 | 66.64 | 0 | 0 | 0 | 0 | 0 | 7.48 | 0.10709 | 0 | 66.64 | 66.64 | 1 | 0 | 0 |  | 0 |  | 0
|  |  |  | 37.88 | 75.76 | 0 | 0 | 0 | 0 | 0 | 7.48 | 0.10709 | 0 | 75.76 | 75.04 | 0.78824 | 0 | 0.72 |  | 0 |  | 0
|  |  |  | 36.32 | 72.64 | 0 | 0 | 0 | 0 | 0 | 7.48 | 0.10709 | 0.801 | 72.64 | 72.64 | 1 | 0 | 0 |  | 0 |  | 0
|  |  |  | 34.4 | 68.8 | 0 | 0 | 0 | 0 | 0 | 7.48 | 0.10709 | 0 | 68.8 | 68.8 | 1 | 0 | 0 |  | 0 |  | 0
|  |  |  | 34.04 | 68.08 | 0 | 0 | 0 | 0 | 0 | 7.48 | 0.10709 | 0 | 68.08 | 68.08 | 1 | 0 | 0 |  | 0 |  | 0
|  |  |  | 31.56 | 63.12 | 0 | 0 | 0 | 0 | 0 | 7.48 | 0.10709 | 0 | 63.12 | 63.12 | 1 | 0 | 0 |  | 0 |  | 0
|  |  |  | 30.72 | 61.44 | 0 | 0 | 0 | 0 | 0 | 7.48 | 0.10709 | 0 | 61.44 | 61.44 | 1 | 0 | 0 |  | 0 |  | 0
|  |  |  | 31.76 | 63.52 | 0 | 0 | 0 | 0 | 0 | 7.48 | 0.10709 | 0 | 63.52 | 63.52 | 1 | 0 | 0 |  | 0 |  | 0
|  |  |  | 32.64 | 65.28 | 0 | 0 | 0 | 0 | 0 | 7.48 | 0.10709 | 0 | 65.28 | 65.28 | 1 | 0 | 0 |  | 0 |  | 0
|  |  |  | 32.52 | 65.04 | 0 | 0 | 0 | 0 | 0 | 7.48 | 0.10709 | 0 | 65.04 | 65.04 | 1 | 0 | 0 |  | 0 |  | 0
|  |  |  | 32.56 | 65.12 | 0 | 0 | 0 | 0 | 0 | 7.48 | 0.10709 | 0 | 65.12 | 65.12 | 1 | 0 | 0 |  | 0 |  | 0
|  |  |  | 31.84 | 63.68 | 0 | 0 | 0 | 0 | 0 | 7.48 | 0.10709 | 0 | 63.68 | 63.68 | 1 | 0 | 0 |  | 0 |  | 0
|  |  |  | 27.92 | 55.84 | 0 | 0 | 0 | 0 | 0 | 7.48 | 0.10709 | 0 | 55.84 | 55.84 | 1 | 0 | 0 |  | 0 |  | 0
|  |  |  | 18.36 | 36.72 | 0 | 0 | 0 | 0 | 0 | 7.48 | 0.10709 | 0 | 36.72 | 36.72 | 1 | 0 | 0 |  | 0 |  | 0
|  |  |  | 13.16 | 26.32 | 0 | 0 | 0 | 0 | 0 | 7.48 | 0.10709 | 0 | 26.32 | 26.32 | 1 | 0 | 0 |  | 0 |  | 0
|  |  |  | 12.72 | 25.44 | 0 | 0 | 0 | 0 | 0 | 7.48 | 0.10709 | 0 | 25.44 | 25.44 | 1 | 0 | 0 |  | 0 |  | 0
|  |  |  | 13.88 | 27.76 | 0 | 0 | 0 | 0 | 0 | 7.48 | 0.10709 | 0 | 27.76 | 27.76 | 1 | 0 | 0 |  | 0 |  | 0
|  |  |  | 12 | 24 | 0 | 0 | 0 | 0 | 0 | 7.48 | 0.10709 | 0 | 24 | 24 | 1 | 0 | 0 |  | 0 |  | 0
|  |  |  | 12.96 | 25.92 | 0 | 0 | 0 | 0 | 0 | 7.48 | 0.10709 | 0 | 25.92 | 25.92 | 1 | 0 | 0 |  | 0 |  | 0
|  |  |  | 18.6 | 37.2 | 0 | 0 | 0 | 0 | 0 | 7.48 | 0.10709 | 0 | 37.2 | 37.2 | 1 | 0 | 0 |  | 0 |  | 0
|  |  |  | 23.44 | 46.88 | 0 | 0 | 0 | 0 | 0 | 7.48 | 0.10709 | 0 | 46.88 | 46.88 | 1 | 0 | 0 |  | 0 |  | 0
|  |  |  | 30.92 | 61.84 | 0 | 0 | 0 | 0 | 0 | 7.48 | 0.10709 | 0 | 61.84 | 61.84 | 1 | 0 | 0 |  | 0 |  | 0
|  |  |  | 30.72 | 61.44 | 0 | 0 | 0 | 0 | 0 | 7.48 | 0.10709 | 0 | 61.44 | 61.44 | 1 | 0 | 0 |  | 0 |  | 0
|  |  |  | 32.76 | 65.52 | 0 | 0 | 0 | 0 | 0 | 7.48 | 0.10709 | 0 | 65.52 | 65.52 | 1 | 0 | 0 |  | 0 |  | 0
|  |  |  | 31.68 | 63.36 | 0 | 0 | 0 | 0 | 0 | 7.48 | 0.10709 | 0 | 63.36 | 63.36 | 1 | 0 | 0 |  | 0 |  | 0
|  |  |  | 34.6 | 69.2 | 0 | 0 | 0 | 0 | 0 | 7.48 | 0.12502 | 0 | 69.2 | 69.2 | 1 | 0 | 0 |  | 0 |  | 0
|  |  |  | 34.04 | 68.08 | 0 | 0 | 0 | 0 | 0 | 7.48 | 0.12502 | 0 | 68.08 | 68.08 | 1 | 0 | 0 |  | 0 |  | 0
|  |  |  | 31.04 | 62.08 | 0 | 0 | 0 | 0 | 0 | 7.48 | 0.12502 | 0 | 62.08 | 62.08 | 1 | 0 | 0 |  | 0 |  | 0
|  |  |  | 30.72 | 61.44 | 0 | 0 | 0 | 0 | 0 | 12.23 | 0.12502 | 0 | 61.44 | 61.44 | 1 | 0 | 0 |  | 0 |  | 0
|  |  |  | 29.76 | 59.52 | 0 | 0 | 0 | 0 | 0 | 12.23 | 0.12502 | 0 | 59.52 | 59.52 | 1 | 0 | 0 |  | 0 |  | 0
|  |  |  | 29.4 | 58.8 | 0 | 0 | 0 | 0 | 0 | 12.23 | 0.12502 | 0 | 58.8 | 58.8 | 1 | 0 | 0 |  | 0 |  | 0
|  |  |  | 30.52 | 61.04 | 0 | 0 | 0 | 0 | 0 | 12.23 | 0.12502 | 0 | 61.04 | 61.04 | 1 | 0 | 0 |  | 0 |  | 0
|  |  |  | 30.68 | 61.36 | 0 | 0 | 0 | 0 | 0 | 7.48 | 0.12502 | 0 | 61.36 | 61.36 | 1 | 0 | 0 |  | 0 |  | 0
|  |  |  | 31.12 | 62.24 | 0 | 0 | 0 | 0 | 0 | 7.48 | 0.12502 | 0 | 62.24 | 62.24 | 1 | 0 | 0 |  | 0 |  | 0
|  |  |  | 32.48 | 64.96 | 0 | 0 | 0 | 0 | 0 | 7.48 | 0.12502 | 0 | 64.96 | 62.24 | 0.2 | 0 | 2.72 |  | 0 |  | 0
|  |  |  | 32.56 | 65.12 | 0 | 0 | 0 | 0 | 0 | 7.48 | 0.10709 | 2.72 | 65.12 | 65.12 | 0.91885 | 0 | 0 |  | 0 |  | 0
|  |  |  | 29.64 | 59.28 | 0 | 0 | 0 | 0 | 0 | 7.48 | 0.10709 | 0.307 | 59.28 | 59.28 | 1 | 0 | 0 |  | 0 |  | 0
|  |  |  | 18.8 | 37.6 | 0 | 0 | 0 | 0 | 0 | 7.48 | 0.10709 | 0 | 37.6 | 37.6 | 1 | 0 | 0 |  | 0 |  | 0
|  |  |  | 16.24 | 32.48 | 0 | 0 | 0 | 0 | 0 | 7.48 | 0.10709 | 0 | 32.48 | 32.48 | 1 | 0 | 0 |  | 0 |  | 0
|  |  |  | 15.64 | 31.28 | 0 | 0 | 0 | 0 | 0 | 7.48 | 0.10709 | 0 | 31.28 | 31.28 | 1 | 0 | 0 |  | 0 |  | 0
|  |  |  | 17.64 | 35.28 | 0 | 0 | 0 | 0 | 0 | 7.48 | 0.10709 | 0 | 35.28 | 35.28 | 1 | 0 | 0 |  | 0 |  | 0
|  |  |  | 19.2 | 38.4 | 0 | 0 | 0 | 0 | 0 | 7.48 | 0.10709 | 0 | 38.4 | 38.4 | 1 | 0 | 0 |  | 0 |  | 0
|  |  |  | 16.56 | 33.12 | 0 | 0 | 0 | 0 | 0 | 7.48 | 0.10709 | 0 | 33.12 | 33.12 | 1 | 0 | 0 |  | 0 |  | 0
|  |  |  | 18.92 | 37.84 | 0 | 0 | 0 | 0 | 0 | 7.48 | 0.10709 | 0 | 37.84 | 37.84 | 1 | 0 | 0 |  | 0 |  | 0
|  |  |  | 23.52 | 47.04 | 0 | 0 | 0 | 0 | 0 | 7.48 | 0.10709 | 0 | 47.04 | 47.04 | 1 | 0 | 0 |  | 0 |  | 0
|  |  |  | 32.48 | 64.96 | 0 | 0 | 0 | 0 | 0 | 7.48 | 0.10709 | 0 | 64.96 | 64.96 | 1 | 0 | 0 |  | 0 |  | 0
|  |  |  | 32.52 | 65.04 | 0 | 0 | 0 | 0 | 0 | 7.48 | 0.10709 | 0 | 65.04 | 65.04 | 1 | 0 | 0 |  | 0 |  | 0
|  |  |  | 35.2 | 70.4 | 0 | 0 | 0 | 0 | 0 | 7.48 | 0.10709 | 0 | 70.4 | 70.4 | 1 | 0 | 0 |  | 0 |  | 0
|  |  |  | 35.48 | 70.96 | 0 | 0 | 0 | 0 | 0 | 7.48 | 0.10709 | 0 | 70.96 | 70.96 | 1 | 0 | 0 |  | 0 |  | 0
|  |  |  | 38.88 | 77.76 | 0 | 0 | 0 | 0 | 0 | 7.48 | 0.12502 | 0 | 77.76 | 75.04 | 0.2 | 0 | 2.72 |  | 0 |  | 0
|  |  |  | 35.92 | 71.84 | 0 | 0 | 0 | 0 | 0 | 7.48 | 0.12502 | 1.958 | 71.84 | 71.84 | 0.71747 | 0 | 0 |  | 0 |  | 0
|  |  |  | 33.88 | 67.76 | 0 | 0 | 0 | 0 | 0 | 7.48 | 0.12502 | 0 | 67.76 | 67.76 | 0.71747 | 0 | 0 |  | 0 |  | 0
|  |  |  | 32.88 | 65.76 | 0 | 0 | 0 | 0 | 0 | 12.23 | 0.12502 | 0 | 65.76 | 64.001 | 0.2 | 0 | 1.759 |  | 0 |  | 0
|  |  |  | 31.64 | 63.28 | 0 | 0 | 0 | 0 | 0 | 12.23 | 0.12502 | 0 | 63.28 | 63.28 | 0.2 | 0 | 0 |  | 0 |  | 0
|  |  |  | 30.68 | 61.36 | 0 | 0 | 0 | 0 | 0 | 12.23 | 0.12502 | 0 | 61.36 | 61.36 | 0.2 | 0 | 0 |  | 0 |  | 0
|  |  |  | 31.44 | 62.88 | 0 | 0 | 0 | 0 | 0 | 12.23 | 0.12502 | 0 | 62.88 | 62.88 | 0.2 | 0 | 0 |  | 0 |  | 0
|  |  |  | 30.4 | 60.8 | 0 | 0 | 0 | 0 | 0 | 7.48 | 0.12502 | 0 | 60.8 | 60.8 | 0.2 | 0 | 0 |  | 0 |  | 0
|  |  |  | 31.64 | 63.28 | 0 | 0 | 0 | 0 | 0 | 7.48 | 0.12502 | 0 | 63.28 | 63.28 | 0.2 | 0 | 0 |  | 0 |  | 0
|  |  |  | 31.44 | 62.88 | 0 | 0 | 0 | 0 | 0 | 7.48 | 0.12502 | 0 | 62.88 | 62.88 | 0.2 | 0 | 0 |  | 0 |  | 0
|  |  |  | 30.32 | 60.64 | 0 | 0 | 0 | 0 | 0 | 7.48 | 0.10709 | 2.72 | 60.64 | 60.64 | 0.91885 | 0 | 0 |  | 0 |  | 0
|  |  |  | 26.88 | 53.76 | 0 | 0 | 0 | 0 | 0 | 7.48 | 0.10709 | 0.307 | 53.76 | 53.76 | 1 | 0 | 0 |  | 0 |  | 0
|  |  |  | 17.92 | 35.84 | 0 | 0 | 0 | 0 | 0 | 7.48 | 0.10709 | 0 | 35.84 | 35.84 | 1 | 0 | 0 |  | 0 |  | 0
|  |  |  | 13.36 | 26.72 | 0 | 0 | 0 | 0 | 0 | 7.48 | 0.10709 | 0 | 26.72 | 26.72 | 1 | 0 | 0 |  | 0 |  | 0
|  |  |  | 12.84 | 25.68 | 0 | 0 | 0 | 0 | 0 | 7.48 | 0.10709 | 0 | 25.68 | 25.68 | 1 | 0 | 0 |  | 0 |  | 0
|  |  |  | 12.24 | 24.48 | 0 | 0 | 0 | 0 | 0 | 7.48 | 0.10709 | 0 | 24.48 | 24.48 | 1 | 0 | 0 |  | 0 |  | 0
|  |  |  | 11.96 | 23.92 | 0 | 0 | 0 | 0 | 0 | 7.48 | 0.10709 | 0 | 23.92 | 23.92 | 1 | 0 | 0 |  | 0 |  | 0
|  |  |  | 12.96 | 25.92 | 0 | 0 | 0 | 0 | 0 | 7.48 | 0.10709 | 0 | 25.92 | 25.92 | 1 | 0 | 0 |  | 0 |  | 0
|  |  |  | 18.88 | 37.76 | 0 | 0 | 0 | 0 | 0 | 7.48 | 0.10709 | 0 | 37.76 | 37.76 | 1 | 0 | 0 |  | 0 |  | 0
|  |  |  | 20.52 | 41.04 | 0 | 0 | 0 | 0 | 0 | 7.48 | 0.10709 | 0 | 41.04 | 41.04 | 1 | 0 | 0 |  | 0 |  | 0
|  |  |  | 22.32 | 44.64 | 0 | 0 | 0 | 0 | 0 | 7.48 | 0.10709 | 0 | 44.64 | 44.64 | 1 | 0 | 0 |  | 0 |  | 0
|  |  |  | 27.64 | 55.28 | 0 | 0 | 0 | 0 | 0 | 7.48 | 0.10709 | 0 | 55.28 | 55.28 | 1 | 0 | 0 |  | 0 |  | 0
|  |  |  | 27.04 | 54.08 | 0 | 0 | 0 | 0 | 0 | 7.48 | 0.10709 | 0 | 54.08 | 54.08 | 1 | 0 | 0 |  | 0 |  | 0
|  |  |  | 28.68 | 57.36 | 0 | 0 | 0 | 0 | 0 | 7.48 | 0.10709 | 0 | 57.36 | 57.36 | 1 | 0 | 0 |  | 0 |  | 0
|  |  |  | 29.2 | 58.4 | 0 | 0 | 0 | 0 | 0 | 7.48 | 0.12502 | 0 | 58.4 | 58.4 | 1 | 0 | 0 |  | 0 |  | 0
|  |  |  | 29.16 | 58.32 | 0 | 0 | 0 | 0 | 0 | 7.48 | 0.12502 | 0 | 58.32 | 58.32 | 1 | 0 | 0 |  | 0 |  | 0
|  |  |  | 29.12 | 58.24 | 0 | 0 | 0 | 0 | 0 | 7.48 | 0.12502 | 0 | 58.24 | 58.24 | 1 | 0 | 0 |  | 0 |  | 0
|  |  |  | 30.12 | 60.24 | 0 | 0 | 0 | 0 | 0 | 12.23 | 0.12502 | 0 | 60.24 | 60.24 | 1 | 0 | 0 |  | 0 |  | 0
|  |  |  | 28.84 | 57.68 | 0 | 0 | 0 | 0 | 0 | 12.23 | 0.12502 | 0 | 57.68 | 57.68 | 1 | 0 | 0 |  | 0 |  | 0
|  |  |  | 28.64 | 57.28 | 0 | 0 | 0 | 0 | 0 | 12.23 | 0.12502 | 0 | 57.28 | 57.28 | 1 | 0 | 0 |  | 0 |  | 0
|  |  |  | 30.96 | 61.92 | 0 | 0 | 0 | 0 | 0 | 12.23 | 0.12502 | 0 | 61.92 | 61.92 | 1 | 0 | 0 |  | 0 |  | 0
|  |  |  | 30.88 | 61.76 | 0 | 0 | 0 | 0 | 0 | 7.48 | 0.12502 | 0 | 61.76 | 61.76 | 1 | 0 | 0 |  | 0 |  | 0
|  |  |  | 28.72 | 57.44 | 0 | 0 | 0 | 0 | 0 | 7.48 | 0.12502 | 0 | 57.44 | 57.44 | 1 | 0 | 0 |  | 0 |  | 0
|  |  |  | 27.2 | 54.4 | 0 | 0 | 0 | 0 | 0 | 7.48 | 0.12502 | 0 | 54.4 | 51.68 | 0.2 | 0 | 2.72 |  | 0 |  | 0
|  |  |  | 26.52 | 53.04 | 0 | 0 | 0 | 0 | 0 | 7.48 | 0.10709 | 2.72 | 53.04 | 53.04 | 0.91885 | 0 | 0 |  | 0 |  | 0
|  |  |  | 26.88 | 53.76 | 0 | 0 | 0 | 0 | 0 | 7.48 | 0.10709 | 0.307 | 53.76 | 53.76 | 1 | 0 | 0 |  | 0 |  | 0
|  |  |  | 22.04 | 44.08 | 0 | 0 | 0 | 0 | 0 | 7.48 | 0.10709 | 0 | 44.08 | 44.08 | 1 | 0 | 0 |  | 0 |  | 0
|  |  |  | 21.68 | 43.36 | 0 | 0 | 0 | 0 | 0 | 7.48 | 0.10709 | 0 | 43.36 | 43.36 | 1 | 0 | 0 |  | 0 |  | 0
|  |  |  | 20.04 | 40.08 | 0 | 0 | 0 | 0 | 0 | 7.48 | 0.10709 | 0 | 40.08 | 40.08 | 1 | 0 | 0 |  | 0 |  | 0
|  |  |  | 17.64 | 35.28 | 0 | 0 | 0 | 0 | 0 | 7.48 | 0.10709 | 0 | 35.28 | 35.28 | 1 | 0 | 0 |  | 0 |  | 0
|  |  |  | 17.36 | 34.72 | 0 | 0 | 0 | 0 | 0 | 7.48 | 0.10709 | 0 | 34.72 | 34.72 | 1 | 0 | 0 |  | 0 |  | 0
|  |  |  | 18.16 | 36.32 | 0 | 0 | 0 | 0 | 0 | 7.48 | 0.10709 | 0 | 36.32 | 36.32 | 1 | 0 | 0 |  | 0 |  | 0
|  |  |  | 24.24 | 48.48 | 0 | 0 | 0 | 0 | 0 | 7.48 | 0.10709 | 0 | 48.48 | 48.48 | 1 | 0 | 0 |  | 0 |  | 0
|  |  |  | 25.52 | 51.04 | 0 | 0 | 0 | 0 | 0 | 7.48 | 0.10709 | 0 | 51.04 | 51.04 | 1 | 0 | 0 |  | 0 |  | 0
|  |  |  | 20.68 | 41.36 | 0 | 0 | 0 | 0 | 0 | 7.48 | 0.10709 | 0 | 41.36 | 41.36 | 1 | 0 | 0 |  | 0 |  | 0
|  |  |  | 20.32 | 40.64 | 0 | 0 | 0 | 0 | 0 | 7.48 | 0.10709 | 0 | 40.64 | 40.64 | 1 | 0 | 0 |  | 0 |  | 0
|  |  |  | 24.8 | 49.6 | 0 | 0 | 0 | 0 | 0 | 7.48 | 0.10709 | 0 | 49.6 | 49.6 | 1 | 0 | 0 |  | 0 |  | 0
|  |  |  | 27.68 | 55.36 | 0 | 0 | 0 | 0 | 0 | 7.48 | 0.10709 | 0 | 55.36 | 55.36 | 1 | 0 | 0 |  | 0 |  | 0
|  |  |  | 28.48 | 56.96 | 0 | 0 | 0 | 0 | 0 | 7.48 | 0.12502 | 0 | 56.96 | 56.96 | 1 | 0 | 0 |  | 0 |  | 0
|  |  |  | 27.84 | 55.68 | 0 | 0 | 0 | 0 | 0 | 7.48 | 0.12502 | 0 | 55.68 | 55.68 | 1 | 0 | 0 |  | 0 |  | 0
|  |  |  | 27.28 | 54.56 | 0 | 0 | 0 | 0 | 0 | 7.48 | 0.12502 | 0 | 54.56 | 54.56 | 1 | 0 | 0 |  | 0 |  | 0
|  |  |  | 27.8 | 55.6 | 0 | 0 | 0 | 0 | 0 | 12.23 | 0.12502 | 0 | 55.6 | 55.6 | 1 | 0 | 0 |  | 0 |  | 0
|  |  |  | 27.88 | 55.76 | 0 | 0 | 0 | 0 | 0 | 12.23 | 0.12502 | 0 | 55.76 | 55.76 | 1 | 0 | 0 |  | 0 |  | 0
|  |  |  | 27.24 | 54.48 | 0 | 0 | 0 | 0 | 0 | 12.23 | 0.12502 | 0 | 54.48 | 54.48 | 1 | 0 | 0 |  | 0 |  | 0
|  |  |  | 27.72 | 55.44 | 0 | 0 | 0 | 0 | 0 | 12.23 | 0.12502 | 0 | 55.44 | 55.44 | 1 | 0 | 0 |  | 0 |  | 0
|  |  |  | 28.12 | 56.24 | 0 | 0 | 0 | 0 | 0 | 7.48 | 0.12502 | 0 | 56.24 | 56.24 | 1 | 0 | 0 |  | 0 |  | 0
|  |  |  | 26.88 | 53.76 | 0 | 0 | 0 | 0 | 0 | 7.48 | 0.12502 | 0 | 53.76 | 53.76 | 1 | 0 | 0 |  | 0 |  | 0
|  |  |  | 20.52 | 41.04 | 0 | 0 | 0 | 0 | 0 | 7.48 | 0.12502 | 0 | 41.04 | 38.32 | 0.2 | 0 | 2.72 |  | 0 |  | 0
|  |  |  | 20.28 | 40.56 | 0 | 0 | 0 | 0 | 0 | 7.48 | 0.10709 | 2.72 | 40.56 | 40.56 | 0.91885 | 0 | 0 |  | 0 |  | 0
|  |  |  | 20.56 | 41.12 | 0 | 0 | 0 | 0 | 0 | 7.48 | 0.10709 | 0.307 | 41.12 | 41.12 | 1 | 0 | 0 |  | 0 |  | 0
|  |  |  | 17.08 | 34.16 | 0 | 0 | 0 | 0 | 0 | 7.48 | 0.10709 | 0 | 34.16 | 34.16 | 1 | 0 | 0 |  | 0 |  | 0
|  |  |  | 15 | 30 | 0 | 0 | 0 | 0 | 0 | 7.48 | 0.10709 | 0 | 30 | 30 | 1 | 0 | 0 |  | 0 |  | 0
|  |  |  | 13.68 | 27.36 | 0 | 0 | 0 | 0 | 0 | 7.48 | 0.10709 | 0 | 27.36 | 27.36 | 1 | 0 | 0 |  | 0 |  | 0
|  |  |  | 14.88 | 29.76 | 0 | 0 | 0 | 0 | 0 | 7.48 | 0.10709 | 0 | 29.76 | 29.76 | 1 | 0 | 0 |  | 0 |  | 0
|  |  |  | 12.08 | 24.16 | 0 | 0 | 0 | 0 | 0 | 7.48 | 0.10709 | 0 | 24.16 | 24.16 | 1 | 0 | 0 |  | 0 |  | 0
|  |  |  | 12.72 | 25.44 | 0 | 0 | 0 | 0 | 0 | 7.48 | 0.10709 | 0 | 25.44 | 25.44 | 1 | 0 | 0 |  | 0 |  | 0
|  |  |  | 18.72 | 37.44 | 0 | 0 | 0 | 0 | 0 | 7.48 | 0.10709 | 0 | 37.44 | 37.44 | 1 | 0 | 0 |  | 0 |  | 0
|  |  |  | 20.2 | 40.4 | 0 | 0 | 0 | 0 | 0 | 7.48 | 0.10709 | 0 | 40.4 | 40.4 | 1 | 0 | 0 |  | 0 |  | 0
|  |  |  | 27.68 | 55.36 | 0 | 0 | 0 | 0 | 0 | 7.48 | 0.10709 | 0 | 55.36 | 55.36 | 1 | 0 | 0 |  | 0 |  | 0
|  |  |  | 30.92 | 61.84 | 0 | 0 | 0 | 0 | 0 | 7.48 | 0.10709 | 0 | 61.84 | 61.84 | 1 | 0 | 0 |  | 0 |  | 0
|  |  |  | 33.12 | 66.24 | 0 | 0 | 0 | 0 | 0 | 7.48 | 0.10709 | 0 | 66.24 | 66.24 | 1 | 0 | 0 |  | 0 |  | 0
|  |  |  | 35.28 | 70.56 | 0 | 0 | 0 | 0 | 0 | 7.48 | 0.10709 | 0 | 70.56 | 70.56 | 1 | 0 | 0 |  | 0 |  | 0
|  |  |  | 38.4 | 76.8 | 0 | 0 | 0 | 0 | 0 | 7.48 | 0.12502 | 0 | 76.8 | 75.04 | 0.48235 | 0 | 1.76 |  | 0 |  | 0
|  |  |  | 36.12 | 72.24 | 0 | 0 | 0 | 0 | 0 | 7.48 | 0.12502 | 0 | 72.24 | 72.24 | 0.48235 | 0 | 0 |  | 0 |  | 0
|  |  |  | 32.32 | 64.64 | 0 | 0 | 0 | 0 | 0 | 7.48 | 0.12502 | 0 | 64.64 | 64.64 | 0.48235 | 0 | 0 |  | 0 |  | 0
|  |  |  | 30.92 | 61.84 | 0 | 0 | 0 | 0 | 0 | 12.23 | 0.12502 | 0 | 61.84 | 61.84 | 0.48235 | 0 | 0 |  | 0 |  | 0
|  |  |  | 28 | 56 | 0 | 0 | 0 | 0 | 0 | 12.23 | 0.12502 | 0 | 56 | 56 | 0.48235 | 0 | 0 |  | 0 |  | 0
|  |  |  | 28.04 | 56.08 | 0 | 0 | 0 | 0 | 0 | 12.23 | 0.12502 | 0 | 56.08 | 56.08 | 0.48235 | 0 | 0 |  | 0 |  | 0
|  |  |  | 29.4 | 58.8 | 0 | 0 | 0 | 0 | 0 | 12.23 | 0.12502 | 0 | 58.8 | 58.8 | 0.48235 | 0 | 0 |  | 0 |  | 0
|  |  |  | 30.4 | 60.8 | 0 | 0 | 0 | 0 | 0 | 7.48 | 0.12502 | 0 | 60.8 | 60.8 | 0.48235 | 0 | 0 |  | 0 |  | 0
|  |  |  | 31.24 | 62.48 | 0 | 0 | 0 | 0 | 0 | 7.48 | 0.12502 | 0 | 62.48 | 62.48 | 0.48235 | 0 | 0 |  | 0 |  | 0
|  |  |  | 31.8 | 63.6 | 0 | 0 | 0 | 0 | 0 | 7.48 | 0.12502 | 0 | 63.6 | 62.64 | 0.2 | 0 | 0.96 |  | 0 |  | 0
|  |  |  | 30.84 | 61.68 | 0 | 0 | 0 | 0 | 0 | 7.48 | 0.10709 | 2.72 | 61.68 | 61.68 | 0.91885 | 0 | 0 |  | 0 |  | 0
|  |  |  | 28.28 | 56.56 | 0 | 0 | 0 | 0 | 0 | 7.48 | 0.10709 | 0.307 | 56.56 | 56.56 | 1 | 0 | 0 |  | 0 |  | 0
|  |  |  | 16.8 | 33.6 | 0 | 0 | 0 | 0 | 0 | 7.48 | 0.10709 | 0 | 33.6 | 33.6 | 1 | 0 | 0 |  | 0 |  | 0
|  |  |  | 15.04 | 30.08 | 0 | 0 | 0 | 0 | 0 | 7.48 | 0.10709 | 0 | 30.08 | 30.08 | 1 | 0 | 0 |  | 0 |  | 0
|  |  |  | 14.96 | 29.92 | 0 | 0 | 0 | 0 | 0 | 7.48 | 0.10709 | 0 | 29.92 | 29.92 | 1 | 0 | 0 |  | 0 |  | 0
|  |  |  | 15.6 | 31.2 | 0 | 0 | 0 | 0 | 0 | 7.48 | 0.10709 | 0 | 31.2 | 31.2 | 1 | 0 | 0 |  | 0 |  | 0
|  |  |  | 19.12 | 38.24 | 0 | 0 | 0 | 0 | 0 | 7.48 | 0.10709 | 0 | 38.24 | 38.24 | 1 | 0 | 0 |  | 0 |  | 0
|  |  |  | 15.68 | 31.36 | 0 | 0 | 0 | 0 | 0 | 7.48 | 0.10709 | 0 | 31.36 | 31.36 | 1 | 0 | 0 |  | 0 |  | 0
|  |  |  | 19.16 | 38.32 | 0 | 0 | 0 | 0 | 0 | 7.48 | 0.10709 | 0 | 38.32 | 38.32 | 1 | 0 | 0 |  | 0 |  | 0
|  |  |  | 22.96 | 45.92 | 0 | 0 | 0 | 0 | 0 | 7.48 | 0.10709 | 0 | 45.92 | 45.92 | 1 | 0 | 0 |  | 0 |  | 0
|  |  |  | 31.6 | 63.2 | 0 | 0 | 0 | 0 | 0 | 7.48 | 0.10709 | 0 | 63.2 | 63.2 | 1 | 0 | 0 |  | 0 |  | 0
|  |  |  | 31.44 | 62.88 | 0 | 0 | 0 | 0 | 0 | 7.48 | 0.10709 | 0 | 62.88 | 62.88 | 1 | 0 | 0 |  | 0 |  | 0
|  |  |  | 32.4 | 64.8 | 0 | 0 | 0 | 0 | 0 | 7.48 | 0.10709 | 0 | 64.8 | 64.8 | 1 | 0 | 0 |  | 0 |  | 0
|  |  |  | 33.2 | 66.4 | 0 | 0 | 0 | 0 | 0 | 7.48 | 0.10709 | 0 | 66.4 | 66.4 | 1 | 0 | 0 |  | 0 |  | 0
|  |  |  | 34.32 | 68.64 | 0 | 0 | 0 | 0 | 0 | 7.48 | 0.10709 | 0 | 68.64 | 68.64 | 1 | 0 | 0 |  | 0 |  | 0
|  |  |  | 33.08 | 66.16 | 0 | 0 | 0 | 0 | 0 | 7.48 | 0.10709 | 0 | 66.16 | 66.16 | 1 | 0 | 0 |  | 0 |  | 0
|  |  |  | 30.32 | 60.64 | 0 | 0 | 0 | 0 | 0 | 7.48 | 0.10709 | 0 | 60.64 | 60.64 | 1 | 0 | 0 |  | 0 |  | 0
|  |  |  | 29.52 | 59.04 | 0 | 0 | 0 | 0 | 0 | 7.48 | 0.10709 | 0 | 59.04 | 59.04 | 1 | 0 | 0 |  | 0 |  | 0
|  |  |  | 28.28 | 56.56 | 0 | 0 | 0 | 0 | 0 | 7.48 | 0.10709 | 0 | 56.56 | 56.56 | 1 | 0 | 0 |  | 0 |  | 0
|  |  |  | 26.88 | 53.76 | 0 | 0 | 0 | 0 | 0 | 7.48 | 0.10709 | 0 | 53.76 | 53.76 | 1 | 0 | 0 |  | 0 |  | 0
|  |  |  | 28.36 | 56.72 | 0 | 0 | 0 | 0 | 0 | 7.48 | 0.10709 | 0 | 56.72 | 56.72 | 1 | 0 | 0 |  | 0 |  | 0
|  |  |  | 30.24 | 60.48 | 0 | 0 | 0 | 0 | 0 | 7.48 | 0.10709 | 0 | 60.48 | 60.48 | 1 | 0 | 0 |  | 0 |  | 0
|  |  |  | 29.72 | 59.44 | 0 | 0 | 0 | 0 | 0 | 7.48 | 0.10709 | 0 | 59.44 | 59.44 | 1 | 0 | 0 |  | 0 |  | 0
|  |  |  | 30.4 | 60.8 | 0 | 0 | 0 | 0 | 0 | 7.48 | 0.10709 | 0 | 60.8 | 60.8 | 1 | 0 | 0 |  | 0 |  | 0
|  |  |  | 29.76 | 59.52 | 0 | 0 | 0 | 0 | 0 | 7.48 | 0.10709 | 0 | 59.52 | 59.52 | 1 | 0 | 0 |  | 0 |  | 0
|  |  |  | 24.16 | 48.32 | 0 | 0 | 0 | 0 | 0 | 7.48 | 0.10709 | 0 | 48.32 | 48.32 | 1 | 0 | 0 |  | 0 |  | 0
|  |  |  | 15.96 | 31.92 | 0 | 0 | 0 | 0 | 0 | 7.48 | 0.10709 | 0 | 31.92 | 31.92 | 1 | 0 | 0 |  | 0 |  | 0
|  |  |  | 14.12 | 28.24 | 0 | 0 | 0 | 0 | 0 | 7.48 | 0.10709 | 0 | 28.24 | 28.24 | 1 | 0 | 0 |  | 0 |  | 0
|  |  |  | 13.88 | 27.76 | 0 | 0 | 0 | 0 | 0 | 7.48 | 0.10709 | 0 | 27.76 | 27.76 | 1 | 0 | 0 |  | 0 |  | 0
|  |  |  | 14.4 | 28.8 | 0 | 0 | 0 | 0 | 0 | 7.48 | 0.10709 | 0 | 28.8 | 28.8 | 1 | 0 | 0 |  | 0 |  | 0
|  |  |  | 12.92 | 25.84 | 0 | 0 | 0 | 0 | 0 | 7.48 | 0.10709 | 0 | 25.84 | 25.84 | 1 | 0 | 0 |  | 0 |  | 0
|  |  |  | 13.56 | 27.12 | 0 | 0 | 0 | 0 | 0 | 7.48 | 0.10709 | 0 | 27.12 | 27.12 | 1 | 0 | 0 |  | 0 |  | 0
|  |  |  | 18.56 | 37.12 | 0 | 0 | 0 | 0 | 0 | 7.48 | 0.10709 | 0 | 37.12 | 37.12 | 1 | 0 | 0 |  | 0 |  | 0
|  |  |  | 20.32 | 40.64 | 0 | 0 | 0 | 0 | 0 | 7.48 | 0.10709 | 0 | 40.64 | 40.64 | 1 | 0 | 0 |  | 0 |  | 0
|  |  |  | 30.28 | 60.56 | 0 | 0 | 0 | 0 | 0 | 7.48 | 0.10709 | 0 | 60.56 | 60.56 | 1 | 0 | 0 |  | 0 |  | 0
|  |  |  | 31.52 | 63.04 | 0 | 0 | 0 | 0 | 0 | 7.48 | 0.10709 | 0 | 63.04 | 63.04 | 1 | 0 | 0 |  | 0 |  | 0
|  |  |  | 32.88 | 65.76 | 0 | 0 | 0 | 0 | 0 | 7.48 | 0.10709 | 0 | 65.76 | 65.76 | 1 | 0 | 0 |  | 0 |  | 0
|  |  |  | 32.36 | 64.72 | 0 | 0 | 0 | 0 | 0 | 7.48 | 0.10709 | 0 | 64.72 | 64.72 | 1 | 0 | 0 |  | 0 |  | 0
|  |  |  | 32.32 | 64.64 | 0 | 0 | 0 | 0 | 0 | 7.48 | 0.10709 | 0 | 64.64 | 64.64 | 1 | 0 | 0 |  | 0 |  | 0
|  |  |  | 35.48 | 70.96 | 0 | 0 | 0 | 0 | 0 | 7.48 | 0.10709 | 0 | 70.96 | 70.96 | 1 | 0 | 0 |  | 0 |  | 0
|  |  |  | 31.88 | 63.76 | 0 | 0 | 0 | 0 | 0 | 7.48 | 0.10709 | 0 | 63.76 | 63.76 | 1 | 0 | 0 |  | 0 |  | 0
|  |  |  | 31.16 | 62.32 | 0 | 0 | 0 | 0 | 0 | 7.48 | 0.10709 | 0 | 62.32 | 62.32 | 1 | 0 | 0 |  | 0 |  | 0
|  |  |  | 30.8 | 61.6 | 0 | 0 | 0 | 0 | 0 | 7.48 | 0.10709 | 0 | 61.6 | 61.6 | 1 | 0 | 0 |  | 0 |  | 0
|  |  |  | 26.6 | 53.2 | 0 | 0 | 0 | 0 | 0 | 7.48 | 0.10709 | 0 | 53.2 | 53.2 | 1 | 0 | 0 |  | 0 |  | 0
|  |  |  | 29.64 | 59.28 | 0 | 0 | 0 | 0 | 0 | 7.48 | 0.10709 | 0 | 59.28 | 59.28 | 1 | 0 | 0 |  | 0 |  | 0
|  |  |  | 30.2 | 60.4 | 0 | 0 | 0 | 0 | 0 | 7.48 | 0.10709 | 0 | 60.4 | 60.4 | 1 | 0 | 0 |  | 0 |  | 0
|  |  |  | 30.64 | 61.28 | 0 | 0 | 0 | 0 | 0 | 7.48 | 0.10709 | 0 | 61.28 | 61.28 | 1 | 0 | 0 |  | 0 |  | 0
|  |  |  | 30.64 | 61.28 | 0 | 0 | 0 | 0 | 0 | 7.48 | 0.10709 | 0 | 61.28 | 61.28 | 1 | 0 | 0 |  | 0 |  | 0
|  |  |  | 30.32 | 60.64 | 0 | 0 | 0 | 0 | 0 | 7.48 | 0.10709 | 0 | 60.64 | 60.64 | 1 | 0 | 0 |  | 0 |  | 0
|  |  |  | 28.32 | 56.64 | 0 | 0 | 0 | 0 | 0 | 7.48 | 0.10709 | 0 | 56.64 | 56.64 | 1 | 0 | 0 |  | 0 |  | 0
|  |  |  | 20.52 | 41.04 | 0 | 0 | 0 | 0 | 0 | 7.48 | 0.10709 | 0 | 41.04 | 41.04 | 1 | 0 | 0 |  | 0 |  | 0
|  |  |  | 14.04 | 28.08 | 0 | 0 | 0 | 0 | 0 | 7.48 | 0.10709 | 0 | 28.08 | 28.08 | 1 | 0 | 0 |  | 0 |  | 0
|  |  |  | 13.48 | 26.96 | 0 | 0 | 0 | 0 | 0 | 7.48 | 0.10709 | 0 | 26.96 | 26.96 | 1 | 0 | 0 |  | 0 |  | 0
|  |  |  | 14.56 | 29.12 | 0 | 0 | 0 | 0 | 0 | 7.48 | 0.10709 | 0 | 29.12 | 29.12 | 1 | 0 | 0 |  | 0 |  | 0
|  |  |  | 12.04 | 24.08 | 0 | 0 | 0 | 0 | 0 | 7.48 | 0.10709 | 0 | 24.08 | 24.08 | 1 | 0 | 0 |  | 0 |  | 0
|  |  |  | 13.12 | 26.24 | 0 | 0 | 0 | 0 | 0 | 7.48 | 0.10709 | 0 | 26.24 | 26.24 | 1 | 0 | 0 |  | 0 |  | 0
|  |  |  | 18.76 | 37.52 | 0 | 0 | 0 | 0 | 0 | 7.48 | 0.10709 | 0 | 37.52 | 37.52 | 1 | 0 | 0 |  | 0 |  | 0
|  |  |  | 22.84 | 45.68 | 0 | 0 | 0 | 0 | 0 | 7.48 | 0.10709 | 0 | 45.68 | 45.68 | 1 | 0 | 0 |  | 0 |  | 0
|  |  |  | 30.88 | 61.76 | 0 | 0 | 0 | 0 | 0 | 7.48 | 0.10709 | 0 | 61.76 | 61.76 | 1 | 0 | 0 |  | 0 |  | 0
|  |  |  | 28.4 | 56.8 | 0 | 0 | 0 | 0 | 0 | 7.48 | 0.10709 | 0 | 56.8 | 56.8 | 1 | 0 | 0 |  | 0 |  | 0
|  |  |  | 30.72 | 61.44 | 0 | 0 | 0 | 0 | 0 | 7.48 | 0.10709 | 0 | 61.44 | 61.44 | 1 | 0 | 0 |  | 0 |  | 0
|  |  |  | 30.96 | 61.92 | 0 | 0 | 0 | 0 | 0 | 7.48 | 0.10709 | 0 | 61.92 | 61.92 | 1 | 0 | 0 |  | 0 |  | 0
|  |  |  | 31.72 | 63.44 | 0 | 0 | 0 | 0 | 0 | 7.48 | 0.12502 | 0 | 63.44 | 63.44 | 1 | 0 | 0 |  | 0 |  | 0
|  |  |  | 35.96 | 71.92 | 0 | 0 | 0 | 0 | 0 | 7.48 | 0.12502 | 0 | 71.92 | 71.92 | 1 | 0 | 0 |  | 0 |  | 0
|  |  |  | 31 | 62 | 0 | 0 | 0 | 0 | 0 | 7.48 | 0.12502 | 0 | 62 | 62 | 1 | 0 | 0 |  | 0 |  | 0
|  |  |  | 26.68 | 53.36 | 0 | 0 | 0 | 0 | 0 | 12.23 | 0.12502 | 0 | 53.36 | 53.36 | 1 | 0 | 0 |  | 0 |  | 0
|  |  |  | 25.84 | 51.68 | 0 | 0 | 0 | 0 | 0 | 12.23 | 0.12502 | 0 | 51.68 | 51.68 | 1 | 0 | 0 |  | 0 |  | 0
|  |  |  | 24.32 | 48.64 | 0 | 0 | 0 | 0 | 0 | 12.23 | 0.12502 | 0 | 48.64 | 48.64 | 1 | 0 | 0 |  | 0 |  | 0
|  |  |  | 26.36 | 52.72 | 0 | 0 | 0 | 0 | 0 | 12.23 | 0.12502 | 0 | 52.72 | 52.72 | 1 | 0 | 0 |  | 0 |  | 0
|  |  |  | 25.28 | 50.56 | 0 | 0 | 0 | 0 | 0 | 7.48 | 0.12502 | 0 | 50.56 | 50.56 | 1 | 0 | 0 |  | 0 |  | 0
|  |  |  | 28.16 | 56.32 | 0 | 0 | 0 | 0 | 0 | 7.48 | 0.12502 | 0 | 56.32 | 56.32 | 1 | 0 | 0 |  | 0 |  | 0
|  |  |  | 28.92 | 57.84 | 0 | 0 | 0 | 0 | 0 | 7.48 | 0.12502 | 0 | 57.84 | 55.12 | 0.2 | 0 | 2.72 |  | 0 |  | 0
|  |  |  | 29.68 | 59.36 | 0 | 0 | 0 | 0 | 0 | 7.48 | 0.10709 | 2.72 | 59.36 | 59.36 | 0.91885 | 0 | 0 |  | 0 |  | 0
|  |  |  | 25.12 | 50.24 | 0 | 0 | 0 | 0 | 0 | 7.48 | 0.10709 | 0.307 | 50.24 | 50.24 | 1 | 0 | 0 |  | 0 |  | 0
|  |  |  | 16.56 | 33.12 | 0 | 0 | 0 | 0 | 0 | 7.48 | 0.10709 | 0 | 33.12 | 33.12 | 1 | 0 | 0 |  | 0 |  | 0
|  |  |  | 14.96 | 29.92 | 0 | 0 | 0 | 0 | 0 | 7.48 | 0.10709 | 0 | 29.92 | 29.92 | 1 | 0 | 0 |  | 0 |  | 0
|  |  |  | 13.76 | 27.52 | 0 | 0 | 0 | 0 | 0 | 7.48 | 0.10709 | 0 | 27.52 | 27.52 | 1 | 0 | 0 |  | 0 |  | 0
|  |  |  | 14.2 | 28.4 | 0 | 0 | 0 | 0 | 0 | 7.48 | 0.10709 | 0 | 28.4 | 28.4 | 1 | 0 | 0 |  | 0 |  | 0
|  |  |  | 11.8 | 23.6 | 0 | 0 | 0 | 0 | 0 | 7.48 | 0.10709 | 0 | 23.6 | 23.6 | 1 | 0 | 0 |  | 0 |  | 0
|  |  |  | 12.72 | 25.44 | 0 | 0 | 0 | 0 | 0 | 7.48 | 0.10709 | 0 | 25.44 | 25.44 | 1 | 0 | 0 |  | 0 |  | 0
|  |  |  | 17.88 | 35.76 | 0 | 0 | 0 | 0 | 0 | 7.48 | 0.10709 | 0 | 35.76 | 35.76 | 1 | 0 | 0 |  | 0 |  | 0
|  |  |  | 22.52 | 45.04 | 0 | 0 | 0 | 0 | 0 | 7.48 | 0.10709 | 0 | 45.04 | 45.04 | 1 | 0 | 0 |  | 0 |  | 0
|  |  |  | 30.92 | 61.84 | 0 | 0 | 0 | 0 | 0 | 7.48 | 0.10709 | 0 | 61.84 | 61.84 | 1 | 0 | 0 |  | 0 |  | 0
|  |  |  | 30.96 | 61.92 | 0 | 0 | 0 | 0 | 0 | 7.48 | 0.10709 | 0 | 61.92 | 61.92 | 1 | 0 | 0 |  | 0 |  | 0
|  |  |  | 33.8 | 67.6 | 0 | 0 | 0 | 0 | 0 | 7.48 | 0.10709 | 0 | 67.6 | 67.6 | 1 | 0 | 0 |  | 0 |  | 0
|  |  |  | 32.68 | 65.36 | 0 | 0 | 0 | 0 | 0 | 7.48 | 0.10709 | 0 | 65.36 | 65.36 | 1 | 0 | 0 |  | 0 |  | 0
|  |  |  | 35.68 | 71.36 | 0 | 0 | 0 | 0 | 0 | 7.48 | 0.12502 | 0 | 71.36 | 71.36 | 1 | 0 | 0 |  | 0 |  | 0
|  |  |  | 38.08 | 76.16 | 0 | 0 | 0 | 0 | 0 | 7.48 | 0.12502 | 0 | 76.16 | 75.04 | 0.67059 | 0 | 1.12 |  | 0 |  | 0
|  |  |  | 35.96 | 71.92 | 0 | 0 | 0 | 0 | 0 | 7.48 | 0.12502 | 0 | 71.92 | 71.92 | 0.67059 | 0 | 0 |  | 0 |  | 0
|  |  |  | 29.12 | 58.24 | 0 | 0 | 0 | 0 | 0 | 12.23 | 0.12502 | 0 | 58.24 | 58.24 | 0.67059 | 0 | 0 |  | 0 |  | 0
|  |  |  | 28.28 | 56.56 | 0 | 0 | 0 | 0 | 0 | 12.23 | 0.12502 | 0 | 56.56 | 56.56 | 0.67059 | 0 | 0 |  | 0 |  | 0
|  |  |  | 28.04 | 56.08 | 0 | 0 | 0 | 0 | 0 | 12.23 | 0.12502 | 0 | 56.08 | 56.08 | 0.67059 | 0 | 0 |  | 0 |  | 0
|  |  |  | 28.52 | 57.04 | 0 | 0 | 0 | 0 | 0 | 12.23 | 0.12502 | 0 | 57.04 | 57.04 | 0.67059 | 0 | 0 |  | 0 |  | 0
|  |  |  | 30.08 | 60.16 | 0 | 0 | 0 | 0 | 0 | 7.48 | 0.12502 | 0 | 60.16 | 60.16 | 0.67059 | 0 | 0 |  | 0 |  | 0
|  |  |  | 30.12 | 60.24 | 0 | 0 | 0 | 0 | 0 | 7.48 | 0.12502 | 0 | 60.24 | 60.24 | 0.67059 | 0 | 0 |  | 0 |  | 0
|  |  |  | 29.76 | 59.52 | 0 | 0 | 0 | 0 | 0 | 7.48 | 0.12502 | 0 | 59.52 | 57.92 | 0.2 | 0 | 1.6 |  | 0 |  | 0
|  |  |  | 29.24 | 58.48 | 0 | 0 | 0 | 0 | 0 | 7.48 | 0.10709 | 2.72 | 58.48 | 58.48 | 0.91885 | 0 | 0 |  | 0 |  | 0
|  |  |  | 27.44 | 54.88 | 0 | 0 | 0 | 0 | 0 | 7.48 | 0.10709 | 0.307 | 54.88 | 54.88 | 1 | 0 | 0 |  | 0 |  | 0
|  |  |  | 22.28 | 44.56 | 0 | 0 | 0 | 0 | 0 | 7.48 | 0.10709 | 0 | 44.56 | 44.56 | 1 | 0 | 0 |  | 0 |  | 0
|  |  |  | 18.68 | 37.36 | 0 | 0 | 0 | 0 | 0 | 7.48 | 0.10709 | 0 | 37.36 | 37.36 | 1 | 0 | 0 |  | 0 |  | 0
|  |  |  | 18.16 | 36.32 | 0 | 0 | 0 | 0 | 0 | 7.48 | 0.10709 | 0 | 36.32 | 36.32 | 1 | 0 | 0 |  | 0 |  | 0
|  |  |  | 17.52 | 35.04 | 0 | 0 | 0 | 0 | 0 | 7.48 | 0.10709 | 0 | 35.04 | 35.04 | 1 | 0 | 0 |  | 0 |  | 0
|  |  |  | 17.56 | 35.12 | 0 | 0 | 0 | 0 | 0 | 7.48 | 0.10709 | 0 | 35.12 | 35.12 | 1 | 0 | 0 |  | 0 |  | 0
|  |  |  | 17.2 | 34.4 | 0 | 0 | 0 | 0 | 0 | 7.48 | 0.10709 | 0 | 34.4 | 34.4 | 1 | 0 | 0 |  | 0 |  | 0
|  |  |  | 17.76 | 35.52 | 0 | 0 | 0 | 0 | 0 | 7.48 | 0.10709 | 0 | 35.52 | 35.52 | 1 | 0 | 0 |  | 0 |  | 0
|  |  |  | 19.44 | 38.88 | 0 | 0 | 0 | 0 | 0 | 7.48 | 0.10709 | 0 | 38.88 | 38.88 | 1 | 0 | 0 |  | 0 |  | 0
|  |  |  | 20.44 | 40.88 | 0 | 0 | 0 | 0 | 0 | 7.48 | 0.10709 | 0 | 40.88 | 40.88 | 1 | 0 | 0 |  | 0 |  | 0
|  |  |  | 26.68 | 53.36 | 0 | 0 | 0 | 0 | 0 | 7.48 | 0.10709 | 0 | 53.36 | 53.36 | 1 | 0 | 0 |  | 0 |  | 0
|  |  |  | 27.16 | 54.32 | 0 | 0 | 0 | 0 | 0 | 7.48 | 0.10709 | 0 | 54.32 | 54.32 | 1 | 0 | 0 |  | 0 |  | 0
|  |  |  | 28.88 | 57.76 | 0 | 0 | 0 | 0 | 0 | 7.48 | 0.10709 | 0 | 57.76 | 57.76 | 1 | 0 | 0 |  | 0 |  | 0
|  |  |  | 28.88 | 57.76 | 0 | 0 | 0 | 0 | 0 | 7.48 | 0.12502 | 0 | 57.76 | 57.76 | 1 | 0 | 0 |  | 0 |  | 0
|  |  |  | 28.88 | 57.76 | 0 | 0 | 0 | 0 | 0 | 7.48 | 0.12502 | 0 | 57.76 | 57.76 | 1 | 0 | 0 |  | 0 |  | 0
|  |  |  | 27.52 | 55.04 | 0 | 0 | 0 | 0 | 0 | 7.48 | 0.12502 | 0 | 55.04 | 55.04 | 1 | 0 | 0 |  | 0 |  | 0
|  |  |  | 27.32 | 54.64 | 0 | 0 | 0 | 0 | 0 | 12.23 | 0.12502 | 0 | 54.64 | 54.64 | 1 | 0 | 0 |  | 0 |  | 0
|  |  |  | 28.04 | 56.08 | 0 | 0 | 0 | 0 | 0 | 12.23 | 0.12502 | 0 | 56.08 | 56.08 | 1 | 0 | 0 |  | 0 |  | 0
|  |  |  | 27.68 | 55.36 | 0 | 0 | 0 | 0 | 0 | 12.23 | 0.12502 | 0 | 55.36 | 55.36 | 1 | 0 | 0 |  | 0 |  | 0
|  |  |  | 29.4 | 58.8 | 0 | 0 | 0 | 0 | 0 | 12.23 | 0.12502 | 0 | 58.8 | 58.8 | 1 | 0 | 0 |  | 0 |  | 0
|  |  |  | 27.8 | 55.6 | 0 | 0 | 0 | 0 | 0 | 7.48 | 0.12502 | 0 | 55.6 | 55.6 | 1 | 0 | 0 |  | 0 |  | 0
|  |  |  | 26.72 | 53.44 | 0 | 0 | 0 | 0 | 0 | 7.48 | 0.12502 | 0 | 53.44 | 53.44 | 1 | 0 | 0 |  | 0 |  | 0
|  |  |  | 26.92 | 53.84 | 0 | 0 | 0 | 0 | 0 | 7.48 | 0.12502 | 0 | 53.84 | 51.12 | 0.2 | 0 | 2.72 |  | 0 |  | 0
|  |  |  | 26.88 | 53.76 | 0 | 0 | 0 | 0 | 0 | 7.48 | 0.10709 | 2.72 | 53.76 | 53.76 | 0.91885 | 0 | 0 |  | 0 |  | 0
|  |  |  | 26.24 | 52.48 | 0 | 0 | 0 | 0 | 0 | 7.48 | 0.10709 | 0.307 | 52.48 | 52.48 | 1 | 0 | 0 |  | 0 |  | 0
|  |  |  | 21.68 | 43.36 | 0 | 0 | 0 | 0 | 0 | 7.48 | 0.10709 | 0 | 43.36 | 43.36 | 1 | 0 | 0 |  | 0 |  | 0
|  |  |  | 22 | 44 | 0 | 0 | 0 | 0 | 0 | 7.48 | 0.10709 | 0 | 44 | 44 | 1 | 0 | 0 |  | 0 |  | 0
|  |  |  | 19 | 38 | 0 | 0 | 0 | 0 | 0 | 7.48 | 0.10709 | 0 | 38 | 38 | 1 | 0 | 0 |  | 0 |  | 0
|  |  |  | 18 | 36 | 0 | 0 | 0 | 0 | 0 | 7.48 | 0.10709 | 0 | 36 | 36 | 1 | 0 | 0 |  | 0 |  | 0
|  |  |  | 17.96 | 35.92 | 0 | 0 | 0 | 0 | 0 | 7.48 | 0.10709 | 0 | 35.92 | 35.92 | 1 | 0 | 0 |  | 0 |  | 0
|  |  |  | 18.64 | 37.28 | 0 | 0 | 0 | 0 | 0 | 7.48 | 0.10709 | 0 | 37.28 | 37.28 | 1 | 0 | 0 |  | 0 |  | 0
|  |  |  | 23.36 | 46.72 | 0 | 0 | 0 | 0 | 0 | 7.48 | 0.10709 | 0 | 46.72 | 46.72 | 1 | 0 | 0 |  | 0 |  | 0
|  |  |  | 25.08 | 50.16 | 0 | 0 | 0 | 0 | 0 | 7.48 | 0.10709 | 0 | 50.16 | 50.16 | 1 | 0 | 0 |  | 0 |  | 0
|  |  |  | 22.56 | 45.12 | 0 | 0 | 0 | 0 | 0 | 7.48 | 0.10709 | 0 | 45.12 | 45.12 | 1 | 0 | 0 |  | 0 |  | 0
|  |  |  | 20 | 40 | 0 | 0 | 0 | 0 | 0 | 7.48 | 0.10709 | 0 | 40 | 40 | 1 | 0 | 0 |  | 0 |  | 0
|  |  |  | 24 | 48 | 0 | 0 | 0 | 0 | 0 | 7.48 | 0.10709 | 0 | 48 | 48 | 1 | 0 | 0 |  | 0 |  | 0
|  |  |  | 24.88 | 49.76 | 0 | 0 | 0 | 0 | 0 | 7.48 | 0.10709 | 0 | 49.76 | 49.76 | 1 | 0 | 0 |  | 0 |  | 0
|  |  |  | 26.4 | 52.8 | 0 | 0 | 0 | 0 | 0 | 7.48 | 0.12502 | 0 | 52.8 | 52.8 | 1 | 0 | 0 |  | 0 |  | 0
|  |  |  | 26.8 | 53.6 | 0 | 0 | 0 | 0 | 0 | 7.48 | 0.12502 | 0 | 53.6 | 53.6 | 1 | 0 | 0 |  | 0 |  | 0
|  |  |  | 27.28 | 54.56 | 0 | 0 | 0 | 0 | 0 | 7.48 | 0.12502 | 0 | 54.56 | 54.56 | 1 | 0 | 0 |  | 0 |  | 0
|  |  |  | 26.52 | 53.04 | 0 | 0 | 0 | 0 | 0 | 12.23 | 0.12502 | 0 | 53.04 | 53.04 | 1 | 0 | 0 |  | 0 |  | 0
|  |  |  | 25.12 | 50.24 | 0 | 0 | 0 | 0 | 0 | 12.23 | 0.12502 | 0 | 50.24 | 50.24 | 1 | 0 | 0 |  | 0 |  | 0
|  |  |  | 25.08 | 50.16 | 0 | 0 | 0 | 0 | 0 | 12.23 | 0.12502 | 0 | 50.16 | 50.16 | 1 | 0 | 0 |  | 0 |  | 0
|  |  |  | 26.44 | 52.88 | 0 | 0 | 0 | 0 | 0 | 12.23 | 0.12502 | 0 | 52.88 | 52.88 | 1 | 0 | 0 |  | 0 |  | 0
|  |  |  | 26.22 | 52.44 | 0 | 0 | 0 | 0 | 0 | 7.48 | 0.12502 | 0 | 52.44 | 52.44 | 1 | 0 | 0 |  | 0 |  | 0
|  |  |  | 22.52 | 45.04 | 0 | 0 | 0 | 0 | 0 | 7.48 | 0.12502 | 0 | 45.04 | 45.04 | 1 | 0 | 0 |  | 0 |  | 0
|  |  |  | 19.08 | 38.16 | 0 | 0 | 0 | 0 | 0 | 7.48 | 0.12502 | 0 | 38.16 | 35.44 | 0.2 | 0 | 2.72 |  | 0 |  | 0
|  |  |  | 18.8 | 37.6 | 0 | 0 | 0 | 0 | 0 | 7.48 | 0.10709 | 2.72 | 37.6 | 37.6 | 0.91885 | 0 | 0 |  | 0 |  | 0
|  |  |  | 19.56 | 39.12 | 0 | 0 | 0 | 0 | 0 | 7.48 | 0.10709 | 0.307 | 39.12 | 39.12 | 1 | 0 | 0 |  | 0 |  | 0
|  |  |  | 16.36 | 32.72 | 0 | 0 | 0 | 0 | 0 | 7.48 | 0.10709 | 0 | 32.72 | 32.72 | 1 | 0 | 0 |  | 0 |  | 0
|  |  |  | 14.28 | 28.56 | 0 | 0 | 0 | 0 | 0 | 7.48 | 0.10709 | 0 | 28.56 | 28.56 | 1 | 0 | 0 |  | 0 |  | 0
|  |  |  | 14.12 | 28.24 | 0 | 0 | 0 | 0 | 0 | 7.48 | 0.10709 | 0 | 28.24 | 28.24 | 1 | 0 | 0 |  | 0 |  | 0
|  |  |  | 16.24 | 32.48 | 0 | 0 | 0 | 0 | 0 | 7.48 | 0.10709 | 0 | 32.48 | 32.48 | 1 | 0 | 0 |  | 0 |  | 0
|  |  |  | 19.24 | 38.48 | 0 | 0 | 0 | 0 | 0 | 7.48 | 0.10709 | 0 | 38.48 | 38.48 | 1 | 0 | 0 |  | 0 |  | 0
|  |  |  | 18.68 | 37.36 | 0 | 0 | 0 | 0 | 0 | 7.48 | 0.10709 | 0 | 37.36 | 37.36 | 1 | 0 | 0 |  | 0 |  | 0
|  |  |  | 16.76 | 33.52 | 0 | 0 | 0 | 0 | 0 | 7.48 | 0.10709 | 0 | 33.52 | 33.52 | 1 | 0 | 0 |  | 0 |  | 0
|  |  |  | 21.04 | 42.08 | 0 | 0 | 0 | 0 | 0 | 7.48 | 0.10709 | 0 | 42.08 | 42.08 | 1 | 0 | 0 |  | 0 |  | 0
|  |  |  | 29.76 | 59.52 | 0 | 0 | 0 | 0 | 0 | 7.48 | 0.10709 | 0 | 59.52 | 59.52 | 1 | 0 | 0 |  | 0 |  | 0
|  |  |  | 29.12 | 58.24 | 0 | 0 | 0 | 0 | 0 | 7.48 | 0.10709 | 0 | 58.24 | 58.24 | 1 | 0 | 0 |  | 0 |  | 0
|  |  |  | 30.8 | 61.6 | 0 | 0 | 0 | 0 | 0 | 7.48 | 0.10709 | 0 | 61.6 | 61.6 | 1 | 0 | 0 |  | 0 |  | 0
|  |  |  | 30.92 | 61.84 | 0 | 0 | 0 | 0 | 0 | 7.48 | 0.10709 | 0 | 61.84 | 61.84 | 1 | 0 | 0 |  | 0 |  | 0
|  |  |  | 31.16 | 62.32 | 0 | 0 | 0 | 0 | 0 | 7.48 | 0.12502 | 0 | 62.32 | 62.32 | 1 | 0 | 0 |  | 0 |  | 0
|  |  |  | 35.6 | 71.2 | 0 | 0 | 0 | 0 | 0 | 7.48 | 0.12502 | 0 | 71.2 | 71.2 | 1 | 0 | 0 |  | 0 |  | 0
|  |  |  | 34.72 | 69.44 | 0 | 0 | 0 | 0 | 0 | 7.48 | 0.12502 | 0 | 69.44 | 69.44 | 1 | 0 | 0 |  | 0 |  | 0
|  |  |  | 29.48 | 58.96 | 0 | 0 | 0 | 0 | 0 | 12.23 | 0.12502 | 0 | 58.96 | 58.96 | 1 | 0 | 0 |  | 0 |  | 0
|  |  |  | 28.4 | 56.8 | 0 | 0 | 0 | 0 | 0 | 12.23 | 0.12502 | 0 | 56.8 | 56.8 | 1 | 0 | 0 |  | 0 |  | 0
|  |  |  | 25.56 | 51.12 | 0 | 0 | 0 | 0 | 0 | 12.23 | 0.12502 | 0 | 51.12 | 51.12 | 1 | 0 | 0 |  | 0 |  | 0
|  |  |  | 25.88 | 51.76 | 0 | 0 | 0 | 0 | 0 | 12.23 | 0.12502 | 0 | 51.76 | 51.76 | 1 | 0 | 0 |  | 0 |  | 0
|  |  |  | 28.12 | 56.24 | 0 | 0 | 0 | 0 | 0 | 7.48 | 0.12502 | 0 | 56.24 | 56.24 | 1 | 0 | 0 |  | 0 |  | 0
|  |  |  | 29.64 | 59.28 | 0 | 0 | 0 | 0 | 0 | 7.48 | 0.12502 | 0 | 59.28 | 59.28 | 1 | 0 | 0 |  | 0 |  | 0
|  |  |  | 29.48 | 58.96 | 0 | 0 | 0 | 0 | 0 | 7.48 | 0.12502 | 0 | 58.96 | 56.24 | 0.2 | 0 | 2.72 |  | 0 |  | 0
|  |  |  | 29.2 | 58.4 | 0 | 0 | 0 | 0 | 0 | 7.48 | 0.10709 | 2.72 | 58.4 | 58.4 | 0.91885 | 0 | 0 |  | 0 |  | 0
|  |  |  | 25.8 | 51.6 | 0 | 0 | 0 | 0 | 0 | 7.48 | 0.10709 | 0.307 | 51.6 | 51.6 | 1 | 0 | 0 |  | 0 |  | 0
|  |  |  | 16.16 | 32.32 | 0 | 0 | 0 | 0 | 0 | 7.48 | 0.10709 | 0 | 32.32 | 32.32 | 1 | 0 | 0 |  | 0 |  | 0
|  |  |  | 13.96 | 27.92 | 0 | 0 | 0 | 0 | 0 | 7.48 | 0.10709 | 0 | 27.92 | 27.92 | 1 | 0 | 0 |  | 0 |  | 0
|  |  |  | 13.84 | 27.68 | 0 | 0 | 0 | 0 | 0 | 7.48 | 0.10709 | 0 | 27.68 | 27.68 | 1 | 0 | 0 |  | 0 |  | 0
|  |  |  | 12.8 | 25.6 | 0 | 0 | 0 | 0 | 0 | 7.48 | 0.10709 | 0 | 25.6 | 25.6 | 1 | 0 | 0 |  | 0 |  | 0
|  |  |  | 11.8 | 23.6 | 0 | 0 | 0 | 0 | 0 | 7.48 | 0.10709 | 0 | 23.6 | 23.6 | 1 | 0 | 0 |  | 0 |  | 0
|  |  |  | 12.24 | 24.48 | 0 | 0 | 0 | 0 | 0 | 7.48 | 0.10709 | 0 | 24.48 | 24.48 | 1 | 0 | 0 |  | 0 |  | 0
|  |  |  | 16.16 | 32.32 | 0 | 0 | 0 | 0 | 0 | 7.48 | 0.10709 | 0 | 32.32 | 32.32 | 1 | 0 | 0 |  | 0 |  | 0
|  |  |  | 18.2 | 36.4 | 0 | 0 | 0 | 0 | 0 | 7.48 | 0.10709 | 0 | 36.4 | 36.4 | 1 | 0 | 0 |  | 0 |  | 0
|  |  |  | 29.08 | 58.16 | 0 | 0 | 0 | 0 | 0 | 7.48 | 0.10709 | 0 | 58.16 | 58.16 | 1 | 0 | 0 |  | 0 |  | 0
|  |  |  | 29.04 | 58.08 | 0 | 0 | 0 | 0 | 0 | 7.48 | 0.10709 | 0 | 58.08 | 58.08 | 1 | 0 | 0 |  | 0 |  | 0
|  |  |  | 30.96 | 61.92 | 0 | 0 | 0 | 0 | 0 | 7.48 | 0.10709 | 0 | 61.92 | 61.92 | 1 | 0 | 0 |  | 0 |  | 0
|  |  |  | 26.6 | 53.2 | 0 | 0 | 0 | 0 | 0 | 7.48 | 0.10709 | 0 | 53.2 | 53.2 | 1 | 0 | 0 |  | 0 |  | 0
|  |  |  | 26.52 | 53.04 | 0 | 0 | 0 | 0 | 0 | 7.48 | 0.10709 | 0 | 53.04 | 53.04 | 1 | 0 | 0 |  | 0 |  | 0
|  |  |  | 29.68 | 59.36 | 0 | 0 | 0 | 0 | 0 | 7.48 | 0.10709 | 0 | 59.36 | 59.36 | 1 | 0 | 0 |  | 0 |  | 0
|  |  |  | 28.6 | 57.2 | 0 | 0 | 0 | 0 | 0 | 7.48 | 0.10709 | 0 | 57.2 | 57.2 | 1 | 0 | 0 |  | 0 |  | 0
|  |  |  | 26.88 | 53.76 | 0 | 0 | 0 | 0 | 0 | 7.48 | 0.10709 | 0 | 53.76 | 53.76 | 1 | 0 | 0 |  | 0 |  | 0
|  |  |  | 26.08 | 52.16 | 0 | 0 | 0 | 0 | 0 | 7.48 | 0.10709 | 0 | 52.16 | 52.16 | 1 | 0 | 0 |  | 0 |  | 0
|  |  |  | 24.24 | 48.48 | 0 | 0 | 0 | 0 | 0 | 7.48 | 0.10709 | 0 | 48.48 | 48.48 | 1 | 0 | 0 |  | 0 |  | 0
|  |  |  | 24.56 | 49.12 | 0 | 0 | 0 | 0 | 0 | 7.48 | 0.10709 | 0 | 49.12 | 49.12 | 1 | 0 | 0 |  | 0 |  | 0
|  |  |  | 25.76 | 51.52 | 0 | 0 | 0 | 0 | 0 | 7.48 | 0.10709 | 0 | 51.52 | 51.52 | 1 | 0 | 0 |  | 0 |  | 0
|  |  |  | 26.3 | 52.6 | 0 | 0 | 0 | 0 | 0 | 7.48 | 0.10709 | 0 | 52.6 | 52.6 | 1 | 0 | 0 |  | 0 |  | 0
|  |  |  | 25.88 | 51.76 | 0 | 0 | 0 | 0 | 0 | 7.48 | 0.10709 | 0 | 51.76 | 51.76 | 1 | 0 | 0 |  | 0 |  | 0
|  |  |  | 23.44 | 46.88 | 0 | 0 | 0 | 0 | 0 | 7.48 | 0.10709 | 0 | 46.88 | 46.88 | 1 | 0 | 0 |  | 0 |  | 0
|  |  |  | 21.08 | 42.16 | 0 | 0 | 0 | 0 | 0 | 7.48 | 0.10709 | 0 | 42.16 | 42.16 | 1 | 0 | 0 |  | 0 |  | 0
|  |  |  | 15.88 | 31.76 | 0 | 0 | 0 | 0 | 0 | 7.48 | 0.10709 | 0 | 31.76 | 31.76 | 1 | 0 | 0 |  | 0 |  | 0
|  |  |  | 14.48 | 28.96 | 0 | 0 | 0 | 0 | 0 | 7.48 | 0.10709 | 0 | 28.96 | 28.96 | 1 | 0 | 0 |  | 0 |  | 0
|  |  |  | 13.56 | 27.12 | 0 | 0 | 0 | 0 | 0 | 7.48 | 0.10709 | 0 | 27.12 | 27.12 | 1 | 0 | 0 |  | 0 |  | 0
|  |  |  | 13.64 | 27.28 | 0 | 0 | 0 | 0 | 0 | 7.48 | 0.10709 | 0 | 27.28 | 27.28 | 1 | 0 | 0 |  | 0 |  | 0
|  |  |  | 13.4 | 26.8 | 0 | 0 | 0 | 0 | 0 | 7.48 | 0.10709 | 0 | 26.8 | 26.8 | 1 | 0 | 0 |  | 0 |  | 0
|  |  |  | 14 | 28 | 0 | 0 | 0 | 0 | 0 | 7.48 | 0.10709 | 0 | 28 | 28 | 1 | 0 | 0 |  | 0 |  | 0
|  |  |  | 14.76 | 29.52 | 0 | 0 | 0 | 0 | 0 | 7.48 | 0.10709 | 0 | 29.52 | 29.52 | 1 | 0 | 0 |  | 0 |  | 0
|  |  |  | 14.96 | 29.92 | 0 | 0 | 0 | 0 | 0 | 7.48 | 0.10709 | 0 | 29.92 | 29.92 | 1 | 0 | 0 |  | 0 |  | 0
|  |  |  | 26.12 | 52.24 | 0 | 0 | 0 | 0 | 0 | 7.48 | 0.10709 | 0 | 52.24 | 52.24 | 1 | 0 | 0 |  | 0 |  | 0
|  |  |  | 25.76 | 51.52 | 0 | 0 | 0 | 0 | 0 | 7.48 | 0.10709 | 0 | 51.52 | 51.52 | 1 | 0 | 0 |  | 0 |  | 0
|  |  |  | 26.04 | 52.08 | 0 | 0 | 0 | 0 | 0 | 7.48 | 0.10709 | 0 | 52.08 | 52.08 | 1 | 0 | 0 |  | 0 |  | 0
|  |  |  | 27.44 | 54.88 | 0 | 0 | 0 | 0 | 0 | 7.48 | 0.10709 | 0 | 54.88 | 54.88 | 1 | 0 | 0 |  | 0 |  | 0
|  |  |  | 29.84 | 59.68 | 0 | 0 | 0 | 0 | 0 | 7.48 | 0.10709 | 0 | 59.68 | 59.68 | 1 | 0 | 0 |  | 0 |  | 0
|  |  |  | 28.44 | 56.88 | 0 | 0 | 0 | 0 | 0 | 7.48 | 0.10709 | 0 | 56.88 | 56.88 | 1 | 0 | 0 |  | 0 |  | 0
|  |  |  | 27.36 | 54.72 | 0 | 0 | 0 | 0 | 0 | 7.48 | 0.10709 | 0 | 54.72 | 54.72 | 1 | 0 | 0 |  | 0 |  | 0
|  |  |  | 24.8 | 49.6 | 0 | 0 | 0 | 0 | 0 | 7.48 | 0.10709 | 0 | 49.6 | 49.6 | 1 | 0 | 0 |  | 0 |  | 0
|  |  |  | 25.16 | 50.32 | 0 | 0 | 0 | 0 | 0 | 7.48 | 0.10709 | 0 | 50.32 | 50.32 | 1 | 0 | 0 |  | 0 |  | 0
|  |  |  | 25.32 | 50.64 | 0 | 0 | 0 | 0 | 0 | 7.48 | 0.10709 | 0 | 50.64 | 50.64 | 1 | 0 | 0 |  | 0 |  | 0
|  |  |  | 26.84 | 53.68 | 0 | 0 | 0 | 0 | 0 | 7.48 | 0.10709 | 0 | 53.68 | 53.68 | 1 | 0 | 0 |  | 0 |  | 0
|  |  |  | 26.24 | 52.48 | 0 | 0 | 0 | 0 | 0 | 7.48 | 0.10709 | 0 | 52.48 | 52.48 | 1 | 0 | 0 |  | 0 |  | 0
|  |  |  | 26.4 | 52.8 | 0 | 0 | 0 | 0 | 0 | 7.48 | 0.10709 | 0 | 52.8 | 52.8 | 1 | 0 | 0 |  | 0 |  | 0
|  |  |  | 26.92 | 53.84 | 0 | 0 | 0 | 0 | 0 | 7.48 | 0.10709 | 0 | 53.84 | 53.84 | 1 | 0 | 0 |  | 0 |  | 0
|  |  |  | 26.2 | 52.4 | 0 | 0 | 0 | 0 | 0 | 7.48 | 0.10709 | 0 | 52.4 | 52.4 | 1 | 0 | 0 |  | 0 |  | 0
|  |  |  | 22.68 | 45.36 | 0 | 0 | 0 | 0 | 0 | 7.48 | 0.10709 | 0 | 45.36 | 45.36 | 1 | 0 | 0 |  | 0 |  | 0
|  |  |  | 21.28 | 42.56 | 0 | 0 | 0 | 0 | 0 | 7.48 | 0.10709 | 0 | 42.56 | 42.56 | 1 | 0 | 0 |  | 0 |  | 0
|  |  |  | 19.32 | 38.64 | 0 | 0 | 0 | 0 | 0 | 7.48 | 0.10709 | 0 | 38.64 | 38.64 | 1 | 0 | 0 |  | 0 |  | 0
|  |  |  | 18.52 | 37.04 | 0 | 0 | 0 | 0 | 0 | 7.48 | 0.10709 | 0 | 37.04 | 37.04 | 1 | 0 | 0 |  | 0 |  | 0
|  |  |  | 17.28 | 34.56 | 0 | 0 | 0 | 0 | 0 | 7.48 | 0.10709 | 0 | 34.56 | 34.56 | 1 | 0 | 0 |  | 0 |  | 0
|  |  |  | 17.64 | 35.28 | 0 | 0 | 0 | 0 | 0 | 7.48 | 0.10709 | 0 | 35.28 | 35.28 | 1 | 0 | 0 |  | 0 |  | 0
|  |  |  | 15.92 | 31.84 | 0 | 0 | 0 | 0 | 0 | 7.48 | 0.10709 | 0 | 31.84 | 31.84 | 1 | 0 | 0 |  | 0 |  | 0
|  |  |  | 14.4 | 28.8 | 0 | 0 | 0 | 0 | 0 | 7.48 | 0.10709 | 0 | 28.8 | 28.8 | 1 | 0 | 0 |  | 0 |  | 0
|  |  |  | 15 | 30 | 0 | 0 | 0 | 0 | 0 | 7.48 | 0.10709 | 0 | 30 | 30 | 1 | 0 | 0 |  | 0 |  | 0
|  |  |  | 25.56 | 51.12 | 0 | 0 | 0 | 0 | 0 | 7.48 | 0.10709 | 0 | 51.12 | 51.12 | 1 | 0 | 0 |  | 0 |  | 0
|  |  |  | 25.28 | 50.56 | 0 | 0 | 0 | 0 | 0 | 7.48 | 0.10709 | 0 | 50.56 | 50.56 | 1 | 0 | 0 |  | 0 |  | 0
|  |  |  | 27.72 | 55.44 | 0 | 0 | 0 | 0 | 0 | 7.48 | 0.10709 | 0 | 55.44 | 55.44 | 1 | 0 | 0 |  | 0 |  | 0
|  |  |  | 31.16 | 62.32 | 0 | 0 | 0 | 0 | 0 | 7.48 | 0.10709 | 0 | 62.32 | 62.32 | 1 | 0 | 0 |  | 0 |  | 0
|  |  |  | 31.72 | 63.44 | 0 | 0 | 0 | 0 | 0 | 7.48 | 0.12502 | 0 | 63.44 | 63.44 | 1 | 0 | 0 |  | 0 |  | 0
|  |  |  | 30.96 | 61.92 | 0 | 0 | 0 | 0 | 0 | 7.48 | 0.12502 | 0 | 61.92 | 61.92 | 1 | 0 | 0 |  | 0 |  | 0
|  |  |  | 27.52 | 55.04 | 0 | 0 | 0 | 0 | 0 | 7.48 | 0.12502 | 0 | 55.04 | 55.04 | 1 | 0 | 0 |  | 0 |  | 0
|  |  |  | 25.76 | 51.52 | 0 | 0 | 0 | 0 | 0 | 12.23 | 0.12502 | 0 | 51.52 | 51.52 | 1 | 0 | 0 |  | 0 |  | 0
|  |  |  | 25.64 | 51.28 | 0 | 0 | 0 | 0 | 0 | 12.23 | 0.12502 | 0 | 51.28 | 51.28 | 1 | 0 | 0 |  | 0 |  | 0
|  |  |  | 25.04 | 50.08 | 0 | 0 | 0 | 0 | 0 | 12.23 | 0.12502 | 0 | 50.08 | 50.08 | 1 | 0 | 0 |  | 0 |  | 0
|  |  |  | 26.12 | 52.24 | 0 | 0 | 0 | 0 | 0 | 12.23 | 0.12502 | 0 | 52.24 | 52.24 | 1 | 0 | 0 |  | 0 |  | 0
|  |  |  | 26.32 | 52.64 | 0 | 0 | 0 | 0 | 0 | 7.48 | 0.12502 | 0 | 52.64 | 52.64 | 1 | 0 | 0 |  | 0 |  | 0
|  |  |  | 27.64 | 55.28 | 0 | 0 | 0 | 0 | 0 | 7.48 | 0.12502 | 0 | 55.28 | 55.28 | 1 | 0 | 0 |  | 0 |  | 0
|  |  |  | 27.48 | 54.96 | 0 | 0 | 0 | 0 | 0 | 7.48 | 0.12502 | 0 | 54.96 | 52.24 | 0.2 | 0 | 2.72 |  | 0 |  | 0
|  |  |  | 26.96 | 53.92 | 0 | 0 | 0 | 0 | 0 | 7.48 | 0.10709 | 2.72 | 53.92 | 53.92 | 0.91885 | 0 | 0 |  | 0 |  | 0
|  |  |  | 23.92 | 47.84 | 0 | 0 | 0 | 0 | 0 | 7.48 | 0.10709 | 0.307 | 47.84 | 47.84 | 1 | 0 | 0 |  | 0 |  | 0
|  |  |  | 18.12 | 36.24 | 0 | 0 | 0 | 0 | 0 | 7.48 | 0.10709 | 0 | 36.24 | 36.24 | 1 | 0 | 0 |  | 0 |  | 0
|  |  |  | 14.56 | 29.12 | 0 | 0 | 0 | 0 | 0 | 7.48 | 0.10709 | 0 | 29.12 | 29.12 | 1 | 0 | 0 |  | 0 |  | 0
|  |  |  | 14.24 | 28.48 | 0 | 0 | 0 | 0 | 0 | 7.48 | 0.10709 | 0 | 28.48 | 28.48 | 1 | 0 | 0 |  | 0 |  | 0
|  |  |  | 13.28 | 26.56 | 0 | 0 | 0 | 0 | 0 | 7.48 | 0.10709 | 0 | 26.56 | 26.56 | 1 | 0 | 0 |  | 0 |  | 0
|  |  |  | 12.48 | 24.96 | 0 | 0 | 0 | 0 | 0 | 7.48 | 0.10709 | 0 | 24.96 | 24.96 | 1 | 0 | 0 |  | 0 |  | 0
|  |  |  | 13.84 | 27.68 | 0 | 0 | 0 | 0 | 0 | 7.48 | 0.10709 | 0 | 27.68 | 27.68 | 1 | 0 | 0 |  | 0 |  | 0
|  |  |  | 16.28 | 32.56 | 0 | 0 | 0 | 0 | 0 | 7.48 | 0.10709 | 0 | 32.56 | 32.56 | 1 | 0 | 0 |  | 0 |  | 0
|  |  |  | 16.84 | 33.68 | 0 | 0 | 0 | 0 | 0 | 7.48 | 0.10709 | 0 | 33.68 | 33.68 | 1 | 0 | 0 |  | 0 |  | 0
|  |  |  | 16.8 | 33.6 | 0 | 0 | 0 | 0 | 0 | 7.48 | 0.10709 | 0 | 33.6 | 33.6 | 1 | 0 | 0 |  | 0 |  | 0
|  |  |  | 16.48 | 32.96 | 0 | 0 | 0 | 0 | 0 | 7.48 | 0.10709 | 0 | 32.96 | 32.96 | 1 | 0 | 0 |  | 0 |  | 0
|  |  |  | 17.48 | 34.96 | 0 | 0 | 0 | 0 | 0 | 7.48 | 0.10709 | 0 | 34.96 | 34.96 | 1 | 0 | 0 |  | 0 |  | 0
|  |  |  | 17.92 | 35.84 | 0 | 0 | 0 | 0 | 0 | 7.48 | 0.10709 | 0 | 35.84 | 35.84 | 1 | 0 | 0 |  | 0 |  | 0
|  |  |  | 20.88 | 41.76 | 0 | 0 | 0 | 0 | 0 | 7.48 | 0.12502 | 0 | 41.76 | 41.76 | 1 | 0 | 0 |  | 0 |  | 0
|  |  |  | 33.6 | 67.2 | 0 | 0 | 0 | 0 | 0 | 7.48 | 0.12502 | 0 | 67.2 | 67.2 | 1 | 0 | 0 |  | 0 |  | 0
|  |  |  | 36.32 | 72.64 | 0 | 0 | 0 | 0 | 0 | 7.48 | 0.12502 | 0 | 72.64 | 72.64 | 1 | 0 | 0 |  | 0 |  | 0
|  |  |  | 33.08 | 66.16 | 0 | 0 | 0 | 0 | 0 | 12.23 | 0.12502 | 0 | 66.16 | 64.001 | 0.36488 | 0 | 2.159 |  | 0 |  | 0
|  |  |  | 31.36 | 62.72 | 0 | 0 | 0 | 0 | 0 | 12.23 | 0.12502 | 0 | 62.72 | 62.72 | 0.36488 | 0 | 0 |  | 0 |  | 0
|  |  |  | 29.8 | 59.6 | 0 | 0 | 0 | 0 | 0 | 12.23 | 0.12502 | 0 | 59.6 | 59.6 | 0.36488 | 0 | 0 |  | 0 |  | 0
|  |  |  | 30.4 | 60.8 | 0 | 0 | 0 | 0 | 0 | 12.23 | 0.12502 | 0 | 60.8 | 60.8 | 0.36488 | 0 | 0 |  | 0 |  | 0
|  |  |  | 30.4 | 60.8 | 0 | 0 | 0 | 0 | 0 | 7.48 | 0.12502 | 0 | 60.8 | 60.8 | 0.36488 | 0 | 0 |  | 0 |  | 0
|  |  |  | 30.56 | 61.12 | 0 | 0 | 0 | 0 | 0 | 7.48 | 0.12502 | 0 | 61.12 | 61.12 | 0.36488 | 0 | 0 |  | 0 |  | 0
|  |  |  | 30.24 | 60.48 | 0 | 0 | 0 | 0 | 0 | 7.48 | 0.12502 | 0 | 60.48 | 59.919 | 0.2 | 0 | 0.561 |  | 0 |  | 0
|  |  |  | 29.16 | 58.32 | 0 | 0 | 0 | 0 | 0 | 7.48 | 0.10709 | 2.72 | 58.32 | 58.32 | 0.91885 | 0 | 0 |  | 0 |  | 0
|  |  |  | 23.4 | 46.8 | 0 | 0 | 0 | 0 | 0 | 7.48 | 0.10709 | 0.307 | 46.8 | 46.8 | 1 | 0 | 0 |  | 0 |  | 0
|  |  |  | 21.52 | 43.04 | 0 | 0 | 0 | 0 | 0 | 7.48 | 0.10709 | 0 | 43.04 | 43.04 | 1 | 0 | 0 |  | 0 |  | 0
|  |  |  | 15.24 | 30.48 | 0 | 0 | 0 | 0 | 0 | 7.48 | 0.10709 | 0 | 30.48 | 30.48 | 1 | 0 | 0 |  | 0 |  | 0
|  |  |  | 14.24 | 28.48 | 0 | 0 | 0 | 0 | 0 | 7.48 | 0.10709 | 0 | 28.48 | 28.48 | 1 | 0 | 0 |  | 0 |  | 0
|  |  |  | 12.92 | 25.84 | 0 | 0 | 0 | 0 | 0 | 7.48 | 0.10709 | 0 | 25.84 | 25.84 | 1 | 0 | 0 |  | 0 |  | 0
|  |  |  | 12.96 | 25.92 | 0 | 0 | 0 | 0 | 0 | 7.48 | 0.10709 | 0 | 25.92 | 25.92 | 1 | 0 | 0 |  | 0 |  | 0
|  |  |  | 13.4 | 26.8 | 0 | 0 | 0 | 0 | 0 | 7.48 | 0.10709 | 0 | 26.8 | 26.8 | 1 | 0 | 0 |  | 0 |  | 0
|  |  |  | 14.52 | 29.04 | 0 | 0 | 0 | 0 | 0 | 7.48 | 0.10709 | 0 | 29.04 | 29.04 | 1 | 0 | 0 |  | 0 |  | 0
|  |  |  | 14.72 | 29.44 | 0 | 0 | 0 | 0 | 0 | 7.48 | 0.10709 | 0 | 29.44 | 29.44 | 1 | 0 | 0 |  | 0 |  | 0
|  |  |  | 16 | 32 | 0 | 0 | 0 | 0 | 0 | 7.48 | 0.10709 | 0 | 32 | 32 | 1 | 0 | 0 |  | 0 |  | 0
|  |  |  | 20.64 | 41.28 | 0 | 0 | 0 | 0 | 0 | 7.48 | 0.10709 | 0 | 41.28 | 41.28 | 1 | 0 | 0 |  | 0 |  | 0
|  |  |  | 20.24 | 40.48 | 0 | 0 | 0 | 0 | 0 | 7.48 | 0.10709 | 0 | 40.48 | 40.48 | 1 | 0 | 0 |  | 0 |  | 0
|  |  |  | 21.88 | 43.76 | 0 | 0 | 0 | 0 | 0 | 7.48 | 0.10709 | 0 | 43.76 | 43.76 | 1 | 0 | 0 |  | 0 |  | 0
|  |  |  | 22.44 | 44.88 | 0 | 0 | 0 | 0 | 0 | 7.48 | 0.12502 | 0 | 44.88 | 44.88 | 1 | 0 | 0 |  | 0 |  | 0
|  |  |  | 22.52 | 45.04 | 0 | 0 | 0 | 0 | 0 | 7.48 | 0.12502 | 0 | 45.04 | 45.04 | 1 | 0 | 0 |  | 0 |  | 0
|  |  |  | 21.4 | 42.8 | 0 | 0 | 0 | 0 | 0 | 7.48 | 0.12502 | 0 | 42.8 | 42.8 | 1 | 0 | 0 |  | 0 |  | 0
|  |  |  | 21.8 | 43.6 | 0 | 0 | 0 | 0 | 0 | 12.23 | 0.12502 | 0 | 43.6 | 43.6 | 1 | 0 | 0 |  | 0 |  | 0
|  |  |  | 21.2 | 42.4 | 0 | 0 | 0 | 0 | 0 | 12.23 | 0.12502 | 0 | 42.4 | 42.4 | 1 | 0 | 0 |  | 0 |  | 0
|  |  |  | 21.24 | 42.48 | 0 | 0 | 0 | 0 | 0 | 12.23 | 0.12502 | 0 | 42.48 | 42.48 | 1 | 0 | 0 |  | 0 |  | 0
|  |  |  | 23.32 | 46.64 | 0 | 0 | 0 | 0 | 0 | 12.23 | 0.12502 | 0 | 46.64 | 46.64 | 1 | 0 | 0 |  | 0 |  | 0
|  |  |  | 24.16 | 48.32 | 0 | 0 | 0 | 0 | 0 | 7.48 | 0.12502 | 0 | 48.32 | 48.32 | 1 | 0 | 0 |  | 0 |  | 0
|  |  |  | 21.76 | 43.52 | 0 | 0 | 0 | 0 | 0 | 7.48 | 0.12502 | 0 | 43.52 | 43.52 | 1 | 0 | 0 |  | 0 |  | 0
|  |  |  | 20.04 | 40.08 | 0 | 0 | 0 | 0 | 0 | 7.48 | 0.12502 | 0 | 40.08 | 37.36 | 0.2 | 0 | 2.72 |  | 0 |  | 0
|  |  |  | 20.4 | 40.8 | 0 | 0 | 0 | 0 | 0 | 7.48 | 0.10709 | 2.72 | 40.8 | 40.8 | 0.91885 | 0 | 0 |  | 0 |  | 0
|  |  |  | 20.32 | 40.64 | 0 | 0 | 0 | 0 | 0 | 7.48 | 0.10709 | 0.307 | 40.64 | 40.64 | 1 | 0 | 0 |  | 0 |  | 0
|  |  |  | 16.8 | 33.6 | 0 | 0 | 0 | 0 | 0 | 7.48 | 0.10709 | 0 | 33.6 | 33.6 | 1 | 0 | 0 |  | 0 |  | 0
|  |  |  | 16.88 | 33.76 | 0 | 0 | 0 | 0 | 0 | 7.48 | 0.10709 | 0 | 33.76 | 33.76 | 1 | 0 | 0 |  | 0 |  | 0
|  |  |  | 16.44 | 32.88 | 0 | 0 | 0 | 0 | 0 | 7.48 | 0.10709 | 0 | 32.88 | 32.88 | 1 | 0 | 0 |  | 0 |  | 0
|  |  |  | 15.68 | 31.36 | 0 | 0 | 0 | 0 | 0 | 7.48 | 0.10709 | 0 | 31.36 | 31.36 | 1 | 0 | 0 |  | 0 |  | 0
|  |  |  | 13.52 | 27.04 | 0 | 0 | 0 | 0 | 0 | 7.48 | 0.10709 | 0 | 27.04 | 27.04 | 1 | 0 | 0 |  | 0 |  | 0
|  |  |  | 12.64 | 25.28 | 0 | 0 | 0 | 0 | 0 | 7.48 | 0.10709 | 0 | 25.28 | 25.28 | 1 | 0 | 0 |  | 0 |  | 0
|  |  |  | 13.6 | 27.2 | 0 | 0 | 0 | 0 | 0 | 7.48 | 0.10709 | 0 | 27.2 | 27.2 | 1 | 0 | 0 |  | 0 |  | 0
|  |  |  | 13.92 | 27.84 | 0 | 0 | 0 | 0 | 0 | 7.48 | 0.10709 | 0 | 27.84 | 27.84 | 1 | 0 | 0 |  | 0 |  | 0
|  |  |  | 14.4 | 28.8 | 0 | 0 | 0 | 0 | 0 | 7.48 | 0.10709 | 0 | 28.8 | 28.8 | 1 | 0 | 0 |  | 0 |  | 0
|  |  |  | 13.64 | 27.28 | 0 | 0 | 0 | 0 | 0 | 7.48 | 0.10709 | 0 | 27.28 | 27.28 | 1 | 0 | 0 |  | 0 |  | 0
|  |  |  | 20.48 | 40.96 | 0 | 0 | 0 | 0 | 0 | 7.48 | 0.10709 | 0 | 40.96 | 40.96 | 1 | 0 | 0 |  | 0 |  | 0
|  |  |  | 21.32 | 42.64 | 0 | 0 | 0 | 0 | 0 | 7.48 | 0.10709 | 0 | 42.64 | 42.64 | 1 | 0 | 0 |  | 0 |  | 0
|  |  |  | 21.44 | 42.88 | 0 | 0 | 0 | 0 | 0 | 7.48 | 0.12502 | 0 | 42.88 | 42.88 | 1 | 0 | 0 |  | 0 |  | 0
|  |  |  | 22.28 | 44.56 | 0 | 0 | 0 | 0 | 0 | 7.48 | 0.12502 | 0 | 44.56 | 44.56 | 1 | 0 | 0 |  | 0 |  | 0
|  |  |  | 22.28 | 44.56 | 0 | 0 | 0 | 0 | 0 | 7.48 | 0.12502 | 0 | 44.56 | 44.56 | 1 | 0 | 0 |  | 0 |  | 0
|  |  |  | 22.92 | 45.84 | 0 | 0 | 0 | 0 | 0 | 12.23 | 0.12502 | 0 | 45.84 | 45.84 | 1 | 0 | 0 |  | 0 |  | 0
|  |  |  | 21.44 | 42.88 | 0 | 0 | 0 | 0 | 0 | 12.23 | 0.12502 | 0 | 42.88 | 42.88 | 1 | 0 | 0 |  | 0 |  | 0
|  |  |  | 21.16 | 42.32 | 0 | 0 | 0 | 0 | 0 | 12.23 | 0.12502 | 0 | 42.32 | 42.32 | 1 | 0 | 0 |  | 0 |  | 0
|  |  |  | 22.48 | 44.96 | 0 | 0 | 0 | 0 | 0 | 12.23 | 0.12502 | 0 | 44.96 | 44.96 | 1 | 0 | 0 |  | 0 |  | 0
|  |  |  | 22.92 | 45.84 | 0 | 0 | 0 | 0 | 0 | 7.48 | 0.12502 | 0 | 45.84 | 45.84 | 1 | 0 | 0 |  | 0 |  | 0
|  |  |  | 21.84 | 43.68 | 0 | 0 | 0 | 0 | 0 | 7.48 | 0.12502 | 0 | 43.68 | 43.68 | 1 | 0 | 0 |  | 0 |  | 0
|  |  |  | 16.32 | 32.64 | 0 | 0 | 0 | 0 | 0 | 7.48 | 0.12502 | 0 | 32.64 | 29.92 | 0.2 | 0 | 2.72 |  | 0 |  | 0
|  |  |  | 16.56 | 33.12 | 0 | 0 | 0 | 0 | 0 | 7.48 | 0.10709 | 0 | 33.12 | 33.12 | 0.2 | 0 | 0 |  | 0 |  | 0
|  |  |  | 16.68 | 33.36 | 0 | 0 | 0 | 0 | 0 | 7.48 | 0.10709 | 0 | 33.36 | 33.36 | 0.2 | 0 | 0 |  | 0 |  | 0
|  |  |  | 18.44 | 36.88 | 0 | 0 | 0 | 0 | 0 | 7.48 | 0.10709 | 0 | 36.88 | 36.88 | 0.2 | 0 | 0 |  | 0 |  | 0
|  |  |  | 18.4 | 36.8 | 0 | 0 | 0 | 0 | 0 | 7.48 | 0.10709 | 0 | 36.8 | 36.8 | 0.2 | 0 | 0 |  | 0 |  | 0

## site3-With-PV_time_series
Financial¦offtaker_annual_free_cashflow_series_bau_us_dollars | Financial¦offtaker_annual_free_cashflow_series_us_dollars | Financial¦offtaker_discounted_annual_free_cashflow_series_bau_us_dollars | Financial¦offtaker_discounted_annual_free_cashflow_series_us_dollars | LoadProfile¦critical_load_series_kw | LoadProfile¦year_one_electric_load_series_kw | LoadProfileBoilerFuel¦year_one_boiler_fuel_load_series_mmbtu_per_hr | LoadProfileBoilerFuel¦year_one_boiler_thermal_load_series_mmbtu_per_hr | LoadProfileChillerThermal¦year_one_chiller_electric_load_series_kw | LoadProfileChillerThermal¦year_one_chiller_electric_load_series_kw_bau | LoadProfileChillerThermal¦year_one_chiller_thermal_load_series_ton | ElectricTariff¦year_one_demand_cost_series_us_dollars_per_kw | ElectricTariff¦year_one_energy_cost_series_us_dollars_per_kwh | ElectricTariff¦year_one_to_battery_series_kw | ElectricTariff¦year_one_to_load_series_bau_kw | ElectricTariff¦year_one_to_load_series_kw | PV¦year_one_curtailed_production_series_kw | PV¦year_one_power_production_series_kw | PV¦year_one_to_battery_series_kw | PV¦year_one_to_grid_series_kw | PV¦year_one_to_load_series_kw | Storage¦year_one_soc_series_pct | Storage¦year_one_to_grid_series_kw | Storage¦year_one_to_load_series_kw | ColdTES¦year_one_cold_tes_soc_series_pct | ColdTES¦year_one_thermal_from_cold_tes_series_ton | HotTES¦year_one_hot_tes_soc_series_pct | HotTES¦year_one_thermal_from_hot_tes_series_mmbtu_per_hr
0 | -220900.22 | 0 | -220900.22 | 19.52 | 39.04 | 0 | 0 | 0 | 0 | 0 | 7.48 | 0.10709 | 0 | 39.04 | 39.04 | 0 | 0 | 0 | 0 | 0 | 0.5 | 0 | 0 |  | 0 |  | 0
-52916.92 | 67937.37 | -48861.43 | 62730.72 | 18.08 | 36.16 | 0 | 0 | 0 | 0 | 0 | 7.48 | 0.10709 | 0 | 36.16 | 36.16 | 0 | 0 | 0 | 0 | 0 | 0.5 | 0 | 0 |  | 0 |  | 0
-54134.01 | -36898.37 | -46154.42 | -31459.39 | 18.4 | 36.8 | 0 | 0 | 0 | 0 | 0 | 7.48 | 0.10709 | 0 | 36.8 | 36.8 | 0 | 0 | 0 | 0 | 0 | 0.5 | 0 | 0 |  | 0 |  | 0
-55379.1 | -37750.23 | -43597.39 | -29719 | 19.2 | 38.4 | 0 | 0 | 0 | 0 | 0 | 7.48 | 0.10709 | 0 | 38.4 | 38.4 | 0 | 0 | 0 | 0 | 0 | 0.5 | 0 | 0 |  | 0 |  | 0
-56652.82 | -38621.77 | -41182.02 | -28074.91 | 25.12 | 50.24 | 0 | 0 | 0 | 0 | 0 | 7.48 | 0.10709 | 0 | 50.24 | 50.24 | 0 | 0 | 0 | 0 | 0 | 0.5 | 0 | 0 |  | 0 |  | 0
-57955.83 | -39513.43 | -38900.47 | -26521.77 | 27.04 | 54.08 | 0 | 0 | 0 | 0 | 0 | 7.48 | 0.10709 | 0 | 54.08 | 54.08 | 0 | 0 | 0 | 0 | 0 | 0.5 | 0 | 0 |  | 0 |  | 0
-59288.81 | -40425.69 | -36745.32 | -25054.56 | 22.56 | 45.12 | 0 | 0 | 0 | 0 | 0 | 7.48 | 0.10709 | 0 | 45.12 | 45.12 | 0 | 0 | 0 | 0 | 0 | 0.5 | 0 | 0 |  | 0 |  | 0
-60652.46 | -41359.02 | -34709.57 | -23668.52 | 20.48 | 40.96 | 0 | 0 | 0 | 0 | 0 | 7.48 | 0.10709 | 0 | 40.96 | 31.867 | 0 | 9.093 | 0 | 0 | 9.093 | 0.5 | 0 | 0 |  | 0 |  | 0
-62047.46 | -42313.89 | -32786.6 | -22359.15 | 20 | 40 | 0 | 0 | 0 | 0 | 0 | 7.48 | 0.10709 | 0 | 40 | 3.001 | 0 | 31.583 | 0 | 0 | 31.583 | 0.2 | 0 | 5.416 |  | 0 |  | 0
-63474.55 | -43290.83 | -30970.17 | -21122.23 | 19.84 | 39.68 | 0 | 0 | 0 | 0 | 0 | 7.48 | 0.10709 | 0 | 39.68 | 0 | 3.216 | 48.045 | 8.365 | 0 | 39.68 | 0.61636 | 0 | 0 |  | 0 |  | 0
-64934.47 | -49646.64 | -29254.37 | -22366.87 | 19.84 | 39.68 | 0 | 0 | 0 | 0 | 0 | 7.48 | 0.12502 | 0 | 39.68 | 0 | 15.185 | 47.387 | 7.707 | 0 | 39.68 | 1 | 0 | 0 |  | 0 |  | 0
-66427.96 | -45312.9 | -27633.63 | -18849.89 | 19.84 | 39.68 | 0 | 0 | 0 | 0 | 0 | 7.48 | 0.12502 | 0 | 39.68 | 0 | 26.359 | 39.68 | 0 | 0 | 39.68 | 1 | 0 | 0 |  | 0 |  | 0
-67955.81 | -46359.09 | -26102.68 | -17807.11 | 19.52 | 39.04 | 0 | 0 | 0 | 0 | 0 | 7.48 | 0.12502 | 0 | 39.04 | 0 | 26.405 | 39.04 | 0 | 0 | 39.04 | 1 | 0 | 0 |  | 0 |  | 0
-69518.79 | -47429.45 | -24656.55 | -16822.02 | 19.36 | 38.72 | 0 | 0 | 0 | 0 | 0 | 12.23 | 0.12502 | 0 | 38.72 | 0 | 19.693 | 38.72 | 0 | 0 | 38.72 | 1 | 0 | 0 |  | 0 |  | 0
-71117.72 | -48524.53 | -23290.53 | -15891.43 | 20.16 | 40.32 | 0 | 0 | 0 | 0 | 0 | 12.23 | 0.12502 | 0 | 40.32 | 0 | 5.581 | 40.32 | 0 | 0 | 40.32 | 1 | 0 | 0 |  | 0 |  | 0
-72753.43 | -49644.9 | -22000.2 | -15012.32 | 19.84 | 39.68 | 0 | 0 | 0 | 0 | 0 | 12.23 | 0.12502 | 0 | 39.68 | 12.498 | 0 | 27.182 | 0 | 0 | 27.182 | 1 | 0 | 0 |  | 0 |  | 0
-74426.76 | -50791.14 | -20781.35 | -14181.84 | 20.48 | 40.96 | 0 | 0 | 0 | 0 | 0 | 12.23 | 0.12502 | 0 | 40.96 | 34.401 | 0 | 6.559 | 0 | 0 | 6.559 | 1 | 0 | 0 |  | 0 |  | 0
-76138.57 | -51963.86 | -19630.03 | -13397.31 | 20.8 | 41.6 | 0 | 0 | 0 | 0 | 0 | 7.48 | 0.12502 | 0 | 41.6 | 41.6 | 0 | 0 | 0 | 0 | 0 | 1 | 0 | 0 |  | 0 |  | 0
-77889.76 | -53163.67 | -18542.49 | -12656.18 | 20.8 | 41.6 | 0 | 0 | 0 | 0 | 0 | 7.48 | 0.12502 | 0 | 41.6 | 35.523 | 0 | 0 | 0 | 0 | 0 | 0.66337 | 0 | 6.077 |  | 0 |  | 0
-79681.22 | -54391.18 | -17515.21 | -11956.05 | 20.8 | 41.6 | 0 | 0 | 0 | 0 | 0 | 7.48 | 0.12502 | 0 | 41.6 | 33.235 | 0 | 0 | 0 | 0 | 0 | 0.2 | 0 | 8.365 |  | 0 |  | 0
-81513.89 | -55647.05 | -16544.84 | -11294.66 | 20.96 | 41.92 | 0 | 0 | 0 | 0 | 0 | 7.48 | 0.10709 | 1.76 | 41.92 | 41.92 | 0 | 0 | 0 | 0 | 0 | 0.28759 | 0 | 0 |  | 0 |  | 0
-83388.71 | -56931.93 | -15628.23 | -10669.85 | 21.28 | 42.56 | 0 | 0 | 0 | 0 | 0 | 7.48 | 0.10709 | 0 | 42.56 | 42.56 | 0 | 0 | 0 | 0 | 0 | 0.28759 | 0 | 0 |  | 0 |  | 0
-85306.65 | -58246.48 | -14762.4 | -10079.61 | 16.8 | 33.6 | 0 | 0 | 0 | 0 | 0 | 7.48 | 0.10709 | 0 | 33.6 | 33.6 | 0 | 0 | 0 | 0 | 0 | 0.28759 | 0 | 0 |  | 0 |  | 0
-87268.71 | -59591.39 | -13944.53 | -9522.02 | 14.08 | 28.16 | 0 | 0 | 0 | 0 | 0 | 7.48 | 0.10709 | 0 | 28.16 | 28.16 | 0 | 0 | 0 | 0 | 0 | 0.28759 | 0 | 0 |  | 0 |  | 0
-89275.89 | -60967.37 | -13171.98 | -8995.28 | 14.08 | 28.16 | 0 | 0 | 0 | 0 | 0 | 7.48 | 0.10709 | 0 | 28.16 | 28.16 | 0 | 0 | 0 | 0 | 0 | 0.28759 | 0 | 0 |  | 0 |  | 0
-91329.23 | -62375.13 | -12442.23 | -8497.67 | 15.5733 | 31.1467 | 0 | 0 | 0 | 0 | 0 | 7.48 | 0.10709 | 0 | 31.147 | 31.147 | 0 | 0 | 0 | 0 | 0 | 0.28759 | 0 | 0 |  | 0 |  | 0
|  |  |  | 14.4 | 28.8 | 0 | 0 | 0 | 0 | 0 | 7.48 | 0.10709 | 0 | 28.8 | 28.8 | 0 | 0 | 0 | 0 | 0 | 0.28759 | 0 | 0 |  | 0 |  | 0
|  |  |  | 13.7067 | 27.4133 | 0 | 0 | 0 | 0 | 0 | 7.48 | 0.10709 | 0 | 27.413 | 27.413 | 0 | 0 | 0 | 0 | 0 | 0.28759 | 0 | 0 |  | 0 |  | 0
|  |  |  | 18.1867 | 36.3733 | 0 | 0 | 0 | 0 | 0 | 7.48 | 0.10709 | 0 | 36.373 | 36.373 | 0 | 0 | 0 | 0 | 0 | 0.28759 | 0 | 0 |  | 0 |  | 0
|  |  |  | 22.0267 | 44.0533 | 0 | 0 | 0 | 0 | 0 | 7.48 | 0.10709 | 0 | 44.053 | 44.053 | 0 | 0 | 0 | 0 | 0 | 0.28759 | 0 | 0 |  | 0 |  | 0
|  |  |  | 22.24 | 44.48 | 0 | 0 | 0 | 0 | 0 | 7.48 | 0.10709 | 0 | 44.48 | 44.48 | 0 | 0 | 0 | 0 | 0 | 0.28759 | 0 | 0 |  | 0 |  | 0
|  |  |  | 19.84 | 39.68 | 0 | 0 | 0 | 0 | 0 | 7.48 | 0.10709 | 0 | 39.68 | 31.363 | 0 | 8.317 | 0 | 0 | 8.317 | 0.28759 | 0 | 0 |  | 0 |  | 0
|  |  |  | 18.9333 | 37.8667 | 0 | 0 | 0 | 0 | 0 | 7.48 | 0.10709 | 0 | 37.867 | 7.739 | 0 | 30.128 | 0 | 0 | 30.128 | 0.28759 | 0 | 0 |  | 0 |  | 0
|  |  |  | 21.7067 | 43.4133 | 0 | 0 | 0 | 0 | 0 | 7.48 | 0.10709 | 0 | 43.413 | 0 | 0 | 47.926 | 4.513 | 0 | 43.413 | 0.51223 | 0 | 0 |  | 0 |  | 0
|  |  |  | 29.12 | 58.24 | 0 | 0 | 0 | 0 | 0 | 7.48 | 0.12502 | 0 | 58.24 | 0 | 0 | 59.214 | 0.974 | 0 | 58.24 | 0.56069 | 0 | 0 |  | 0 |  | 0
|  |  |  | 30.4 | 60.8 | 0 | 0 | 0 | 0 | 0 | 7.48 | 0.12502 | 0 | 60.8 | 0 | 0 | 66.585 | 5.785 | 0 | 60.8 | 0.84865 | 0 | 0 |  | 0 |  | 0
|  |  |  | 31.36 | 62.72 | 0 | 0 | 0 | 0 | 0 | 7.48 | 0.12502 | 0 | 62.72 | 0 | 0 | 65.761 | 3.041 | 0 | 62.72 | 1 | 0 | 0 |  | 0 |  | 0
|  |  |  | 30.56 | 61.12 | 0 | 0 | 0 | 0 | 0 | 12.23 | 0.12502 | 0 | 61.12 | 0.221 | 0 | 60.899 | 0 | 0 | 60.899 | 1 | 0 | 0 |  | 0 |  | 0
|  |  |  | 30.56 | 61.12 | 0 | 0 | 0 | 0 | 0 | 12.23 | 0.12502 | 0 | 61.12 | 13.606 | 0 | 47.514 | 0 | 0 | 47.514 | 1 | 0 | 0 |  | 0 |  | 0
|  |  |  | 30.72 | 61.44 | 0 | 0 | 0 | 0 | 0 | 12.23 | 0.12502 | 0 | 61.44 | 33.652 | 0 | 27.788 | 0 | 0 | 27.788 | 1 | 0 | 0 |  | 0 |  | 0
|  |  |  | 32.32 | 64.64 | 0 | 0 | 0 | 0 | 0 | 12.23 | 0.12502 | 0 | 64.64 | 54.43 | 0 | 6.547 | 0 | 0 | 6.547 | 0.7971 | 0 | 3.663 |  | 0 |  | 0
|  |  |  | 32.96 | 65.92 | 0 | 0 | 0 | 0 | 0 | 7.48 | 0.12502 | 0 | 65.92 | 62.869 | 0 | 0 | 0 | 0 | 0 | 0.62808 | 0 | 3.051 |  | 0 |  | 0
|  |  |  | 32.48 | 64.96 | 0 | 0 | 0 | 0 | 0 | 7.48 | 0.12502 | 0 | 64.96 | 62.869 | 0 | 0 | 0 | 0 | 0 | 0.51224 | 0 | 2.091 |  | 0 |  | 0
|  |  |  | 31.68 | 63.36 | 0 | 0 | 0 | 0 | 0 | 7.48 | 0.12502 | 0 | 63.36 | 57.895 | 0 | 0 | 0 | 0 | 0 | 0.20948 | 0 | 5.465 |  | 0 |  | 0
|  |  |  | 31.52 | 63.04 | 0 | 0 | 0 | 0 | 0 | 7.48 | 0.10709 | 0 | 63.04 | 62.869 | 0 | 0 | 0 | 0 | 0 | 0.2 | 0 | 0.171 |  | 0 |  | 0
|  |  |  | 29.12 | 58.24 | 0 | 0 | 0 | 0 | 0 | 7.48 | 0.10709 | 4.629 | 58.24 | 58.24 | 0 | 0 | 0 | 0 | 0 | 0.43041 | 0 | 0 |  | 0 |  | 0
|  |  |  | 17.28 | 34.56 | 0 | 0 | 0 | 0 | 0 | 7.48 | 0.10709 | 8.365 | 34.56 | 34.56 | 0 | 0 | 0 | 0 | 0 | 0.84677 | 0 | 0 |  | 0 |  | 0
|  |  |  | 14.72 | 29.44 | 0 | 0 | 0 | 0 | 0 | 7.48 | 0.10709 | 3.078 | 29.44 | 29.44 | 0 | 0 | 0 | 0 | 0 | 1 | 0 | 0 |  | 0 |  | 0
|  |  |  | 14.4 | 28.8 | 0 | 0 | 0 | 0 | 0 | 7.48 | 0.10709 | 0 | 28.8 | 28.8 | 0 | 0 | 0 | 0 | 0 | 1 | 0 | 0 |  | 0 |  | 0
|  |  |  | 16.96 | 33.92 | 0 | 0 | 0 | 0 | 0 | 7.48 | 0.10709 | 0 | 33.92 | 33.92 | 0 | 0 | 0 | 0 | 0 | 1 | 0 | 0 |  | 0 |  | 0
|  |  |  | 18.72 | 37.44 | 0 | 0 | 0 | 0 | 0 | 7.48 | 0.10709 | 0 | 37.44 | 37.44 | 0 | 0 | 0 | 0 | 0 | 1 | 0 | 0 |  | 0 |  | 0
|  |  |  | 15.2 | 30.4 | 0 | 0 | 0 | 0 | 0 | 7.48 | 0.10709 | 0 | 30.4 | 30.4 | 0 | 0 | 0 | 0 | 0 | 1 | 0 | 0 |  | 0 |  | 0
|  |  |  | 17.92 | 35.84 | 0 | 0 | 0 | 0 | 0 | 7.48 | 0.10709 | 0 | 35.84 | 35.84 | 0 | 0 | 0 | 0 | 0 | 1 | 0 | 0 |  | 0 |  | 0
|  |  |  | 22.4 | 44.8 | 0 | 0 | 0 | 0 | 0 | 7.48 | 0.10709 | 0 | 44.8 | 44.8 | 0 | 0 | 0 | 0 | 0 | 1 | 0 | 0 |  | 0 |  | 0
|  |  |  | 30.72 | 61.44 | 0 | 0 | 0 | 0 | 0 | 7.48 | 0.10709 | 0 | 61.44 | 61.44 | 0 | 0 | 0 | 0 | 0 | 1 | 0 | 0 |  | 0 |  | 0
|  |  |  | 30.24 | 60.48 | 0 | 0 | 0 | 0 | 0 | 7.48 | 0.10709 | 0 | 60.48 | 52.442 | 0 | 8.038 | 0 | 0 | 8.038 | 1 | 0 | 0 |  | 0 |  | 0
|  |  |  | 36.32 | 72.64 | 0 | 0 | 0 | 0 | 0 | 7.48 | 0.10709 | 0 | 72.64 | 43.773 | 0 | 28.867 | 0 | 0 | 28.867 | 1 | 0 | 0 |  | 0 |  | 0
|  |  |  | 38 | 76 | 0 | 0 | 0 | 0 | 0 | 7.48 | 0.10709 | 0 | 76 | 29.177 | 0 | 46.823 | 0 | 0 | 46.823 | 1 | 0 | 0 |  | 0 |  | 0
|  |  |  | 37.36 | 74.72 | 0 | 0 | 0 | 0 | 0 | 7.48 | 0.12502 | 0 | 74.72 | 16.064 | 0 | 58.656 | 0 | 0 | 58.656 | 1 | 0 | 0 |  | 0 |  | 0
|  |  |  | 36.32 | 72.64 | 0 | 0 | 0 | 0 | 0 | 7.48 | 0.12502 | 0 | 72.64 | 8.693 | 0 | 63.881 | 0 | 0 | 63.881 | 0.99636 | 0 | 0.066 |  | 0 |  | 0
|  |  |  | 32.48 | 64.96 | 0 | 0 | 0 | 0 | 0 | 7.48 | 0.12502 | 0 | 64.96 | 0 | 0 | 65.033 | 0.073 | 0 | 64.96 | 1 | 0 | 0 |  | 0 |  | 0
|  |  |  | 31.84 | 63.68 | 0 | 0 | 0 | 0 | 0 | 12.23 | 0.12502 | 0 | 63.68 | 5.121 | 0 | 58.559 | 0 | 0 | 58.559 | 1 | 0 | 0 |  | 0 |  | 0
|  |  |  | 31.04 | 62.08 | 0 | 0 | 0 | 0 | 0 | 12.23 | 0.12502 | 0 | 62.08 | 16.7 | 0 | 45.38 | 0 | 0 | 45.38 | 1 | 0 | 0 |  | 0 |  | 0
|  |  |  | 30.56 | 61.12 | 0 | 0 | 0 | 0 | 0 | 12.23 | 0.12502 | 0 | 61.12 | 34.484 | 0 | 26.636 | 0 | 0 | 26.636 | 1 | 0 | 0 |  | 0 |  | 0
|  |  |  | 31.84 | 63.68 | 0 | 0 | 0 | 0 | 0 | 12.23 | 0.12502 | 0 | 63.68 | 54.43 | 0 | 6.401 | 0 | 0 | 6.401 | 0.84222 | 0 | 2.848 |  | 0 |  | 0
|  |  |  | 31.2 | 62.4 | 0 | 0 | 0 | 0 | 0 | 7.48 | 0.12502 | 0 | 62.4 | 62.4 | 0 | 0 | 0 | 0 | 0 | 0.84222 | 0 | 0 |  | 0 |  | 0
|  |  |  | 30.24 | 60.48 | 0 | 0 | 0 | 0 | 0 | 7.48 | 0.12502 | 0 | 60.48 | 57.251 | 0 | 0 | 0 | 0 | 0 | 0.66337 | 0 | 3.229 |  | 0 |  | 0
|  |  |  | 22.4 | 44.8 | 0 | 0 | 0 | 0 | 0 | 7.48 | 0.12502 | 0 | 44.8 | 36.435 | 0 | 0 | 0 | 0 | 0 | 0.2 | 0 | 8.365 |  | 0 |  | 0
|  |  |  | 20.32 | 40.64 | 0 | 0 | 0 | 0 | 0 | 7.48 | 0.10709 | 0 | 40.64 | 40.64 | 0 | 0 | 0 | 0 | 0 | 0.2 | 0 | 0 |  | 0 |  | 0
|  |  |  | 20 | 40 | 0 | 0 | 0 | 0 | 0 | 7.48 | 0.10709 | 0 | 40 | 40 | 0 | 0 | 0 | 0 | 0 | 0.2 | 0 | 0 |  | 0 |  | 0
|  |  |  | 16.8 | 33.6 | 0 | 0 | 0 | 0 | 0 | 7.48 | 0.10709 | 0 | 33.6 | 33.6 | 0 | 0 | 0 | 0 | 0 | 0.2 | 0 | 0 |  | 0 |  | 0
|  |  |  | 14.72 | 29.44 | 0 | 0 | 0 | 0 | 0 | 7.48 | 0.10709 | 0 | 29.44 | 29.44 | 0 | 0 | 0 | 0 | 0 | 0.2 | 0 | 0 |  | 0 |  | 0
|  |  |  | 14.5067 | 29.0133 | 0 | 0 | 0 | 0 | 0 | 7.48 | 0.10709 | 0 | 29.013 | 29.013 | 0 | 0 | 0 | 0 | 0 | 0.2 | 0 | 0 |  | 0 |  | 0
|  |  |  | 16.5867 | 33.1733 | 0 | 0 | 0 | 0 | 0 | 7.48 | 0.10709 | 0 | 33.173 | 33.173 | 0 | 0 | 0 | 0 | 0 | 0.2 | 0 | 0 |  | 0 |  | 0
|  |  |  | 17.44 | 34.88 | 0 | 0 | 0 | 0 | 0 | 7.48 | 0.10709 | 0 | 34.88 | 34.88 | 0 | 0 | 0 | 0 | 0 | 0.2 | 0 | 0 |  | 0 |  | 0
|  |  |  | 15.36 | 30.72 | 0 | 0 | 0 | 0 | 0 | 7.48 | 0.10709 | 0 | 30.72 | 30.72 | 0 | 0 | 0 | 0 | 0 | 0.2 | 0 | 0 |  | 0 |  | 0
|  |  |  | 18.08 | 36.16 | 0 | 0 | 0 | 0 | 0 | 7.48 | 0.10709 | 0 | 36.16 | 36.16 | 0 | 0 | 0 | 0 | 0 | 0.2 | 0 | 0 |  | 0 |  | 0
|  |  |  | 19.68 | 39.36 | 0 | 0 | 0 | 0 | 0 | 7.48 | 0.10709 | 0 | 39.36 | 39.36 | 0 | 0 | 0 | 0 | 0 | 0.2 | 0 | 0 |  | 0 |  | 0
|  |  |  | 19.84 | 39.68 | 0 | 0 | 0 | 0 | 0 | 7.48 | 0.10709 | 0 | 39.68 | 39.68 | 0 | 0 | 0 | 0 | 0 | 0.2 | 0 | 0 |  | 0 |  | 0
|  |  |  | 18.88 | 37.76 | 0 | 0 | 0 | 0 | 0 | 7.48 | 0.10709 | 0 | 37.76 | 29.782 | 0 | 7.978 | 0 | 0 | 7.978 | 0.2 | 0 | 0 |  | 0 |  | 0
|  |  |  | 18.72 | 37.44 | 0 | 0 | 0 | 0 | 0 | 7.48 | 0.10709 | 0 | 37.44 | 8.294 | 0 | 29.146 | 0 | 0 | 29.146 | 0.2 | 0 | 0 |  | 0 |  | 0
|  |  |  | 18.4 | 36.8 | 0 | 0 | 0 | 0 | 0 | 7.48 | 0.10709 | 0 | 36.8 | 0 | 1.949 | 45.165 | 8.365 | 0 | 36.8 | 0.61636 | 0 | 0 |  | 0 |  | 0
|  |  |  | 18.56 | 37.12 | 0 | 0 | 0 | 0 | 0 | 7.48 | 0.10709 | 0 | 37.12 | 0 | 13.029 | 44.827 | 7.707 | 0 | 37.12 | 1 | 0 | 0 |  | 0 |  | 0
|  |  |  | 17.92 | 35.84 | 0 | 0 | 0 | 0 | 0 | 7.48 | 0.10709 | 0 | 35.84 | 0 | 27.108 | 35.84 | 0 | 0 | 35.84 | 1 | 0 | 0 |  | 0 |  | 0
|  |  |  | 17.44 | 34.88 | 0 | 0 | 0 | 0 | 0 | 7.48 | 0.10709 | 0 | 34.88 | 0 | 16.368 | 34.88 | 0 | 0 | 34.88 | 1 | 0 | 0 |  | 0 |  | 0
|  |  |  | 17.76 | 35.52 | 0 | 0 | 0 | 0 | 0 | 7.48 | 0.10709 | 0 | 35.52 | 0 | 22.506 | 35.52 | 0 | 0 | 35.52 | 1 | 0 | 0 |  | 0 |  | 0
|  |  |  | 18.08 | 36.16 | 0 | 0 | 0 | 0 | 0 | 7.48 | 0.10709 | 0 | 36.16 | 0 | 9.293 | 36.16 | 0 | 0 | 36.16 | 1 | 0 | 0 |  | 0 |  | 0
|  |  |  | 17.76 | 35.52 | 0 | 0 | 0 | 0 | 0 | 7.48 | 0.10709 | 0 | 35.52 | 8.544 | 0 | 26.976 | 0 | 0 | 26.976 | 1 | 0 | 0 |  | 0 |  | 0
|  |  |  | 19.2 | 38.4 | 0 | 0 | 0 | 0 | 0 | 7.48 | 0.10709 | 0 | 38.4 | 31.623 | 0 | 6.777 | 0 | 0 | 6.777 | 1 | 0 | 0 |  | 0 |  | 0
|  |  |  | 19.36 | 38.72 | 0 | 0 | 0 | 0 | 0 | 7.48 | 0.10709 | 0 | 38.72 | 38.72 | 0 | 0 | 0 | 0 | 0 | 1 | 0 | 0 |  | 0 |  | 0
|  |  |  | 20.16 | 40.32 | 0 | 0 | 0 | 0 | 0 | 7.48 | 0.10709 | 0 | 40.32 | 40.32 | 0 | 0 | 0 | 0 | 0 | 1 | 0 | 0 |  | 0 |  | 0
|  |  |  | 18.72 | 37.44 | 0 | 0 | 0 | 0 | 0 | 7.48 | 0.10709 | 0 | 37.44 | 37.44 | 0 | 0 | 0 | 0 | 0 | 1 | 0 | 0 |  | 0 |  | 0
|  |  |  | 18.72 | 37.44 | 0 | 0 | 0 | 0 | 0 | 7.48 | 0.10709 | 0 | 37.44 | 37.44 | 0 | 0 | 0 | 0 | 0 | 1 | 0 | 0 |  | 0 |  | 0
|  |  |  | 18.4 | 36.8 | 0 | 0 | 0 | 0 | 0 | 7.48 | 0.10709 | 0 | 36.8 | 36.8 | 0 | 0 | 0 | 0 | 0 | 1 | 0 | 0 |  | 0 |  | 0
|  |  |  | 14.4 | 28.8 | 0 | 0 | 0 | 0 | 0 | 7.48 | 0.10709 | 0 | 28.8 | 28.8 | 0 | 0 | 0 | 0 | 0 | 1 | 0 | 0 |  | 0 |  | 0
|  |  |  | 13.12 | 26.24 | 0 | 0 | 0 | 0 | 0 | 7.48 | 0.10709 | 0 | 26.24 | 26.24 | 0 | 0 | 0 | 0 | 0 | 1 | 0 | 0 |  | 0 |  | 0
|  |  |  | 10.72 | 21.44 | 0 | 0 | 0 | 0 | 0 | 7.48 | 0.10709 | 0 | 21.44 | 21.44 | 0 | 0 | 0 | 0 | 0 | 1 | 0 | 0 |  | 0 |  | 0
|  |  |  | 16 | 32 | 0 | 0 | 0 | 0 | 0 | 7.48 | 0.10709 | 0 | 32 | 32 | 0 | 0 | 0 | 0 | 0 | 1 | 0 | 0 |  | 0 |  | 0
|  |  |  | 13.28 | 26.56 | 0 | 0 | 0 | 0 | 0 | 7.48 | 0.10709 | 0 | 26.56 | 26.56 | 0 | 0 | 0 | 0 | 0 | 1 | 0 | 0 |  | 0 |  | 0
|  |  |  | 13.28 | 26.56 | 0 | 0 | 0 | 0 | 0 | 7.48 | 0.10709 | 0 | 26.56 | 26.56 | 0 | 0 | 0 | 0 | 0 | 1 | 0 | 0 |  | 0 |  | 0
|  |  |  | 17.28 | 34.56 | 0 | 0 | 0 | 0 | 0 | 7.48 | 0.10709 | 0 | 34.56 | 34.56 | 0 | 0 | 0 | 0 | 0 | 1 | 0 | 0 |  | 0 |  | 0
|  |  |  | 20.48 | 40.96 | 0 | 0 | 0 | 0 | 0 | 7.48 | 0.10709 | 0 | 40.96 | 40.96 | 0 | 0 | 0 | 0 | 0 | 1 | 0 | 0 |  | 0 |  | 0
|  |  |  | 31.04 | 62.08 | 0 | 0 | 0 | 0 | 0 | 7.48 | 0.10709 | 0 | 62.08 | 62.08 | 0 | 0 | 0 | 0 | 0 | 1 | 0 | 0 |  | 0 |  | 0
|  |  |  | 30.56 | 61.12 | 0 | 0 | 0 | 0 | 0 | 7.48 | 0.10709 | 0 | 61.12 | 56.925 | 0 | 4.195 | 0 | 0 | 4.195 | 1 | 0 | 0 |  | 0 |  | 0
|  |  |  | 38.08 | 76.16 | 0 | 0 | 0 | 0 | 0 | 7.48 | 0.10709 | 0 | 76.16 | 46.941 | 0 | 29.219 | 0 | 0 | 29.219 | 1 | 0 | 0 |  | 0 |  | 0
|  |  |  | 36.64 | 73.28 | 0 | 0 | 0 | 0 | 0 | 7.48 | 0.10709 | 0 | 73.28 | 25.584 | 0 | 47.696 | 0 | 0 | 47.696 | 1 | 0 | 0 |  | 0 |  | 0
|  |  |  | 35.68 | 71.36 | 0 | 0 | 0 | 0 | 0 | 7.48 | 0.10709 | 0 | 71.36 | 10.832 | 0 | 59.202 | 0 | 0 | 59.202 | 0.92651 | 0 | 1.327 |  | 0 |  | 0
|  |  |  | 31.84 | 63.68 | 0 | 0 | 0 | 0 | 0 | 7.48 | 0.10709 | 0 | 63.68 | 0 | 0 | 63.251 | 0 | 0 | 63.251 | 0.90274 | 0 | 0.429 |  | 0 |  | 0
|  |  |  | 30.4 | 60.8 | 0 | 0 | 0 | 0 | 0 | 7.48 | 0.10709 | 0 | 60.8 | 0 | 0 | 62.754 | 1.954 | 0 | 60.8 | 1 | 0 | 0 |  | 0 |  | 0
|  |  |  | 28.64 | 57.28 | 0 | 0 | 0 | 0 | 0 | 7.48 | 0.10709 | 0 | 57.28 | 0.612 | 0 | 56.668 | 0 | 0 | 56.668 | 1 | 0 | 0 |  | 0 |  | 0
|  |  |  | 29.28 | 58.56 | 0 | 0 | 0 | 0 | 0 | 7.48 | 0.10709 | 0 | 58.56 | 15.168 | 0 | 43.392 | 0 | 0 | 43.392 | 1 | 0 | 0 |  | 0 |  | 0
|  |  |  | 29.44 | 58.88 | 0 | 0 | 0 | 0 | 0 | 7.48 | 0.10709 | 0 | 58.88 | 39.118 | 0 | 19.762 | 0 | 0 | 19.762 | 1 | 0 | 0 |  | 0 |  | 0
|  |  |  | 30.08 | 60.16 | 0 | 0 | 0 | 0 | 0 | 7.48 | 0.10709 | 0 | 60.16 | 53.043 | 0 | 7.117 | 0 | 0 | 7.117 | 1 | 0 | 0 |  | 0 |  | 0
|  |  |  | 30.08 | 60.16 | 0 | 0 | 0 | 0 | 0 | 7.48 | 0.10709 | 0 | 60.16 | 60.16 | 0 | 0 | 0 | 0 | 0 | 1 | 0 | 0 |  | 0 |  | 0
|  |  |  | 29.28 | 58.56 | 0 | 0 | 0 | 0 | 0 | 7.48 | 0.10709 | 0 | 58.56 | 58.56 | 0 | 0 | 0 | 0 | 0 | 1 | 0 | 0 |  | 0 |  | 0
|  |  |  | 28.64 | 57.28 | 0 | 0 | 0 | 0 | 0 | 7.48 | 0.10709 | 0 | 57.28 | 57.28 | 0 | 0 | 0 | 0 | 0 | 1 | 0 | 0 |  | 0 |  | 0
|  |  |  | 29.44 | 58.88 | 0 | 0 | 0 | 0 | 0 | 7.48 | 0.10709 | 0 | 58.88 | 58.88 | 0 | 0 | 0 | 0 | 0 | 1 | 0 | 0 |  | 0 |  | 0
|  |  |  | 26.56 | 53.12 | 0 | 0 | 0 | 0 | 0 | 7.48 | 0.10709 | 0 | 53.12 | 53.12 | 0 | 0 | 0 | 0 | 0 | 1 | 0 | 0 |  | 0 |  | 0
|  |  |  | 15.36 | 30.72 | 0 | 0 | 0 | 0 | 0 | 7.48 | 0.10709 | 0 | 30.72 | 30.72 | 0 | 0 | 0 | 0 | 0 | 1 | 0 | 0 |  | 0 |  | 0
|  |  |  | 13.76 | 27.52 | 0 | 0 | 0 | 0 | 0 | 7.48 | 0.10709 | 0 | 27.52 | 27.52 | 0 | 0 | 0 | 0 | 0 | 1 | 0 | 0 |  | 0 |  | 0
|  |  |  | 13.6 | 27.2 | 0 | 0 | 0 | 0 | 0 | 7.48 | 0.10709 | 0 | 27.2 | 27.2 | 0 | 0 | 0 | 0 | 0 | 1 | 0 | 0 |  | 0 |  | 0
|  |  |  | 13.6 | 27.2 | 0 | 0 | 0 | 0 | 0 | 7.48 | 0.10709 | 0 | 27.2 | 27.2 | 0 | 0 | 0 | 0 | 0 | 1 | 0 | 0 |  | 0 |  | 0
|  |  |  | 12.32 | 24.64 | 0 | 0 | 0 | 0 | 0 | 7.48 | 0.10709 | 0 | 24.64 | 24.64 | 0 | 0 | 0 | 0 | 0 | 1 | 0 | 0 |  | 0 |  | 0
|  |  |  | 13.6 | 27.2 | 0 | 0 | 0 | 0 | 0 | 7.48 | 0.10709 | 0 | 27.2 | 27.2 | 0 | 0 | 0 | 0 | 0 | 1 | 0 | 0 |  | 0 |  | 0
|  |  |  | 18.4 | 36.8 | 0 | 0 | 0 | 0 | 0 | 7.48 | 0.10709 | 0 | 36.8 | 36.8 | 0 | 0 | 0 | 0 | 0 | 1 | 0 | 0 |  | 0 |  | 0
|  |  |  | 23.68 | 47.36 | 0 | 0 | 0 | 0 | 0 | 7.48 | 0.10709 | 0 | 47.36 | 47.36 | 0 | 0 | 0 | 0 | 0 | 1 | 0 | 0 |  | 0 |  | 0
|  |  |  | 27.2 | 54.4 | 0 | 0 | 0 | 0 | 0 | 7.48 | 0.10709 | 0 | 54.4 | 54.4 | 0 | 0 | 0 | 0 | 0 | 1 | 0 | 0 |  | 0 |  | 0
|  |  |  | 29.6 | 59.2 | 0 | 0 | 0 | 0 | 0 | 7.48 | 0.10709 | 0 | 59.2 | 51.125 | 0 | 8.075 | 0 | 0 | 8.075 | 1 | 0 | 0 |  | 0 |  | 0
|  |  |  | 33.6 | 67.2 | 0 | 0 | 0 | 0 | 0 | 7.48 | 0.10709 | 0 | 67.2 | 37.654 | 0 | 29.546 | 0 | 0 | 29.546 | 1 | 0 | 0 |  | 0 |  | 0
|  |  |  | 34.88 | 69.76 | 0 | 0 | 0 | 0 | 0 | 7.48 | 0.10709 | 0 | 69.76 | 22.016 | 0 | 47.744 | 0 | 0 | 47.744 | 1 | 0 | 0 |  | 0 |  | 0
|  |  |  | 34.4 | 68.8 | 0 | 0 | 0 | 0 | 0 | 7.48 | 0.12502 | 0 | 68.8 | 9.089 | 0 | 59.711 | 0 | 0 | 59.711 | 1 | 0 | 0 |  | 0 |  | 0
|  |  |  | 34.72 | 69.44 | 0 | 0 | 0 | 0 | 0 | 7.48 | 0.12502 | 0 | 69.44 | 5.365 | 0 | 64.075 | 0 | 0 | 64.075 | 1 | 0 | 0 |  | 0 |  | 0
|  |  |  | 35.84 | 71.68 | 0 | 0 | 0 | 0 | 0 | 7.48 | 0.12502 | 0 | 71.68 | 8.211 | 0 | 63.469 | 0 | 0 | 63.469 | 1 | 0 | 0 |  | 0 |  | 0
|  |  |  | 33.28 | 66.56 | 0 | 0 | 0 | 0 | 0 | 12.23 | 0.12502 | 0 | 66.56 | 11.081 | 0 | 55.479 | 0 | 0 | 55.479 | 1 | 0 | 0 |  | 0 |  | 0
|  |  |  | 31.52 | 63.04 | 0 | 0 | 0 | 0 | 0 | 12.23 | 0.12502 | 0 | 63.04 | 19.042 | 0 | 43.998 | 0 | 0 | 43.998 | 1 | 0 | 0 |  | 0 |  | 0
|  |  |  | 31.68 | 63.36 | 0 | 0 | 0 | 0 | 0 | 12.23 | 0.12502 | 0 | 63.36 | 36.287 | 0 | 27.073 | 0 | 0 | 27.073 | 1 | 0 | 0 |  | 0 |  | 0
|  |  |  | 32.8 | 65.6 | 0 | 0 | 0 | 0 | 0 | 12.23 | 0.12502 | 0 | 65.6 | 54.43 | 0 | 7.287 | 0 | 0 | 7.287 | 0.78489 | 0 | 3.883 |  | 0 |  | 0
|  |  |  | 32.8 | 65.6 | 0 | 0 | 0 | 0 | 0 | 7.48 | 0.12502 | 0 | 65.6 | 62.869 | 0 | 0 | 0 | 0 | 0 | 0.6336 | 0 | 2.731 |  | 0 |  | 0
|  |  |  | 32.64 | 65.28 | 0 | 0 | 0 | 0 | 0 | 7.48 | 0.12502 | 0 | 65.28 | 62.869 | 0 | 0 | 0 | 0 | 0 | 0.50003 | 0 | 2.411 |  | 0 |  | 0
|  |  |  | 32 | 64 | 0 | 0 | 0 | 0 | 0 | 7.48 | 0.12502 | 0 | 64 | 58.584 | 0 | 0 | 0 | 0 | 0 | 0.2 | 0 | 5.416 |  | 0 |  | 0
|  |  |  | 29.76 | 59.52 | 0 | 0 | 0 | 0 | 0 | 7.48 | 0.10709 | 3.288 | 59.52 | 59.52 | 0 | 0 | 0 | 0 | 0 | 0.36366 | 0 | 0 |  | 0 |  | 0
|  |  |  | 24.64 | 49.28 | 0 | 0 | 0 | 0 | 0 | 7.48 | 0.10709 | 0 | 49.28 | 49.28 | 0 | 0 | 0 | 0 | 0 | 0.36366 | 0 | 0 |  | 0 |  | 0
|  |  |  | 18.72 | 37.44 | 0 | 0 | 0 | 0 | 0 | 7.48 | 0.10709 | 0 | 37.44 | 37.44 | 0 | 0 | 0 | 0 | 0 | 0.36366 | 0 | 0 |  | 0 |  | 0
|  |  |  | 13.92 | 27.84 | 0 | 0 | 0 | 0 | 0 | 7.48 | 0.10709 | 0 | 27.84 | 27.84 | 0 | 0 | 0 | 0 | 0 | 0.36366 | 0 | 0 |  | 0 |  | 0
|  |  |  | 13.12 | 26.24 | 0 | 0 | 0 | 0 | 0 | 7.48 | 0.10709 | 0 | 26.24 | 26.24 | 0 | 0 | 0 | 0 | 0 | 0.36366 | 0 | 0 |  | 0 |  | 0
|  |  |  | 12.48 | 24.96 | 0 | 0 | 0 | 0 | 0 | 7.48 | 0.10709 | 0 | 24.96 | 24.96 | 0 | 0 | 0 | 0 | 0 | 0.36366 | 0 | 0 |  | 0 |  | 0
|  |  |  | 12.32 | 24.64 | 0 | 0 | 0 | 0 | 0 | 7.48 | 0.10709 | 0 | 24.64 | 24.64 | 0 | 0 | 0 | 0 | 0 | 0.36366 | 0 | 0 |  | 0 |  | 0
|  |  |  | 13.28 | 26.56 | 0 | 0 | 0 | 0 | 0 | 7.48 | 0.10709 | 0 | 26.56 | 26.56 | 0 | 0 | 0 | 0 | 0 | 0.36366 | 0 | 0 |  | 0 |  | 0
|  |  |  | 19.04 | 38.08 | 0 | 0 | 0 | 0 | 0 | 7.48 | 0.10709 | 0 | 38.08 | 38.08 | 0 | 0 | 0 | 0 | 0 | 0.36366 | 0 | 0 |  | 0 |  | 0
|  |  |  | 21.28 | 42.56 | 0 | 0 | 0 | 0 | 0 | 7.48 | 0.10709 | 0 | 42.56 | 42.56 | 0 | 0 | 0 | 0 | 0 | 0.36366 | 0 | 0 |  | 0 |  | 0
|  |  |  | 22.4 | 44.8 | 0 | 0 | 0 | 0 | 0 | 7.48 | 0.10709 | 0 | 44.8 | 44.8 | 0 | 0 | 0 | 0 | 0 | 0.36366 | 0 | 0 |  | 0 |  | 0
|  |  |  | 28.64 | 57.28 | 0 | 0 | 0 | 0 | 0 | 7.48 | 0.10709 | 0 | 57.28 | 49.593 | 0 | 7.687 | 0 | 0 | 7.687 | 0.36366 | 0 | 0 |  | 0 |  | 0
|  |  |  | 27.68 | 55.36 | 0 | 0 | 0 | 0 | 0 | 7.48 | 0.10709 | 0 | 55.36 | 26.856 | 0 | 28.504 | 0 | 0 | 28.504 | 0.36366 | 0 | 0 |  | 0 |  | 0
|  |  |  | 28.48 | 56.96 | 0 | 0 | 0 | 0 | 0 | 7.48 | 0.10709 | 0 | 56.96 | 10.089 | 0 | 46.871 | 0 | 0 | 46.871 | 0.36366 | 0 | 0 |  | 0 |  | 0
|  |  |  | 27.68 | 55.36 | 0 | 0 | 0 | 0 | 0 | 7.48 | 0.12502 | 0 | 55.36 | 0 | 0 | 58.316 | 2.956 | 0 | 55.36 | 0.51082 | 0 | 0 |  | 0 |  | 0
|  |  |  | 26.72 | 53.44 | 0 | 0 | 0 | 0 | 0 | 7.48 | 0.12502 | 0 | 53.44 | 0 | 0 | 61.469 | 8.029 | 0 | 53.44 | 0.91046 | 0 | 0 |  | 0 |  | 0
|  |  |  | 25.44 | 50.88 | 0 | 0 | 0 | 0 | 0 | 7.48 | 0.12502 | 0 | 50.88 | 0 | 0 | 52.679 | 1.799 | 0 | 50.88 | 1 | 0 | 0 |  | 0 |  | 0
|  |  |  | 25.12 | 50.24 | 0 | 0 | 0 | 0 | 0 | 12.23 | 0.12502 | 0 | 50.24 | 3.526 | 0 | 46.714 | 0 | 0 | 46.714 | 1 | 0 | 0 |  | 0 |  | 0
|  |  |  | 25.12 | 50.24 | 0 | 0 | 0 | 0 | 0 | 12.23 | 0.12502 | 0 | 50.24 | 21.336 | 0 | 28.904 | 0 | 0 | 28.904 | 1 | 0 | 0 |  | 0 |  | 0
|  |  |  | 25.12 | 50.24 | 0 | 0 | 0 | 0 | 0 | 12.23 | 0.12502 | 0 | 50.24 | 38.977 | 0 | 11.263 | 0 | 0 | 11.263 | 1 | 0 | 0 |  | 0 |  | 0
|  |  |  | 26.24 | 52.48 | 0 | 0 | 0 | 0 | 0 | 12.23 | 0.12502 | 0 | 52.48 | 49.316 | 0 | 3.164 | 0 | 0 | 3.164 | 1 | 0 | 0 |  | 0 |  | 0
|  |  |  | 26.88 | 53.76 | 0 | 0 | 0 | 0 | 0 | 7.48 | 0.12502 | 0 | 53.76 | 53.76 | 0 | 0 | 0 | 0 | 0 | 1 | 0 | 0 |  | 0 |  | 0
|  |  |  | 26.24 | 52.48 | 0 | 0 | 0 | 0 | 0 | 7.48 | 0.12502 | 0 | 52.48 | 46.403 | 0 | 0 | 0 | 0 | 0 | 0.66337 | 0 | 6.077 |  | 0 |  | 0
|  |  |  | 26.88 | 53.76 | 0 | 0 | 0 | 0 | 0 | 7.48 | 0.12502 | 0 | 53.76 | 45.395 | 0 | 0 | 0 | 0 | 0 | 0.2 | 0 | 8.365 |  | 0 |  | 0
|  |  |  | 26.88 | 53.76 | 0 | 0 | 0 | 0 | 0 | 7.48 | 0.10709 | 0 | 53.76 | 53.76 | 0 | 0 | 0 | 0 | 0 | 0.2 | 0 | 0 |  | 0 |  | 0
|  |  |  | 26.88 | 53.76 | 0 | 0 | 0 | 0 | 0 | 7.48 | 0.10709 | 0 | 53.76 | 53.76 | 0 | 0 | 0 | 0 | 0 | 0.2 | 0 | 0 |  | 0 |  | 0
|  |  |  | 21.76 | 43.52 | 0 | 0 | 0 | 0 | 0 | 7.48 | 0.10709 | 0 | 43.52 | 43.52 | 0 | 0 | 0 | 0 | 0 | 0.2 | 0 | 0 |  | 0 |  | 0
|  |  |  | 20.48 | 40.96 | 0 | 0 | 0 | 0 | 0 | 7.48 | 0.10709 | 0 | 40.96 | 40.96 | 0 | 0 | 0 | 0 | 0 | 0.2 | 0 | 0 |  | 0 |  | 0
|  |  |  | 19.52 | 39.04 | 0 | 0 | 0 | 0 | 0 | 7.48 | 0.10709 | 0 | 39.04 | 39.04 | 0 | 0 | 0 | 0 | 0 | 0.2 | 0 | 0 |  | 0 |  | 0
|  |  |  | 18.08 | 36.16 | 0 | 0 | 0 | 0 | 0 | 7.48 | 0.10709 | 0 | 36.16 | 36.16 | 0 | 0 | 0 | 0 | 0 | 0.2 | 0 | 0 |  | 0 |  | 0
|  |  |  | 18.4 | 36.8 | 0 | 0 | 0 | 0 | 0 | 7.48 | 0.10709 | 0 | 36.8 | 36.8 | 0 | 0 | 0 | 0 | 0 | 0.2 | 0 | 0 |  | 0 |  | 0
|  |  |  | 19.2 | 38.4 | 0 | 0 | 0 | 0 | 0 | 7.48 | 0.10709 | 0 | 38.4 | 38.4 | 0 | 0 | 0 | 0 | 0 | 0.2 | 0 | 0 |  | 0 |  | 0
|  |  |  | 25.12 | 50.24 | 0 | 0 | 0 | 0 | 0 | 7.48 | 0.10709 | 0 | 50.24 | 50.24 | 0 | 0 | 0 | 0 | 0 | 0.2 | 0 | 0 |  | 0 |  | 0
|  |  |  | 27.04 | 54.08 | 0 | 0 | 0 | 0 | 0 | 7.48 | 0.10709 | 0 | 54.08 | 54.08 | 0 | 0 | 0 | 0 | 0 | 0.2 | 0 | 0 |  | 0 |  | 0
|  |  |  | 22.56 | 45.12 | 0 | 0 | 0 | 0 | 0 | 7.48 | 0.10709 | 0 | 45.12 | 45.12 | 0 | 0 | 0 | 0 | 0 | 0.2 | 0 | 0 |  | 0 |  | 0
|  |  |  | 20.48 | 40.96 | 0 | 0 | 0 | 0 | 0 | 7.48 | 0.10709 | 0 | 40.96 | 39.008 | 0 | 1.952 | 0 | 0 | 1.952 | 0.2 | 0 | 0 |  | 0 |  | 0
|  |  |  | 20 | 40 | 0 | 0 | 0 | 0 | 0 | 7.48 | 0.10709 | 0 | 40 | 22.99 | 0 | 17.01 | 0 | 0 | 17.01 | 0.2 | 0 | 0 |  | 0 |  | 0
|  |  |  | 19.84 | 39.68 | 0 | 0 | 0 | 0 | 0 | 7.48 | 0.10709 | 0 | 39.68 | 0 | 0 | 43.428 | 3.748 | 0 | 39.68 | 0.38657 | 0 | 0 |  | 0 |  | 0
|  |  |  | 19.84 | 39.68 | 0 | 0 | 0 | 0 | 0 | 7.48 | 0.12502 | 0 | 39.68 | 0 | 6.78 | 48.045 | 8.365 | 0 | 39.68 | 0.80294 | 0 | 0 |  | 0 |  | 0
|  |  |  | 19.84 | 39.68 | 0 | 0 | 0 | 0 | 0 | 7.48 | 0.12502 | 0 | 39.68 | 0 | 18.218 | 43.639 | 3.959 | 0 | 39.68 | 1 | 0 | 0 |  | 0 |  | 0
|  |  |  | 19.52 | 39.04 | 0 | 0 | 0 | 0 | 0 | 7.48 | 0.12502 | 0 | 39.04 | 0 | 22.586 | 39.04 | 0 | 0 | 39.04 | 1 | 0 | 0 |  | 0 |  | 0
|  |  |  | 19.36 | 38.72 | 0 | 0 | 0 | 0 | 0 | 12.23 | 0.12502 | 0 | 38.72 | 0 | 17.05 | 38.72 | 0 | 0 | 38.72 | 1 | 0 | 0 |  | 0 |  | 0
|  |  |  | 20.16 | 40.32 | 0 | 0 | 0 | 0 | 0 | 12.23 | 0.12502 | 0 | 40.32 | 0 | 3.302 | 40.32 | 0 | 0 | 40.32 | 1 | 0 | 0 |  | 0 |  | 0
|  |  |  | 19.84 | 39.68 | 0 | 0 | 0 | 0 | 0 | 12.23 | 0.12502 | 0 | 39.68 | 22.306 | 0 | 17.374 | 0 | 0 | 17.374 | 1 | 0 | 0 |  | 0 |  | 0
|  |  |  | 20.48 | 40.96 | 0 | 0 | 0 | 0 | 0 | 12.23 | 0.12502 | 0 | 40.96 | 40.633 | 0 | 0.327 | 0 | 0 | 0.327 | 1 | 0 | 0 |  | 0 |  | 0
|  |  |  | 20.8 | 41.6 | 0 | 0 | 0 | 0 | 0 | 7.48 | 0.12502 | 0 | 41.6 | 41.6 | 0 | 0 | 0 | 0 | 0 | 1 | 0 | 0 |  | 0 |  | 0
|  |  |  | 20.8 | 41.6 | 0 | 0 | 0 | 0 | 0 | 7.48 | 0.12502 | 0 | 41.6 | 35.523 | 0 | 0 | 0 | 0 | 0 | 0.66337 | 0 | 6.077 |  | 0 |  | 0
|  |  |  | 20.8 | 41.6 | 0 | 0 | 0 | 0 | 0 | 7.48 | 0.12502 | 0 | 41.6 | 33.235 | 0 | 0 | 0 | 0 | 0 | 0.2 | 0 | 8.365 |  | 0 |  | 0
|  |  |  | 20.96 | 41.92 | 0 | 0 | 0 | 0 | 0 | 7.48 | 0.10709 | 8.365 | 41.92 | 41.92 | 0 | 0 | 0 | 0 | 0 | 0.61636 | 0 | 0 |  | 0 |  | 0
|  |  |  | 21.28 | 42.56 | 0 | 0 | 0 | 0 | 0 | 7.48 | 0.10709 | 7.707 | 42.56 | 42.56 | 0 | 0 | 0 | 0 | 0 | 1 | 0 | 0 |  | 0 |  | 0
|  |  |  | 16.8 | 33.6 | 0 | 0 | 0 | 0 | 0 | 7.48 | 0.10709 | 0 | 33.6 | 33.6 | 0 | 0 | 0 | 0 | 0 | 1 | 0 | 0 |  | 0 |  | 0
|  |  |  | 14.08 | 28.16 | 0 | 0 | 0 | 0 | 0 | 7.48 | 0.10709 | 0 | 28.16 | 28.16 | 0 | 0 | 0 | 0 | 0 | 1 | 0 | 0 |  | 0 |  | 0
|  |  |  | 14.08 | 28.16 | 0 | 0 | 0 | 0 | 0 | 7.48 | 0.10709 | 0 | 28.16 | 28.16 | 0 | 0 | 0 | 0 | 0 | 1 | 0 | 0 |  | 0 |  | 0
|  |  |  | 15.5733 | 31.1467 | 0 | 0 | 0 | 0 | 0 | 7.48 | 0.10709 | 0 | 31.147 | 31.147 | 0 | 0 | 0 | 0 | 0 | 1 | 0 | 0 |  | 0 |  | 0
|  |  |  | 14.4 | 28.8 | 0 | 0 | 0 | 0 | 0 | 7.48 | 0.10709 | 0 | 28.8 | 28.8 | 0 | 0 | 0 | 0 | 0 | 1 | 0 | 0 |  | 0 |  | 0
|  |  |  | 13.7067 | 27.4133 | 0 | 0 | 0 | 0 | 0 | 7.48 | 0.10709 | 0 | 27.413 | 27.413 | 0 | 0 | 0 | 0 | 0 | 1 | 0 | 0 |  | 0 |  | 0
|  |  |  | 18.1867 | 36.3733 | 0 | 0 | 0 | 0 | 0 | 7.48 | 0.10709 | 0 | 36.373 | 36.373 | 0 | 0 | 0 | 0 | 0 | 1 | 0 | 0 |  | 0 |  | 0
|  |  |  | 22.0267 | 44.0533 | 0 | 0 | 0 | 0 | 0 | 7.48 | 0.10709 | 0 | 44.053 | 44.053 | 0 | 0 | 0 | 0 | 0 | 1 | 0 | 0 |  | 0 |  | 0
|  |  |  | 22.24 | 44.48 | 0 | 0 | 0 | 0 | 0 | 7.48 | 0.10709 | 0 | 44.48 | 44.48 | 0 | 0 | 0 | 0 | 0 | 1 | 0 | 0 |  | 0 |  | 0
|  |  |  | 19.84 | 39.68 | 0 | 0 | 0 | 0 | 0 | 7.48 | 0.10709 | 0 | 39.68 | 33.133 | 0 | 6.547 | 0 | 0 | 6.547 | 1 | 0 | 0 |  | 0 |  | 0
|  |  |  | 18.9333 | 37.8667 | 0 | 0 | 0 | 0 | 0 | 7.48 | 0.10709 | 0 | 37.867 | 11.473 | 0 | 26.394 | 0 | 0 | 26.394 | 1 | 0 | 0 |  | 0 |  | 0
|  |  |  | 21.7067 | 43.4133 | 0 | 0 | 0 | 0 | 0 | 7.48 | 0.10709 | 0 | 43.413 | 11.842 | 0 | 31.571 | 0 | 0 | 31.571 | 1 | 0 | 0 |  | 0 |  | 0
|  |  |  | 29.12 | 58.24 | 0 | 0 | 0 | 0 | 0 | 7.48 | 0.12502 | 0 | 58.24 | 16.885 | 0 | 41.355 | 0 | 0 | 41.355 | 1 | 0 | 0 |  | 0 |  | 0
|  |  |  | 30.4 | 60.8 | 0 | 0 | 0 | 0 | 0 | 7.48 | 0.12502 | 0 | 60.8 | 7.43 | 0 | 53.37 | 0 | 0 | 53.37 | 1 | 0 | 0 |  | 0 |  | 0
|  |  |  | 31.36 | 62.72 | 0 | 0 | 0 | 0 | 0 | 7.48 | 0.12502 | 0 | 62.72 | 15.933 | 0 | 46.787 | 0 | 0 | 46.787 | 1 | 0 | 0 |  | 0 |  | 0
|  |  |  | 30.56 | 61.12 | 0 | 0 | 0 | 0 | 0 | 12.23 | 0.12502 | 0 | 61.12 | 19.632 | 0 | 41.488 | 0 | 0 | 41.488 | 1 | 0 | 0 |  | 0 |  | 0
|  |  |  | 30.56 | 61.12 | 0 | 0 | 0 | 0 | 0 | 12.23 | 0.12502 | 0 | 61.12 | 25.415 | 0 | 35.705 | 0 | 0 | 35.705 | 1 | 0 | 0 |  | 0 |  | 0
|  |  |  | 30.72 | 61.44 | 0 | 0 | 0 | 0 | 0 | 12.23 | 0.12502 | 0 | 61.44 | 33.567 | 0 | 27.873 | 0 | 0 | 27.873 | 1 | 0 | 0 |  | 0 |  | 0
|  |  |  | 32.32 | 64.64 | 0 | 0 | 0 | 0 | 0 | 12.23 | 0.12502 | 0 | 64.64 | 54.43 | 0 | 7.578 | 0 | 0 | 7.578 | 0.85418 | 0 | 2.632 |  | 0 |  | 0
|  |  |  | 32.96 | 65.92 | 0 | 0 | 0 | 0 | 0 | 7.48 | 0.12502 | 0 | 65.92 | 62.869 | 0 | 0 | 0 | 0 | 0 | 0.68517 | 0 | 3.051 |  | 0 |  | 0
|  |  |  | 32.48 | 64.96 | 0 | 0 | 0 | 0 | 0 | 7.48 | 0.12502 | 0 | 64.96 | 62.869 | 0 | 0 | 0 | 0 | 0 | 0.56933 | 0 | 2.091 |  | 0 |  | 0
|  |  |  | 31.68 | 63.36 | 0 | 0 | 0 | 0 | 0 | 7.48 | 0.12502 | 0 | 63.36 | 56.864 | 0 | 0 | 0 | 0 | 0 | 0.20948 | 0 | 6.496 |  | 0 |  | 0
|  |  |  | 31.52 | 63.04 | 0 | 0 | 0 | 0 | 0 | 7.48 | 0.10709 | 0 | 63.04 | 62.869 | 0 | 0 | 0 | 0 | 0 | 0.2 | 0 | 0.171 |  | 0 |  | 0
|  |  |  | 29.12 | 58.24 | 0 | 0 | 0 | 0 | 0 | 7.48 | 0.10709 | 4.629 | 58.24 | 58.24 | 0 | 0 | 0 | 0 | 0 | 0.43041 | 0 | 0 |  | 0 |  | 0
|  |  |  | 17.28 | 34.56 | 0 | 0 | 0 | 0 | 0 | 7.48 | 0.10709 | 8.365 | 34.56 | 34.56 | 0 | 0 | 0 | 0 | 0 | 0.84677 | 0 | 0 |  | 0 |  | 0
|  |  |  | 14.72 | 29.44 | 0 | 0 | 0 | 0 | 0 | 7.48 | 0.10709 | 3.078 | 29.44 | 29.44 | 0 | 0 | 0 | 0 | 0 | 1 | 0 | 0 |  | 0 |  | 0
|  |  |  | 14.4 | 28.8 | 0 | 0 | 0 | 0 | 0 | 7.48 | 0.10709 | 0 | 28.8 | 28.8 | 0 | 0 | 0 | 0 | 0 | 1 | 0 | 0 |  | 0 |  | 0
|  |  |  | 16.96 | 33.92 | 0 | 0 | 0 | 0 | 0 | 7.48 | 0.10709 | 0 | 33.92 | 33.92 | 0 | 0 | 0 | 0 | 0 | 1 | 0 | 0 |  | 0 |  | 0
|  |  |  | 18.72 | 37.44 | 0 | 0 | 0 | 0 | 0 | 7.48 | 0.10709 | 0 | 37.44 | 37.44 | 0 | 0 | 0 | 0 | 0 | 1 | 0 | 0 |  | 0 |  | 0
|  |  |  | 15.2 | 30.4 | 0 | 0 | 0 | 0 | 0 | 7.48 | 0.10709 | 0 | 30.4 | 30.4 | 0 | 0 | 0 | 0 | 0 | 1 | 0 | 0 |  | 0 |  | 0
|  |  |  | 17.92 | 35.84 | 0 | 0 | 0 | 0 | 0 | 7.48 | 0.10709 | 0 | 35.84 | 35.84 | 0 | 0 | 0 | 0 | 0 | 1 | 0 | 0 |  | 0 |  | 0
|  |  |  | 22.4 | 44.8 | 0 | 0 | 0 | 0 | 0 | 7.48 | 0.10709 | 0 | 44.8 | 44.8 | 0 | 0 | 0 | 0 | 0 | 1 | 0 | 0 |  | 0 |  | 0
|  |  |  | 30.72 | 61.44 | 0 | 0 | 0 | 0 | 0 | 7.48 | 0.10709 | 0 | 61.44 | 61.44 | 0 | 0 | 0 | 0 | 0 | 1 | 0 | 0 |  | 0 |  | 0
|  |  |  | 30.24 | 60.48 | 0 | 0 | 0 | 0 | 0 | 7.48 | 0.10709 | 0 | 60.48 | 57.982 | 0 | 2.498 | 0 | 0 | 2.498 | 1 | 0 | 0 |  | 0 |  | 0
|  |  |  | 36.32 | 72.64 | 0 | 0 | 0 | 0 | 0 | 7.48 | 0.10709 | 0 | 72.64 | 62.869 | 0 | 1.406 | 0 | 0 | 1.406 | 0.53663 | 0 | 8.365 |  | 0 |  | 0
|  |  |  | 38 | 76 | 0 | 0 | 0 | 0 | 0 | 7.48 | 0.10709 | 0 | 76 | 62.869 | 0 | 8.22 | 0 | 0 | 8.22 | 0.26458 | 0 | 4.911 |  | 0 |  | 0
|  |  |  | 37.36 | 74.72 | 0 | 0 | 0 | 0 | 0 | 7.48 | 0.12502 | 0 | 74.72 | 57.455 | 0 | 25.63 | 8.365 | 0 | 17.265 | 0.68095 | 0 | 0 |  | 0 |  | 0
|  |  |  | 36.32 | 72.64 | 0 | 0 | 0 | 0 | 0 | 7.48 | 0.12502 | 0.672 | 72.64 | 57.715 | 0 | 14.925 | 0 | 0 | 14.925 | 0.71438 | 0 | 0 |  | 0 |  | 0
|  |  |  | 32.48 | 64.96 | 0 | 0 | 0 | 0 | 0 | 7.48 | 0.12502 | 0 | 64.96 | 48.035 | 0 | 16.925 | 0 | 0 | 16.925 | 0.71438 | 0 | 0 |  | 0 |  | 0
|  |  |  | 31.84 | 63.68 | 0 | 0 | 0 | 0 | 0 | 12.23 | 0.12502 | 0 | 63.68 | 35.977 | 0 | 27.703 | 0 | 0 | 27.703 | 0.71438 | 0 | 0 |  | 0 |  | 0
|  |  |  | 31.04 | 62.08 | 0 | 0 | 0 | 0 | 0 | 12.23 | 0.12502 | 0 | 62.08 | 54.43 | 0 | 6.729 | 0 | 0 | 6.729 | 0.66337 | 0 | 0.921 |  | 0 |  | 0
|  |  |  | 30.56 | 61.12 | 0 | 0 | 0 | 0 | 0 | 12.23 | 0.12502 | 0 | 61.12 | 53.821 | 0 | 7.299 | 0 | 0 | 7.299 | 0.66337 | 0 | 0 |  | 0 |  | 0
|  |  |  | 31.84 | 63.68 | 0 | 0 | 0 | 0 | 0 | 12.23 | 0.12502 | 0 | 63.68 | 54.43 | 0 | 0.885 | 0 | 0 | 0.885 | 0.2 | 0 | 8.365 |  | 0 |  | 0
|  |  |  | 31.2 | 62.4 | 0 | 0 | 0 | 0 | 0 | 7.48 | 0.12502 | 0 | 62.4 | 62.4 | 0 | 0 | 0 | 0 | 0 | 0.2 | 0 | 0 |  | 0 |  | 0
|  |  |  | 30.24 | 60.48 | 0 | 0 | 0 | 0 | 0 | 7.48 | 0.12502 | 0 | 60.48 | 60.48 | 0 | 0 | 0 | 0 | 0 | 0.2 | 0 | 0 |  | 0 |  | 0
|  |  |  | 22.4 | 44.8 | 0 | 0 | 0 | 0 | 0 | 7.48 | 0.12502 | 0 | 44.8 | 44.8 | 0 | 0 | 0 | 0 | 0 | 0.2 | 0 | 0 |  | 0 |  | 0
|  |  |  | 20.32 | 40.64 | 0 | 0 | 0 | 0 | 0 | 7.48 | 0.10709 | 0 | 40.64 | 40.64 | 0 | 0 | 0 | 0 | 0 | 0.2 | 0 | 0 |  | 0 |  | 0
|  |  |  | 20 | 40 | 0 | 0 | 0 | 0 | 0 | 7.48 | 0.10709 | 0 | 40 | 40 | 0 | 0 | 0 | 0 | 0 | 0.2 | 0 | 0 |  | 0 |  | 0
|  |  |  | 16.8 | 33.6 | 0 | 0 | 0 | 0 | 0 | 7.48 | 0.10709 | 0 | 33.6 | 33.6 | 0 | 0 | 0 | 0 | 0 | 0.2 | 0 | 0 |  | 0 |  | 0
|  |  |  | 14.72 | 29.44 | 0 | 0 | 0 | 0 | 0 | 7.48 | 0.10709 | 0 | 29.44 | 29.44 | 0 | 0 | 0 | 0 | 0 | 0.2 | 0 | 0 |  | 0 |  | 0
|  |  |  | 14.5067 | 29.0133 | 0 | 0 | 0 | 0 | 0 | 7.48 | 0.10709 | 0 | 29.013 | 29.013 | 0 | 0 | 0 | 0 | 0 | 0.2 | 0 | 0 |  | 0 |  | 0
|  |  |  | 16.5867 | 33.1733 | 0 | 0 | 0 | 0 | 0 | 7.48 | 0.10709 | 0 | 33.173 | 33.173 | 0 | 0 | 0 | 0 | 0 | 0.2 | 0 | 0 |  | 0 |  | 0
|  |  |  | 17.44 | 34.88 | 0 | 0 | 0 | 0 | 0 | 7.48 | 0.10709 | 0 | 34.88 | 34.88 | 0 | 0 | 0 | 0 | 0 | 0.2 | 0 | 0 |  | 0 |  | 0
|  |  |  | 15.36 | 30.72 | 0 | 0 | 0 | 0 | 0 | 7.48 | 0.10709 | 0 | 30.72 | 30.72 | 0 | 0 | 0 | 0 | 0 | 0.2 | 0 | 0 |  | 0 |  | 0
|  |  |  | 18.08 | 36.16 | 0 | 0 | 0 | 0 | 0 | 7.48 | 0.10709 | 0 | 36.16 | 36.16 | 0 | 0 | 0 | 0 | 0 | 0.2 | 0 | 0 |  | 0 |  | 0
|  |  |  | 19.68 | 39.36 | 0 | 0 | 0 | 0 | 0 | 7.48 | 0.10709 | 0 | 39.36 | 39.36 | 0 | 0 | 0 | 0 | 0 | 0.2 | 0 | 0 |  | 0 |  | 0
|  |  |  | 19.84 | 39.68 | 0 | 0 | 0 | 0 | 0 | 7.48 | 0.10709 | 0 | 39.68 | 39.68 | 0 | 0 | 0 | 0 | 0 | 0.2 | 0 | 0 |  | 0 |  | 0
|  |  |  | 18.88 | 37.76 | 0 | 0 | 0 | 0 | 0 | 7.48 | 0.10709 | 0 | 37.76 | 37.76 | 0 | 0 | 0 | 0 | 0 | 0.2 | 0 | 0 |  | 0 |  | 0
|  |  |  | 18.72 | 37.44 | 0 | 0 | 0 | 0 | 0 | 7.48 | 0.10709 | 0 | 37.44 | 36.009 | 0 | 1.431 | 0 | 0 | 1.431 | 0.2 | 0 | 0 |  | 0 |  | 0
|  |  |  | 18.4 | 36.8 | 0 | 0 | 0 | 0 | 0 | 7.48 | 0.10709 | 0 | 36.8 | 25.525 | 0 | 11.275 | 0 | 0 | 11.275 | 0.2 | 0 | 0 |  | 0 |  | 0
|  |  |  | 18.56 | 37.12 | 0 | 0 | 0 | 0 | 0 | 7.48 | 0.10709 | 0 | 37.12 | 15.394 | 0 | 21.726 | 0 | 0 | 21.726 | 0.2 | 0 | 0 |  | 0 |  | 0
|  |  |  | 17.92 | 35.84 | 0 | 0 | 0 | 0 | 0 | 7.48 | 0.10709 | 0 | 35.84 | 12.392 | 0 | 23.448 | 0 | 0 | 23.448 | 0.2 | 0 | 0 |  | 0 |  | 0
|  |  |  | 17.44 | 34.88 | 0 | 0 | 0 | 0 | 0 | 7.48 | 0.10709 | 0 | 34.88 | 7.589 | 0 | 27.291 | 0 | 0 | 27.291 | 0.2 | 0 | 0 |  | 0 |  | 0
|  |  |  | 17.76 | 35.52 | 0 | 0 | 0 | 0 | 0 | 7.48 | 0.10709 | 0 | 35.52 | 9.987 | 0 | 25.533 | 0 | 0 | 25.533 | 0.2 | 0 | 0 |  | 0 |  | 0
|  |  |  | 18.08 | 36.16 | 0 | 0 | 0 | 0 | 0 | 7.48 | 0.10709 | 0 | 36.16 | 29.819 | 0 | 6.341 | 0 | 0 | 6.341 | 0.2 | 0 | 0 |  | 0 |  | 0
|  |  |  | 17.76 | 35.52 | 0 | 0 | 0 | 0 | 0 | 7.48 | 0.10709 | 0 | 35.52 | 29.216 | 0 | 6.304 | 0 | 0 | 6.304 | 0.2 | 0 | 0 |  | 0 |  | 0
|  |  |  | 19.2 | 38.4 | 0 | 0 | 0 | 0 | 0 | 7.48 | 0.10709 | 0 | 38.4 | 37.83 | 0 | 0.57 | 0 | 0 | 0.57 | 0.2 | 0 | 0 |  | 0 |  | 0
|  |  |  | 19.36 | 38.72 | 0 | 0 | 0 | 0 | 0 | 7.48 | 0.10709 | 0 | 38.72 | 38.72 | 0 | 0 | 0 | 0 | 0 | 0.2 | 0 | 0 |  | 0 |  | 0
|  |  |  | 20.16 | 40.32 | 0 | 0 | 0 | 0 | 0 | 7.48 | 0.10709 | 0 | 40.32 | 40.32 | 0 | 0 | 0 | 0 | 0 | 0.2 | 0 | 0 |  | 0 |  | 0
|  |  |  | 18.72 | 37.44 | 0 | 0 | 0 | 0 | 0 | 7.48 | 0.10709 | 0 | 37.44 | 37.44 | 0 | 0 | 0 | 0 | 0 | 0.2 | 0 | 0 |  | 0 |  | 0
|  |  |  | 18.72 | 37.44 | 0 | 0 | 0 | 0 | 0 | 7.48 | 0.10709 | 0 | 37.44 | 37.44 | 0 | 0 | 0 | 0 | 0 | 0.2 | 0 | 0 |  | 0 |  | 0
|  |  |  | 18.4 | 36.8 | 0 | 0 | 0 | 0 | 0 | 7.48 | 0.10709 | 0 | 36.8 | 36.8 | 0 | 0 | 0 | 0 | 0 | 0.2 | 0 | 0 |  | 0 |  | 0
|  |  |  | 14.4 | 28.8 | 0 | 0 | 0 | 0 | 0 | 7.48 | 0.10709 | 0 | 28.8 | 28.8 | 0 | 0 | 0 | 0 | 0 | 0.2 | 0 | 0 |  | 0 |  | 0
|  |  |  | 13.12 | 26.24 | 0 | 0 | 0 | 0 | 0 | 7.48 | 0.10709 | 0 | 26.24 | 26.24 | 0 | 0 | 0 | 0 | 0 | 0.2 | 0 | 0 |  | 0 |  | 0
|  |  |  | 13.44 | 26.88 | 0 | 0 | 0 | 0 | 0 | 7.48 | 0.10709 | 0 | 26.88 | 26.88 | 0 | 0 | 0 | 0 | 0 | 0.2 | 0 | 0 |  | 0 |  | 0
|  |  |  | 16.16 | 32.32 | 0 | 0 | 0 | 0 | 0 | 7.48 | 0.10709 | 0 | 32.32 | 32.32 | 0 | 0 | 0 | 0 | 0 | 0.2 | 0 | 0 |  | 0 |  | 0
|  |  |  | 12.16 | 24.32 | 0 | 0 | 0 | 0 | 0 | 7.48 | 0.10709 | 0 | 24.32 | 24.32 | 0 | 0 | 0 | 0 | 0 | 0.2 | 0 | 0 |  | 0 |  | 0
|  |  |  | 12.32 | 24.64 | 0 | 0 | 0 | 0 | 0 | 7.48 | 0.10709 | 0 | 24.64 | 24.64 | 0 | 0 | 0 | 0 | 0 | 0.2 | 0 | 0 |  | 0 |  | 0
|  |  |  | 18.24 | 36.48 | 0 | 0 | 0 | 0 | 0 | 7.48 | 0.10709 | 0 | 36.48 | 36.48 | 0 | 0 | 0 | 0 | 0 | 0.2 | 0 | 0 |  | 0 |  | 0
|  |  |  | 20 | 40 | 0 | 0 | 0 | 0 | 0 | 7.48 | 0.10709 | 0 | 40 | 40 | 0 | 0 | 0 | 0 | 0 | 0.2 | 0 | 0 |  | 0 |  | 0
|  |  |  | 20.32 | 40.64 | 0 | 0 | 0 | 0 | 0 | 7.48 | 0.10709 | 0 | 40.64 | 40.64 | 0 | 0 | 0 | 0 | 0 | 0.2 | 0 | 0 |  | 0 |  | 0
|  |  |  | 19.36 | 38.72 | 0 | 0 | 0 | 0 | 0 | 7.48 | 0.10709 | 0 | 38.72 | 32.343 | 0 | 6.377 | 0 | 0 | 6.377 | 0.2 | 0 | 0 |  | 0 |  | 0
|  |  |  | 18.72 | 37.44 | 0 | 0 | 0 | 0 | 0 | 7.48 | 0.10709 | 0 | 37.44 | 22.091 | 0 | 15.349 | 0 | 0 | 15.349 | 0.2 | 0 | 0 |  | 0 |  | 0
|  |  |  | 18.88 | 37.76 | 0 | 0 | 0 | 0 | 0 | 7.48 | 0.10709 | 0 | 37.76 | 4.831 | 0 | 32.929 | 0 | 0 | 32.929 | 0.2 | 0 | 0 |  | 0 |  | 0
|  |  |  | 27.2 | 54.4 | 0 | 0 | 0 | 0 | 0 | 7.48 | 0.10709 | 0 | 54.4 | 8.086 | 0 | 46.314 | 0 | 0 | 46.314 | 0.2 | 0 | 0 |  | 0 |  | 0
|  |  |  | 29.28 | 58.56 | 0 | 0 | 0 | 0 | 0 | 7.48 | 0.10709 | 0 | 58.56 | 4.354 | 0 | 54.206 | 0 | 0 | 54.206 | 0.2 | 0 | 0 |  | 0 |  | 0
|  |  |  | 28.16 | 56.32 | 0 | 0 | 0 | 0 | 0 | 7.48 | 0.10709 | 0 | 56.32 | 9.267 | 0 | 47.053 | 0 | 0 | 47.053 | 0.2 | 0 | 0 |  | 0 |  | 0
|  |  |  | 26.72 | 53.44 | 0 | 0 | 0 | 0 | 0 | 7.48 | 0.10709 | 0 | 53.44 | 0 | 0 | 57.565 | 4.125 | 0 | 53.44 | 0.40532 | 0 | 0 |  | 0 |  | 0
|  |  |  | 27.2 | 54.4 | 0 | 0 | 0 | 0 | 0 | 7.48 | 0.10709 | 0 | 54.4 | 9.19 | 0 | 45.21 | 0 | 0 | 45.21 | 0.40532 | 0 | 0 |  | 0 |  | 0
|  |  |  | 26.56 | 53.12 | 0 | 0 | 0 | 0 | 0 | 7.48 | 0.10709 | 0 | 53.12 | 25.477 | 0 | 27.643 | 0 | 0 | 27.643 | 0.40532 | 0 | 0 |  | 0 |  | 0
|  |  |  | 28.8 | 57.6 | 0 | 0 | 0 | 0 | 0 | 7.48 | 0.10709 | 0 | 57.6 | 49.853 | 0 | 7.747 | 0 | 0 | 7.747 | 0.40532 | 0 | 0 |  | 0 |  | 0
|  |  |  | 28.8 | 57.6 | 0 | 0 | 0 | 0 | 0 | 7.48 | 0.10709 | 0 | 57.6 | 57.6 | 0 | 0 | 0 | 0 | 0 | 0.40532 | 0 | 0 |  | 0 |  | 0
|  |  |  | 20.48 | 40.96 | 0 | 0 | 0 | 0 | 0 | 7.48 | 0.10709 | 0 | 40.96 | 40.96 | 0 | 0 | 0 | 0 | 0 | 0.40532 | 0 | 0 |  | 0 |  | 0
|  |  |  | 20.64 | 41.28 | 0 | 0 | 0 | 0 | 0 | 7.48 | 0.10709 | 0 | 41.28 | 41.28 | 0 | 0 | 0 | 0 | 0 | 0.40532 | 0 | 0 |  | 0 |  | 0
|  |  |  | 20.96 | 41.92 | 0 | 0 | 0 | 0 | 0 | 7.48 | 0.10709 | 0 | 41.92 | 41.92 | 0 | 0 | 0 | 0 | 0 | 0.40532 | 0 | 0 |  | 0 |  | 0
|  |  |  | 20.96 | 41.92 | 0 | 0 | 0 | 0 | 0 | 7.48 | 0.10709 | 0 | 41.92 | 41.92 | 0 | 0 | 0 | 0 | 0 | 0.40532 | 0 | 0 |  | 0 |  | 0
|  |  |  | 17.76 | 35.52 | 0 | 0 | 0 | 0 | 0 | 7.48 | 0.10709 | 0 | 35.52 | 35.52 | 0 | 0 | 0 | 0 | 0 | 0.40532 | 0 | 0 |  | 0 |  | 0
|  |  |  | 15.68 | 31.36 | 0 | 0 | 0 | 0 | 0 | 7.48 | 0.10709 | 0 | 31.36 | 31.36 | 0 | 0 | 0 | 0 | 0 | 0.40532 | 0 | 0 |  | 0 |  | 0
|  |  |  | 14.72 | 29.44 | 0 | 0 | 0 | 0 | 0 | 7.48 | 0.10709 | 0 | 29.44 | 29.44 | 0 | 0 | 0 | 0 | 0 | 0.40532 | 0 | 0 |  | 0 |  | 0
|  |  |  | 15.36 | 30.72 | 0 | 0 | 0 | 0 | 0 | 7.48 | 0.10709 | 0 | 30.72 | 30.72 | 0 | 0 | 0 | 0 | 0 | 0.40532 | 0 | 0 |  | 0 |  | 0
|  |  |  | 17.44 | 34.88 | 0 | 0 | 0 | 0 | 0 | 7.48 | 0.10709 | 0 | 34.88 | 34.88 | 0 | 0 | 0 | 0 | 0 | 0.40532 | 0 | 0 |  | 0 |  | 0
|  |  |  | 13.28 | 26.56 | 0 | 0 | 0 | 0 | 0 | 7.48 | 0.10709 | 0 | 26.56 | 26.56 | 0 | 0 | 0 | 0 | 0 | 0.40532 | 0 | 0 |  | 0 |  | 0
|  |  |  | 19.36 | 38.72 | 0 | 0 | 0 | 0 | 0 | 7.48 | 0.10709 | 0 | 38.72 | 38.72 | 0 | 0 | 0 | 0 | 0 | 0.40532 | 0 | 0 |  | 0 |  | 0
|  |  |  | 20.32 | 40.64 | 0 | 0 | 0 | 0 | 0 | 7.48 | 0.10709 | 0 | 40.64 | 40.64 | 0 | 0 | 0 | 0 | 0 | 0.40532 | 0 | 0 |  | 0 |  | 0
|  |  |  | 20.32 | 40.64 | 0 | 0 | 0 | 0 | 0 | 7.48 | 0.10709 | 0 | 40.64 | 40.64 | 0 | 0 | 0 | 0 | 0 | 0.40532 | 0 | 0 |  | 0 |  | 0
|  |  |  | 19.84 | 39.68 | 0 | 0 | 0 | 0 | 0 | 7.48 | 0.10709 | 0 | 39.68 | 32.418 | 0 | 7.262 | 0 | 0 | 7.262 | 0.40532 | 0 | 0 |  | 0 |  | 0
|  |  |  | 19.36 | 38.72 | 0 | 0 | 0 | 0 | 0 | 7.48 | 0.10709 | 0 | 38.72 | 6.231 | 0 | 28.782 | 0 | 0 | 28.782 | 0.2 | 0 | 3.706 |  | 0 |  | 0
|  |  |  | 21.28 | 42.56 | 0 | 0 | 0 | 0 | 0 | 7.48 | 0.10709 | 0 | 42.56 | 0 | 0 | 48.593 | 6.033 | 0 | 42.56 | 0.5003 | 0 | 0 |  | 0 |  | 0
|  |  |  | 30.56 | 61.12 | 0 | 0 | 0 | 0 | 0 | 7.48 | 0.12502 | 0 | 61.12 | 0 | 0 | 60.96 | 0 | 0 | 60.96 | 0.49141 | 0 | 0.16 |  | 0 |  | 0
|  |  |  | 31.36 | 62.72 | 0 | 0 | 0 | 0 | 0 | 7.48 | 0.12502 | 0 | 62.72 | 0 | 0 | 67.409 | 4.689 | 0 | 62.72 | 0.72484 | 0 | 0 |  | 0 |  | 0
|  |  |  | 30.56 | 61.12 | 0 | 0 | 0 | 0 | 0 | 7.48 | 0.12502 | 0 | 61.12 | 0 | 1.186 | 66.648 | 5.528 | 0 | 61.12 | 1 | 0 | 0 |  | 0 |  | 0
|  |  |  | 30.72 | 61.44 | 0 | 0 | 0 | 0 | 0 | 12.23 | 0.12502 | 0 | 61.44 | 0 | 0.356 | 61.44 | 0 | 0 | 61.44 | 1 | 0 | 0 |  | 0 |  | 0
|  |  |  | 29.44 | 58.88 | 0 | 0 | 0 | 0 | 0 | 12.23 | 0.12502 | 0 | 58.88 | 9.269 | 0 | 49.611 | 0 | 0 | 49.611 | 1 | 0 | 0 |  | 0 |  | 0
|  |  |  | 30.24 | 60.48 | 0 | 0 | 0 | 0 | 0 | 12.23 | 0.12502 | 0 | 60.48 | 29.709 | 0 | 30.771 | 0 | 0 | 30.771 | 1 | 0 | 0 |  | 0 |  | 0
|  |  |  | 29.76 | 59.52 | 0 | 0 | 0 | 0 | 0 | 12.23 | 0.12502 | 0 | 59.52 | 50.488 | 0 | 9.032 | 0 | 0 | 9.032 | 1 | 0 | 0 |  | 0 |  | 0
|  |  |  | 29.76 | 59.52 | 0 | 0 | 0 | 0 | 0 | 7.48 | 0.12502 | 0 | 59.52 | 59.52 | 0 | 0 | 0 | 0 | 0 | 1 | 0 | 0 |  | 0 |  | 0
|  |  |  | 28.64 | 57.28 | 0 | 0 | 0 | 0 | 0 | 7.48 | 0.12502 | 0 | 57.28 | 51.203 | 0 | 0 | 0 | 0 | 0 | 0.66337 | 0 | 6.077 |  | 0 |  | 0
|  |  |  | 28.96 | 57.92 | 0 | 0 | 0 | 0 | 0 | 7.48 | 0.12502 | 0 | 57.92 | 49.555 | 0 | 0 | 0 | 0 | 0 | 0.2 | 0 | 8.365 |  | 0 |  | 0
|  |  |  | 27.36 | 54.72 | 0 | 0 | 0 | 0 | 0 | 7.48 | 0.10709 | 0 | 54.72 | 54.72 | 0 | 0 | 0 | 0 | 0 | 0.2 | 0 | 0 |  | 0 |  | 0
|  |  |  | 24.32 | 48.64 | 0 | 0 | 0 | 0 | 0 | 7.48 | 0.10709 | 0 | 48.64 | 48.64 | 0 | 0 | 0 | 0 | 0 | 0.2 | 0 | 0 |  | 0 |  | 0
|  |  |  | 18.72 | 37.44 | 0 | 0 | 0 | 0 | 0 | 7.48 | 0.10709 | 0 | 37.44 | 37.44 | 0 | 0 | 0 | 0 | 0 | 0.2 | 0 | 0 |  | 0 |  | 0
|  |  |  | 14.24 | 28.48 | 0 | 0 | 0 | 0 | 0 | 7.48 | 0.10709 | 0 | 28.48 | 28.48 | 0 | 0 | 0 | 0 | 0 | 0.2 | 0 | 0 |  | 0 |  | 0
|  |  |  | 13.12 | 26.24 | 0 | 0 | 0 | 0 | 0 | 7.48 | 0.10709 | 0 | 26.24 | 26.24 | 0 | 0 | 0 | 0 | 0 | 0.2 | 0 | 0 |  | 0 |  | 0
|  |  |  | 12.8 | 25.6 | 0 | 0 | 0 | 0 | 0 | 7.48 | 0.10709 | 0 | 25.6 | 25.6 | 0 | 0 | 0 | 0 | 0 | 0.2 | 0 | 0 |  | 0 |  | 0
|  |  |  | 12.64 | 25.28 | 0 | 0 | 0 | 0 | 0 | 7.48 | 0.10709 | 0 | 25.28 | 25.28 | 0 | 0 | 0 | 0 | 0 | 0.2 | 0 | 0 |  | 0 |  | 0
|  |  |  | 12.64 | 25.28 | 0 | 0 | 0 | 0 | 0 | 7.48 | 0.10709 | 0 | 25.28 | 25.28 | 0 | 0 | 0 | 0 | 0 | 0.2 | 0 | 0 |  | 0 |  | 0
|  |  |  | 19.2 | 38.4 | 0 | 0 | 0 | 0 | 0 | 7.48 | 0.10709 | 0 | 38.4 | 38.4 | 0 | 0 | 0 | 0 | 0 | 0.2 | 0 | 0 |  | 0 |  | 0
|  |  |  | 20.48 | 40.96 | 0 | 0 | 0 | 0 | 0 | 7.48 | 0.10709 | 0 | 40.96 | 40.96 | 0 | 0 | 0 | 0 | 0 | 0.2 | 0 | 0 |  | 0 |  | 0
|  |  |  | 19.36 | 38.72 | 0 | 0 | 0 | 0 | 0 | 7.48 | 0.10709 | 0 | 38.72 | 38.72 | 0 | 0 | 0 | 0 | 0 | 0.2 | 0 | 0 |  | 0 |  | 0
|  |  |  | 24.32 | 48.64 | 0 | 0 | 0 | 0 | 0 | 7.48 | 0.10709 | 0 | 48.64 | 40.42 | 0 | 8.22 | 0 | 0 | 8.22 | 0.2 | 0 | 0 |  | 0 |  | 0
|  |  |  | 25.92 | 51.84 | 0 | 0 | 0 | 0 | 0 | 7.48 | 0.10709 | 0 | 51.84 | 21.3 | 0 | 30.54 | 0 | 0 | 30.54 | 0.2 | 0 | 0 |  | 0 |  | 0
|  |  |  | 26.56 | 53.12 | 0 | 0 | 0 | 0 | 0 | 7.48 | 0.10709 | 0 | 53.12 | 3.412 | 0 | 49.708 | 0 | 0 | 49.708 | 0.2 | 0 | 0 |  | 0 |  | 0
|  |  |  | 26.72 | 53.44 | 0 | 0 | 0 | 0 | 0 | 7.48 | 0.12502 | 0 | 53.44 | 0 | 0 | 61.275 | 7.835 | 0 | 53.44 | 0.58998 | 0 | 0 |  | 0 |  | 0
|  |  |  | 26.24 | 52.48 | 0 | 0 | 0 | 0 | 0 | 7.48 | 0.12502 | 0 | 52.48 | 0 | 6.498 | 60.717 | 8.237 | 0 | 52.48 | 1 | 0 | 0 |  | 0 |  | 0
|  |  |  | 25.6 | 51.2 | 0 | 0 | 0 | 0 | 0 | 7.48 | 0.12502 | 0 | 51.2 | 0 | 16.149 | 51.2 | 0 | 0 | 51.2 | 1 | 0 | 0 |  | 0 |  | 0
|  |  |  | 26.56 | 53.12 | 0 | 0 | 0 | 0 | 0 | 12.23 | 0.12502 | 0 | 53.12 | 0 | 8.082 | 53.12 | 0 | 0 | 53.12 | 1 | 0 | 0 |  | 0 |  | 0
|  |  |  | 25.76 | 51.52 | 0 | 0 | 0 | 0 | 0 | 12.23 | 0.12502 | 0 | 51.52 | 2.321 | 0 | 49.199 | 0 | 0 | 49.199 | 1 | 0 | 0 |  | 0 |  | 0
|  |  |  | 25.92 | 51.84 | 0 | 0 | 0 | 0 | 0 | 12.23 | 0.12502 | 0 | 51.84 | 20.718 | 0 | 31.122 | 0 | 0 | 31.122 | 1 | 0 | 0 |  | 0 |  | 0
|  |  |  | 27.68 | 55.36 | 0 | 0 | 0 | 0 | 0 | 12.23 | 0.12502 | 0 | 55.36 | 46.025 | 0 | 9.335 | 0 | 0 | 9.335 | 1 | 0 | 0 |  | 0 |  | 0
|  |  |  | 28.48 | 56.96 | 0 | 0 | 0 | 0 | 0 | 7.48 | 0.12502 | 0 | 56.96 | 56.96 | 0 | 0 | 0 | 0 | 0 | 1 | 0 | 0 |  | 0 |  | 0
|  |  |  | 26.72 | 53.44 | 0 | 0 | 0 | 0 | 0 | 7.48 | 0.12502 | 0 | 53.44 | 47.363 | 0 | 0 | 0 | 0 | 0 | 0.66337 | 0 | 6.077 |  | 0 |  | 0
|  |  |  | 26.24 | 52.48 | 0 | 0 | 0 | 0 | 0 | 7.48 | 0.12502 | 0 | 52.48 | 44.115 | 0 | 0 | 0 | 0 | 0 | 0.2 | 0 | 8.365 |  | 0 |  | 0
|  |  |  | 26.56 | 53.12 | 0 | 0 | 0 | 0 | 0 | 7.48 | 0.10709 | 0 | 53.12 | 53.12 | 0 | 0 | 0 | 0 | 0 | 0.2 | 0 | 0 |  | 0 |  | 0
|  |  |  | 25.6 | 51.2 | 0 | 0 | 0 | 0 | 0 | 7.48 | 0.10709 | 0 | 51.2 | 51.2 | 0 | 0 | 0 | 0 | 0 | 0.2 | 0 | 0 |  | 0 |  | 0
|  |  |  | 21.28 | 42.56 | 0 | 0 | 0 | 0 | 0 | 7.48 | 0.10709 | 0 | 42.56 | 42.56 | 0 | 0 | 0 | 0 | 0 | 0.2 | 0 | 0 |  | 0 |  | 0
|  |  |  | 20.8 | 41.6 | 0 | 0 | 0 | 0 | 0 | 7.48 | 0.10709 | 0 | 41.6 | 41.6 | 0 | 0 | 0 | 0 | 0 | 0.2 | 0 | 0 |  | 0 |  | 0
|  |  |  | 18.4 | 36.8 | 0 | 0 | 0 | 0 | 0 | 7.48 | 0.10709 | 0 | 36.8 | 36.8 | 0 | 0 | 0 | 0 | 0 | 0.2 | 0 | 0 |  | 0 |  | 0
|  |  |  | 18.4 | 36.8 | 0 | 0 | 0 | 0 | 0 | 7.48 | 0.10709 | 0 | 36.8 | 36.8 | 0 | 0 | 0 | 0 | 0 | 0.2 | 0 | 0 |  | 0 |  | 0
|  |  |  | 17.44 | 34.88 | 0 | 0 | 0 | 0 | 0 | 7.48 | 0.10709 | 0 | 34.88 | 34.88 | 0 | 0 | 0 | 0 | 0 | 0.2 | 0 | 0 |  | 0 |  | 0
|  |  |  | 18.4 | 36.8 | 0 | 0 | 0 | 0 | 0 | 7.48 | 0.10709 | 0 | 36.8 | 36.8 | 0 | 0 | 0 | 0 | 0 | 0.2 | 0 | 0 |  | 0 |  | 0
|  |  |  | 24.32 | 48.64 | 0 | 0 | 0 | 0 | 0 | 7.48 | 0.10709 | 0 | 48.64 | 48.64 | 0 | 0 | 0 | 0 | 0 | 0.2 | 0 | 0 |  | 0 |  | 0
|  |  |  | 26.56 | 53.12 | 0 | 0 | 0 | 0 | 0 | 7.48 | 0.10709 | 0 | 53.12 | 53.12 | 0 | 0 | 0 | 0 | 0 | 0.2 | 0 | 0 |  | 0 |  | 0
|  |  |  | 26.4 | 52.8 | 0 | 0 | 0 | 0 | 0 | 7.48 | 0.10709 | 0 | 52.8 | 52.8 | 0 | 0 | 0 | 0 | 0 | 0.2 | 0 | 0 |  | 0 |  | 0
|  |  |  | 26.24 | 52.48 | 0 | 0 | 0 | 0 | 0 | 7.48 | 0.10709 | 0 | 52.48 | 44.321 | 0 | 8.159 | 0 | 0 | 8.159 | 0.2 | 0 | 0 |  | 0 |  | 0
|  |  |  | 29.6 | 59.2 | 0 | 0 | 0 | 0 | 0 | 7.48 | 0.10709 | 0 | 59.2 | 28.696 | 0 | 30.504 | 0 | 0 | 30.504 | 0.2 | 0 | 0 |  | 0 |  | 0
|  |  |  | 30.08 | 60.16 | 0 | 0 | 0 | 0 | 0 | 7.48 | 0.10709 | 0 | 60.16 | 10.633 | 0 | 49.527 | 0 | 0 | 49.527 | 0.2 | 0 | 0 |  | 0 |  | 0
|  |  |  | 30.24 | 60.48 | 0 | 0 | 0 | 0 | 0 | 7.48 | 0.12502 | 0 | 60.48 | 0 | 0 | 61.057 | 0.577 | 0 | 60.48 | 0.2287 | 0 | 0 |  | 0 |  | 0
|  |  |  | 30.56 | 61.12 | 0 | 0 | 0 | 0 | 0 | 7.48 | 0.12502 | 0 | 61.12 | 0 | 0 | 67.009 | 5.889 | 0 | 61.12 | 0.52185 | 0 | 0 |  | 0 |  | 0
|  |  |  | 27.7867 | 55.5733 | 0 | 0 | 0 | 0 | 0 | 7.48 | 0.12502 | 0 | 55.573 | 0 | 0.671 | 63.938 | 8.365 | 0 | 55.573 | 0.93821 | 0 | 0 |  | 0 |  | 0
|  |  |  | 23.68 | 47.36 | 0 | 0 | 0 | 0 | 0 | 12.23 | 0.12502 | 0 | 47.36 | 0 | 10.358 | 48.601 | 1.241 | 0 | 47.36 | 1 | 0 | 0 |  | 0 |  | 0
|  |  |  | 23.68 | 47.36 | 0 | 0 | 0 | 0 | 0 | 12.23 | 0.12502 | 0 | 47.36 | 0 | 0 | 47.514 | 1.518 | 0 | 45.996 | 1 | 0 | 1.364 |  | 0 |  | 0
|  |  |  | 28.48 | 56.96 | 0 | 0 | 0 | 0 | 0 | 12.23 | 0.12502 | 0 | 56.96 | 26.65 | 0 | 30.31 | 0 | 0 | 30.31 | 1 | 0 | 0 |  | 0 |  | 0
|  |  |  | 29.92 | 59.84 | 0 | 0 | 0 | 0 | 0 | 12.23 | 0.12502 | 0 | 59.84 | 50.383 | 0 | 9.457 | 0 | 0 | 9.457 | 1 | 0 | 0 |  | 0 |  | 0
|  |  |  | 30.56 | 61.12 | 0 | 0 | 0 | 0 | 0 | 7.48 | 0.12502 | 0 | 61.12 | 61.12 | 0 | 0 | 0 | 0 | 0 | 1 | 0 | 0 |  | 0 |  | 0
|  |  |  | 24.64 | 49.28 | 0 | 0 | 0 | 0 | 0 | 7.48 | 0.12502 | 0 | 49.28 | 43.203 | 0 | 0 | 0 | 0 | 0 | 0.66337 | 0 | 6.077 |  | 0 |  | 0
|  |  |  | 20.48 | 40.96 | 0 | 0 | 0 | 0 | 0 | 7.48 | 0.12502 | 0 | 40.96 | 32.595 | 0 | 0 | 0 | 0 | 0 | 0.2 | 0 | 8.365 |  | 0 |  | 0
|  |  |  | 20.8 | 41.6 | 0 | 0 | 0 | 0 | 0 | 7.48 | 0.10709 | 8.365 | 41.6 | 41.6 | 0 | 0 | 0 | 0 | 0 | 0.61636 | 0 | 0 |  | 0 |  | 0
|  |  |  | 21.28 | 42.56 | 0 | 0 | 0 | 0 | 0 | 7.48 | 0.10709 | 7.528 | 42.56 | 42.56 | 0 | 0 | 0 | 0 | 0 | 0.9911 | 0 | 0 |  | 0 |  | 0
|  |  |  | 17.6 | 35.2 | 0 | 0 | 0 | 0 | 0 | 7.48 | 0.10709 | 0 | 35.2 | 35.2 | 0 | 0 | 0 | 0 | 0 | 0.9911 | 0 | 0 |  | 0 |  | 0
|  |  |  | 15.36 | 30.72 | 0 | 0 | 0 | 0 | 0 | 7.48 | 0.10709 | 0 | 30.72 | 30.72 | 0 | 0 | 0 | 0 | 0 | 0.9911 | 0 | 0 |  | 0 |  | 0
|  |  |  | 13.96 | 27.92 | 0 | 0 | 0 | 0 | 0 | 7.48 | 0.10709 | 0 | 27.92 | 27.92 | 0 | 0 | 0 | 0 | 0 | 0.9911 | 0 | 0 |  | 0 |  | 0
|  |  |  | 15.08 | 30.16 | 0 | 0 | 0 | 0 | 0 | 7.48 | 0.10709 | 0 | 30.16 | 30.16 | 0 | 0 | 0 | 0 | 0 | 0.9911 | 0 | 0 |  | 0 |  | 0
|  |  |  | 15.88 | 31.76 | 0 | 0 | 0 | 0 | 0 | 7.48 | 0.10709 | 0 | 31.76 | 31.76 | 0 | 0 | 0 | 0 | 0 | 0.9911 | 0 | 0 |  | 0 |  | 0
|  |  |  | 14.36 | 28.72 | 0 | 0 | 0 | 0 | 0 | 7.48 | 0.10709 | 0 | 28.72 | 28.72 | 0 | 0 | 0 | 0 | 0 | 0.9911 | 0 | 0 |  | 0 |  | 0
|  |  |  | 18.88 | 37.76 | 0 | 0 | 0 | 0 | 0 | 7.48 | 0.10709 | 0 | 37.76 | 37.76 | 0 | 0 | 0 | 0 | 0 | 0.9911 | 0 | 0 |  | 0 |  | 0
|  |  |  | 21.1467 | 42.2933 | 0 | 0 | 0 | 0 | 0 | 7.48 | 0.10709 | 0 | 42.293 | 42.293 | 0 | 0 | 0 | 0 | 0 | 0.9911 | 0 | 0 |  | 0 |  | 0
|  |  |  | 24.1067 | 48.2133 | 0 | 0 | 0 | 0 | 0 | 7.48 | 0.10709 | 0 | 48.213 | 48.213 | 0 | 0 | 0 | 0 | 0 | 0.9911 | 0 | 0 |  | 0 |  | 0
|  |  |  | 23.8133 | 47.6267 | 0 | 0 | 0 | 0 | 0 | 7.48 | 0.10709 | 0 | 47.627 | 39.637 | 0 | 7.99 | 0 | 0 | 7.99 | 0.9911 | 0 | 0 |  | 0 |  | 0
|  |  |  | 23.4933 | 46.9867 | 0 | 0 | 0 | 0 | 0 | 7.48 | 0.10709 | 0 | 46.987 | 17.38 | 0 | 29.607 | 0 | 0 | 29.607 | 0.9911 | 0 | 0 |  | 0 |  | 0
|  |  |  | 24.5333 | 49.0667 | 0 | 0 | 0 | 0 | 0 | 7.48 | 0.10709 | 0 | 49.067 | 1.528 | 0 | 47.538 | 0 | 0 | 47.538 | 0.9911 | 0 | 0 |  | 0 |  | 0
|  |  |  | 29.0933 | 58.1867 | 0 | 0 | 0 | 0 | 0 | 7.48 | 0.12502 | 0 | 58.187 | 1.35 | 0 | 48.472 | 0 | 0 | 48.472 | 0.52774 | 0 | 8.365 |  | 0 |  | 0
|  |  |  | 28.8533 | 57.7067 | 0 | 0 | 0 | 0 | 0 | 7.48 | 0.12502 | 0 | 57.707 | 0 | 0 | 59.614 | 1.907 | 0 | 57.707 | 0.62266 | 0 | 0 |  | 0 |  | 0
|  |  |  | 27.8533 | 55.7067 | 0 | 0 | 0 | 0 | 0 | 7.48 | 0.12502 | 0 | 55.707 | 0 | 0 | 63.288 | 7.581 | 0 | 55.707 | 1 | 0 | 0 |  | 0 |  | 0
|  |  |  | 27.8533 | 55.7067 | 0 | 0 | 0 | 0 | 0 | 12.23 | 0.12502 | 0 | 55.707 | 8.29 | 0 | 47.417 | 0 | 0 | 47.417 | 1 | 0 | 0 |  | 0 |  | 0
|  |  |  | 26.5467 | 53.0933 | 0 | 0 | 0 | 0 | 0 | 12.23 | 0.12502 | 0 | 53.093 | 4.949 | 0 | 48.144 | 0 | 0 | 48.144 | 1 | 0 | 0 |  | 0 |  | 0
|  |  |  | 26.52 | 53.04 | 0 | 0 | 0 | 0 | 0 | 12.23 | 0.12502 | 0 | 53.04 | 22.536 | 0 | 30.504 | 0 | 0 | 30.504 | 1 | 0 | 0 |  | 0 |  | 0
|  |  |  | 30.5733 | 61.1467 | 0 | 0 | 0 | 0 | 0 | 12.23 | 0.12502 | 0 | 61.147 | 51.799 | 0 | 9.348 | 0 | 0 | 9.348 | 1 | 0 | 0 |  | 0 |  | 0
|  |  |  | 31.16 | 62.32 | 0 | 0 | 0 | 0 | 0 | 7.48 | 0.12502 | 0 | 62.32 | 62.32 | 0 | 0 | 0 | 0 | 0 | 1 | 0 | 0 |  | 0 |  | 0
|  |  |  | 32.96 | 65.92 | 0 | 0 | 0 | 0 | 0 | 7.48 | 0.12502 | 0 | 65.92 | 61.454 | 0 | 0 | 0 | 0 | 0 | 0.75262 | 0 | 4.466 |  | 0 |  | 0
|  |  |  | 32.2 | 64.4 | 0 | 0 | 0 | 0 | 0 | 7.48 | 0.12502 | 0 | 64.4 | 56.035 | 0 | 0 | 0 | 0 | 0 | 0.28925 | 0 | 8.365 |  | 0 |  | 0
|  |  |  | 32.24 | 64.48 | 0 | 0 | 0 | 0 | 0 | 7.48 | 0.10709 | 0 | 64.48 | 62.869 | 0 | 0 | 0 | 0 | 0 | 0.2 | 0 | 1.611 |  | 0 |  | 0
|  |  |  | 28.76 | 57.52 | 0 | 0 | 0 | 0 | 0 | 7.48 | 0.10709 | 0 | 57.52 | 57.52 | 0 | 0 | 0 | 0 | 0 | 0.2 | 0 | 0 |  | 0 |  | 0
|  |  |  | 16.48 | 32.96 | 0 | 0 | 0 | 0 | 0 | 7.48 | 0.10709 | 0 | 32.96 | 32.96 | 0 | 0 | 0 | 0 | 0 | 0.2 | 0 | 0 |  | 0 |  | 0
|  |  |  | 14.24 | 28.48 | 0 | 0 | 0 | 0 | 0 | 7.48 | 0.10709 | 0 | 28.48 | 28.48 | 0 | 0 | 0 | 0 | 0 | 0.2 | 0 | 0 |  | 0 |  | 0
|  |  |  | 14.8 | 29.6 | 0 | 0 | 0 | 0 | 0 | 7.48 | 0.10709 | 0 | 29.6 | 29.6 | 0 | 0 | 0 | 0 | 0 | 0.2 | 0 | 0 |  | 0 |  | 0
|  |  |  | 18.28 | 36.56 | 0 | 0 | 0 | 0 | 0 | 7.48 | 0.10709 | 0 | 36.56 | 36.56 | 0 | 0 | 0 | 0 | 0 | 0.2 | 0 | 0 |  | 0 |  | 0
|  |  |  | 18.52 | 37.04 | 0 | 0 | 0 | 0 | 0 | 7.48 | 0.10709 | 0 | 37.04 | 37.04 | 0 | 0 | 0 | 0 | 0 | 0.2 | 0 | 0 |  | 0 |  | 0
|  |  |  | 16.96 | 33.92 | 0 | 0 | 0 | 0 | 0 | 7.48 | 0.10709 | 0 | 33.92 | 33.92 | 0 | 0 | 0 | 0 | 0 | 0.2 | 0 | 0 |  | 0 |  | 0
|  |  |  | 18.84 | 37.68 | 0 | 0 | 0 | 0 | 0 | 7.48 | 0.10709 | 0 | 37.68 | 37.68 | 0 | 0 | 0 | 0 | 0 | 0.2 | 0 | 0 |  | 0 |  | 0
|  |  |  | 20.24 | 40.48 | 0 | 0 | 0 | 0 | 0 | 7.48 | 0.10709 | 0 | 40.48 | 40.48 | 0 | 0 | 0 | 0 | 0 | 0.2 | 0 | 0 |  | 0 |  | 0
|  |  |  | 20.28 | 40.56 | 0 | 0 | 0 | 0 | 0 | 7.48 | 0.10709 | 0 | 40.56 | 40.56 | 0 | 0 | 0 | 0 | 0 | 0.2 | 0 | 0 |  | 0 |  | 0
|  |  |  | 19.68 | 39.36 | 0 | 0 | 0 | 0 | 0 | 7.48 | 0.10709 | 0 | 39.36 | 31.637 | 0 | 7.723 | 0 | 0 | 7.723 | 0.2 | 0 | 0 |  | 0 |  | 0
|  |  |  | 19 | 38 | 0 | 0 | 0 | 0 | 0 | 7.48 | 0.10709 | 0 | 38 | 8.842 | 0 | 29.158 | 0 | 0 | 29.158 | 0.2 | 0 | 0 |  | 0 |  | 0
|  |  |  | 19 | 38 | 0 | 0 | 0 | 0 | 0 | 7.48 | 0.10709 | 0 | 38 | 0 | 1.477 | 46.365 | 8.365 | 0 | 38 | 0.61636 | 0 | 0 |  | 0 |  | 0
|  |  |  | 18.84 | 37.68 | 0 | 0 | 0 | 0 | 0 | 7.48 | 0.12502 | 0 | 37.68 | 0 | 15.112 | 45.387 | 7.707 | 0 | 37.68 | 1 | 0 | 0 |  | 0 |  | 0
|  |  |  | 18.88 | 37.76 | 0 | 0 | 0 | 0 | 0 | 7.48 | 0.12502 | 0 | 37.76 | 0 | 27.564 | 37.76 | 0 | 0 | 37.76 | 1 | 0 | 0 |  | 0 |  | 0
|  |  |  | 18.6 | 37.2 | 0 | 0 | 0 | 0 | 0 | 7.48 | 0.12502 | 0 | 37.2 | 0 | 28.064 | 37.2 | 0 | 0 | 37.2 | 1 | 0 | 0 |  | 0 |  | 0
|  |  |  | 18.8 | 37.6 | 0 | 0 | 0 | 0 | 0 | 12.23 | 0.12502 | 0 | 37.6 | 0 | 22.111 | 37.6 | 0 | 0 | 37.6 | 1 | 0 | 0 |  | 0 |  | 0
|  |  |  | 18.64 | 37.28 | 0 | 0 | 0 | 0 | 0 | 12.23 | 0.12502 | 0 | 37.28 | 0 | 9.688 | 37.28 | 0 | 0 | 37.28 | 1 | 0 | 0 |  | 0 |  | 0
|  |  |  | 18.6 | 37.2 | 0 | 0 | 0 | 0 | 0 | 12.23 | 0.12502 | 0 | 37.2 | 7.205 | 0 | 29.995 | 0 | 0 | 29.995 | 1 | 0 | 0 |  | 0 |  | 0
|  |  |  | 20.08 | 40.16 | 0 | 0 | 0 | 0 | 0 | 12.23 | 0.12502 | 0 | 40.16 | 30.631 | 0 | 9.529 | 0 | 0 | 9.529 | 1 | 0 | 0 |  | 0 |  | 0
|  |  |  | 20.12 | 40.24 | 0 | 0 | 0 | 0 | 0 | 7.48 | 0.12502 | 0 | 40.24 | 40.24 | 0 | 0 | 0 | 0 | 0 | 1 | 0 | 0 |  | 0 |  | 0
|  |  |  | 20.16 | 40.32 | 0 | 0 | 0 | 0 | 0 | 7.48 | 0.12502 | 0 | 40.32 | 34.243 | 0 | 0 | 0 | 0 | 0 | 0.66337 | 0 | 6.077 |  | 0 |  | 0
|  |  |  | 20.6 | 41.2 | 0 | 0 | 0 | 0 | 0 | 7.48 | 0.12502 | 0 | 41.2 | 32.835 | 0 | 0 | 0 | 0 | 0 | 0.2 | 0 | 8.365 |  | 0 |  | 0
|  |  |  | 20.44 | 40.88 | 0 | 0 | 0 | 0 | 0 | 7.48 | 0.10709 | 8.365 | 40.88 | 40.88 | 0 | 0 | 0 | 0 | 0 | 0.61636 | 0 | 0 |  | 0 |  | 0
|  |  |  | 20.52 | 41.04 | 0 | 0 | 0 | 0 | 0 | 7.48 | 0.10709 | 7.707 | 41.04 | 41.04 | 0 | 0 | 0 | 0 | 0 | 1 | 0 | 0 |  | 0 |  | 0
|  |  |  | 14.96 | 29.92 | 0 | 0 | 0 | 0 | 0 | 7.48 | 0.10709 | 0 | 29.92 | 29.92 | 0 | 0 | 0 | 0 | 0 | 1 | 0 | 0 |  | 0 |  | 0
|  |  |  | 13.04 | 26.08 | 0 | 0 | 0 | 0 | 0 | 7.48 | 0.10709 | 0 | 26.08 | 26.08 | 0 | 0 | 0 | 0 | 0 | 1 | 0 | 0 |  | 0 |  | 0
|  |  |  | 12.32 | 24.64 | 0 | 0 | 0 | 0 | 0 | 7.48 | 0.10709 | 0 | 24.64 | 24.64 | 0 | 0 | 0 | 0 | 0 | 1 | 0 | 0 |  | 0 |  | 0
|  |  |  | 11.6 | 23.2 | 0 | 0 | 0 | 0 | 0 | 7.48 | 0.10709 | 0 | 23.2 | 23.2 | 0 | 0 | 0 | 0 | 0 | 1 | 0 | 0 |  | 0 |  | 0
|  |  |  | 11.68 | 23.36 | 0 | 0 | 0 | 0 | 0 | 7.48 | 0.10709 | 0 | 23.36 | 23.36 | 0 | 0 | 0 | 0 | 0 | 1 | 0 | 0 |  | 0 |  | 0
|  |  |  | 12.84 | 25.68 | 0 | 0 | 0 | 0 | 0 | 7.48 | 0.10709 | 0 | 25.68 | 25.68 | 0 | 0 | 0 | 0 | 0 | 1 | 0 | 0 |  | 0 |  | 0
|  |  |  | 18.44 | 36.88 | 0 | 0 | 0 | 0 | 0 | 7.48 | 0.10709 | 0 | 36.88 | 36.88 | 0 | 0 | 0 | 0 | 0 | 1 | 0 | 0 |  | 0 |  | 0
|  |  |  | 22.88 | 45.76 | 0 | 0 | 0 | 0 | 0 | 7.48 | 0.10709 | 0 | 45.76 | 45.76 | 0 | 0 | 0 | 0 | 0 | 1 | 0 | 0 |  | 0 |  | 0
|  |  |  | 31.72 | 63.44 | 0 | 0 | 0 | 0 | 0 | 7.48 | 0.10709 | 0 | 63.44 | 62.869 | 0 | 0 | 0 | 0 | 0 | 0.96836 | 0 | 0.571 |  | 0 |  | 0
|  |  |  | 31.92 | 63.84 | 0 | 0 | 0 | 0 | 0 | 7.48 | 0.10709 | 0.636 | 63.84 | 56.299 | 0 | 7.541 | 0 | 0 | 7.541 | 1 | 0 | 0 |  | 0 |  | 0
|  |  |  | 32.12 | 64.24 | 0 | 0 | 0 | 0 | 0 | 7.48 | 0.10709 | 0 | 64.24 | 35.494 | 0 | 28.746 | 0 | 0 | 28.746 | 1 | 0 | 0 |  | 0 |  | 0
|  |  |  | 33.32 | 66.64 | 0 | 0 | 0 | 0 | 0 | 7.48 | 0.10709 | 0 | 66.64 | 31.42 | 0 | 35.22 | 0 | 0 | 35.22 | 1 | 0 | 0 |  | 0 |  | 0
|  |  |  | 37.88 | 75.76 | 0 | 0 | 0 | 0 | 0 | 7.48 | 0.10709 | 0 | 75.76 | 18.11 | 0 | 57.65 | 0 | 0 | 57.65 | 1 | 0 | 0 |  | 0 |  | 0
|  |  |  | 36.32 | 72.64 | 0 | 0 | 0 | 0 | 0 | 7.48 | 0.10709 | 0 | 72.64 | 22.956 | 0 | 49.684 | 0 | 0 | 49.684 | 1 | 0 | 0 |  | 0 |  | 0
|  |  |  | 34.4 | 68.8 | 0 | 0 | 0 | 0 | 0 | 7.48 | 0.10709 | 0 | 68.8 | 21.419 | 0 | 47.381 | 0 | 0 | 47.381 | 1 | 0 | 0 |  | 0 |  | 0
|  |  |  | 34.04 | 68.08 | 0 | 0 | 0 | 0 | 0 | 7.48 | 0.10709 | 0 | 68.08 | 22.215 | 0 | 45.865 | 0 | 0 | 45.865 | 1 | 0 | 0 |  | 0 |  | 0
|  |  |  | 31.56 | 63.12 | 0 | 0 | 0 | 0 | 0 | 7.48 | 0.10709 | 0 | 63.12 | 24.687 | 0 | 38.433 | 0 | 0 | 38.433 | 1 | 0 | 0 |  | 0 |  | 0
|  |  |  | 30.72 | 61.44 | 0 | 0 | 0 | 0 | 0 | 7.48 | 0.10709 | 0 | 61.44 | 38.683 | 0 | 22.757 | 0 | 0 | 22.757 | 1 | 0 | 0 |  | 0 |  | 0
|  |  |  | 31.76 | 63.52 | 0 | 0 | 0 | 0 | 0 | 7.48 | 0.10709 | 0 | 63.52 | 54.221 | 0 | 9.299 | 0 | 0 | 9.299 | 1 | 0 | 0 |  | 0 |  | 0
|  |  |  | 32.64 | 65.28 | 0 | 0 | 0 | 0 | 0 | 7.48 | 0.10709 | 0 | 65.28 | 62.869 | 0 | 0 | 0 | 0 | 0 | 0.86644 | 0 | 2.411 |  | 0 |  | 0
|  |  |  | 32.52 | 65.04 | 0 | 0 | 0 | 0 | 0 | 7.48 | 0.10709 | 0 | 65.04 | 62.869 | 0 | 0 | 0 | 0 | 0 | 0.74617 | 0 | 2.171 |  | 0 |  | 0
|  |  |  | 32.56 | 65.12 | 0 | 0 | 0 | 0 | 0 | 7.48 | 0.10709 | 0 | 65.12 | 62.869 | 0 | 0 | 0 | 0 | 0 | 0.62147 | 0 | 2.251 |  | 0 |  | 0
|  |  |  | 31.84 | 63.68 | 0 | 0 | 0 | 0 | 0 | 7.48 | 0.10709 | 0 | 63.68 | 62.869 | 0 | 0 | 0 | 0 | 0 | 0.57653 | 0 | 0.811 |  | 0 |  | 0
|  |  |  | 27.92 | 55.84 | 0 | 0 | 0 | 0 | 0 | 7.48 | 0.10709 | 4.924 | 55.84 | 55.84 | 0 | 0 | 0 | 0 | 0 | 0.82162 | 0 | 0 |  | 0 |  | 0
|  |  |  | 18.36 | 36.72 | 0 | 0 | 0 | 0 | 0 | 7.48 | 0.10709 | 0 | 36.72 | 36.72 | 0 | 0 | 0 | 0 | 0 | 0.82162 | 0 | 0 |  | 0 |  | 0
|  |  |  | 13.16 | 26.32 | 0 | 0 | 0 | 0 | 0 | 7.48 | 0.10709 | 0 | 26.32 | 26.32 | 0 | 0 | 0 | 0 | 0 | 0.82162 | 0 | 0 |  | 0 |  | 0
|  |  |  | 12.72 | 25.44 | 0 | 0 | 0 | 0 | 0 | 7.48 | 0.10709 | 0 | 25.44 | 25.44 | 0 | 0 | 0 | 0 | 0 | 0.82162 | 0 | 0 |  | 0 |  | 0
|  |  |  | 13.88 | 27.76 | 0 | 0 | 0 | 0 | 0 | 7.48 | 0.10709 | 0 | 27.76 | 27.76 | 0 | 0 | 0 | 0 | 0 | 0.82162 | 0 | 0 |  | 0 |  | 0
|  |  |  | 12 | 24 | 0 | 0 | 0 | 0 | 0 | 7.48 | 0.10709 | 0 | 24 | 24 | 0 | 0 | 0 | 0 | 0 | 0.82162 | 0 | 0 |  | 0 |  | 0
|  |  |  | 12.96 | 25.92 | 0 | 0 | 0 | 0 | 0 | 7.48 | 0.10709 | 0 | 25.92 | 25.92 | 0 | 0 | 0 | 0 | 0 | 0.82162 | 0 | 0 |  | 0 |  | 0
|  |  |  | 18.6 | 37.2 | 0 | 0 | 0 | 0 | 0 | 7.48 | 0.10709 | 0 | 37.2 | 37.2 | 0 | 0 | 0 | 0 | 0 | 0.82162 | 0 | 0 |  | 0 |  | 0
|  |  |  | 23.44 | 46.88 | 0 | 0 | 0 | 0 | 0 | 7.48 | 0.10709 | 0 | 46.88 | 46.88 | 0 | 0 | 0 | 0 | 0 | 0.82162 | 0 | 0 |  | 0 |  | 0
|  |  |  | 30.92 | 61.84 | 0 | 0 | 0 | 0 | 0 | 7.48 | 0.10709 | 0 | 61.84 | 61.84 | 0 | 0 | 0 | 0 | 0 | 0.82162 | 0 | 0 |  | 0 |  | 0
|  |  |  | 30.72 | 61.44 | 0 | 0 | 0 | 0 | 0 | 7.48 | 0.10709 | 0 | 61.44 | 59.706 | 0 | 1.734 | 0 | 0 | 1.734 | 0.82162 | 0 | 0 |  | 0 |  | 0
|  |  |  | 32.76 | 65.52 | 0 | 0 | 0 | 0 | 0 | 7.48 | 0.10709 | 0 | 65.52 | 43.939 | 0 | 21.581 | 0 | 0 | 21.581 | 0.82162 | 0 | 0 |  | 0 |  | 0
|  |  |  | 31.68 | 63.36 | 0 | 0 | 0 | 0 | 0 | 7.48 | 0.10709 | 0 | 63.36 | 15.47 | 0 | 47.89 | 0 | 0 | 47.89 | 0.82162 | 0 | 0 |  | 0 |  | 0
|  |  |  | 34.6 | 69.2 | 0 | 0 | 0 | 0 | 0 | 7.48 | 0.10709 | 0 | 69.2 | 11.126 | 0 | 58.074 | 0 | 0 | 58.074 | 0.82162 | 0 | 0 |  | 0 |  | 0
|  |  |  | 34.04 | 68.08 | 0 | 0 | 0 | 0 | 0 | 7.48 | 0.10709 | 0 | 68.08 | 4.671 | 0 | 63.409 | 0 | 0 | 63.409 | 0.82162 | 0 | 0 |  | 0 |  | 0
|  |  |  | 31.04 | 62.08 | 0 | 0 | 0 | 0 | 0 | 7.48 | 0.10709 | 0 | 62.08 | 0 | 0 | 65.664 | 3.584 | 0 | 62.08 | 1 | 0 | 0 |  | 0 |  | 0
|  |  |  | 30.72 | 61.44 | 0 | 0 | 0 | 0 | 0 | 7.48 | 0.10709 | 0 | 61.44 | 1.099 | 0 | 60.341 | 0 | 0 | 60.341 | 1 | 0 | 0 |  | 0 |  | 0
|  |  |  | 29.76 | 59.52 | 0 | 0 | 0 | 0 | 0 | 7.48 | 0.10709 | 0 | 59.52 | 9.727 | 0 | 49.793 | 0 | 0 | 49.793 | 1 | 0 | 0 |  | 0 |  | 0
|  |  |  | 29.4 | 58.8 | 0 | 0 | 0 | 0 | 0 | 7.48 | 0.10709 | 0 | 58.8 | 27.096 | 0 | 31.704 | 0 | 0 | 31.704 | 1 | 0 | 0 |  | 0 |  | 0
|  |  |  | 30.52 | 61.04 | 0 | 0 | 0 | 0 | 0 | 7.48 | 0.10709 | 0 | 61.04 | 50.88 | 0 | 10.16 | 0 | 0 | 10.16 | 1 | 0 | 0 |  | 0 |  | 0
|  |  |  | 30.68 | 61.36 | 0 | 0 | 0 | 0 | 0 | 7.48 | 0.10709 | 0 | 61.36 | 61.36 | 0 | 0 | 0 | 0 | 0 | 1 | 0 | 0 |  | 0 |  | 0
|  |  |  | 31.12 | 62.24 | 0 | 0 | 0 | 0 | 0 | 7.48 | 0.10709 | 0 | 62.24 | 62.24 | 0 | 0 | 0 | 0 | 0 | 1 | 0 | 0 |  | 0 |  | 0
|  |  |  | 32.48 | 64.96 | 0 | 0 | 0 | 0 | 0 | 7.48 | 0.10709 | 0 | 64.96 | 62.869 | 0 | 0 | 0 | 0 | 0 | 0.88416 | 0 | 2.091 |  | 0 |  | 0
|  |  |  | 32.56 | 65.12 | 0 | 0 | 0 | 0 | 0 | 7.48 | 0.10709 | 0 | 65.12 | 62.869 | 0 | 0 | 0 | 0 | 0 | 0.75946 | 0 | 2.251 |  | 0 |  | 0
|  |  |  | 29.64 | 59.28 | 0 | 0 | 0 | 0 | 0 | 7.48 | 0.10709 | 3.589 | 59.28 | 59.28 | 0 | 0 | 0 | 0 | 0 | 0.9381 | 0 | 0 |  | 0 |  | 0
|  |  |  | 18.8 | 37.6 | 0 | 0 | 0 | 0 | 0 | 7.48 | 0.10709 | 1.243 | 37.6 | 37.6 | 0 | 0 | 0 | 0 | 0 | 1 | 0 | 0 |  | 0 |  | 0
|  |  |  | 16.24 | 32.48 | 0 | 0 | 0 | 0 | 0 | 7.48 | 0.10709 | 0 | 32.48 | 32.48 | 0 | 0 | 0 | 0 | 0 | 1 | 0 | 0 |  | 0 |  | 0
|  |  |  | 15.64 | 31.28 | 0 | 0 | 0 | 0 | 0 | 7.48 | 0.10709 | 0 | 31.28 | 31.28 | 0 | 0 | 0 | 0 | 0 | 1 | 0 | 0 |  | 0 |  | 0
|  |  |  | 17.64 | 35.28 | 0 | 0 | 0 | 0 | 0 | 7.48 | 0.10709 | 0 | 35.28 | 35.28 | 0 | 0 | 0 | 0 | 0 | 1 | 0 | 0 |  | 0 |  | 0
|  |  |  | 19.2 | 38.4 | 0 | 0 | 0 | 0 | 0 | 7.48 | 0.10709 | 0 | 38.4 | 38.4 | 0 | 0 | 0 | 0 | 0 | 1 | 0 | 0 |  | 0 |  | 0
|  |  |  | 16.56 | 33.12 | 0 | 0 | 0 | 0 | 0 | 7.48 | 0.10709 | 0 | 33.12 | 33.12 | 0 | 0 | 0 | 0 | 0 | 1 | 0 | 0 |  | 0 |  | 0
|  |  |  | 18.92 | 37.84 | 0 | 0 | 0 | 0 | 0 | 7.48 | 0.10709 | 0 | 37.84 | 37.84 | 0 | 0 | 0 | 0 | 0 | 1 | 0 | 0 |  | 0 |  | 0
|  |  |  | 23.52 | 47.04 | 0 | 0 | 0 | 0 | 0 | 7.48 | 0.10709 | 0 | 47.04 | 47.04 | 0 | 0 | 0 | 0 | 0 | 1 | 0 | 0 |  | 0 |  | 0
|  |  |  | 32.48 | 64.96 | 0 | 0 | 0 | 0 | 0 | 7.48 | 0.10709 | 0 | 64.96 | 62.869 | 0 | 0 | 0 | 0 | 0 | 0.88416 | 0 | 2.091 |  | 0 |  | 0
|  |  |  | 32.52 | 65.04 | 0 | 0 | 0 | 0 | 0 | 7.48 | 0.10709 | 0 | 65.04 | 62.869 | 0 | 1.976 | 0 | 0 | 1.976 | 0.87337 | 0 | 0.195 |  | 0 |  | 0
|  |  |  | 35.2 | 70.4 | 0 | 0 | 0 | 0 | 0 | 7.48 | 0.10709 | 0 | 70.4 | 62.869 | 0 | 4.304 | 0 | 0 | 4.304 | 0.6946 | 0 | 3.227 |  | 0 |  | 0
|  |  |  | 35.48 | 70.96 | 0 | 0 | 0 | 0 | 0 | 7.48 | 0.10709 | 6.135 | 70.96 | 46.348 | 0 | 24.612 | 0 | 0 | 24.612 | 1 | 0 | 0 |  | 0 |  | 0
|  |  |  | 38.88 | 77.76 | 0 | 0 | 0 | 0 | 0 | 7.48 | 0.12502 | 0 | 77.76 | 33.556 | 0 | 44.204 | 0 | 0 | 44.204 | 1 | 0 | 0 |  | 0 |  | 0
|  |  |  | 35.92 | 71.84 | 0 | 0 | 0 | 0 | 0 | 7.48 | 0.12502 | 0 | 71.84 | 43.797 | 0 | 28.043 | 0 | 0 | 28.043 | 1 | 0 | 0 |  | 0 |  | 0
|  |  |  | 33.88 | 67.76 | 0 | 0 | 0 | 0 | 0 | 7.48 | 0.12502 | 0 | 67.76 | 24.174 | 0 | 43.586 | 0 | 0 | 43.586 | 1 | 0 | 0 |  | 0 |  | 0
|  |  |  | 32.88 | 65.76 | 0 | 0 | 0 | 0 | 0 | 12.23 | 0.12502 | 0 | 65.76 | 40.712 | 0 | 25.048 | 0 | 0 | 25.048 | 1 | 0 | 0 |  | 0 |  | 0
|  |  |  | 31.64 | 63.28 | 0 | 0 | 0 | 0 | 0 | 12.23 | 0.12502 | 0 | 63.28 | 54.43 | 0 | 8.669 | 0 | 0 | 8.669 | 0.98997 | 0 | 0.181 |  | 0 |  | 0
|  |  |  | 30.68 | 61.36 | 0 | 0 | 0 | 0 | 0 | 12.23 | 0.12502 | 0 | 61.36 | 38.882 | 0 | 22.478 | 0 | 0 | 22.478 | 0.98997 | 0 | 0 |  | 0 |  | 0
|  |  |  | 31.44 | 62.88 | 0 | 0 | 0 | 0 | 0 | 12.23 | 0.12502 | 0 | 62.88 | 52.878 | 0 | 10.002 | 0 | 0 | 10.002 | 0.98997 | 0 | 0 |  | 0 |  | 0
|  |  |  | 30.4 | 60.8 | 0 | 0 | 0 | 0 | 0 | 7.48 | 0.12502 | 0 | 60.8 | 60.8 | 0 | 0 | 0 | 0 | 0 | 0.98997 | 0 | 0 |  | 0 |  | 0
|  |  |  | 31.64 | 63.28 | 0 | 0 | 0 | 0 | 0 | 7.48 | 0.12502 | 0 | 63.28 | 57.384 | 0 | 0 | 0 | 0 | 0 | 0.66337 | 0 | 5.896 |  | 0 |  | 0
|  |  |  | 31.44 | 62.88 | 0 | 0 | 0 | 0 | 0 | 7.48 | 0.12502 | 0 | 62.88 | 54.515 | 0 | 0 | 0 | 0 | 0 | 0.2 | 0 | 8.365 |  | 0 |  | 0
|  |  |  | 30.32 | 60.64 | 0 | 0 | 0 | 0 | 0 | 7.48 | 0.10709 | 0 | 60.64 | 60.64 | 0 | 0 | 0 | 0 | 0 | 0.2 | 0 | 0 |  | 0 |  | 0
|  |  |  | 26.88 | 53.76 | 0 | 0 | 0 | 0 | 0 | 7.48 | 0.10709 | 0 | 53.76 | 53.76 | 0 | 0 | 0 | 0 | 0 | 0.2 | 0 | 0 |  | 0 |  | 0
|  |  |  | 17.92 | 35.84 | 0 | 0 | 0 | 0 | 0 | 7.48 | 0.10709 | 0 | 35.84 | 35.84 | 0 | 0 | 0 | 0 | 0 | 0.2 | 0 | 0 |  | 0 |  | 0
|  |  |  | 13.36 | 26.72 | 0 | 0 | 0 | 0 | 0 | 7.48 | 0.10709 | 0 | 26.72 | 26.72 | 0 | 0 | 0 | 0 | 0 | 0.2 | 0 | 0 |  | 0 |  | 0
|  |  |  | 12.84 | 25.68 | 0 | 0 | 0 | 0 | 0 | 7.48 | 0.10709 | 0 | 25.68 | 25.68 | 0 | 0 | 0 | 0 | 0 | 0.2 | 0 | 0 |  | 0 |  | 0
|  |  |  | 12.24 | 24.48 | 0 | 0 | 0 | 0 | 0 | 7.48 | 0.10709 | 0 | 24.48 | 24.48 | 0 | 0 | 0 | 0 | 0 | 0.2 | 0 | 0 |  | 0 |  | 0
|  |  |  | 11.96 | 23.92 | 0 | 0 | 0 | 0 | 0 | 7.48 | 0.10709 | 0 | 23.92 | 23.92 | 0 | 0 | 0 | 0 | 0 | 0.2 | 0 | 0 |  | 0 |  | 0
|  |  |  | 12.96 | 25.92 | 0 | 0 | 0 | 0 | 0 | 7.48 | 0.10709 | 0 | 25.92 | 25.92 | 0 | 0 | 0 | 0 | 0 | 0.2 | 0 | 0 |  | 0 |  | 0
|  |  |  | 18.88 | 37.76 | 0 | 0 | 0 | 0 | 0 | 7.48 | 0.10709 | 0 | 37.76 | 37.76 | 0 | 0 | 0 | 0 | 0 | 0.2 | 0 | 0 |  | 0 |  | 0
|  |  |  | 20.52 | 41.04 | 0 | 0 | 0 | 0 | 0 | 7.48 | 0.10709 | 0 | 41.04 | 41.04 | 0 | 0 | 0 | 0 | 0 | 0.2 | 0 | 0 |  | 0 |  | 0
|  |  |  | 22.32 | 44.64 | 0 | 0 | 0 | 0 | 0 | 7.48 | 0.10709 | 0 | 44.64 | 44.64 | 0 | 0 | 0 | 0 | 0 | 0.2 | 0 | 0 |  | 0 |  | 0
|  |  |  | 27.64 | 55.28 | 0 | 0 | 0 | 0 | 0 | 7.48 | 0.10709 | 0 | 55.28 | 47.254 | 0 | 8.026 | 0 | 0 | 8.026 | 0.2 | 0 | 0 |  | 0 |  | 0
|  |  |  | 27.04 | 54.08 | 0 | 0 | 0 | 0 | 0 | 7.48 | 0.10709 | 0 | 54.08 | 40.125 | 0 | 13.955 | 0 | 0 | 13.955 | 0.2 | 0 | 0 |  | 0 |  | 0
|  |  |  | 28.68 | 57.36 | 0 | 0 | 0 | 0 | 0 | 7.48 | 0.10709 | 0 | 57.36 | 7.821 | 0 | 49.539 | 0 | 0 | 49.539 | 0.2 | 0 | 0 |  | 0 |  | 0
|  |  |  | 29.2 | 58.4 | 0 | 0 | 0 | 0 | 0 | 7.48 | 0.12502 | 0 | 58.4 | 0 | 0 | 62.16 | 3.76 | 0 | 58.4 | 0.38715 | 0 | 0 |  | 0 |  | 0
|  |  |  | 29.16 | 58.32 | 0 | 0 | 0 | 0 | 0 | 7.48 | 0.12502 | 0 | 58.32 | 0 | 0.604 | 66.685 | 8.365 | 0 | 58.32 | 0.80351 | 0 | 0 |  | 0 |  | 0
|  |  |  | 29.12 | 58.24 | 0 | 0 | 0 | 0 | 0 | 7.48 | 0.12502 | 0 | 58.24 | 0 | 5.368 | 62.187 | 3.947 | 0 | 58.24 | 1 | 0 | 0 |  | 0 |  | 0
|  |  |  | 30.12 | 60.24 | 0 | 0 | 0 | 0 | 0 | 12.23 | 0.12502 | 0 | 60.24 | 0 | 1.714 | 60.24 | 0 | 0 | 60.24 | 1 | 0 | 0 |  | 0 |  | 0
|  |  |  | 28.84 | 57.68 | 0 | 0 | 0 | 0 | 0 | 12.23 | 0.12502 | 0 | 57.68 | 7.196 | 0 | 50.484 | 0 | 0 | 50.484 | 1 | 0 | 0 |  | 0 |  | 0
|  |  |  | 28.64 | 57.28 | 0 | 0 | 0 | 0 | 0 | 12.23 | 0.12502 | 0 | 57.28 | 24.181 | 0 | 33.099 | 0 | 0 | 33.099 | 1 | 0 | 0 |  | 0 |  | 0
|  |  |  | 30.96 | 61.92 | 0 | 0 | 0 | 0 | 0 | 12.23 | 0.12502 | 0 | 61.92 | 50.487 | 0 | 11.433 | 0 | 0 | 11.433 | 1 | 0 | 0 |  | 0 |  | 0
|  |  |  | 30.88 | 61.76 | 0 | 0 | 0 | 0 | 0 | 7.48 | 0.12502 | 0 | 61.76 | 61.76 | 0 | 0 | 0 | 0 | 0 | 1 | 0 | 0 |  | 0 |  | 0
|  |  |  | 28.72 | 57.44 | 0 | 0 | 0 | 0 | 0 | 7.48 | 0.12502 | 0 | 57.44 | 51.363 | 0 | 0 | 0 | 0 | 0 | 0.66337 | 0 | 6.077 |  | 0 |  | 0
|  |  |  | 27.2 | 54.4 | 0 | 0 | 0 | 0 | 0 | 7.48 | 0.12502 | 0 | 54.4 | 46.035 | 0 | 0 | 0 | 0 | 0 | 0.2 | 0 | 8.365 |  | 0 |  | 0
|  |  |  | 26.52 | 53.04 | 0 | 0 | 0 | 0 | 0 | 7.48 | 0.10709 | 7.759 | 53.04 | 53.04 | 0 | 0 | 0 | 0 | 0 | 0.58619 | 0 | 0 |  | 0 |  | 0
|  |  |  | 26.88 | 53.76 | 0 | 0 | 0 | 0 | 0 | 7.48 | 0.10709 | 0 | 53.76 | 53.76 | 0 | 0 | 0 | 0 | 0 | 0.58619 | 0 | 0 |  | 0 |  | 0
|  |  |  | 22.04 | 44.08 | 0 | 0 | 0 | 0 | 0 | 7.48 | 0.10709 | 0 | 44.08 | 44.08 | 0 | 0 | 0 | 0 | 0 | 0.58619 | 0 | 0 |  | 0 |  | 0
|  |  |  | 21.68 | 43.36 | 0 | 0 | 0 | 0 | 0 | 7.48 | 0.10709 | 0 | 43.36 | 43.36 | 0 | 0 | 0 | 0 | 0 | 0.58619 | 0 | 0 |  | 0 |  | 0
|  |  |  | 20.04 | 40.08 | 0 | 0 | 0 | 0 | 0 | 7.48 | 0.10709 | 0 | 40.08 | 40.08 | 0 | 0 | 0 | 0 | 0 | 0.58619 | 0 | 0 |  | 0 |  | 0
|  |  |  | 17.64 | 35.28 | 0 | 0 | 0 | 0 | 0 | 7.48 | 0.10709 | 0 | 35.28 | 35.28 | 0 | 0 | 0 | 0 | 0 | 0.58619 | 0 | 0 |  | 0 |  | 0
|  |  |  | 17.36 | 34.72 | 0 | 0 | 0 | 0 | 0 | 7.48 | 0.10709 | 0 | 34.72 | 34.72 | 0 | 0 | 0 | 0 | 0 | 0.58619 | 0 | 0 |  | 0 |  | 0
|  |  |  | 18.16 | 36.32 | 0 | 0 | 0 | 0 | 0 | 7.48 | 0.10709 | 0 | 36.32 | 36.32 | 0 | 0 | 0 | 0 | 0 | 0.58619 | 0 | 0 |  | 0 |  | 0
|  |  |  | 24.24 | 48.48 | 0 | 0 | 0 | 0 | 0 | 7.48 | 0.10709 | 0 | 48.48 | 48.48 | 0 | 0 | 0 | 0 | 0 | 0.58619 | 0 | 0 |  | 0 |  | 0
|  |  |  | 25.52 | 51.04 | 0 | 0 | 0 | 0 | 0 | 7.48 | 0.10709 | 0 | 51.04 | 51.04 | 0 | 0 | 0 | 0 | 0 | 0.58619 | 0 | 0 |  | 0 |  | 0
|  |  |  | 20.68 | 41.36 | 0 | 0 | 0 | 0 | 0 | 7.48 | 0.10709 | 0 | 41.36 | 41.36 | 0 | 0 | 0 | 0 | 0 | 0.58619 | 0 | 0 |  | 0 |  | 0
|  |  |  | 20.32 | 40.64 | 0 | 0 | 0 | 0 | 0 | 7.48 | 0.10709 | 0 | 40.64 | 35.281 | 0 | 5.359 | 0 | 0 | 5.359 | 0.58619 | 0 | 0 |  | 0 |  | 0
|  |  |  | 24.8 | 49.6 | 0 | 0 | 0 | 0 | 0 | 7.48 | 0.10709 | 0 | 49.6 | 31.644 | 0 | 17.956 | 0 | 0 | 17.956 | 0.58619 | 0 | 0 |  | 0 |  | 0
|  |  |  | 27.68 | 55.36 | 0 | 0 | 0 | 0 | 0 | 7.48 | 0.10709 | 0 | 55.36 | 15.605 | 0 | 39.755 | 0 | 0 | 39.755 | 0.58619 | 0 | 0 |  | 0 |  | 0
|  |  |  | 28.48 | 56.96 | 0 | 0 | 0 | 0 | 0 | 7.48 | 0.12502 | 0 | 56.96 | 0 | 0 | 53.527 | 0 | 0 | 53.527 | 0.39605 | 0 | 3.433 |  | 0 |  | 0
|  |  |  | 27.84 | 55.68 | 0 | 0 | 0 | 0 | 0 | 7.48 | 0.12502 | 0 | 55.68 | 0 | 6.796 | 64.045 | 8.365 | 0 | 55.68 | 0.81241 | 0 | 0 |  | 0 |  | 0
|  |  |  | 27.28 | 54.56 | 0 | 0 | 0 | 0 | 0 | 7.48 | 0.12502 | 0 | 54.56 | 0 | 0 | 58.329 | 3.769 | 0 | 54.56 | 1 | 0 | 0 |  | 0 |  | 0
|  |  |  | 27.8 | 55.6 | 0 | 0 | 0 | 0 | 0 | 12.23 | 0.12502 | 0 | 55.6 | 9.02 | 0 | 46.58 | 0 | 0 | 46.58 | 1 | 0 | 0 |  | 0 |  | 0
|  |  |  | 27.88 | 55.76 | 0 | 0 | 0 | 0 | 0 | 12.23 | 0.12502 | 0 | 55.76 | 29.572 | 0 | 26.188 | 0 | 0 | 26.188 | 1 | 0 | 0 |  | 0 |  | 0
|  |  |  | 27.24 | 54.48 | 0 | 0 | 0 | 0 | 0 | 12.23 | 0.12502 | 0 | 54.48 | 49.339 | 0 | 5.141 | 0 | 0 | 5.141 | 1 | 0 | 0 |  | 0 |  | 0
|  |  |  | 27.72 | 55.44 | 0 | 0 | 0 | 0 | 0 | 12.23 | 0.12502 | 0 | 55.44 | 48.663 | 0 | 6.777 | 0 | 0 | 6.777 | 1 | 0 | 0 |  | 0 |  | 0
|  |  |  | 28.12 | 56.24 | 0 | 0 | 0 | 0 | 0 | 7.48 | 0.12502 | 0 | 56.24 | 56.24 | 0 | 0 | 0 | 0 | 0 | 1 | 0 | 0 |  | 0 |  | 0
|  |  |  | 26.88 | 53.76 | 0 | 0 | 0 | 0 | 0 | 7.48 | 0.12502 | 0 | 53.76 | 47.683 | 0 | 0 | 0 | 0 | 0 | 0.66337 | 0 | 6.077 |  | 0 |  | 0
|  |  |  | 20.52 | 41.04 | 0 | 0 | 0 | 0 | 0 | 7.48 | 0.12502 | 0 | 41.04 | 32.675 | 0 | 0 | 0 | 0 | 0 | 0.2 | 0 | 8.365 |  | 0 |  | 0
|  |  |  | 20.28 | 40.56 | 0 | 0 | 0 | 0 | 0 | 7.48 | 0.10709 | 8.365 | 40.56 | 40.56 | 0 | 0 | 0 | 0 | 0 | 0.61636 | 0 | 0 |  | 0 |  | 0
|  |  |  | 20.56 | 41.12 | 0 | 0 | 0 | 0 | 0 | 7.48 | 0.10709 | 7.707 | 41.12 | 41.12 | 0 | 0 | 0 | 0 | 0 | 1 | 0 | 0 |  | 0 |  | 0
|  |  |  | 17.08 | 34.16 | 0 | 0 | 0 | 0 | 0 | 7.48 | 0.10709 | 0 | 34.16 | 34.16 | 0 | 0 | 0 | 0 | 0 | 1 | 0 | 0 |  | 0 |  | 0
|  |  |  | 15 | 30 | 0 | 0 | 0 | 0 | 0 | 7.48 | 0.10709 | 0 | 30 | 30 | 0 | 0 | 0 | 0 | 0 | 1 | 0 | 0 |  | 0 |  | 0
|  |  |  | 13.68 | 27.36 | 0 | 0 | 0 | 0 | 0 | 7.48 | 0.10709 | 0 | 27.36 | 27.36 | 0 | 0 | 0 | 0 | 0 | 1 | 0 | 0 |  | 0 |  | 0
|  |  |  | 14.88 | 29.76 | 0 | 0 | 0 | 0 | 0 | 7.48 | 0.10709 | 0 | 29.76 | 29.76 | 0 | 0 | 0 | 0 | 0 | 1 | 0 | 0 |  | 0 |  | 0
|  |  |  | 12.08 | 24.16 | 0 | 0 | 0 | 0 | 0 | 7.48 | 0.10709 | 0 | 24.16 | 24.16 | 0 | 0 | 0 | 0 | 0 | 1 | 0 | 0 |  | 0 |  | 0
|  |  |  | 12.72 | 25.44 | 0 | 0 | 0 | 0 | 0 | 7.48 | 0.10709 | 0 | 25.44 | 25.44 | 0 | 0 | 0 | 0 | 0 | 1 | 0 | 0 |  | 0 |  | 0
|  |  |  | 18.72 | 37.44 | 0 | 0 | 0 | 0 | 0 | 7.48 | 0.10709 | 0 | 37.44 | 37.44 | 0 | 0 | 0 | 0 | 0 | 1 | 0 | 0 |  | 0 |  | 0
|  |  |  | 20.2 | 40.4 | 0 | 0 | 0 | 0 | 0 | 7.48 | 0.10709 | 0 | 40.4 | 40.4 | 0 | 0 | 0 | 0 | 0 | 1 | 0 | 0 |  | 0 |  | 0
|  |  |  | 27.68 | 55.36 | 0 | 0 | 0 | 0 | 0 | 7.48 | 0.10709 | 0 | 55.36 | 55.36 | 0 | 0 | 0 | 0 | 0 | 1 | 0 | 0 |  | 0 |  | 0
|  |  |  | 30.92 | 61.84 | 0 | 0 | 0 | 0 | 0 | 7.48 | 0.10709 | 0 | 61.84 | 53.317 | 0 | 8.523 | 0 | 0 | 8.523 | 1 | 0 | 0 |  | 0 |  | 0
|  |  |  | 33.12 | 66.24 | 0 | 0 | 0 | 0 | 0 | 7.48 | 0.10709 | 0 | 66.24 | 35.118 | 0 | 31.122 | 0 | 0 | 31.122 | 1 | 0 | 0 |  | 0 |  | 0
|  |  |  | 35.28 | 70.56 | 0 | 0 | 0 | 0 | 0 | 7.48 | 0.10709 | 0 | 70.56 | 19.773 | 0 | 50.787 | 0 | 0 | 50.787 | 1 | 0 | 0 |  | 0 |  | 0
|  |  |  | 38.4 | 76.8 | 0 | 0 | 0 | 0 | 0 | 7.48 | 0.12502 | 0 | 76.8 | 14.228 | 0 | 62.572 | 0 | 0 | 62.572 | 1 | 0 | 0 |  | 0 |  | 0
|  |  |  | 36.12 | 72.24 | 0 | 0 | 0 | 0 | 0 | 7.48 | 0.12502 | 0 | 72.24 | 3.964 | 0 | 66.452 | 0 | 0 | 66.452 | 0.89896 | 0 | 1.824 |  | 0 |  | 0
|  |  |  | 32.32 | 64.64 | 0 | 0 | 0 | 0 | 0 | 7.48 | 0.12502 | 0 | 64.64 | 0 | 0 | 66.67 | 2.03 | 0 | 64.64 | 1 | 0 | 0 |  | 0 |  | 0
|  |  |  | 30.92 | 61.84 | 0 | 0 | 0 | 0 | 0 | 12.23 | 0.12502 | 0 | 61.84 | 0.505 | 0 | 61.335 | 0 | 0 | 61.335 | 1 | 0 | 0 |  | 0 |  | 0
|  |  |  | 28 | 56 | 0 | 0 | 0 | 0 | 0 | 12.23 | 0.12502 | 0 | 56 | 5.831 | 0 | 50.169 | 0 | 0 | 50.169 | 1 | 0 | 0 |  | 0 |  | 0
|  |  |  | 28.04 | 56.08 | 0 | 0 | 0 | 0 | 0 | 12.23 | 0.12502 | 0 | 56.08 | 22.969 | 0 | 33.111 | 0 | 0 | 33.111 | 1 | 0 | 0 |  | 0 |  | 0
|  |  |  | 29.4 | 58.8 | 0 | 0 | 0 | 0 | 0 | 12.23 | 0.12502 | 0 | 58.8 | 47.003 | 0 | 11.797 | 0 | 0 | 11.797 | 1 | 0 | 0 |  | 0 |  | 0
|  |  |  | 30.4 | 60.8 | 0 | 0 | 0 | 0 | 0 | 7.48 | 0.12502 | 0 | 60.8 | 60.8 | 0 | 0 | 0 | 0 | 0 | 1 | 0 | 0 |  | 0 |  | 0
|  |  |  | 31.24 | 62.48 | 0 | 0 | 0 | 0 | 0 | 7.48 | 0.12502 | 0 | 62.48 | 56.403 | 0 | 0 | 0 | 0 | 0 | 0.66337 | 0 | 6.077 |  | 0 |  | 0
|  |  |  | 31.8 | 63.6 | 0 | 0 | 0 | 0 | 0 | 7.48 | 0.12502 | 0 | 63.6 | 55.235 | 0 | 0 | 0 | 0 | 0 | 0.2 | 0 | 8.365 |  | 0 |  | 0
|  |  |  | 30.84 | 61.68 | 0 | 0 | 0 | 0 | 0 | 7.48 | 0.10709 | 1.189 | 61.68 | 61.68 | 0 | 0 | 0 | 0 | 0 | 0.25918 | 0 | 0 |  | 0 |  | 0
|  |  |  | 28.28 | 56.56 | 0 | 0 | 0 | 0 | 0 | 7.48 | 0.10709 | 2.384 | 56.56 | 56.56 | 0 | 0 | 0 | 0 | 0 | 0.37785 | 0 | 0 |  | 0 |  | 0
|  |  |  | 16.8 | 33.6 | 0 | 0 | 0 | 0 | 0 | 7.48 | 0.10709 | 0 | 33.6 | 33.6 | 0 | 0 | 0 | 0 | 0 | 0.37785 | 0 | 0 |  | 0 |  | 0
|  |  |  | 15.04 | 30.08 | 0 | 0 | 0 | 0 | 0 | 7.48 | 0.10709 | 0 | 30.08 | 30.08 | 0 | 0 | 0 | 0 | 0 | 0.37785 | 0 | 0 |  | 0 |  | 0
|  |  |  | 14.96 | 29.92 | 0 | 0 | 0 | 0 | 0 | 7.48 | 0.10709 | 0 | 29.92 | 29.92 | 0 | 0 | 0 | 0 | 0 | 0.37785 | 0 | 0 |  | 0 |  | 0
|  |  |  | 15.6 | 31.2 | 0 | 0 | 0 | 0 | 0 | 7.48 | 0.10709 | 0 | 31.2 | 31.2 | 0 | 0 | 0 | 0 | 0 | 0.37785 | 0 | 0 |  | 0 |  | 0
|  |  |  | 19.12 | 38.24 | 0 | 0 | 0 | 0 | 0 | 7.48 | 0.10709 | 0 | 38.24 | 38.24 | 0 | 0 | 0 | 0 | 0 | 0.37785 | 0 | 0 |  | 0 |  | 0
|  |  |  | 15.68 | 31.36 | 0 | 0 | 0 | 0 | 0 | 7.48 | 0.10709 | 0 | 31.36 | 31.36 | 0 | 0 | 0 | 0 | 0 | 0.37785 | 0 | 0 |  | 0 |  | 0
|  |  |  | 19.16 | 38.32 | 0 | 0 | 0 | 0 | 0 | 7.48 | 0.10709 | 0 | 38.32 | 38.32 | 0 | 0 | 0 | 0 | 0 | 0.37785 | 0 | 0 |  | 0 |  | 0
|  |  |  | 22.96 | 45.92 | 0 | 0 | 0 | 0 | 0 | 7.48 | 0.10709 | 0 | 45.92 | 45.92 | 0 | 0 | 0 | 0 | 0 | 0.37785 | 0 | 0 |  | 0 |  | 0
|  |  |  | 31.6 | 63.2 | 0 | 0 | 0 | 0 | 0 | 7.48 | 0.10709 | 0 | 63.2 | 62.869 | 0 | 0 | 0 | 0 | 0 | 0.35951 | 0 | 0.331 |  | 0 |  | 0
|  |  |  | 31.44 | 62.88 | 0 | 0 | 0 | 0 | 0 | 7.48 | 0.10709 | 0 | 62.88 | 53.823 | 0 | 9.057 | 0 | 0 | 9.057 | 0.35951 | 0 | 0 |  | 0 |  | 0
|  |  |  | 32.4 | 64.8 | 0 | 0 | 0 | 0 | 0 | 7.48 | 0.10709 | 0 | 64.8 | 32.756 | 0 | 32.044 | 0 | 0 | 32.044 | 0.35951 | 0 | 0 |  | 0 |  | 0
|  |  |  | 33.2 | 66.4 | 0 | 0 | 0 | 0 | 0 | 7.48 | 0.10709 | 0 | 66.4 | 14.036 | 0 | 52.364 | 0 | 0 | 52.364 | 0.35951 | 0 | 0 |  | 0 |  | 0
|  |  |  | 34.32 | 68.64 | 0 | 0 | 0 | 0 | 0 | 7.48 | 0.12502 | 0 | 68.64 | 0 | 0 | 65.761 | 0 | 0 | 65.761 | 0.2 | 0 | 2.879 |  | 0 |  | 0
|  |  |  | 33.08 | 66.16 | 0 | 0 | 0 | 0 | 0 | 7.48 | 0.12502 | 0 | 66.16 | 0 | 0 | 72.696 | 6.536 | 0 | 66.16 | 0.52532 | 0 | 0 |  | 0 |  | 0
|  |  |  | 30.32 | 60.64 | 0 | 0 | 0 | 0 | 0 | 7.48 | 0.12502 | 0 | 60.64 | 0 | 3.739 | 69.005 | 8.365 | 0 | 60.64 | 0.94168 | 0 | 0 |  | 0 |  | 0
|  |  |  | 29.52 | 59.04 | 0 | 0 | 0 | 0 | 0 | 12.23 | 0.12502 | 0 | 59.04 | 0 | 6.361 | 60.212 | 1.172 | 0 | 59.04 | 1 | 0 | 0 |  | 0 |  | 0
|  |  |  | 28.28 | 56.56 | 0 | 0 | 0 | 0 | 0 | 12.23 | 0.12502 | 0 | 56.56 | 3.033 | 0 | 53.527 | 0 | 0 | 53.527 | 1 | 0 | 0 |  | 0 |  | 0
|  |  |  | 26.88 | 53.76 | 0 | 0 | 0 | 0 | 0 | 12.23 | 0.12502 | 0 | 53.76 | 19 | 0 | 34.76 | 0 | 0 | 34.76 | 1 | 0 | 0 |  | 0 |  | 0
|  |  |  | 28.36 | 56.72 | 0 | 0 | 0 | 0 | 0 | 12.23 | 0.12502 | 0 | 56.72 | 44.499 | 0 | 12.221 | 0 | 0 | 12.221 | 1 | 0 | 0 |  | 0 |  | 0
|  |  |  | 30.24 | 60.48 | 0 | 0 | 0 | 0 | 0 | 7.48 | 0.12502 | 0 | 60.48 | 60.48 | 0 | 0 | 0 | 0 | 0 | 1 | 0 | 0 |  | 0 |  | 0
|  |  |  | 29.72 | 59.44 | 0 | 0 | 0 | 0 | 0 | 7.48 | 0.12502 | 0 | 59.44 | 53.363 | 0 | 0 | 0 | 0 | 0 | 0.66337 | 0 | 6.077 |  | 0 |  | 0
|  |  |  | 30.4 | 60.8 | 0 | 0 | 0 | 0 | 0 | 7.48 | 0.12502 | 0 | 60.8 | 52.435 | 0 | 0 | 0 | 0 | 0 | 0.2 | 0 | 8.365 |  | 0 |  | 0
|  |  |  | 29.76 | 59.52 | 0 | 0 | 0 | 0 | 0 | 7.48 | 0.10709 | 3.349 | 59.52 | 59.52 | 0 | 0 | 0 | 0 | 0 | 0.3667 | 0 | 0 |  | 0 |  | 0
|  |  |  | 24.16 | 48.32 | 0 | 0 | 0 | 0 | 0 | 7.48 | 0.10709 | 6.288 | 48.32 | 48.32 | 0 | 0 | 0 | 0 | 0 | 0.67967 | 0 | 0 |  | 0 |  | 0
|  |  |  | 15.96 | 31.92 | 0 | 0 | 0 | 0 | 0 | 7.48 | 0.10709 | 0 | 31.92 | 31.92 | 0 | 0 | 0 | 0 | 0 | 0.67967 | 0 | 0 |  | 0 |  | 0
|  |  |  | 14.12 | 28.24 | 0 | 0 | 0 | 0 | 0 | 7.48 | 0.10709 | 0 | 28.24 | 28.24 | 0 | 0 | 0 | 0 | 0 | 0.67967 | 0 | 0 |  | 0 |  | 0
|  |  |  | 13.88 | 27.76 | 0 | 0 | 0 | 0 | 0 | 7.48 | 0.10709 | 0 | 27.76 | 27.76 | 0 | 0 | 0 | 0 | 0 | 0.67967 | 0 | 0 |  | 0 |  | 0
|  |  |  | 14.4 | 28.8 | 0 | 0 | 0 | 0 | 0 | 7.48 | 0.10709 | 0 | 28.8 | 28.8 | 0 | 0 | 0 | 0 | 0 | 0.67967 | 0 | 0 |  | 0 |  | 0
|  |  |  | 12.92 | 25.84 | 0 | 0 | 0 | 0 | 0 | 7.48 | 0.10709 | 0 | 25.84 | 25.84 | 0 | 0 | 0 | 0 | 0 | 0.67967 | 0 | 0 |  | 0 |  | 0
|  |  |  | 13.56 | 27.12 | 0 | 0 | 0 | 0 | 0 | 7.48 | 0.10709 | 0 | 27.12 | 27.12 | 0 | 0 | 0 | 0 | 0 | 0.67967 | 0 | 0 |  | 0 |  | 0
|  |  |  | 18.56 | 37.12 | 0 | 0 | 0 | 0 | 0 | 7.48 | 0.10709 | 0 | 37.12 | 37.12 | 0 | 0 | 0 | 0 | 0 | 0.67967 | 0 | 0 |  | 0 |  | 0
|  |  |  | 20.32 | 40.64 | 0 | 0 | 0 | 0 | 0 | 7.48 | 0.10709 | 0 | 40.64 | 40.64 | 0 | 0 | 0 | 0 | 0 | 0.67967 | 0 | 0 |  | 0 |  | 0
|  |  |  | 30.28 | 60.56 | 0 | 0 | 0 | 0 | 0 | 7.48 | 0.10709 | 0 | 60.56 | 60.56 | 0 | 0 | 0 | 0 | 0 | 0.67967 | 0 | 0 |  | 0 |  | 0
|  |  |  | 31.52 | 63.04 | 0 | 0 | 0 | 0 | 0 | 7.48 | 0.10709 | 0 | 63.04 | 53.947 | 0 | 9.093 | 0 | 0 | 9.093 | 0.67967 | 0 | 0 |  | 0 |  | 0
|  |  |  | 32.88 | 65.76 | 0 | 0 | 0 | 0 | 0 | 7.48 | 0.10709 | 0 | 65.76 | 33.874 | 0 | 31.886 | 0 | 0 | 31.886 | 0.67967 | 0 | 0 |  | 0 |  | 0
|  |  |  | 32.36 | 64.72 | 0 | 0 | 0 | 0 | 0 | 7.48 | 0.10709 | 0 | 64.72 | 13.484 | 0 | 51.236 | 0 | 0 | 51.236 | 0.67967 | 0 | 0 |  | 0 |  | 0
|  |  |  | 32.32 | 64.64 | 0 | 0 | 0 | 0 | 0 | 7.48 | 0.10709 | 0 | 64.64 | 0.868 | 0 | 63.772 | 0 | 0 | 63.772 | 0.67967 | 0 | 0 |  | 0 |  | 0
|  |  |  | 35.48 | 70.96 | 0 | 0 | 0 | 0 | 0 | 7.48 | 0.10709 | 0 | 70.96 | 0.81 | 0 | 70.15 | 0 | 0 | 70.15 | 0.67967 | 0 | 0 |  | 0 |  | 0
|  |  |  | 31.88 | 63.76 | 0 | 0 | 0 | 0 | 0 | 7.48 | 0.10709 | 0 | 63.76 | 0 | 0 | 69.143 | 5.383 | 0 | 63.76 | 0.94763 | 0 | 0 |  | 0 |  | 0
|  |  |  | 31.16 | 62.32 | 0 | 0 | 0 | 0 | 0 | 7.48 | 0.10709 | 0 | 62.32 | 0 | 0 | 63.372 | 1.052 | 0 | 62.32 | 1 | 0 | 0 |  | 0 |  | 0
|  |  |  | 30.8 | 61.6 | 0 | 0 | 0 | 0 | 0 | 7.48 | 0.10709 | 0 | 61.6 | 28.598 | 0 | 33.002 | 0 | 0 | 33.002 | 1 | 0 | 0 |  | 0 |  | 0
|  |  |  | 26.6 | 53.2 | 0 | 0 | 0 | 0 | 0 | 7.48 | 0.10709 | 0 | 53.2 | 43.064 | 0 | 10.136 | 0 | 0 | 10.136 | 1 | 0 | 0 |  | 0 |  | 0
|  |  |  | 29.64 | 59.28 | 0 | 0 | 0 | 0 | 0 | 7.48 | 0.10709 | 0 | 59.28 | 58.225 | 0 | 1.055 | 0 | 0 | 1.055 | 1 | 0 | 0 |  | 0 |  | 0
|  |  |  | 30.2 | 60.4 | 0 | 0 | 0 | 0 | 0 | 7.48 | 0.10709 | 0 | 60.4 | 60.4 | 0 | 0 | 0 | 0 | 0 | 1 | 0 | 0 |  | 0 |  | 0
|  |  |  | 30.64 | 61.28 | 0 | 0 | 0 | 0 | 0 | 7.48 | 0.10709 | 0 | 61.28 | 61.28 | 0 | 0 | 0 | 0 | 0 | 1 | 0 | 0 |  | 0 |  | 0
|  |  |  | 30.64 | 61.28 | 0 | 0 | 0 | 0 | 0 | 7.48 | 0.10709 | 0 | 61.28 | 61.28 | 0 | 0 | 0 | 0 | 0 | 1 | 0 | 0 |  | 0 |  | 0
|  |  |  | 30.32 | 60.64 | 0 | 0 | 0 | 0 | 0 | 7.48 | 0.10709 | 0 | 60.64 | 60.64 | 0 | 0 | 0 | 0 | 0 | 1 | 0 | 0 |  | 0 |  | 0
|  |  |  | 28.32 | 56.64 | 0 | 0 | 0 | 0 | 0 | 7.48 | 0.10709 | 0 | 56.64 | 56.64 | 0 | 0 | 0 | 0 | 0 | 1 | 0 | 0 |  | 0 |  | 0
|  |  |  | 20.52 | 41.04 | 0 | 0 | 0 | 0 | 0 | 7.48 | 0.10709 | 0 | 41.04 | 41.04 | 0 | 0 | 0 | 0 | 0 | 1 | 0 | 0 |  | 0 |  | 0
|  |  |  | 14.04 | 28.08 | 0 | 0 | 0 | 0 | 0 | 7.48 | 0.10709 | 0 | 28.08 | 28.08 | 0 | 0 | 0 | 0 | 0 | 1 | 0 | 0 |  | 0 |  | 0
|  |  |  | 13.48 | 26.96 | 0 | 0 | 0 | 0 | 0 | 7.48 | 0.10709 | 0 | 26.96 | 26.96 | 0 | 0 | 0 | 0 | 0 | 1 | 0 | 0 |  | 0 |  | 0
|  |  |  | 14.56 | 29.12 | 0 | 0 | 0 | 0 | 0 | 7.48 | 0.10709 | 0 | 29.12 | 29.12 | 0 | 0 | 0 | 0 | 0 | 1 | 0 | 0 |  | 0 |  | 0
|  |  |  | 12.04 | 24.08 | 0 | 0 | 0 | 0 | 0 | 7.48 | 0.10709 | 0 | 24.08 | 24.08 | 0 | 0 | 0 | 0 | 0 | 1 | 0 | 0 |  | 0 |  | 0
|  |  |  | 13.12 | 26.24 | 0 | 0 | 0 | 0 | 0 | 7.48 | 0.10709 | 0 | 26.24 | 26.24 | 0 | 0 | 0 | 0 | 0 | 1 | 0 | 0 |  | 0 |  | 0
|  |  |  | 18.76 | 37.52 | 0 | 0 | 0 | 0 | 0 | 7.48 | 0.10709 | 0 | 37.52 | 37.52 | 0 | 0 | 0 | 0 | 0 | 1 | 0 | 0 |  | 0 |  | 0
|  |  |  | 22.84 | 45.68 | 0 | 0 | 0 | 0 | 0 | 7.48 | 0.10709 | 0 | 45.68 | 45.68 | 0 | 0 | 0 | 0 | 0 | 1 | 0 | 0 |  | 0 |  | 0
|  |  |  | 30.88 | 61.76 | 0 | 0 | 0 | 0 | 0 | 7.48 | 0.10709 | 0 | 61.76 | 61.76 | 0 | 0 | 0 | 0 | 0 | 1 | 0 | 0 |  | 0 |  | 0
|  |  |  | 28.4 | 56.8 | 0 | 0 | 0 | 0 | 0 | 7.48 | 0.10709 | 0 | 56.8 | 56.036 | 0 | 0.764 | 0 | 0 | 0.764 | 1 | 0 | 0 |  | 0 |  | 0
|  |  |  | 30.72 | 61.44 | 0 | 0 | 0 | 0 | 0 | 7.48 | 0.10709 | 0 | 61.44 | 44.236 | 0 | 17.204 | 0 | 0 | 17.204 | 1 | 0 | 0 |  | 0 |  | 0
|  |  |  | 30.96 | 61.92 | 0 | 0 | 0 | 0 | 0 | 7.48 | 0.10709 | 0 | 61.92 | 34.896 | 0 | 27.024 | 0 | 0 | 27.024 | 1 | 0 | 0 |  | 0 |  | 0
|  |  |  | 31.72 | 63.44 | 0 | 0 | 0 | 0 | 0 | 7.48 | 0.10709 | 0 | 63.44 | 27.056 | 0 | 36.384 | 0 | 0 | 36.384 | 1 | 0 | 0 |  | 0 |  | 0
|  |  |  | 35.96 | 71.92 | 0 | 0 | 0 | 0 | 0 | 7.48 | 0.10709 | 0 | 71.92 | 19.435 | 0 | 52.485 | 0 | 0 | 52.485 | 1 | 0 | 0 |  | 0 |  | 0
|  |  |  | 31 | 62 | 0 | 0 | 0 | 0 | 0 | 7.48 | 0.10709 | 0 | 62 | 40.116 | 0 | 21.884 | 0 | 0 | 21.884 | 1 | 0 | 0 |  | 0 |  | 0
|  |  |  | 26.68 | 53.36 | 0 | 0 | 0 | 0 | 0 | 7.48 | 0.10709 | 0 | 53.36 | 24.42 | 0 | 28.94 | 0 | 0 | 28.94 | 1 | 0 | 0 |  | 0 |  | 0
|  |  |  | 25.84 | 51.68 | 0 | 0 | 0 | 0 | 0 | 7.48 | 0.10709 | 0 | 51.68 | 40.259 | 0 | 11.421 | 0 | 0 | 11.421 | 1 | 0 | 0 |  | 0 |  | 0
|  |  |  | 24.32 | 48.64 | 0 | 0 | 0 | 0 | 0 | 7.48 | 0.10709 | 0 | 48.64 | 44.469 | 0 | 4.171 | 0 | 0 | 4.171 | 1 | 0 | 0 |  | 0 |  | 0
|  |  |  | 26.36 | 52.72 | 0 | 0 | 0 | 0 | 0 | 7.48 | 0.10709 | 0 | 52.72 | 51.641 | 0 | 1.079 | 0 | 0 | 1.079 | 1 | 0 | 0 |  | 0 |  | 0
|  |  |  | 25.28 | 50.56 | 0 | 0 | 0 | 0 | 0 | 7.48 | 0.10709 | 0 | 50.56 | 50.56 | 0 | 0 | 0 | 0 | 0 | 1 | 0 | 0 |  | 0 |  | 0
|  |  |  | 28.16 | 56.32 | 0 | 0 | 0 | 0 | 0 | 7.48 | 0.10709 | 0 | 56.32 | 56.32 | 0 | 0 | 0 | 0 | 0 | 1 | 0 | 0 |  | 0 |  | 0
|  |  |  | 28.92 | 57.84 | 0 | 0 | 0 | 0 | 0 | 7.48 | 0.10709 | 0 | 57.84 | 57.84 | 0 | 0 | 0 | 0 | 0 | 1 | 0 | 0 |  | 0 |  | 0
|  |  |  | 29.68 | 59.36 | 0 | 0 | 0 | 0 | 0 | 7.48 | 0.10709 | 0 | 59.36 | 59.36 | 0 | 0 | 0 | 0 | 0 | 1 | 0 | 0 |  | 0 |  | 0
|  |  |  | 25.12 | 50.24 | 0 | 0 | 0 | 0 | 0 | 7.48 | 0.10709 | 0 | 50.24 | 50.24 | 0 | 0 | 0 | 0 | 0 | 1 | 0 | 0 |  | 0 |  | 0
|  |  |  | 16.56 | 33.12 | 0 | 0 | 0 | 0 | 0 | 7.48 | 0.10709 | 0 | 33.12 | 33.12 | 0 | 0 | 0 | 0 | 0 | 1 | 0 | 0 |  | 0 |  | 0
|  |  |  | 14.96 | 29.92 | 0 | 0 | 0 | 0 | 0 | 7.48 | 0.10709 | 0 | 29.92 | 29.92 | 0 | 0 | 0 | 0 | 0 | 1 | 0 | 0 |  | 0 |  | 0
|  |  |  | 13.76 | 27.52 | 0 | 0 | 0 | 0 | 0 | 7.48 | 0.10709 | 0 | 27.52 | 27.52 | 0 | 0 | 0 | 0 | 0 | 1 | 0 | 0 |  | 0 |  | 0
|  |  |  | 14.2 | 28.4 | 0 | 0 | 0 | 0 | 0 | 7.48 | 0.10709 | 0 | 28.4 | 28.4 | 0 | 0 | 0 | 0 | 0 | 1 | 0 | 0 |  | 0 |  | 0
|  |  |  | 11.8 | 23.6 | 0 | 0 | 0 | 0 | 0 | 7.48 | 0.10709 | 0 | 23.6 | 23.6 | 0 | 0 | 0 | 0 | 0 | 1 | 0 | 0 |  | 0 |  | 0
|  |  |  | 12.72 | 25.44 | 0 | 0 | 0 | 0 | 0 | 7.48 | 0.10709 | 0 | 25.44 | 25.44 | 0 | 0 | 0 | 0 | 0 | 1 | 0 | 0 |  | 0 |  | 0
|  |  |  | 17.88 | 35.76 | 0 | 0 | 0 | 0 | 0 | 7.48 | 0.10709 | 0 | 35.76 | 35.76 | 0 | 0 | 0 | 0 | 0 | 1 | 0 | 0 |  | 0 |  | 0
|  |  |  | 22.52 | 45.04 | 0 | 0 | 0 | 0 | 0 | 7.48 | 0.10709 | 0 | 45.04 | 45.04 | 0 | 0 | 0 | 0 | 0 | 1 | 0 | 0 |  | 0 |  | 0
|  |  |  | 30.92 | 61.84 | 0 | 0 | 0 | 0 | 0 | 7.48 | 0.10709 | 0 | 61.84 | 61.84 | 0 | 0 | 0 | 0 | 0 | 1 | 0 | 0 |  | 0 |  | 0
|  |  |  | 30.96 | 61.92 | 0 | 0 | 0 | 0 | 0 | 7.48 | 0.10709 | 0 | 61.92 | 59.956 | 0 | 1.964 | 0 | 0 | 1.964 | 1 | 0 | 0 |  | 0 |  | 0
|  |  |  | 33.8 | 67.6 | 0 | 0 | 0 | 0 | 0 | 7.48 | 0.10709 | 0 | 67.6 | 39.084 | 0 | 28.516 | 0 | 0 | 28.516 | 1 | 0 | 0 |  | 0 |  | 0
|  |  |  | 32.68 | 65.36 | 0 | 0 | 0 | 0 | 0 | 7.48 | 0.10709 | 0 | 65.36 | 17.943 | 0 | 47.417 | 0 | 0 | 47.417 | 1 | 0 | 0 |  | 0 |  | 0
|  |  |  | 35.68 | 71.36 | 0 | 0 | 0 | 0 | 0 | 7.48 | 0.12502 | 0 | 71.36 | 10.182 | 0 | 61.178 | 0 | 0 | 61.178 | 1 | 0 | 0 |  | 0 |  | 0
|  |  |  | 38.08 | 76.16 | 0 | 0 | 0 | 0 | 0 | 7.48 | 0.12502 | 0 | 76.16 | 8.835 | 0 | 67.325 | 0 | 0 | 67.325 | 1 | 0 | 0 |  | 0 |  | 0
|  |  |  | 35.96 | 71.92 | 0 | 0 | 0 | 0 | 0 | 7.48 | 0.12502 | 0 | 71.92 | 0.341 | 0 | 67.882 | 0 | 0 | 67.882 | 0.79523 | 0 | 3.696 |  | 0 |  | 0
|  |  |  | 29.12 | 58.24 | 0 | 0 | 0 | 0 | 0 | 12.23 | 0.12502 | 0 | 58.24 | 0 | 0 | 62.354 | 4.114 | 0 | 58.24 | 1 | 0 | 0 |  | 0 |  | 0
|  |  |  | 28.28 | 56.56 | 0 | 0 | 0 | 0 | 0 | 12.23 | 0.12502 | 0 | 56.56 | 5.251 | 0 | 51.309 | 0 | 0 | 51.309 | 1 | 0 | 0 |  | 0 |  | 0
|  |  |  | 28.04 | 56.08 | 0 | 0 | 0 | 0 | 0 | 12.23 | 0.12502 | 0 | 56.08 | 22.375 | 0 | 33.705 | 0 | 0 | 33.705 | 1 | 0 | 0 |  | 0 |  | 0
|  |  |  | 28.52 | 57.04 | 0 | 0 | 0 | 0 | 0 | 12.23 | 0.12502 | 0 | 57.04 | 44.649 | 0 | 12.391 | 0 | 0 | 12.391 | 1 | 0 | 0 |  | 0 |  | 0
|  |  |  | 30.08 | 60.16 | 0 | 0 | 0 | 0 | 0 | 7.48 | 0.12502 | 0 | 60.16 | 60.16 | 0 | 0 | 0 | 0 | 0 | 1 | 0 | 0 |  | 0 |  | 0
|  |  |  | 30.12 | 60.24 | 0 | 0 | 0 | 0 | 0 | 7.48 | 0.12502 | 0 | 60.24 | 54.163 | 0 | 0 | 0 | 0 | 0 | 0.66337 | 0 | 6.077 |  | 0 |  | 0
|  |  |  | 29.76 | 59.52 | 0 | 0 | 0 | 0 | 0 | 7.48 | 0.12502 | 0 | 59.52 | 51.155 | 0 | 0 | 0 | 0 | 0 | 0.2 | 0 | 8.365 |  | 0 |  | 0
|  |  |  | 29.24 | 58.48 | 0 | 0 | 0 | 0 | 0 | 7.48 | 0.10709 | 4.389 | 58.48 | 58.48 | 0 | 0 | 0 | 0 | 0 | 0.41846 | 0 | 0 |  | 0 |  | 0
|  |  |  | 27.44 | 54.88 | 0 | 0 | 0 | 0 | 0 | 7.48 | 0.10709 | 7.989 | 54.88 | 54.88 | 0 | 0 | 0 | 0 | 0 | 0.81612 | 0 | 0 |  | 0 |  | 0
|  |  |  | 22.28 | 44.56 | 0 | 0 | 0 | 0 | 0 | 7.48 | 0.10709 | 3.694 | 44.56 | 44.56 | 0 | 0 | 0 | 0 | 0 | 1 | 0 | 0 |  | 0 |  | 0
|  |  |  | 18.68 | 37.36 | 0 | 0 | 0 | 0 | 0 | 7.48 | 0.10709 | 0 | 37.36 | 37.36 | 0 | 0 | 0 | 0 | 0 | 1 | 0 | 0 |  | 0 |  | 0
|  |  |  | 18.16 | 36.32 | 0 | 0 | 0 | 0 | 0 | 7.48 | 0.10709 | 0 | 36.32 | 36.32 | 0 | 0 | 0 | 0 | 0 | 1 | 0 | 0 |  | 0 |  | 0
|  |  |  | 17.52 | 35.04 | 0 | 0 | 0 | 0 | 0 | 7.48 | 0.10709 | 0 | 35.04 | 35.04 | 0 | 0 | 0 | 0 | 0 | 1 | 0 | 0 |  | 0 |  | 0
|  |  |  | 17.56 | 35.12 | 0 | 0 | 0 | 0 | 0 | 7.48 | 0.10709 | 0 | 35.12 | 35.12 | 0 | 0 | 0 | 0 | 0 | 1 | 0 | 0 |  | 0 |  | 0
|  |  |  | 17.2 | 34.4 | 0 | 0 | 0 | 0 | 0 | 7.48 | 0.10709 | 0 | 34.4 | 34.4 | 0 | 0 | 0 | 0 | 0 | 1 | 0 | 0 |  | 0 |  | 0
|  |  |  | 17.76 | 35.52 | 0 | 0 | 0 | 0 | 0 | 7.48 | 0.10709 | 0 | 35.52 | 35.52 | 0 | 0 | 0 | 0 | 0 | 1 | 0 | 0 |  | 0 |  | 0
|  |  |  | 19.44 | 38.88 | 0 | 0 | 0 | 0 | 0 | 7.48 | 0.10709 | 0 | 38.88 | 38.88 | 0 | 0 | 0 | 0 | 0 | 1 | 0 | 0 |  | 0 |  | 0
|  |  |  | 20.44 | 40.88 | 0 | 0 | 0 | 0 | 0 | 7.48 | 0.10709 | 0 | 40.88 | 40.88 | 0 | 0 | 0 | 0 | 0 | 1 | 0 | 0 |  | 0 |  | 0
|  |  |  | 26.68 | 53.36 | 0 | 0 | 0 | 0 | 0 | 7.48 | 0.10709 | 0 | 53.36 | 51.202 | 0 | 2.158 | 0 | 0 | 2.158 | 1 | 0 | 0 |  | 0 |  | 0
|  |  |  | 27.16 | 54.32 | 0 | 0 | 0 | 0 | 0 | 7.48 | 0.10709 | 0 | 54.32 | 38.219 | 0 | 16.101 | 0 | 0 | 16.101 | 1 | 0 | 0 |  | 0 |  | 0
|  |  |  | 28.88 | 57.76 | 0 | 0 | 0 | 0 | 0 | 7.48 | 0.10709 | 0 | 57.76 | 24.552 | 0 | 33.208 | 0 | 0 | 33.208 | 1 | 0 | 0 |  | 0 |  | 0
|  |  |  | 28.88 | 57.76 | 0 | 0 | 0 | 0 | 0 | 7.48 | 0.12502 | 0 | 57.76 | 7.785 | 0 | 49.975 | 0 | 0 | 49.975 | 1 | 0 | 0 |  | 0 |  | 0
|  |  |  | 28.88 | 57.76 | 0 | 0 | 0 | 0 | 0 | 7.48 | 0.12502 | 0 | 57.76 | 4.329 | 0 | 53.431 | 0 | 0 | 53.431 | 1 | 0 | 0 |  | 0 |  | 0
|  |  |  | 27.52 | 55.04 | 0 | 0 | 0 | 0 | 0 | 7.48 | 0.12502 | 0 | 55.04 | 4.931 | 0 | 50.109 | 0 | 0 | 50.109 | 1 | 0 | 0 |  | 0 |  | 0
|  |  |  | 27.32 | 54.64 | 0 | 0 | 0 | 0 | 0 | 12.23 | 0.12502 | 0 | 54.64 | 11.709 | 0 | 42.931 | 0 | 0 | 42.931 | 1 | 0 | 0 |  | 0 |  | 0
|  |  |  | 28.04 | 56.08 | 0 | 0 | 0 | 0 | 0 | 12.23 | 0.12502 | 0 | 56.08 | 29.237 | 0 | 26.843 | 0 | 0 | 26.843 | 1 | 0 | 0 |  | 0 |  | 0
|  |  |  | 27.68 | 55.36 | 0 | 0 | 0 | 0 | 0 | 12.23 | 0.12502 | 0 | 55.36 | 42.703 | 0 | 12.657 | 0 | 0 | 12.657 | 1 | 0 | 0 |  | 0 |  | 0
|  |  |  | 29.4 | 58.8 | 0 | 0 | 0 | 0 | 0 | 12.23 | 0.12502 | 0 | 58.8 | 54.43 | 0 | 2.425 | 0 | 0 | 2.425 | 0.89226 | 0 | 1.945 |  | 0 |  | 0
|  |  |  | 27.8 | 55.6 | 0 | 0 | 0 | 0 | 0 | 7.48 | 0.12502 | 0 | 55.6 | 55.6 | 0 | 0 | 0 | 0 | 0 | 0.89226 | 0 | 0 |  | 0 |  | 0
|  |  |  | 26.72 | 53.44 | 0 | 0 | 0 | 0 | 0 | 7.48 | 0.12502 | 0 | 53.44 | 49.308 | 0 | 0 | 0 | 0 | 0 | 0.66337 | 0 | 4.132 |  | 0 |  | 0
|  |  |  | 26.92 | 53.84 | 0 | 0 | 0 | 0 | 0 | 7.48 | 0.12502 | 0 | 53.84 | 45.475 | 0 | 0 | 0 | 0 | 0 | 0.2 | 0 | 8.365 |  | 0 |  | 0
|  |  |  | 26.88 | 53.76 | 0 | 0 | 0 | 0 | 0 | 7.48 | 0.10709 | 8.365 | 53.76 | 53.76 | 0 | 0 | 0 | 0 | 0 | 0.61636 | 0 | 0 |  | 0 |  | 0
|  |  |  | 26.24 | 52.48 | 0 | 0 | 0 | 0 | 0 | 7.48 | 0.10709 | 7.707 | 52.48 | 52.48 | 0 | 0 | 0 | 0 | 0 | 1 | 0 | 0 |  | 0 |  | 0
|  |  |  | 21.68 | 43.36 | 0 | 0 | 0 | 0 | 0 | 7.48 | 0.10709 | 0 | 43.36 | 43.36 | 0 | 0 | 0 | 0 | 0 | 1 | 0 | 0 |  | 0 |  | 0
|  |  |  | 22 | 44 | 0 | 0 | 0 | 0 | 0 | 7.48 | 0.10709 | 0 | 44 | 44 | 0 | 0 | 0 | 0 | 0 | 1 | 0 | 0 |  | 0 |  | 0
|  |  |  | 19 | 38 | 0 | 0 | 0 | 0 | 0 | 7.48 | 0.10709 | 0 | 38 | 38 | 0 | 0 | 0 | 0 | 0 | 1 | 0 | 0 |  | 0 |  | 0
|  |  |  | 18 | 36 | 0 | 0 | 0 | 0 | 0 | 7.48 | 0.10709 | 0 | 36 | 36 | 0 | 0 | 0 | 0 | 0 | 1 | 0 | 0 |  | 0 |  | 0
|  |  |  | 17.96 | 35.92 | 0 | 0 | 0 | 0 | 0 | 7.48 | 0.10709 | 0 | 35.92 | 35.92 | 0 | 0 | 0 | 0 | 0 | 1 | 0 | 0 |  | 0 |  | 0
|  |  |  | 18.64 | 37.28 | 0 | 0 | 0 | 0 | 0 | 7.48 | 0.10709 | 0 | 37.28 | 37.28 | 0 | 0 | 0 | 0 | 0 | 1 | 0 | 0 |  | 0 |  | 0
|  |  |  | 23.36 | 46.72 | 0 | 0 | 0 | 0 | 0 | 7.48 | 0.10709 | 0 | 46.72 | 46.72 | 0 | 0 | 0 | 0 | 0 | 1 | 0 | 0 |  | 0 |  | 0
|  |  |  | 25.08 | 50.16 | 0 | 0 | 0 | 0 | 0 | 7.48 | 0.10709 | 0 | 50.16 | 50.16 | 0 | 0 | 0 | 0 | 0 | 1 | 0 | 0 |  | 0 |  | 0
|  |  |  | 22.56 | 45.12 | 0 | 0 | 0 | 0 | 0 | 7.48 | 0.10709 | 0 | 45.12 | 45.12 | 0 | 0 | 0 | 0 | 0 | 1 | 0 | 0 |  | 0 |  | 0
|  |  |  | 20 | 40 | 0 | 0 | 0 | 0 | 0 | 7.48 | 0.10709 | 0 | 40 | 37.284 | 0 | 2.716 | 0 | 0 | 2.716 | 1 | 0 | 0 |  | 0 |  | 0
|  |  |  | 24 | 48 | 0 | 0 | 0 | 0 | 0 | 7.48 | 0.10709 | 0 | 48 | 37.707 | 0 | 10.293 | 0 | 0 | 10.293 | 1 | 0 | 0 |  | 0 |  | 0
|  |  |  | 24.88 | 49.76 | 0 | 0 | 0 | 0 | 0 | 7.48 | 0.10709 | 0 | 49.76 | 26.021 | 0 | 23.739 | 0 | 0 | 23.739 | 1 | 0 | 0 |  | 0 |  | 0
|  |  |  | 26.4 | 52.8 | 0 | 0 | 0 | 0 | 0 | 7.48 | 0.12502 | 0 | 52.8 | 15.094 | 0 | 37.706 | 0 | 0 | 37.706 | 1 | 0 | 0 |  | 0 |  | 0
|  |  |  | 26.8 | 53.6 | 0 | 0 | 0 | 0 | 0 | 7.48 | 0.12502 | 0 | 53.6 | 6.862 | 0 | 46.738 | 0 | 0 | 46.738 | 1 | 0 | 0 |  | 0 |  | 0
|  |  |  | 27.28 | 54.56 | 0 | 0 | 0 | 0 | 0 | 7.48 | 0.12502 | 0 | 54.56 | 7.325 | 0 | 47.235 | 0 | 0 | 47.235 | 1 | 0 | 0 |  | 0 |  | 0
|  |  |  | 26.52 | 53.04 | 0 | 0 | 0 | 0 | 0 | 12.23 | 0.12502 | 0 | 53.04 | 19.214 | 0 | 33.826 | 0 | 0 | 33.826 | 1 | 0 | 0 |  | 0 |  | 0
|  |  |  | 25.12 | 50.24 | 0 | 0 | 0 | 0 | 0 | 12.23 | 0.12502 | 0 | 50.24 | 24.513 | 0 | 25.727 | 0 | 0 | 25.727 | 1 | 0 | 0 |  | 0 |  | 0
|  |  |  | 25.08 | 50.16 | 0 | 0 | 0 | 0 | 0 | 12.23 | 0.12502 | 0 | 50.16 | 35.781 | 0 | 14.379 | 0 | 0 | 14.379 | 1 | 0 | 0 |  | 0 |  | 0
|  |  |  | 26.44 | 52.88 | 0 | 0 | 0 | 0 | 0 | 12.23 | 0.12502 | 0 | 52.88 | 47.994 | 0 | 4.886 | 0 | 0 | 4.886 | 1 | 0 | 0 |  | 0 |  | 0
|  |  |  | 26.22 | 52.44 | 0 | 0 | 0 | 0 | 0 | 7.48 | 0.12502 | 0 | 52.44 | 52.44 | 0 | 0 | 0 | 0 | 0 | 1 | 0 | 0 |  | 0 |  | 0
|  |  |  | 22.52 | 45.04 | 0 | 0 | 0 | 0 | 0 | 7.48 | 0.12502 | 0 | 45.04 | 38.963 | 0 | 0 | 0 | 0 | 0 | 0.66337 | 0 | 6.077 |  | 0 |  | 0
|  |  |  | 19.08 | 38.16 | 0 | 0 | 0 | 0 | 0 | 7.48 | 0.12502 | 0 | 38.16 | 29.795 | 0 | 0 | 0 | 0 | 0 | 0.2 | 0 | 8.365 |  | 0 |  | 0
|  |  |  | 18.8 | 37.6 | 0 | 0 | 0 | 0 | 0 | 7.48 | 0.10709 | 8.365 | 37.6 | 37.6 | 0 | 0 | 0 | 0 | 0 | 0.61636 | 0 | 0 |  | 0 |  | 0
|  |  |  | 19.56 | 39.12 | 0 | 0 | 0 | 0 | 0 | 7.48 | 0.10709 | 7.707 | 39.12 | 39.12 | 0 | 0 | 0 | 0 | 0 | 1 | 0 | 0 |  | 0 |  | 0
|  |  |  | 16.36 | 32.72 | 0 | 0 | 0 | 0 | 0 | 7.48 | 0.10709 | 0 | 32.72 | 32.72 | 0 | 0 | 0 | 0 | 0 | 1 | 0 | 0 |  | 0 |  | 0
|  |  |  | 14.28 | 28.56 | 0 | 0 | 0 | 0 | 0 | 7.48 | 0.10709 | 0 | 28.56 | 28.56 | 0 | 0 | 0 | 0 | 0 | 1 | 0 | 0 |  | 0 |  | 0
|  |  |  | 14.12 | 28.24 | 0 | 0 | 0 | 0 | 0 | 7.48 | 0.10709 | 0 | 28.24 | 28.24 | 0 | 0 | 0 | 0 | 0 | 1 | 0 | 0 |  | 0 |  | 0
|  |  |  | 16.24 | 32.48 | 0 | 0 | 0 | 0 | 0 | 7.48 | 0.10709 | 0 | 32.48 | 32.48 | 0 | 0 | 0 | 0 | 0 | 1 | 0 | 0 |  | 0 |  | 0
|  |  |  | 19.24 | 38.48 | 0 | 0 | 0 | 0 | 0 | 7.48 | 0.10709 | 0 | 38.48 | 38.48 | 0 | 0 | 0 | 0 | 0 | 1 | 0 | 0 |  | 0 |  | 0
|  |  |  | 18.68 | 37.36 | 0 | 0 | 0 | 0 | 0 | 7.48 | 0.10709 | 0 | 37.36 | 37.36 | 0 | 0 | 0 | 0 | 0 | 1 | 0 | 0 |  | 0 |  | 0
|  |  |  | 16.76 | 33.52 | 0 | 0 | 0 | 0 | 0 | 7.48 | 0.10709 | 0 | 33.52 | 33.52 | 0 | 0 | 0 | 0 | 0 | 1 | 0 | 0 |  | 0 |  | 0
|  |  |  | 21.04 | 42.08 | 0 | 0 | 0 | 0 | 0 | 7.48 | 0.10709 | 0 | 42.08 | 42.08 | 0 | 0 | 0 | 0 | 0 | 1 | 0 | 0 |  | 0 |  | 0
|  |  |  | 29.76 | 59.52 | 0 | 0 | 0 | 0 | 0 | 7.48 | 0.10709 | 0 | 59.52 | 59.52 | 0 | 0 | 0 | 0 | 0 | 1 | 0 | 0 |  | 0 |  | 0
|  |  |  | 29.12 | 58.24 | 0 | 0 | 0 | 0 | 0 | 7.48 | 0.10709 | 0 | 58.24 | 57.028 | 0 | 1.212 | 0 | 0 | 1.212 | 1 | 0 | 0 |  | 0 |  | 0
|  |  |  | 30.8 | 61.6 | 0 | 0 | 0 | 0 | 0 | 7.48 | 0.10709 | 0 | 61.6 | 52.349 | 0 | 9.251 | 0 | 0 | 9.251 | 1 | 0 | 0 |  | 0 |  | 0
|  |  |  | 30.92 | 61.84 | 0 | 0 | 0 | 0 | 0 | 7.48 | 0.10709 | 0 | 61.84 | 56.239 | 0 | 5.601 | 0 | 0 | 5.601 | 1 | 0 | 0 |  | 0 |  | 0
|  |  |  | 31.16 | 62.32 | 0 | 0 | 0 | 0 | 0 | 7.48 | 0.12502 | 0 | 62.32 | 24.917 | 0 | 37.403 | 0 | 0 | 37.403 | 1 | 0 | 0 |  | 0 |  | 0
|  |  |  | 35.6 | 71.2 | 0 | 0 | 0 | 0 | 0 | 7.48 | 0.12502 | 0 | 71.2 | 26.79 | 0 | 44.41 | 0 | 0 | 44.41 | 1 | 0 | 0 |  | 0 |  | 0
|  |  |  | 34.72 | 69.44 | 0 | 0 | 0 | 0 | 0 | 7.48 | 0.12502 | 0 | 69.44 | 16.191 | 0 | 53.249 | 0 | 0 | 53.249 | 1 | 0 | 0 |  | 0 |  | 0
|  |  |  | 29.48 | 58.96 | 0 | 0 | 0 | 0 | 0 | 12.23 | 0.12502 | 0 | 58.96 | 11.082 | 0 | 47.878 | 0 | 0 | 47.878 | 1 | 0 | 0 |  | 0 |  | 0
|  |  |  | 28.4 | 56.8 | 0 | 0 | 0 | 0 | 0 | 12.23 | 0.12502 | 0 | 56.8 | 35.437 | 0 | 21.363 | 0 | 0 | 21.363 | 1 | 0 | 0 |  | 0 |  | 0
|  |  |  | 25.56 | 51.12 | 0 | 0 | 0 | 0 | 0 | 12.23 | 0.12502 | 0 | 51.12 | 48.077 | 0 | 3.043 | 0 | 0 | 3.043 | 1 | 0 | 0 |  | 0 |  | 0
|  |  |  | 25.88 | 51.76 | 0 | 0 | 0 | 0 | 0 | 12.23 | 0.12502 | 0 | 51.76 | 44.595 | 0 | 7.165 | 0 | 0 | 7.165 | 1 | 0 | 0 |  | 0 |  | 0
|  |  |  | 28.12 | 56.24 | 0 | 0 | 0 | 0 | 0 | 7.48 | 0.12502 | 0 | 56.24 | 56.24 | 0 | 0 | 0 | 0 | 0 | 1 | 0 | 0 |  | 0 |  | 0
|  |  |  | 29.64 | 59.28 | 0 | 0 | 0 | 0 | 0 | 7.48 | 0.12502 | 0 | 59.28 | 53.203 | 0 | 0 | 0 | 0 | 0 | 0.66337 | 0 | 6.077 |  | 0 |  | 0
|  |  |  | 29.48 | 58.96 | 0 | 0 | 0 | 0 | 0 | 7.48 | 0.12502 | 0 | 58.96 | 50.595 | 0 | 0 | 0 | 0 | 0 | 0.2 | 0 | 8.365 |  | 0 |  | 0
|  |  |  | 29.2 | 58.4 | 0 | 0 | 0 | 0 | 0 | 7.48 | 0.10709 | 0 | 58.4 | 58.4 | 0 | 0 | 0 | 0 | 0 | 0.2 | 0 | 0 |  | 0 |  | 0
|  |  |  | 25.8 | 51.6 | 0 | 0 | 0 | 0 | 0 | 7.48 | 0.10709 | 0 | 51.6 | 51.6 | 0 | 0 | 0 | 0 | 0 | 0.2 | 0 | 0 |  | 0 |  | 0
|  |  |  | 16.16 | 32.32 | 0 | 0 | 0 | 0 | 0 | 7.48 | 0.10709 | 0 | 32.32 | 32.32 | 0 | 0 | 0 | 0 | 0 | 0.2 | 0 | 0 |  | 0 |  | 0
|  |  |  | 13.96 | 27.92 | 0 | 0 | 0 | 0 | 0 | 7.48 | 0.10709 | 0 | 27.92 | 27.92 | 0 | 0 | 0 | 0 | 0 | 0.2 | 0 | 0 |  | 0 |  | 0
|  |  |  | 13.84 | 27.68 | 0 | 0 | 0 | 0 | 0 | 7.48 | 0.10709 | 0 | 27.68 | 27.68 | 0 | 0 | 0 | 0 | 0 | 0.2 | 0 | 0 |  | 0 |  | 0
|  |  |  | 12.8 | 25.6 | 0 | 0 | 0 | 0 | 0 | 7.48 | 0.10709 | 0 | 25.6 | 25.6 | 0 | 0 | 0 | 0 | 0 | 0.2 | 0 | 0 |  | 0 |  | 0
|  |  |  | 11.8 | 23.6 | 0 | 0 | 0 | 0 | 0 | 7.48 | 0.10709 | 0 | 23.6 | 23.6 | 0 | 0 | 0 | 0 | 0 | 0.2 | 0 | 0 |  | 0 |  | 0
|  |  |  | 12.24 | 24.48 | 0 | 0 | 0 | 0 | 0 | 7.48 | 0.10709 | 0 | 24.48 | 24.48 | 0 | 0 | 0 | 0 | 0 | 0.2 | 0 | 0 |  | 0 |  | 0
|  |  |  | 16.16 | 32.32 | 0 | 0 | 0 | 0 | 0 | 7.48 | 0.10709 | 0 | 32.32 | 32.32 | 0 | 0 | 0 | 0 | 0 | 0.2 | 0 | 0 |  | 0 |  | 0
|  |  |  | 18.2 | 36.4 | 0 | 0 | 0 | 0 | 0 | 7.48 | 0.10709 | 0 | 36.4 | 36.4 | 0 | 0 | 0 | 0 | 0 | 0.2 | 0 | 0 |  | 0 |  | 0
|  |  |  | 29.08 | 58.16 | 0 | 0 | 0 | 0 | 0 | 7.48 | 0.10709 | 0 | 58.16 | 58.16 | 0 | 0 | 0 | 0 | 0 | 0.2 | 0 | 0 |  | 0 |  | 0
|  |  |  | 29.04 | 58.08 | 0 | 0 | 0 | 0 | 0 | 7.48 | 0.10709 | 0 | 58.08 | 54.746 | 0 | 3.334 | 0 | 0 | 3.334 | 0.2 | 0 | 0 |  | 0 |  | 0
|  |  |  | 30.96 | 61.92 | 0 | 0 | 0 | 0 | 0 | 7.48 | 0.10709 | 0 | 61.92 | 53.336 | 0 | 8.584 | 0 | 0 | 8.584 | 0.2 | 0 | 0 |  | 0 |  | 0
|  |  |  | 26.6 | 53.2 | 0 | 0 | 0 | 0 | 0 | 7.48 | 0.10709 | 0 | 53.2 | 2.922 | 0 | 50.278 | 0 | 0 | 50.278 | 0.2 | 0 | 0 |  | 0 |  | 0
|  |  |  | 26.52 | 53.04 | 0 | 0 | 0 | 0 | 0 | 7.48 | 0.12502 | 0 | 53.04 | 0 | 2.331 | 61.405 | 8.365 | 0 | 53.04 | 0.61636 | 0 | 0 |  | 0 |  | 0
|  |  |  | 29.68 | 59.36 | 0 | 0 | 0 | 0 | 0 | 7.48 | 0.12502 | 0 | 59.36 | 0 | 2.949 | 67.067 | 7.707 | 0 | 59.36 | 1 | 0 | 0 |  | 0 |  | 0
|  |  |  | 28.6 | 57.2 | 0 | 0 | 0 | 0 | 0 | 7.48 | 0.12502 | 0 | 57.2 | 0 | 12.974 | 57.2 | 0 | 0 | 57.2 | 1 | 0 | 0 |  | 0 |  | 0
|  |  |  | 26.88 | 53.76 | 0 | 0 | 0 | 0 | 0 | 12.23 | 0.12502 | 0 | 53.76 | 5.679 | 0 | 46.896 | 0 | 0 | 46.896 | 0.93435 | 0 | 1.185 |  | 0 |  | 0
|  |  |  | 26.08 | 52.16 | 0 | 0 | 0 | 0 | 0 | 12.23 | 0.12502 | 0 | 52.16 | 0 | 0 | 53.479 | 1.319 | 0 | 52.16 | 1 | 0 | 0 |  | 0 |  | 0
|  |  |  | 24.24 | 48.48 | 0 | 0 | 0 | 0 | 0 | 12.23 | 0.12502 | 0 | 48.48 | 13.587 | 0 | 34.893 | 0 | 0 | 34.893 | 1 | 0 | 0 |  | 0 |  | 0
|  |  |  | 24.56 | 49.12 | 0 | 0 | 0 | 0 | 0 | 12.23 | 0.12502 | 0 | 49.12 | 36.729 | 0 | 12.391 | 0 | 0 | 12.391 | 1 | 0 | 0 |  | 0 |  | 0
|  |  |  | 25.76 | 51.52 | 0 | 0 | 0 | 0 | 0 | 7.48 | 0.12502 | 0 | 51.52 | 51.52 | 0 | 0 | 0 | 0 | 0 | 1 | 0 | 0 |  | 0 |  | 0
|  |  |  | 26.3 | 52.6 | 0 | 0 | 0 | 0 | 0 | 7.48 | 0.12502 | 0 | 52.6 | 46.523 | 0 | 0 | 0 | 0 | 0 | 0.66337 | 0 | 6.077 |  | 0 |  | 0
|  |  |  | 25.88 | 51.76 | 0 | 0 | 0 | 0 | 0 | 7.48 | 0.12502 | 0 | 51.76 | 43.395 | 0 | 0 | 0 | 0 | 0 | 0.2 | 0 | 8.365 |  | 0 |  | 0
|  |  |  | 23.44 | 46.88 | 0 | 0 | 0 | 0 | 0 | 7.48 | 0.10709 | 0 | 46.88 | 46.88 | 0 | 0 | 0 | 0 | 0 | 0.2 | 0 | 0 |  | 0 |  | 0
|  |  |  | 21.08 | 42.16 | 0 | 0 | 0 | 0 | 0 | 7.48 | 0.10709 | 0 | 42.16 | 42.16 | 0 | 0 | 0 | 0 | 0 | 0.2 | 0 | 0 |  | 0 |  | 0
|  |  |  | 15.88 | 31.76 | 0 | 0 | 0 | 0 | 0 | 7.48 | 0.10709 | 0 | 31.76 | 31.76 | 0 | 0 | 0 | 0 | 0 | 0.2 | 0 | 0 |  | 0 |  | 0
|  |  |  | 14.48 | 28.96 | 0 | 0 | 0 | 0 | 0 | 7.48 | 0.10709 | 0 | 28.96 | 28.96 | 0 | 0 | 0 | 0 | 0 | 0.2 | 0 | 0 |  | 0 |  | 0
|  |  |  | 13.56 | 27.12 | 0 | 0 | 0 | 0 | 0 | 7.48 | 0.10709 | 0 | 27.12 | 27.12 | 0 | 0 | 0 | 0 | 0 | 0.2 | 0 | 0 |  | 0 |  | 0
|  |  |  | 13.64 | 27.28 | 0 | 0 | 0 | 0 | 0 | 7.48 | 0.10709 | 0 | 27.28 | 27.28 | 0 | 0 | 0 | 0 | 0 | 0.2 | 0 | 0 |  | 0 |  | 0
|  |  |  | 13.4 | 26.8 | 0 | 0 | 0 | 0 | 0 | 7.48 | 0.10709 | 0 | 26.8 | 26.8 | 0 | 0 | 0 | 0 | 0 | 0.2 | 0 | 0 |  | 0 |  | 0
|  |  |  | 14 | 28 | 0 | 0 | 0 | 0 | 0 | 7.48 | 0.10709 | 0 | 28 | 28 | 0 | 0 | 0 | 0 | 0 | 0.2 | 0 | 0 |  | 0 |  | 0
|  |  |  | 14.76 | 29.52 | 0 | 0 | 0 | 0 | 0 | 7.48 | 0.10709 | 0 | 29.52 | 29.52 | 0 | 0 | 0 | 0 | 0 | 0.2 | 0 | 0 |  | 0 |  | 0
|  |  |  | 14.96 | 29.92 | 0 | 0 | 0 | 0 | 0 | 7.48 | 0.10709 | 0 | 29.92 | 29.92 | 0 | 0 | 0 | 0 | 0 | 0.2 | 0 | 0 |  | 0 |  | 0
|  |  |  | 26.12 | 52.24 | 0 | 0 | 0 | 0 | 0 | 7.48 | 0.10709 | 0 | 52.24 | 52.24 | 0 | 0 | 0 | 0 | 0 | 0.2 | 0 | 0 |  | 0 |  | 0
|  |  |  | 25.76 | 51.52 | 0 | 0 | 0 | 0 | 0 | 7.48 | 0.10709 | 0 | 51.52 | 48.634 | 0 | 2.886 | 0 | 0 | 2.886 | 0.2 | 0 | 0 |  | 0 |  | 0
|  |  |  | 26.04 | 52.08 | 0 | 0 | 0 | 0 | 0 | 7.48 | 0.10709 | 0 | 52.08 | 37.701 | 0 | 14.379 | 0 | 0 | 14.379 | 0.2 | 0 | 0 |  | 0 |  | 0
|  |  |  | 27.44 | 54.88 | 0 | 0 | 0 | 0 | 0 | 7.48 | 0.10709 | 0 | 54.88 | 11.573 | 0 | 43.307 | 0 | 0 | 43.307 | 0.2 | 0 | 0 |  | 0 |  | 0
|  |  |  | 29.84 | 59.68 | 0 | 0 | 0 | 0 | 0 | 7.48 | 0.10709 | 0 | 59.68 | 1.048 | 0 | 58.632 | 0 | 0 | 58.632 | 0.2 | 0 | 0 |  | 0 |  | 0
|  |  |  | 28.44 | 56.88 | 0 | 0 | 0 | 0 | 0 | 7.48 | 0.10709 | 0 | 56.88 | 0 | 0 | 64.257 | 7.377 | 0 | 56.88 | 0.56721 | 0 | 0 |  | 0 |  | 0
|  |  |  | 27.36 | 54.72 | 0 | 0 | 0 | 0 | 0 | 7.48 | 0.10709 | 0 | 54.72 | 0 | 0 | 61.057 | 6.337 | 0 | 54.72 | 0.88262 | 0 | 0 |  | 0 |  | 0
|  |  |  | 24.8 | 49.6 | 0 | 0 | 0 | 0 | 0 | 7.48 | 0.10709 | 0 | 49.6 | 0 | 3.303 | 51.958 | 2.358 | 0 | 49.6 | 1 | 0 | 0 |  | 0 |  | 0
|  |  |  | 25.16 | 50.32 | 0 | 0 | 0 | 0 | 0 | 7.48 | 0.10709 | 0 | 50.32 | 7.668 | 0 | 42.652 | 0 | 0 | 42.652 | 1 | 0 | 0 |  | 0 |  | 0
|  |  |  | 25.32 | 50.64 | 0 | 0 | 0 | 0 | 0 | 7.48 | 0.10709 | 0 | 50.64 | 24.076 | 0 | 26.564 | 0 | 0 | 26.564 | 1 | 0 | 0 |  | 0 |  | 0
|  |  |  | 26.84 | 53.68 | 0 | 0 | 0 | 0 | 0 | 7.48 | 0.10709 | 0 | 53.68 | 44.126 | 0 | 9.554 | 0 | 0 | 9.554 | 1 | 0 | 0 |  | 0 |  | 0
|  |  |  | 26.24 | 52.48 | 0 | 0 | 0 | 0 | 0 | 7.48 | 0.10709 | 0 | 52.48 | 52.48 | 0 | 0 | 0 | 0 | 0 | 1 | 0 | 0 |  | 0 |  | 0
|  |  |  | 26.4 | 52.8 | 0 | 0 | 0 | 0 | 0 | 7.48 | 0.10709 | 0 | 52.8 | 52.8 | 0 | 0 | 0 | 0 | 0 | 1 | 0 | 0 |  | 0 |  | 0
|  |  |  | 26.92 | 53.84 | 0 | 0 | 0 | 0 | 0 | 7.48 | 0.10709 | 0 | 53.84 | 53.84 | 0 | 0 | 0 | 0 | 0 | 1 | 0 | 0 |  | 0 |  | 0
|  |  |  | 26.2 | 52.4 | 0 | 0 | 0 | 0 | 0 | 7.48 | 0.10709 | 0 | 52.4 | 52.4 | 0 | 0 | 0 | 0 | 0 | 1 | 0 | 0 |  | 0 |  | 0
|  |  |  | 22.68 | 45.36 | 0 | 0 | 0 | 0 | 0 | 7.48 | 0.10709 | 0 | 45.36 | 45.36 | 0 | 0 | 0 | 0 | 0 | 1 | 0 | 0 |  | 0 |  | 0
|  |  |  | 21.28 | 42.56 | 0 | 0 | 0 | 0 | 0 | 7.48 | 0.10709 | 0 | 42.56 | 42.56 | 0 | 0 | 0 | 0 | 0 | 1 | 0 | 0 |  | 0 |  | 0
|  |  |  | 19.32 | 38.64 | 0 | 0 | 0 | 0 | 0 | 7.48 | 0.10709 | 0 | 38.64 | 38.64 | 0 | 0 | 0 | 0 | 0 | 1 | 0 | 0 |  | 0 |  | 0
|  |  |  | 18.52 | 37.04 | 0 | 0 | 0 | 0 | 0 | 7.48 | 0.10709 | 0 | 37.04 | 37.04 | 0 | 0 | 0 | 0 | 0 | 1 | 0 | 0 |  | 0 |  | 0
|  |  |  | 17.28 | 34.56 | 0 | 0 | 0 | 0 | 0 | 7.48 | 0.10709 | 0 | 34.56 | 34.56 | 0 | 0 | 0 | 0 | 0 | 1 | 0 | 0 |  | 0 |  | 0
|  |  |  | 17.64 | 35.28 | 0 | 0 | 0 | 0 | 0 | 7.48 | 0.10709 | 0 | 35.28 | 35.28 | 0 | 0 | 0 | 0 | 0 | 1 | 0 | 0 |  | 0 |  | 0
|  |  |  | 15.92 | 31.84 | 0 | 0 | 0 | 0 | 0 | 7.48 | 0.10709 | 0 | 31.84 | 31.84 | 0 | 0 | 0 | 0 | 0 | 1 | 0 | 0 |  | 0 |  | 0
|  |  |  | 14.4 | 28.8 | 0 | 0 | 0 | 0 | 0 | 7.48 | 0.10709 | 0 | 28.8 | 28.8 | 0 | 0 | 0 | 0 | 0 | 1 | 0 | 0 |  | 0 |  | 0
|  |  |  | 15 | 30 | 0 | 0 | 0 | 0 | 0 | 7.48 | 0.10709 | 0 | 30 | 30 | 0 | 0 | 0 | 0 | 0 | 1 | 0 | 0 |  | 0 |  | 0
|  |  |  | 25.56 | 51.12 | 0 | 0 | 0 | 0 | 0 | 7.48 | 0.10709 | 0 | 51.12 | 51.12 | 0 | 0 | 0 | 0 | 0 | 1 | 0 | 0 |  | 0 |  | 0
|  |  |  | 25.28 | 50.56 | 0 | 0 | 0 | 0 | 0 | 7.48 | 0.10709 | 0 | 50.56 | 47.444 | 0 | 3.116 | 0 | 0 | 3.116 | 1 | 0 | 0 |  | 0 |  | 0
|  |  |  | 27.72 | 55.44 | 0 | 0 | 0 | 0 | 0 | 7.48 | 0.10709 | 0 | 55.44 | 53.694 | 0 | 1.746 | 0 | 0 | 1.746 | 1 | 0 | 0 |  | 0 |  | 0
|  |  |  | 31.16 | 62.32 | 0 | 0 | 0 | 0 | 0 | 7.48 | 0.10709 | 0 | 62.32 | 26.76 | 0 | 35.56 | 0 | 0 | 35.56 | 1 | 0 | 0 |  | 0 |  | 0
|  |  |  | 31.72 | 63.44 | 0 | 0 | 0 | 0 | 0 | 7.48 | 0.10709 | 0 | 63.44 | 4.481 | 0 | 58.959 | 0 | 0 | 58.959 | 1 | 0 | 0 |  | 0 |  | 0
|  |  |  | 30.96 | 61.92 | 0 | 0 | 0 | 0 | 0 | 7.48 | 0.10709 | 0 | 61.92 | 1.542 | 0 | 60.378 | 0 | 0 | 60.378 | 1 | 0 | 0 |  | 0 |  | 0
|  |  |  | 27.52 | 55.04 | 0 | 0 | 0 | 0 | 0 | 7.48 | 0.10709 | 0 | 55.04 | 6.011 | 0 | 49.029 | 0 | 0 | 49.029 | 1 | 0 | 0 |  | 0 |  | 0
|  |  |  | 25.76 | 51.52 | 0 | 0 | 0 | 0 | 0 | 7.48 | 0.10709 | 0 | 51.52 | 2.721 | 0 | 48.799 | 0 | 0 | 48.799 | 1 | 0 | 0 |  | 0 |  | 0
|  |  |  | 25.64 | 51.28 | 0 | 0 | 0 | 0 | 0 | 7.48 | 0.10709 | 0 | 51.28 | 13.732 | 0 | 37.548 | 0 | 0 | 37.548 | 1 | 0 | 0 |  | 0 |  | 0
|  |  |  | 25.04 | 50.08 | 0 | 0 | 0 | 0 | 0 | 7.48 | 0.10709 | 0 | 50.08 | 18.618 | 0 | 31.462 | 0 | 0 | 31.462 | 1 | 0 | 0 |  | 0 |  | 0
|  |  |  | 26.12 | 52.24 | 0 | 0 | 0 | 0 | 0 | 7.48 | 0.10709 | 0 | 52.24 | 42.383 | 0 | 9.857 | 0 | 0 | 9.857 | 1 | 0 | 0 |  | 0 |  | 0
|  |  |  | 26.32 | 52.64 | 0 | 0 | 0 | 0 | 0 | 7.48 | 0.10709 | 0 | 52.64 | 52.64 | 0 | 0 | 0 | 0 | 0 | 1 | 0 | 0 |  | 0 |  | 0
|  |  |  | 27.64 | 55.28 | 0 | 0 | 0 | 0 | 0 | 7.48 | 0.10709 | 0 | 55.28 | 55.28 | 0 | 0 | 0 | 0 | 0 | 1 | 0 | 0 |  | 0 |  | 0
|  |  |  | 27.48 | 54.96 | 0 | 0 | 0 | 0 | 0 | 7.48 | 0.10709 | 0 | 54.96 | 54.96 | 0 | 0 | 0 | 0 | 0 | 1 | 0 | 0 |  | 0 |  | 0
|  |  |  | 26.96 | 53.92 | 0 | 0 | 0 | 0 | 0 | 7.48 | 0.10709 | 0 | 53.92 | 53.92 | 0 | 0 | 0 | 0 | 0 | 1 | 0 | 0 |  | 0 |  | 0
|  |  |  | 23.92 | 47.84 | 0 | 0 | 0 | 0 | 0 | 7.48 | 0.10709 | 0 | 47.84 | 47.84 | 0 | 0 | 0 | 0 | 0 | 1 | 0 | 0 |  | 0 |  | 0
|  |  |  | 18.12 | 36.24 | 0 | 0 | 0 | 0 | 0 | 7.48 | 0.10709 | 0 | 36.24 | 36.24 | 0 | 0 | 0 | 0 | 0 | 1 | 0 | 0 |  | 0 |  | 0
|  |  |  | 14.56 | 29.12 | 0 | 0 | 0 | 0 | 0 | 7.48 | 0.10709 | 0 | 29.12 | 29.12 | 0 | 0 | 0 | 0 | 0 | 1 | 0 | 0 |  | 0 |  | 0
|  |  |  | 14.24 | 28.48 | 0 | 0 | 0 | 0 | 0 | 7.48 | 0.10709 | 0 | 28.48 | 28.48 | 0 | 0 | 0 | 0 | 0 | 1 | 0 | 0 |  | 0 |  | 0
|  |  |  | 13.28 | 26.56 | 0 | 0 | 0 | 0 | 0 | 7.48 | 0.10709 | 0 | 26.56 | 26.56 | 0 | 0 | 0 | 0 | 0 | 1 | 0 | 0 |  | 0 |  | 0
|  |  |  | 12.48 | 24.96 | 0 | 0 | 0 | 0 | 0 | 7.48 | 0.10709 | 0 | 24.96 | 24.96 | 0 | 0 | 0 | 0 | 0 | 1 | 0 | 0 |  | 0 |  | 0
|  |  |  | 13.84 | 27.68 | 0 | 0 | 0 | 0 | 0 | 7.48 | 0.10709 | 0 | 27.68 | 27.68 | 0 | 0 | 0 | 0 | 0 | 1 | 0 | 0 |  | 0 |  | 0
|  |  |  | 16.28 | 32.56 | 0 | 0 | 0 | 0 | 0 | 7.48 | 0.10709 | 0 | 32.56 | 32.56 | 0 | 0 | 0 | 0 | 0 | 1 | 0 | 0 |  | 0 |  | 0
|  |  |  | 16.84 | 33.68 | 0 | 0 | 0 | 0 | 0 | 7.48 | 0.10709 | 0 | 33.68 | 33.68 | 0 | 0 | 0 | 0 | 0 | 1 | 0 | 0 |  | 0 |  | 0
|  |  |  | 16.8 | 33.6 | 0 | 0 | 0 | 0 | 0 | 7.48 | 0.10709 | 0 | 33.6 | 30.197 | 0 | 0 | 0 | 0 | 0 | 0.81148 | 0 | 3.403 |  | 0 |  | 0
|  |  |  | 16.48 | 32.96 | 0 | 0 | 0 | 0 | 0 | 7.48 | 0.10709 | 0 | 32.96 | 14.775 | 0 | 9.82 | 0 | 0 | 9.82 | 0.34811 | 0 | 8.365 |  | 0 |  | 0
|  |  |  | 17.48 | 34.96 | 0 | 0 | 0 | 0 | 0 | 7.48 | 0.10709 | 0 | 34.96 | 0 | 0 | 32.286 | 0 | 0 | 32.286 | 0.2 | 0 | 2.674 |  | 0 |  | 0
|  |  |  | 17.92 | 35.84 | 0 | 0 | 0 | 0 | 0 | 7.48 | 0.10709 | 0 | 35.84 | 0 | 7.383 | 44.205 | 8.365 | 0 | 35.84 | 0.61636 | 0 | 0 |  | 0 |  | 0
|  |  |  | 20.88 | 41.76 | 0 | 0 | 0 | 0 | 0 | 7.48 | 0.12502 | 0 | 41.76 | 0 | 15.384 | 49.467 | 7.707 | 0 | 41.76 | 1 | 0 | 0 |  | 0 |  | 0
|  |  |  | 33.6 | 67.2 | 0 | 0 | 0 | 0 | 0 | 7.48 | 0.12502 | 0 | 67.2 | 0 | 5.52 | 67.2 | 0 | 0 | 67.2 | 1 | 0 | 0 |  | 0 |  | 0
|  |  |  | 36.32 | 72.64 | 0 | 0 | 0 | 0 | 0 | 7.48 | 0.12502 | 0 | 72.64 | 0 | 0.734 | 72.64 | 0 | 0 | 72.64 | 1 | 0 | 0 |  | 0 |  | 0
|  |  |  | 33.08 | 66.16 | 0 | 0 | 0 | 0 | 0 | 12.23 | 0.12502 | 0 | 66.16 | 0 | 1.904 | 66.16 | 0 | 0 | 66.16 | 1 | 0 | 0 |  | 0 |  | 0
|  |  |  | 31.36 | 62.72 | 0 | 0 | 0 | 0 | 0 | 12.23 | 0.12502 | 0 | 62.72 | 6.283 | 0 | 56.437 | 0 | 0 | 56.437 | 1 | 0 | 0 |  | 0 |  | 0
|  |  |  | 29.8 | 59.6 | 0 | 0 | 0 | 0 | 0 | 12.23 | 0.12502 | 0 | 59.6 | 21.325 | 0 | 38.275 | 0 | 0 | 38.275 | 1 | 0 | 0 |  | 0 |  | 0
|  |  |  | 30.4 | 60.8 | 0 | 0 | 0 | 0 | 0 | 12.23 | 0.12502 | 0 | 60.8 | 45.209 | 0 | 15.591 | 0 | 0 | 15.591 | 1 | 0 | 0 |  | 0 |  | 0
|  |  |  | 30.4 | 60.8 | 0 | 0 | 0 | 0 | 0 | 7.48 | 0.12502 | 0 | 60.8 | 60.223 | 0 | 0 | 0 | 0 | 0 | 0.96804 | 0 | 0.577 |  | 0 |  | 0
|  |  |  | 30.56 | 61.12 | 0 | 0 | 0 | 0 | 0 | 7.48 | 0.12502 | 0 | 61.12 | 55.62 | 0 | 0 | 0 | 0 | 0 | 0.66337 | 0 | 5.5 |  | 0 |  | 0
|  |  |  | 30.24 | 60.48 | 0 | 0 | 0 | 0 | 0 | 7.48 | 0.12502 | 0 | 60.48 | 52.115 | 0 | 0 | 0 | 0 | 0 | 0.2 | 0 | 8.365 |  | 0 |  | 0
|  |  |  | 29.16 | 58.32 | 0 | 0 | 0 | 0 | 0 | 7.48 | 0.10709 | 1.903 | 58.32 | 58.32 | 0 | 0 | 0 | 0 | 0 | 0.29473 | 0 | 0 |  | 0 |  | 0
|  |  |  | 23.4 | 46.8 | 0 | 0 | 0 | 0 | 0 | 7.48 | 0.10709 | 2.648 | 46.8 | 46.8 | 0 | 0 | 0 | 0 | 0 | 0.42651 | 0 | 0 |  | 0 |  | 0
|  |  |  | 21.52 | 43.04 | 0 | 0 | 0 | 0 | 0 | 7.48 | 0.10709 | 0 | 43.04 | 43.04 | 0 | 0 | 0 | 0 | 0 | 0.42651 | 0 | 0 |  | 0 |  | 0
|  |  |  | 15.24 | 30.48 | 0 | 0 | 0 | 0 | 0 | 7.48 | 0.10709 | 0 | 30.48 | 30.48 | 0 | 0 | 0 | 0 | 0 | 0.42651 | 0 | 0 |  | 0 |  | 0
|  |  |  | 14.24 | 28.48 | 0 | 0 | 0 | 0 | 0 | 7.48 | 0.10709 | 0 | 28.48 | 28.48 | 0 | 0 | 0 | 0 | 0 | 0.42651 | 0 | 0 |  | 0 |  | 0
|  |  |  | 12.92 | 25.84 | 0 | 0 | 0 | 0 | 0 | 7.48 | 0.10709 | 0 | 25.84 | 25.84 | 0 | 0 | 0 | 0 | 0 | 0.42651 | 0 | 0 |  | 0 |  | 0
|  |  |  | 12.96 | 25.92 | 0 | 0 | 0 | 0 | 0 | 7.48 | 0.10709 | 0 | 25.92 | 25.92 | 0 | 0 | 0 | 0 | 0 | 0.42651 | 0 | 0 |  | 0 |  | 0
|  |  |  | 13.4 | 26.8 | 0 | 0 | 0 | 0 | 0 | 7.48 | 0.10709 | 0 | 26.8 | 26.8 | 0 | 0 | 0 | 0 | 0 | 0.42651 | 0 | 0 |  | 0 |  | 0
|  |  |  | 14.52 | 29.04 | 0 | 0 | 0 | 0 | 0 | 7.48 | 0.10709 | 0 | 29.04 | 29.04 | 0 | 0 | 0 | 0 | 0 | 0.42651 | 0 | 0 |  | 0 |  | 0
|  |  |  | 14.72 | 29.44 | 0 | 0 | 0 | 0 | 0 | 7.48 | 0.10709 | 0 | 29.44 | 29.44 | 0 | 0 | 0 | 0 | 0 | 0.42651 | 0 | 0 |  | 0 |  | 0
|  |  |  | 16 | 32 | 0 | 0 | 0 | 0 | 0 | 7.48 | 0.10709 | 0 | 32 | 32 | 0 | 0 | 0 | 0 | 0 | 0.42651 | 0 | 0 |  | 0 |  | 0
|  |  |  | 20.64 | 41.28 | 0 | 0 | 0 | 0 | 0 | 7.48 | 0.10709 | 0 | 41.28 | 32.332 | 0 | 8.948 | 0 | 0 | 8.948 | 0.42651 | 0 | 0 |  | 0 |  | 0
|  |  |  | 20.24 | 40.48 | 0 | 0 | 0 | 0 | 0 | 7.48 | 0.10709 | 0 | 40.48 | 20.281 | 0 | 20.199 | 0 | 0 | 20.199 | 0.42651 | 0 | 0 |  | 0 |  | 0
|  |  |  | 21.88 | 43.76 | 0 | 0 | 0 | 0 | 0 | 7.48 | 0.10709 | 0 | 43.76 | 0 | 0 | 47.005 | 3.245 | 0 | 43.76 | 0.58802 | 0 | 0 |  | 0 |  | 0
|  |  |  | 22.44 | 44.88 | 0 | 0 | 0 | 0 | 0 | 7.48 | 0.12502 | 0 | 44.88 | 0 | 0 | 37.875 | 0 | 0 | 37.875 | 0.2 | 0 | 7.005 |  | 0 |  | 0
|  |  |  | 22.52 | 45.04 | 0 | 0 | 0 | 0 | 0 | 7.48 | 0.12502 | 0 | 45.04 | 0 | 4.172 | 53.405 | 8.365 | 0 | 45.04 | 0.61636 | 0 | 0 |  | 0 |  | 0
|  |  |  | 21.4 | 42.8 | 0 | 0 | 0 | 0 | 0 | 7.48 | 0.12502 | 0 | 42.8 | 0 | 7.336 | 50.507 | 7.707 | 0 | 42.8 | 1 | 0 | 0 |  | 0 |  | 0
|  |  |  | 21.8 | 43.6 | 0 | 0 | 0 | 0 | 0 | 12.23 | 0.12502 | 0 | 43.6 | 14.369 | 0 | 29.231 | 0 | 0 | 29.231 | 1 | 0 | 0 |  | 0 |  | 0
|  |  |  | 21.2 | 42.4 | 0 | 0 | 0 | 0 | 0 | 12.23 | 0.12502 | 0 | 42.4 | 14.345 | 0 | 28.055 | 0 | 0 | 28.055 | 1 | 0 | 0 |  | 0 |  | 0
|  |  |  | 21.24 | 42.48 | 0 | 0 | 0 | 0 | 0 | 12.23 | 0.12502 | 0 | 42.48 | 15.734 | 0 | 26.746 | 0 | 0 | 26.746 | 1 | 0 | 0 |  | 0 |  | 0
|  |  |  | 23.32 | 46.64 | 0 | 0 | 0 | 0 | 0 | 12.23 | 0.12502 | 0 | 46.64 | 41.051 | 0 | 5.589 | 0 | 0 | 5.589 | 1 | 0 | 0 |  | 0 |  | 0
|  |  |  | 24.16 | 48.32 | 0 | 0 | 0 | 0 | 0 | 7.48 | 0.12502 | 0 | 48.32 | 48.32 | 0 | 0 | 0 | 0 | 0 | 1 | 0 | 0 |  | 0 |  | 0
|  |  |  | 21.76 | 43.52 | 0 | 0 | 0 | 0 | 0 | 7.48 | 0.12502 | 0 | 43.52 | 37.443 | 0 | 0 | 0 | 0 | 0 | 0.66337 | 0 | 6.077 |  | 0 |  | 0
|  |  |  | 20.04 | 40.08 | 0 | 0 | 0 | 0 | 0 | 7.48 | 0.12502 | 0 | 40.08 | 31.715 | 0 | 0 | 0 | 0 | 0 | 0.2 | 0 | 8.365 |  | 0 |  | 0
|  |  |  | 20.4 | 40.8 | 0 | 0 | 0 | 0 | 0 | 7.48 | 0.10709 | 8.365 | 40.8 | 40.8 | 0 | 0 | 0 | 0 | 0 | 0.61636 | 0 | 0 |  | 0 |  | 0
|  |  |  | 20.32 | 40.64 | 0 | 0 | 0 | 0 | 0 | 7.48 | 0.10709 | 7.707 | 40.64 | 40.64 | 0 | 0 | 0 | 0 | 0 | 1 | 0 | 0 |  | 0 |  | 0
|  |  |  | 16.8 | 33.6 | 0 | 0 | 0 | 0 | 0 | 7.48 | 0.10709 | 0 | 33.6 | 33.6 | 0 | 0 | 0 | 0 | 0 | 1 | 0 | 0 |  | 0 |  | 0
|  |  |  | 16.88 | 33.76 | 0 | 0 | 0 | 0 | 0 | 7.48 | 0.10709 | 0 | 33.76 | 33.76 | 0 | 0 | 0 | 0 | 0 | 1 | 0 | 0 |  | 0 |  | 0
|  |  |  | 16.44 | 32.88 | 0 | 0 | 0 | 0 | 0 | 7.48 | 0.10709 | 0 | 32.88 | 32.88 | 0 | 0 | 0 | 0 | 0 | 1 | 0 | 0 |  | 0 |  | 0
|  |  |  | 15.68 | 31.36 | 0 | 0 | 0 | 0 | 0 | 7.48 | 0.10709 | 0 | 31.36 | 31.36 | 0 | 0 | 0 | 0 | 0 | 1 | 0 | 0 |  | 0 |  | 0
|  |  |  | 13.52 | 27.04 | 0 | 0 | 0 | 0 | 0 | 7.48 | 0.10709 | 0 | 27.04 | 27.04 | 0 | 0 | 0 | 0 | 0 | 1 | 0 | 0 |  | 0 |  | 0
|  |  |  | 12.64 | 25.28 | 0 | 0 | 0 | 0 | 0 | 7.48 | 0.10709 | 0 | 25.28 | 25.28 | 0 | 0 | 0 | 0 | 0 | 1 | 0 | 0 |  | 0 |  | 0
|  |  |  | 13.6 | 27.2 | 0 | 0 | 0 | 0 | 0 | 7.48 | 0.10709 | 0 | 27.2 | 27.2 | 0 | 0 | 0 | 0 | 0 | 1 | 0 | 0 |  | 0 |  | 0
|  |  |  | 13.92 | 27.84 | 0 | 0 | 0 | 0 | 0 | 7.48 | 0.10709 | 0 | 27.84 | 27.84 | 0 | 0 | 0 | 0 | 0 | 1 | 0 | 0 |  | 0 |  | 0
|  |  |  | 14.4 | 28.8 | 0 | 0 | 0 | 0 | 0 | 7.48 | 0.10709 | 0 | 28.8 | 28.8 | 0 | 0 | 0 | 0 | 0 | 1 | 0 | 0 |  | 0 |  | 0
|  |  |  | 13.64 | 27.28 | 0 | 0 | 0 | 0 | 0 | 7.48 | 0.10709 | 0 | 27.28 | 26.055 | 0 | 1.225 | 0 | 0 | 1.225 | 1 | 0 | 0 |  | 0 |  | 0
|  |  |  | 20.48 | 40.96 | 0 | 0 | 0 | 0 | 0 | 7.48 | 0.10709 | 0 | 40.96 | 39.311 | 0 | 1.649 | 0 | 0 | 1.649 | 1 | 0 | 0 |  | 0 |  | 0
|  |  |  | 21.32 | 42.64 | 0 | 0 | 0 | 0 | 0 | 7.48 | 0.10709 | 0 | 42.64 | 30.067 | 0 | 12.573 | 0 | 0 | 12.573 | 1 | 0 | 0 |  | 0 |  | 0
|  |  |  | 21.44 | 42.88 | 0 | 0 | 0 | 0 | 0 | 7.48 | 0.12502 | 0 | 42.88 | 30.914 | 0 | 11.966 | 0 | 0 | 11.966 | 1 | 0 | 0 |  | 0 |  | 0
|  |  |  | 22.28 | 44.56 | 0 | 0 | 0 | 0 | 0 | 7.48 | 0.12502 | 0 | 44.56 | 21.258 | 0 | 23.302 | 0 | 0 | 23.302 | 1 | 0 | 0 |  | 0 |  | 0
|  |  |  | 22.28 | 44.56 | 0 | 0 | 0 | 0 | 0 | 7.48 | 0.12502 | 0 | 44.56 | 28.023 | 0 | 16.537 | 0 | 0 | 16.537 | 1 | 0 | 0 |  | 0 |  | 0
|  |  |  | 22.92 | 45.84 | 0 | 0 | 0 | 0 | 0 | 12.23 | 0.12502 | 0 | 45.84 | 14.948 | 0 | 30.892 | 0 | 0 | 30.892 | 1 | 0 | 0 |  | 0 |  | 0
|  |  |  | 21.44 | 42.88 | 0 | 0 | 0 | 0 | 0 | 12.23 | 0.12502 | 0 | 42.88 | 23.215 | 0 | 19.665 | 0 | 0 | 19.665 | 1 | 0 | 0 |  | 0 |  | 0
|  |  |  | 21.16 | 42.32 | 0 | 0 | 0 | 0 | 0 | 12.23 | 0.12502 | 0 | 42.32 | 41.326 | 0 | 0.994 | 0 | 0 | 0.994 | 1 | 0 | 0 |  | 0 |  | 0
|  |  |  | 22.48 | 44.96 | 0 | 0 | 0 | 0 | 0 | 12.23 | 0.12502 | 0 | 44.96 | 41.359 | 0 | 3.601 | 0 | 0 | 3.601 | 1 | 0 | 0 |  | 0 |  | 0
|  |  |  | 22.92 | 45.84 | 0 | 0 | 0 | 0 | 0 | 7.48 | 0.12502 | 0 | 45.84 | 45.84 | 0 | 0 | 0 | 0 | 0 | 1 | 0 | 0 |  | 0 |  | 0
|  |  |  | 21.84 | 43.68 | 0 | 0 | 0 | 0 | 0 | 7.48 | 0.12502 | 0 | 43.68 | 37.603 | 0 | 0 | 0 | 0 | 0 | 0.66337 | 0 | 6.077 |  | 0 |  | 0
|  |  |  | 16.32 | 32.64 | 0 | 0 | 0 | 0 | 0 | 7.48 | 0.12502 | 0 | 32.64 | 24.275 | 0 | 0 | 0 | 0 | 0 | 0.2 | 0 | 8.365 |  | 0 |  | 0
|  |  |  | 16.56 | 33.12 | 0 | 0 | 0 | 0 | 0 | 7.48 | 0.10709 | 8.365 | 33.12 | 33.12 | 0 | 0 | 0 | 0 | 0 | 0.61636 | 0 | 0 |  | 0 |  | 0
|  |  |  | 16.68 | 33.36 | 0 | 0 | 0 | 0 | 0 | 7.48 | 0.10709 | 7.707 | 33.36 | 33.36 | 0 | 0 | 0 | 0 | 0 | 1 | 0 | 0 |  | 0 |  | 0
|  |  |  | 18.44 | 36.88 | 0 | 0 | 0 | 0 | 0 | 7.48 | 0.10709 | 0 | 36.88 | 36.88 | 0 | 0 | 0 | 0 | 0 | 1 | 0 | 0 |  | 0 |  | 0
|  |  |  | 18.4 | 36.8 | 0 | 0 | 0 | 0 | 0 | 7.48 | 0.10709 | 0 | 36.8 | 36.8 | 0 | 0 | 0 | 0 | 0 | 1 | 0 | 0 |  | 0 |  | 0
|  |  |  | 17.16 | 34.32 | 0 | 0 | 0 | 0 | 0 | 7.48 | 0.10709 | 0 | 34.32 | 34.32 | 0 | 0 | 0 | 0 | 0 | 1 | 0 | 0 |  | 0 |  | 0
|  |  |  | 17.36 | 34.72 | 0 | 0 | 0 | 0 | 0 | 7.48 | 0.10709 | 0 | 34.72 | 34.72 | 0 | 0 | 0 | 0 | 0 | 1 | 0 | 0 |  | 0 |  | 0
|  |  |  | 19.04 | 38.08 | 0 | 0 | 0 | 0 | 0 | 7.48 | 0.10709 | 0 | 38.08 | 38.08 | 0 | 0 | 0 | 0 | 0 | 1 | 0 | 0 |  | 0 |  | 0
|  |  |  | 15.16 | 30.32 | 0 | 0 | 0 | 0 | 0 | 7.48 | 0.10709 | 0 | 30.32 | 30.32 | 0 | 0 | 0 | 0 | 0 | 1 | 0 | 0 |  | 0 |  | 0
|  |  |  | 12.96 | 25.92 | 0 | 0 | 0 | 0 | 0 | 7.48 | 0.10709 | 0 | 25.92 | 25.92 | 0 | 0 | 0 | 0 | 0 | 1 | 0 | 0 |  | 0 |  | 0
|  |  |  | 14.04 | 28.08 | 0 | 0 | 0 | 0 | 0 | 7.48 | 0.10709 | 0 | 28.08 | 28.08 | 0 | 0 | 0 | 0 | 0 | 1 | 0 | 0 |  | 0 |  | 0
|  |  |  | 20.04 | 40.08 | 0 | 0 | 0 | 0 | 0 | 7.48 | 0.10709 | 0 | 40.08 | 40.08 | 0 | 0 | 0 | 0 | 0 | 1 | 0 | 0 |  | 0 |  | 0
|  |  |  | 23.36 | 46.72 | 0 | 0 | 0 | 0 | 0 | 7.48 | 0.10709 | 0 | 46.72 | 46.259 | 0 | 0.461 | 0 | 0 | 0.461 | 1 | 0 | 0 |  | 0 |  | 0
|  |  |  | 30.2 | 60.4 | 0 | 0 | 0 | 0 | 0 | 7.48 | 0.10709 | 0 | 60.4 | 58.557 | 0 | 1.843 | 0 | 0 | 1.843 | 1 | 0 | 0 |  | 0 |  | 0
|  |  |  | 32.84 | 65.68 | 0 | 0 | 0 | 0 | 0 | 7.48 | 0.10709 | 0 | 65.68 | 58.321 | 0 | 7.359 | 0 | 0 | 7.359 | 1 | 0 | 0 |  | 0 |  | 0
|  |  |  | 35.72 | 71.44 | 0 | 0 | 0 | 0 | 0 | 7.48 | 0.12502 | 0 | 71.44 | 51.605 | 0 | 19.835 | 0 | 0 | 19.835 | 1 | 0 | 0 |  | 0 |  | 0
|  |  |  | 39.36 | 78.72 | 0 | 0 | 0 | 0 | 0 | 7.48 | 0.12502 | 0 | 78.72 | 60.223 | 0 | 14.658 | 0 | 0 | 14.658 | 0.78733 | 0 | 3.839 |  | 0 |  | 0
|  |  |  | 35.16 | 70.32 | 0 | 0 | 0 | 0 | 0 | 7.48 | 0.12502 | 0 | 70.32 | 60.223 | 0 | 3.346 | 0 | 0 | 3.346 | 0.41337 | 0 | 6.751 |  | 0 |  | 0
|  |  |  | 30.52 | 61.04 | 0 | 0 | 0 | 0 | 0 | 12.23 | 0.12502 | 0 | 61.04 | 48.746 | 0 | 12.294 | 0 | 0 | 12.294 | 0.41337 | 0 | 0 |  | 0 |  | 0
|  |  |  | 28.8 | 57.6 | 0 | 0 | 0 | 0 | 0 | 12.23 | 0.12502 | 0 | 57.6 | 48.746 | 0 | 7.808 | 0 | 0 | 7.808 | 0.35543 | 0 | 1.046 |  | 0 |  | 0
|  |  |  | 27.04 | 54.08 | 0 | 0 | 0 | 0 | 0 | 12.23 | 0.12502 | 1.128 | 54.08 | 47.618 | 0 | 6.462 | 0 | 0 | 6.462 | 0.4116 | 0 | 0 |  | 0 |  | 0
|  |  |  | 28.2 | 56.4 | 0 | 0 | 0 | 0 | 0 | 12.23 | 0.12502 | 3.767 | 56.4 | 44.979 | 0 | 11.421 | 0 | 0 | 11.421 | 0.59911 | 0 | 0 |  | 0 |  | 0
|  |  |  | 29.24 | 58.48 | 0 | 0 | 0 | 0 | 0 | 7.48 | 0.12502 | 1.743 | 58.48 | 58.48 | 0 | 0 | 0 | 0 | 0 | 0.68587 | 0 | 0 |  | 0 |  | 0
|  |  |  | 31.28 | 62.56 | 0 | 0 | 0 | 0 | 0 | 7.48 | 0.12502 | 0 | 62.56 | 60.223 | 0 | 0 | 0 | 0 | 0 | 0.55641 | 0 | 2.337 |  | 0 |  | 0
|  |  |  | 32.48 | 64.96 | 0 | 0 | 0 | 0 | 0 | 7.48 | 0.12502 | 0 | 64.96 | 60.223 | 0 | 0 | 0 | 0 | 0 | 0.29401 | 0 | 4.737 |  | 0 |  | 0
|  |  |  | 30.96 | 61.92 | 0 | 0 | 0 | 0 | 0 | 7.48 | 0.10709 | 0 | 61.92 | 60.223 | 0 | 0 | 0 | 0 | 0 | 0.2 | 0 | 1.697 |  | 0 |  | 0
|  |  |  | 28.04 | 56.08 | 0 | 0 | 0 | 0 | 0 | 7.48 | 0.10709 | 0 | 56.08 | 56.08 | 0 | 0 | 0 | 0 | 0 | 0.2 | 0 | 0 |  | 0 |  | 0
|  |  |  | 20.08 | 40.16 | 0 | 0 | 0 | 0 | 0 | 7.48 | 0.10709 | 0 | 40.16 | 40.16 | 0 | 0 | 0 | 0 | 0 | 0.2 | 0 | 0 |  | 0 |  | 0
|  |  |  | 19.92 | 39.84 | 0 | 0 | 0 | 0 | 0 | 7.48 | 0.10709 | 0 | 39.84 | 39.84 | 0 | 0 | 0 | 0 | 0 | 0.2 | 0 | 0 |  | 0 |  | 0
|  |  |  | 19.08 | 38.16 | 0 | 0 | 0 | 0 | 0 | 7.48 | 0.10709 | 0 | 38.16 | 38.16 | 0 | 0 | 0 | 0 | 0 | 0.2 | 0 | 0 |  | 0 |  | 0
|  |  |  | 21.28 | 42.56 | 0 | 0 | 0 | 0 | 0 | 7.48 | 0.10709 | 0 | 42.56 | 42.56 | 0 | 0 | 0 | 0 | 0 | 0.2 | 0 | 0 |  | 0 |  | 0
|  |  |  | 24.16 | 48.32 | 0 | 0 | 0 | 0 | 0 | 7.48 | 0.10709 | 0 | 48.32 | 48.32 | 0 | 0 | 0 | 0 | 0 | 0.2 | 0 | 0 |  | 0 |  | 0
|  |  |  | 19.84 | 39.68 | 0 | 0 | 0 | 0 | 0 | 7.48 | 0.10709 | 0 | 39.68 | 39.68 | 0 | 0 | 0 | 0 | 0 | 0.2 | 0 | 0 |  | 0 |  | 0
|  |  |  | 18.24 | 36.48 | 0 | 0 | 0 | 0 | 0 | 7.48 | 0.10709 | 0 | 36.48 | 36.48 | 0 | 0 | 0 | 0 | 0 | 0.2 | 0 | 0 |  | 0 |  | 0
|  |  |  | 20.96 | 41.92 | 0 | 0 | 0 | 0 | 0 | 7.48 | 0.10709 | 0 | 41.92 | 41.92 | 0 | 0 | 0 | 0 | 0 | 0.2 | 0 | 0 |  | 0 |  | 0
|  |  |  | 29.44 | 58.88 | 0 | 0 | 0 | 0 | 0 | 7.48 | 0.10709 | 0 | 58.88 | 58.88 | 0 | 0 | 0 | 0 | 0 | 0.2 | 0 | 0 |  | 0 |  | 0
|  |  |  | 26.84 | 53.68 | 0 | 0 | 0 | 0 | 0 | 7.48 | 0.10709 | 0 | 53.68 | 42.005 | 0 | 11.675 | 0 | 0 | 11.675 | 0.2 | 0 | 0 |  | 0 |  | 0
|  |  |  | 29.72 | 59.44 | 0 | 0 | 0 | 0 | 0 | 7.48 | 0.10709 | 0 | 59.44 | 23.674 | 0 | 35.766 | 0 | 0 | 35.766 | 0.2 | 0 | 0 |  | 0 |  | 0
|  |  |  | 31.48 | 62.96 | 0 | 0 | 0 | 0 | 0 | 7.48 | 0.10709 | 0 | 62.96 | 6.498 | 0 | 56.462 | 0 | 0 | 56.462 | 0.2 | 0 | 0 |  | 0 |  | 0
|  |  |  | 32.48 | 64.96 | 0 | 0 | 0 | 0 | 0 | 7.48 | 0.12502 | 0 | 64.96 | 0 | 0 | 70.525 | 5.565 | 0 | 64.96 | 0.47702 | 0 | 0 |  | 0 |  | 0
|  |  |  | 36.08 | 72.16 | 0 | 0 | 0 | 0 | 0 | 7.48 | 0.12502 | 0 | 72.16 | 0 | 0 | 78.285 | 6.125 | 0 | 72.16 | 0.78189 | 0 | 0 |  | 0 |  | 0
|  |  |  | 31.56 | 63.12 | 0 | 0 | 0 | 0 | 0 | 7.48 | 0.12502 | 0 | 63.12 | 0 | 11.134 | 67.502 | 4.382 | 0 | 63.12 | 1 | 0 | 0 |  | 0 |  | 0
|  |  |  | 29 | 58 | 0 | 0 | 0 | 0 | 0 | 12.23 | 0.12502 | 0 | 58 | 0 | 14.332 | 58 | 0 | 0 | 58 | 1 | 0 | 0 |  | 0 |  | 0
|  |  |  | 28.32 | 56.64 | 0 | 0 | 0 | 0 | 0 | 12.23 | 0.12502 | 0 | 56.64 | 0 | 2.525 | 56.64 | 0 | 0 | 56.64 | 1 | 0 | 0 |  | 0 |  | 0
|  |  |  | 27.36 | 54.72 | 0 | 0 | 0 | 0 | 0 | 12.23 | 0.12502 | 0 | 54.72 | 14.929 | 0 | 39.791 | 0 | 0 | 39.791 | 1 | 0 | 0 |  | 0 |  | 0
|  |  |  | 29.12 | 58.24 | 0 | 0 | 0 | 0 | 0 | 12.23 | 0.12502 | 0 | 58.24 | 41.521 | 0 | 16.719 | 0 | 0 | 16.719 | 1 | 0 | 0 |  | 0 |  | 0
|  |  |  | 30.36 | 60.72 | 0 | 0 | 0 | 0 | 0 | 7.48 | 0.12502 | 0 | 60.72 | 60.223 | 0 | 0 | 0 | 0 | 0 | 0.97247 | 0 | 0.497 |  | 0 |  | 0
|  |  |  | 30.2 | 60.4 | 0 | 0 | 0 | 0 | 0 | 7.48 | 0.12502 | 0 | 60.4 | 54.82 | 0 | 0 | 0 | 0 | 0 | 0.66337 | 0 | 5.58 |  | 0 |  | 0
|  |  |  | 30.08 | 60.16 | 0 | 0 | 0 | 0 | 0 | 7.48 | 0.12502 | 0 | 60.16 | 51.795 | 0 | 0 | 0 | 0 | 0 | 0.2 | 0 | 8.365 |  | 0 |  | 0
|  |  |  | 28.24 | 56.48 | 0 | 0 | 0 | 0 | 0 | 7.48 | 0.10709 | 1.176 | 56.48 | 56.48 | 0 | 0 | 0 | 0 | 0 | 0.25855 | 0 | 0 |  | 0 |  | 0
|  |  |  | 21.4 | 42.8 | 0 | 0 | 0 | 0 | 0 | 7.48 | 0.10709 | 0 | 42.8 | 42.8 | 0 | 0 | 0 | 0 | 0 | 0.25855 | 0 | 0 |  | 0 |  | 0
|  |  |  | 21.52 | 43.04 | 0 | 0 | 0 | 0 | 0 | 7.48 | 0.10709 | 0 | 43.04 | 43.04 | 0 | 0 | 0 | 0 | 0 | 0.25855 | 0 | 0 |  | 0 |  | 0
|  |  |  | 24.84 | 49.68 | 0 | 0 | 0 | 0 | 0 | 7.48 | 0.10709 | 0 | 49.68 | 49.68 | 0 | 0 | 0 | 0 | 0 | 0.25855 | 0 | 0 |  | 0 |  | 0
|  |  |  | 24.64 | 49.28 | 0 | 0 | 0 | 0 | 0 | 7.48 | 0.10709 | 0 | 49.28 | 49.28 | 0 | 0 | 0 | 0 | 0 | 0.25855 | 0 | 0 |  | 0 |  | 0
|  |  |  | 23.76 | 47.52 | 0 | 0 | 0 | 0 | 0 | 7.48 | 0.10709 | 0 | 47.52 | 47.52 | 0 | 0 | 0 | 0 | 0 | 0.25855 | 0 | 0 |  | 0 |  | 0
|  |  |  | 24.32 | 48.64 | 0 | 0 | 0 | 0 | 0 | 7.48 | 0.10709 | 0 | 48.64 | 48.64 | 0 | 0 | 0 | 0 | 0 | 0.25855 | 0 | 0 |  | 0 |  | 0
|  |  |  | 22.04 | 44.08 | 0 | 0 | 0 | 0 | 0 | 7.48 | 0.10709 | 0 | 44.08 | 44.08 | 0 | 0 | 0 | 0 | 0 | 0.25855 | 0 | 0 |  | 0 |  | 0
|  |  |  | 18.16 | 36.32 | 0 | 0 | 0 | 0 | 0 | 7.48 | 0.10709 | 0 | 36.32 | 36.32 | 0 | 0 | 0 | 0 | 0 | 0.25855 | 0 | 0 |  | 0 |  | 0
|  |  |  | 21.72 | 43.44 | 0 | 0 | 0 | 0 | 0 | 7.48 | 0.10709 | 0 | 43.44 | 43.44 | 0 | 0 | 0 | 0 | 0 | 0.25855 | 0 | 0 |  | 0 |  | 0
|  |  |  | 30.64 | 61.28 | 0 | 0 | 0 | 0 | 0 | 7.48 | 0.10709 | 0 | 61.28 | 60.223 | 0 | 0 | 0 | 0 | 0 | 0.2 | 0 | 1.057 |  | 0 |  | 0
|  |  |  | 30.6467 | 61.2933 | 0 | 0 | 0 | 0 | 0 | 7.48 | 0.10709 | 0 | 61.293 | 49.606 | 0 | 11.688 | 0 | 0 | 11.688 | 0.2 | 0 | 0 |  | 0 |  | 0
|  |  |  | 30.0133 | 60.0266 | 0 | 0 | 0 | 0 | 0 | 7.48 | 0.10709 | 0 | 60.027 | 25.17 | 0 | 34.857 | 0 | 0 | 34.857 | 0.2 | 0 | 0 |  | 0 |  | 0
|  |  |  | 33.96 | 67.92 | 0 | 0 | 0 | 0 | 0 | 7.48 | 0.10709 | 0 | 67.92 | 13.895 | 0 | 54.025 | 0 | 0 | 54.025 | 0.2 | 0 | 0 |  | 0 |  | 0
|  |  |  | 36.72 | 73.44 | 0 | 0 | 0 | 0 | 0 | 7.48 | 0.10709 | 0 | 73.44 | 6.031 | 0 | 67.409 | 0 | 0 | 67.409 | 0.2 | 0 | 0 |  | 0 |  | 0
|  |  |  | 33.6 | 67.2 | 0 | 0 | 0 | 0 | 0 | 7.48 | 0.10709 | 0 | 67.2 | 14 | 0 | 53.2 | 0 | 0 | 53.2 | 0.2 | 0 | 0 |  | 0 |  | 0
|  |  |  | 27.28 | 54.56 | 0 | 0 | 0 | 0 | 0 | 7.48 | 0.10709 | 0 | 54.56 | 0 | 11.699 | 62.925 | 8.365 | 0 | 54.56 | 0.61636 | 0 | 0 |  | 0 |  | 0
|  |  |  | 25.36 | 50.72 | 0 | 0 | 0 | 0 | 0 | 7.48 | 0.10709 | 0 | 50.72 | 0 | 11.831 | 58.427 | 7.707 | 0 | 50.72 | 1 | 0 | 0 |  | 0 |  | 0
|  |  |  | 24.2 | 48.4 | 0 | 0 | 0 | 0 | 0 | 7.48 | 0.10709 | 0 | 48.4 | 0 | 10.026 | 48.4 | 0 | 0 | 48.4 | 1 | 0 | 0 |  | 0 |  | 0
|  |  |  | 22.56 | 45.12 | 0 | 0 | 0 | 0 | 0 | 7.48 | 0.10709 | 0 | 45.12 | 5.22 | 0 | 39.9 | 0 | 0 | 39.9 | 1 | 0 | 0 |  | 0 |  | 0
|  |  |  | 23.84 | 47.68 | 0 | 0 | 0 | 0 | 0 | 7.48 | 0.10709 | 0 | 47.68 | 30.852 | 0 | 16.828 | 0 | 0 | 16.828 | 1 | 0 | 0 |  | 0 |  | 0
|  |  |  | 28.12 | 56.24 | 0 | 0 | 0 | 0 | 0 | 7.48 | 0.10709 | 0 | 56.24 | 56.24 | 0 | 0 | 0 | 0 | 0 | 1 | 0 | 0 |  | 0 |  | 0
|  |  |  | 31.8 | 63.6 | 0 | 0 | 0 | 0 | 0 | 7.48 | 0.10709 | 0 | 63.6 | 60.223 | 0 | 0 | 0 | 0 | 0 | 0.81293 | 0 | 3.377 |  | 0 |  | 0
|  |  |  | 32.4 | 64.8 | 0 | 0 | 0 | 0 | 0 | 7.48 | 0.10709 | 0 | 64.8 | 60.223 | 0 | 0 | 0 | 0 | 0 | 0.55939 | 0 | 4.577 |  | 0 |  | 0
|  |  |  | 31.12 | 62.24 | 0 | 0 | 0 | 0 | 0 | 7.48 | 0.10709 | 0 | 62.24 | 60.223 | 0 | 0 | 0 | 0 | 0 | 0.44765 | 0 | 2.017 |  | 0 |  | 0
|  |  |  | 27.2 | 54.4 | 0 | 0 | 0 | 0 | 0 | 7.48 | 0.10709 | 0 | 54.4 | 54.4 | 0 | 0 | 0 | 0 | 0 | 0.44765 | 0 | 0 |  | 0 |  | 0
|  |  |  | 24.56 | 49.12 | 0 | 0 | 0 | 0 | 0 | 7.48 | 0.10709 | 0 | 49.12 | 49.12 | 0 | 0 | 0 | 0 | 0 | 0.44765 | 0 | 0 |  | 0 |  | 0
|  |  |  | 20.72 | 41.44 | 0 | 0 | 0 | 0 | 0 | 7.48 | 0.10709 | 0 | 41.44 | 41.44 | 0 | 0 | 0 | 0 | 0 | 0.44765 | 0 | 0 |  | 0 |  | 0
|  |  |  | 20.44 | 40.88 | 0 | 0 | 0 | 0 | 0 | 7.48 | 0.10709 | 0 | 40.88 | 40.88 | 0 | 0 | 0 | 0 | 0 | 0.44765 | 0 | 0 |  | 0 |  | 0
|  |  |  | 21.52 | 43.04 | 0 | 0 | 0 | 0 | 0 | 7.48 | 0.10709 | 0 | 43.04 | 43.04 | 0 | 0 | 0 | 0 | 0 | 0.44765 | 0 | 0 |  | 0 |  | 0
|  |  |  | 24.44 | 48.88 | 0 | 0 | 0 | 0 | 0 | 7.48 | 0.10709 | 0 | 48.88 | 48.88 | 0 | 0 | 0 | 0 | 0 | 0.44765 | 0 | 0 |  | 0 |  | 0
|  |  |  | 22.16 | 44.32 | 0 | 0 | 0 | 0 | 0 | 7.48 | 0.10709 | 0 | 44.32 | 44.32 | 0 | 0 | 0 | 0 | 0 | 0.44765 | 0 | 0 |  | 0 |  | 0
|  |  |  | 18.28 | 36.56 | 0 | 0 | 0 | 0 | 0 | 7.48 | 0.10709 | 0 | 36.56 | 36.56 | 0 | 0 | 0 | 0 | 0 | 0.44765 | 0 | 0 |  | 0 |  | 0
|  |  |  | 21.28 | 42.56 | 0 | 0 | 0 | 0 | 0 | 7.48 | 0.10709 | 0 | 42.56 | 42.56 | 0 | 0 | 0 | 0 | 0 | 0.44765 | 0 | 0 |  | 0 |  | 0
|  |  |  | 30.32 | 60.64 | 0 | 0 | 0 | 0 | 0 | 7.48 | 0.10709 | 0 | 60.64 | 60.223 | 0 | 0 | 0 | 0 | 0 | 0.42456 | 0 | 0.417 |  | 0 |  | 0
|  |  |  | 27.92 | 55.84 | 0 | 0 | 0 | 0 | 0 | 7.48 | 0.10709 | 0 | 55.84 | 51.584 | 0 | 4.256 | 0 | 0 | 4.256 | 0.42456 | 0 | 0 |  | 0 |  | 0
|  |  |  | 27.68 | 55.36 | 0 | 0 | 0 | 0 | 0 | 7.48 | 0.10709 | 0 | 55.36 | 51.541 | 0 | 3.819 | 0 | 0 | 3.819 | 0.42456 | 0 | 0 |  | 0 |  | 0
|  |  |  | 27.84 | 55.68 | 0 | 0 | 0 | 0 | 0 | 7.48 | 0.10709 | 0 | 55.68 | 50.806 | 0 | 4.874 | 0 | 0 | 4.874 | 0.42456 | 0 | 0 |  | 0 |  | 0
|  |  |  | 31.08 | 62.16 | 0 | 0 | 0 | 0 | 0 | 7.48 | 0.10709 | 0 | 62.16 | 37.694 | 0 | 24.466 | 0 | 0 | 24.466 | 0.42456 | 0 | 0 |  | 0 |  | 0
|  |  |  | 33.36 | 66.72 | 0 | 0 | 0 | 0 | 0 | 7.48 | 0.10709 | 0 | 66.72 | 47.685 | 0 | 19.035 | 0 | 0 | 19.035 | 0.42456 | 0 | 0 |  | 0 |  | 0
|  |  |  | 27 | 54 | 0 | 0 | 0 | 0 | 0 | 7.48 | 0.10709 | 0 | 54 | 50.836 | 0 | 3.164 | 0 | 0 | 3.164 | 0.42456 | 0 | 0 |  | 0 |  | 0
|  |  |  | 25.68 | 51.36 | 0 | 0 | 0 | 0 | 0 | 7.48 | 0.10709 | 0 | 51.36 | 49.687 | 0 | 1.673 | 0 | 0 | 1.673 | 0.42456 | 0 | 0 |  | 0 |  | 0
|  |  |  | 25.08 | 50.16 | 0 | 0 | 0 | 0 | 0 | 7.48 | 0.10709 | 0 | 50.16 | 39.515 | 0 | 10.645 | 0 | 0 | 10.645 | 0.42456 | 0 | 0 |  | 0 |  | 0
|  |  |  | 24.64 | 49.28 | 0 | 0 | 0 | 0 | 0 | 7.48 | 0.10709 | 0 | 49.28 | 34.489 | 0 | 14.791 | 0 | 0 | 14.791 | 0.42456 | 0 | 0 |  | 0 |  | 0
|  |  |  | 25.96 | 51.92 | 0 | 0 | 0 | 0 | 0 | 7.48 | 0.10709 | 0 | 51.92 | 47.398 | 0 | 4.522 | 0 | 0 | 4.522 | 0.42456 | 0 | 0 |  | 0 |  | 0
|  |  |  | 27 | 54 | 0 | 0 | 0 | 0 | 0 | 7.48 | 0.10709 | 0 | 54 | 54 | 0 | 0 | 0 | 0 | 0 | 0.42456 | 0 | 0 |  | 0 |  | 0
|  |  |  | 26.48 | 52.96 | 0 | 0 | 0 | 0 | 0 | 7.48 | 0.10709 | 0 | 52.96 | 52.96 | 0 | 0 | 0 | 0 | 0 | 0.42456 | 0 | 0 |  | 0 |  | 0
|  |  |  | 26.4 | 52.8 | 0 | 0 | 0 | 0 | 0 | 7.48 | 0.10709 | 0 | 52.8 | 52.8 | 0 | 0 | 0 | 0 | 0 | 0.42456 | 0 | 0 |  | 0 |  | 0
|  |  |  | 26.56 | 53.12 | 0 | 0 | 0 | 0 | 0 | 7.48 | 0.10709 | 0 | 53.12 | 53.12 | 0 | 0 | 0 | 0 | 0 | 0.42456 | 0 | 0 |  | 0 |  | 0
|  |  |  | 21.96 | 43.92 | 0 | 0 | 0 | 0 | 0 | 7.48 | 0.10709 | 0 | 43.92 | 43.92 | 0 | 0 | 0 | 0 | 0 | 0.42456 | 0 | 0 |  | 0 |  | 0
|  |  |  | 16.16 | 32.32 | 0 | 0 | 0 | 0 | 0 | 7.48 | 0.10709 | 0 | 32.32 | 32.32 | 0 | 0 | 0 | 0 | 0 | 0.42456 | 0 | 0 |  | 0 |  | 0
|  |  |  | 14.48 | 28.96 | 0 | 0 | 0 | 0 | 0 | 7.48 | 0.10709 | 0 | 28.96 | 28.96 | 0 | 0 | 0 | 0 | 0 | 0.42456 | 0 | 0 |  | 0 |  | 0
|  |  |  | 14.3467 | 28.6933 | 0 | 0 | 0 | 0 | 0 | 7.48 | 0.10709 | 0 | 28.693 | 28.693 | 0 | 0 | 0 | 0 | 0 | 0.42456 | 0 | 0 |  | 0 |  | 0
|  |  |  | 15.04 | 30.08 | 0 | 0 | 0 | 0 | 0 | 7.48 | 0.10709 | 0 | 30.08 | 30.08 | 0 | 0 | 0 | 0 | 0 | 0.42456 | 0 | 0 |  | 0 |  | 0
|  |  |  | 14.4933 | 28.9867 | 0 | 0 | 0 | 0 | 0 | 7.48 | 0.10709 | 0 | 28.987 | 28.987 | 0 | 0 | 0 | 0 | 0 | 0.42456 | 0 | 0 |  | 0 |  | 0
|  |  |  | 14.3733 | 28.7467 | 0 | 0 | 0 | 0 | 0 | 7.48 | 0.10709 | 0 | 28.747 | 28.747 | 0 | 0 | 0 | 0 | 0 | 0.42456 | 0 | 0 |  | 0 |  | 0
|  |  |  | 17.6933 | 35.3867 | 0 | 0 | 0 | 0 | 0 | 7.48 | 0.10709 | 0 | 35.387 | 35.387 | 0 | 0 | 0 | 0 | 0 | 0.42456 | 0 | 0 |  | 0 |  | 0
|  |  |  | 20.96 | 41.92 | 0 | 0 | 0 | 0 | 0 | 7.48 | 0.10709 | 0 | 41.92 | 41.92 | 0 | 0 | 0 | 0 | 0 | 0.42456 | 0 | 0 |  | 0 |  | 0
|  |  |  | 26.7333 | 53.4667 | 0 | 0 | 0 | 0 | 0 | 7.48 | 0.10709 | 0 | 53.467 | 53.467 | 0 | 0 | 0 | 0 | 0 | 0.42456 | 0 | 0 |  | 0 |  | 0
|  |  |  | 26.6533 | 53.3067 | 0 | 0 | 0 | 0 | 0 | 7.48 | 0.10709 | 0 | 53.307 | 41.437 | 0 | 11.869 | 0 | 0 | 11.869 | 0.42456 | 0 | 0 |  | 0 |  | 0
|  |  |  | 28.8267 | 57.6533 | 0 | 0 | 0 | 0 | 0 | 7.48 | 0.10709 | 0 | 57.653 | 33.611 | 0 | 24.042 | 0 | 0 | 24.042 | 0.42456 | 0 | 0 |  | 0 |  | 0
|  |  |  | 28.6933 | 57.3867 | 0 | 0 | 0 | 0 | 0 | 7.48 | 0.10709 | 0 | 57.387 | 7.419 | 0 | 45.914 | 0 | 0 | 45.914 | 0.2 | 0 | 4.054 |  | 0 |  | 0
|  |  |  | 31.8133 | 63.6267 | 0 | 0 | 0 | 0 | 0 | 7.48 | 0.12502 | 0 | 63.627 | 0 | 0 | 70.307 | 6.68 | 0 | 63.627 | 0.53253 | 0 | 0 |  | 0 |  | 0
|  |  |  | 35.8667 | 71.7333 | 0 | 0 | 0 | 0 | 0 | 7.48 | 0.12502 | 0 | 71.733 | 0 | 0 | 76.09 | 4.357 | 0 | 71.733 | 0.7494 | 0 | 0 |  | 0 |  | 0
|  |  |  | 35.3867 | 70.7733 | 0 | 0 | 0 | 0 | 0 | 7.48 | 0.12502 | 0 | 70.773 | 0 | 0 | 74.308 | 3.535 | 0 | 70.773 | 0.92535 | 0 | 0 |  | 0 |  | 0
|  |  |  | 31.6933 | 63.3867 | 0 | 0 | 0 | 0 | 0 | 12.23 | 0.12502 | 0 | 63.387 | 0 | 4.766 | 64.887 | 1.5 | 0 | 63.387 | 1 | 0 | 0 |  | 0 |  | 0
|  |  |  | 30.4267 | 60.8533 | 0 | 0 | 0 | 0 | 0 | 12.23 | 0.12502 | 0 | 60.853 | 2.585 | 0 | 58.268 | 0 | 0 | 58.268 | 1 | 0 | 0 |  | 0 |  | 0
|  |  |  | 29.5067 | 59.0133 | 0 | 0 | 0 | 0 | 0 | 12.23 | 0.12502 | 0 | 59.013 | 18.289 | 0 | 40.725 | 0 | 0 | 40.725 | 1 | 0 | 0 |  | 0 |  | 0
|  |  |  | 30.12 | 60.24 | 0 | 0 | 0 | 0 | 0 | 12.23 | 0.12502 | 0 | 60.24 | 42.151 | 0 | 18.089 | 0 | 0 | 18.089 | 1 | 0 | 0 |  | 0 |  | 0
|  |  |  | 30.2933 | 60.5867 | 0 | 0 | 0 | 0 | 0 | 7.48 | 0.12502 | 0 | 60.587 | 60.223 | 0 | 0 | 0 | 0 | 0 | 0.97986 | 0 | 0.364 |  | 0 |  | 0
|  |  |  | 30.7733 | 61.5467 | 0 | 0 | 0 | 0 | 0 | 7.48 | 0.12502 | 0 | 61.547 | 55.833 | 0 | 0 | 0 | 0 | 0 | 0.66337 | 0 | 5.713 |  | 0 |  | 0
|  |  |  | 30.48 | 60.96 | 0 | 0 | 0 | 0 | 0 | 7.48 | 0.12502 | 0 | 60.96 | 52.595 | 0 | 0 | 0 | 0 | 0 | 0.2 | 0 | 8.365 |  | 0 |  | 0
|  |  |  | 29.5733 | 59.1467 | 0 | 0 | 0 | 0 | 0 | 7.48 | 0.10709 | 0 | 59.147 | 59.147 | 0 | 0 | 0 | 0 | 0 | 0.2 | 0 | 0 |  | 0 |  | 0
|  |  |  | 25.9067 | 51.8133 | 0 | 0 | 0 | 0 | 0 | 7.48 | 0.10709 | 0 | 51.813 | 51.813 | 0 | 0 | 0 | 0 | 0 | 0.2 | 0 | 0 |  | 0 |  | 0
|  |  |  | 20.5733 | 41.1467 | 0 | 0 | 0 | 0 | 0 | 7.48 | 0.10709 | 0 | 41.147 | 41.147 | 0 | 0 | 0 | 0 | 0 | 0.2 | 0 | 0 |  | 0 |  | 0
|  |  |  | 15.76 | 31.52 | 0 | 0 | 0 | 0 | 0 | 7.48 | 0.10709 | 0 | 31.52 | 31.52 | 0 | 0 | 0 | 0 | 0 | 0.2 | 0 | 0 |  | 0 |  | 0
|  |  |  | 15.08 | 30.16 | 0 | 0 | 0 | 0 | 0 | 7.48 | 0.10709 | 0 | 30.16 | 30.16 | 0 | 0 | 0 | 0 | 0 | 0.2 | 0 | 0 |  | 0 |  | 0
|  |  |  | 14.2267 | 28.4533 | 0 | 0 | 0 | 0 | 0 | 7.48 | 0.10709 | 0 | 28.453 | 28.453 | 0 | 0 | 0 | 0 | 0 | 0.2 | 0 | 0 |  | 0 |  | 0
|  |  |  | 14.16 | 28.32 | 0 | 0 | 0 | 0 | 0 | 7.48 | 0.10709 | 0 | 28.32 | 28.32 | 0 | 0 | 0 | 0 | 0 | 0.2 | 0 | 0 |  | 0 |  | 0
|  |  |  | 14.52 | 29.04 | 0 | 0 | 0 | 0 | 0 | 7.48 | 0.10709 | 0 | 29.04 | 29.04 | 0 | 0 | 0 | 0 | 0 | 0.2 | 0 | 0 |  | 0 |  | 0
|  |  |  | 17.0533 | 34.1067 | 0 | 0 | 0 | 0 | 0 | 7.48 | 0.10709 | 0 | 34.107 | 34.107 | 0 | 0 | 0 | 0 | 0 | 0.2 | 0 | 0 |  | 0 |  | 0
|  |  |  | 18.2267 | 36.4533 | 0 | 0 | 0 | 0 | 0 | 7.48 | 0.10709 | 0 | 36.453 | 36.453 | 0 | 0 | 0 | 0 | 0 | 0.2 | 0 | 0 |  | 0 |  | 0
|  |  |  | 19.5867 | 39.1733 | 0 | 0 | 0 | 0 | 0 | 7.48 | 0.10709 | 0 | 39.173 | 39.173 | 0 | 0 | 0 | 0 | 0 | 0.2 | 0 | 0 |  | 0 |  | 0
|  |  |  | 24.9867 | 49.9733 | 0 | 0 | 0 | 0 | 0 | 7.48 | 0.10709 | 0 | 49.973 | 37.486 | 0 | 12.488 | 0 | 0 | 12.488 | 0.2 | 0 | 0 |  | 0 |  | 0
|  |  |  | 24.8133 | 49.6267 | 0 | 0 | 0 | 0 | 0 | 7.48 | 0.10709 | 0 | 49.627 | 13.934 | 0 | 35.693 | 0 | 0 | 35.693 | 0.2 | 0 | 0 |  | 0 |  | 0
|  |  |  | 26.48 | 52.96 | 0 | 0 | 0 | 0 | 0 | 7.48 | 0.10709 | 0 | 52.96 | 3.991 | 0 | 48.969 | 0 | 0 | 48.969 | 0.2 | 0 | 0 |  | 0 |  | 0
|  |  |  | 26.84 | 53.68 | 0 | 0 | 0 | 0 | 0 | 7.48 | 0.12502 | 0 | 53.68 | 0 | 5.183 | 62.045 | 8.365 | 0 | 53.68 | 0.61636 | 0 | 0 |  | 0 |  | 0
|  |  |  | 26.8533 | 53.7067 | 0 | 0 | 0 | 0 | 0 | 7.48 | 0.12502 | 0 | 53.707 | 0 | 1.195 | 61.414 | 7.707 | 0 | 53.707 | 1 | 0 | 0 |  | 0 |  | 0
|  |  |  | 26.0133 | 52.0267 | 0 | 0 | 0 | 0 | 0 | 7.48 | 0.12502 | 0 | 52.027 | 0 | 8.545 | 52.027 | 0 | 0 | 52.027 | 1 | 0 | 0 |  | 0 |  | 0
|  |  |  | 26.4133 | 52.8267 | 0 | 0 | 0 | 0 | 0 | 12.23 | 0.12502 | 0 | 52.827 | 0 | 1.816 | 52.827 | 0 | 0 | 52.827 | 1 | 0 | 0 |  | 0 |  | 0
|  |  |  | 26.0267 | 52.0533 | 0 | 0 | 0 | 0 | 0 | 12.23 | 0.12502 | 0 | 52.053 | 5.073 | 0 | 46.981 | 0 | 0 | 46.981 | 1 | 0 | 0 |  | 0 |  | 0
|  |  |  | 25.8533 | 51.7067 | 0 | 0 | 0 | 0 | 0 | 12.23 | 0.12502 | 0 | 51.707 | 24.003 | 0 | 27.703 | 0 | 0 | 27.703 | 1 | 0 | 0 |  | 0 |  | 0
|  |  |  | 27.8933 | 55.7867 | 0 | 0 | 0 | 0 | 0 | 12.23 | 0.12502 | 0 | 55.787 | 48.658 | 0 | 7.129 | 0 | 0 | 7.129 | 1 | 0 | 0 |  | 0 |  | 0
|  |  |  | 27.6133 | 55.2267 | 0 | 0 | 0 | 0 | 0 | 7.48 | 0.12502 | 0 | 55.227 | 55.227 | 0 | 0 | 0 | 0 | 0 | 1 | 0 | 0 |  | 0 |  | 0
|  |  |  | 25.7333 | 51.4667 | 0 | 0 | 0 | 0 | 0 | 7.48 | 0.12502 | 0 | 51.467 | 45.39 | 0 | 0 | 0 | 0 | 0 | 0.66337 | 0 | 6.077 |  | 0 |  | 0
|  |  |  | 24.72 | 49.44 | 0 | 0 | 0 | 0 | 0 | 7.48 | 0.12502 | 0 | 49.44 | 41.075 | 0 | 0 | 0 | 0 | 0 | 0.2 | 0 | 8.365 |  | 0 |  | 0
|  |  |  | 24.6 | 49.2 | 0 | 0 | 0 | 0 | 0 | 7.48 | 0.10709 | 0 | 49.2 | 49.2 | 0 | 0 | 0 | 0 | 0 | 0.2 | 0 | 0 |  | 0 |  | 0
|  |  |  | 24.48 | 48.96 | 0 | 0 | 0 | 0 | 0 | 7.48 | 0.10709 | 0 | 48.96 | 48.96 | 0 | 0 | 0 | 0 | 0 | 0.2 | 0 | 0 |  | 0 |  | 0
|  |  |  | 20.1733 | 40.3467 | 0 | 0 | 0 | 0 | 0 | 7.48 | 0.10709 | 0 | 40.347 | 40.347 | 0 | 0 | 0 | 0 | 0 | 0.2 | 0 | 0 |  | 0 |  | 0
|  |  |  | 20.1867 | 40.3733 | 0 | 0 | 0 | 0 | 0 | 7.48 | 0.10709 | 0 | 40.373 | 40.373 | 0 | 0 | 0 | 0 | 0 | 0.2 | 0 | 0 |  | 0 |  | 0
|  |  |  | 18.56 | 37.12 | 0 | 0 | 0 | 0 | 0 | 7.48 | 0.10709 | 0 | 37.12 | 37.12 | 0 | 0 | 0 | 0 | 0 | 0.2 | 0 | 0 |  | 0 |  | 0
|  |  |  | 17.1333 | 34.2667 | 0 | 0 | 0 | 0 | 0 | 7.48 | 0.10709 | 0 | 34.267 | 34.267 | 0 | 0 | 0 | 0 | 0 | 0.2 | 0 | 0 |  | 0 |  | 0
|  |  |  | 16.4267 | 32.8533 | 0 | 0 | 0 | 0 | 0 | 7.48 | 0.10709 | 0 | 32.853 | 32.853 | 0 | 0 | 0 | 0 | 0 | 0.2 | 0 | 0 |  | 0 |  | 0
|  |  |  | 16.6667 | 33.3333 | 0 | 0 | 0 | 0 | 0 | 7.48 | 0.10709 | 0 | 33.333 | 33.333 | 0 | 0 | 0 | 0 | 0 | 0.2 | 0 | 0 |  | 0 |  | 0
|  |  |  | 20.9867 | 41.9733 | 0 | 0 | 0 | 0 | 0 | 7.48 | 0.10709 | 0 | 41.973 | 41.973 | 0 | 0 | 0 | 0 | 0 | 0.2 | 0 | 0 |  | 0 |  | 0
|  |  |  | 22.16 | 44.32 | 0 | 0 | 0 | 0 | 0 | 7.48 | 0.10709 | 0 | 44.32 | 44.32 | 0 | 0 | 0 | 0 | 0 | 0.2 | 0 | 0 |  | 0 |  | 0
|  |  |  | 19.2133 | 38.4267 | 0 | 0 | 0 | 0 | 0 | 7.48 | 0.10709 | 0 | 38.427 | 38.427 | 0 | 0 | 0 | 0 | 0 | 0.2 | 0 | 0 |  | 0 |  | 0
|  |  |  | 18.1467 | 36.2933 | 0 | 0 | 0 | 0 | 0 | 7.48 | 0.10709 | 0 | 36.293 | 29.067 | 0 | 7.226 | 0 | 0 | 7.226 | 0.2 | 0 | 0 |  | 0 |  | 0
|  |  |  | 21.76 | 43.52 | 0 | 0 | 0 | 0 | 0 | 7.48 | 0.10709 | 0 | 43.52 | 18.375 | 0 | 25.145 | 0 | 0 | 25.145 | 0.2 | 0 | 0 |  | 0 |  | 0
|  |  |  | 22.9467 | 45.8933 | 0 | 0 | 0 | 0 | 0 | 7.48 | 0.10709 | 0 | 45.893 | 0 | 1.403 | 54.258 | 8.365 | 0 | 45.893 | 0.61636 | 0 | 0 |  | 0 |  | 0
|  |  |  | 23.2533 | 46.5067 | 0 | 0 | 0 | 0 | 0 | 7.48 | 0.12502 | 0 | 46.507 | 0 | 14.638 | 54.214 | 7.707 | 0 | 46.507 | 1 | 0 | 0 |  | 0 |  | 0
|  |  |  | 23.32 | 46.64 | 0 | 0 | 0 | 0 | 0 | 7.48 | 0.12502 | 0 | 46.64 | 0 | 30.141 | 46.64 | 0 | 0 | 46.64 | 1 | 0 | 0 |  | 0 |  | 0
|  |  |  | 23.0267 | 46.0533 | 0 | 0 | 0 | 0 | 0 | 7.48 | 0.12502 | 0 | 46.053 | 0 | 30.813 | 46.053 | 0 | 0 | 46.053 | 1 | 0 | 0 |  | 0 |  | 0
|  |  |  | 23.36 | 46.72 | 0 | 0 | 0 | 0 | 0 | 12.23 | 0.12502 | 0 | 46.72 | 0 | 24.448 | 46.72 | 0 | 0 | 46.72 | 1 | 0 | 0 |  | 0 |  | 0
|  |  |  | 23.16 | 46.32 | 0 | 0 | 0 | 0 | 0 | 12.23 | 0.12502 | 0 | 46.32 | 0 | 12.797 | 46.32 | 0 | 0 | 46.32 | 1 | 0 | 0 |  | 0 |  | 0
|  |  |  | 22.7467 | 45.4933 | 0 | 0 | 0 | 0 | 0 | 12.23 | 0.12502 | 0 | 45.493 | 4.781 | 0 | 40.712 | 0 | 0 | 40.712 | 1 | 0 | 0 |  | 0 |  | 0
|  |  |  | 23.56 | 47.12 | 0 | 0 | 0 | 0 | 0 | 12.23 | 0.12502 | 0 | 47.12 | 29.346 | 0 | 17.774 | 0 | 0 | 17.774 | 1 | 0 | 0 |  | 0 |  | 0
|  |  |  | 23.9467 | 47.8933 | 0 | 0 | 0 | 0 | 0 | 7.48 | 0.12502 | 0 | 47.893 | 47.893 | 0 | 0 | 0 | 0 | 0 | 1 | 0 | 0 |  | 0 |  | 0
|  |  |  | 23.1733 | 46.3467 | 0 | 0 | 0 | 0 | 0 | 7.48 | 0.12502 | 0 | 46.347 | 40.27 | 0 | 0 | 0 | 0 | 0 | 0.66337 | 0 | 6.077 |  | 0 |  | 0
|  |  |  | 19.2133 | 38.4267 | 0 | 0 | 0 | 0 | 0 | 7.48 | 0.12502 | 0 | 38.427 | 30.062 | 0 | 0 | 0 | 0 | 0 | 0.2 | 0 | 8.365 |  | 0 |  | 0
|  |  |  | 19.2667 | 38.5333 | 0 | 0 | 0 | 0 | 0 | 7.48 | 0.10709 | 8.365 | 38.533 | 38.533 | 0 | 0 | 0 | 0 | 0 | 0.61636 | 0 | 0 |  | 0 |  | 0
|  |  |  | 19.5067 | 39.0133 | 0 | 0 | 0 | 0 | 0 | 7.48 | 0.10709 | 2.264 | 39.013 | 39.013 | 0 | 0 | 0 | 0 | 0 | 0.72908 | 0 | 0 |  | 0 |  | 0
|  |  |  | 17.44 | 34.88 | 0 | 0 | 0 | 0 | 0 | 7.48 | 0.10709 | 0 | 34.88 | 34.88 | 0 | 0 | 0 | 0 | 0 | 0.72908 | 0 | 0 |  | 0 |  | 0
|  |  |  | 15.8267 | 31.6533 | 0 | 0 | 0 | 0 | 0 | 7.48 | 0.10709 | 0 | 31.653 | 31.653 | 0 | 0 | 0 | 0 | 0 | 0.72908 | 0 | 0 |  | 0 |  | 0
|  |  |  | 16.3333 | 32.6667 | 0 | 0 | 0 | 0 | 0 | 7.48 | 0.10709 | 0 | 32.667 | 32.667 | 0 | 0 | 0 | 0 | 0 | 0.72908 | 0 | 0 |  | 0 |  | 0
|  |  |  | 18.2933 | 36.5867 | 0 | 0 | 0 | 0 | 0 | 7.48 | 0.10709 | 0 | 36.587 | 36.587 | 0 | 0 | 0 | 0 | 0 | 0.72908 | 0 | 0 |  | 0 |  | 0
|  |  |  | 20.8133 | 41.6267 | 0 | 0 | 0 | 0 | 0 | 7.48 | 0.10709 | 0 | 41.627 | 41.627 | 0 | 0 | 0 | 0 | 0 | 0.72908 | 0 | 0 |  | 0 |  | 0
|  |  |  | 17.8933 | 35.7867 | 0 | 0 | 0 | 0 | 0 | 7.48 | 0.10709 | 0 | 35.787 | 35.787 | 0 | 0 | 0 | 0 | 0 | 0.72908 | 0 | 0 |  | 0 |  | 0
|  |  |  | 15.9867 | 31.9733 | 0 | 0 | 0 | 0 | 0 | 7.48 | 0.10709 | 0 | 31.973 | 31.973 | 0 | 0 | 0 | 0 | 0 | 0.72908 | 0 | 0 |  | 0 |  | 0
|  |  |  | 18.68 | 37.36 | 0 | 0 | 0 | 0 | 0 | 7.48 | 0.10709 | 0 | 37.36 | 37.36 | 0 | 0 | 0 | 0 | 0 | 0.72908 | 0 | 0 |  | 0 |  | 0
|  |  |  | 26.4133 | 52.8267 | 0 | 0 | 0 | 0 | 0 | 7.48 | 0.10709 | 0 | 52.827 | 52.827 | 0 | 0 | 0 | 0 | 0 | 0.72908 | 0 | 0 |  | 0 |  | 0
|  |  |  | 26.44 | 52.88 | 0 | 0 | 0 | 0 | 0 | 7.48 | 0.10709 | 0 | 52.88 | 40.029 | 0 | 12.851 | 0 | 0 | 12.851 | 0.72908 | 0 | 0 |  | 0 |  | 0
|  |  |  | 30.24 | 60.48 | 0 | 0 | 0 | 0 | 0 | 7.48 | 0.10709 | 0 | 60.48 | 23.841 | 0 | 36.639 | 0 | 0 | 36.639 | 0.72908 | 0 | 0 |  | 0 |  | 0
|  |  |  | 31.7467 | 63.4933 | 0 | 0 | 0 | 0 | 0 | 7.48 | 0.10709 | 0 | 63.493 | 7.638 | 0 | 55.855 | 0 | 0 | 55.855 | 0.72908 | 0 | 0 |  | 0 |  | 0
|  |  |  | 33.12 | 66.24 | 0 | 0 | 0 | 0 | 0 | 7.48 | 0.12502 | 0 | 66.24 | 0 | 0 | 66.609 | 0.369 | 0 | 66.24 | 0.74746 | 0 | 0 |  | 0 |  | 0
|  |  |  | 37.0133 | 74.0267 | 0 | 0 | 0 | 0 | 0 | 7.48 | 0.12502 | 0 | 74.027 | 0 | 0 | 70.38 | 0 | 0 | 70.38 | 0.54544 | 0 | 3.647 |  | 0 |  | 0
|  |  |  | 33.8133 | 67.6267 | 0 | 0 | 0 | 0 | 0 | 7.48 | 0.12502 | 0 | 67.627 | 0 | 0 | 70.429 | 2.802 | 0 | 67.627 | 0.6849 | 0 | 0 |  | 0 |  | 0
|  |  |  | 29.6667 | 59.3333 | 0 | 0 | 0 | 0 | 0 | 12.23 | 0.12502 | 0 | 59.333 | 0 | 0 | 65.663 | 6.33 | 0 | 59.333 | 1 | 0 | 0 |  | 0 |  | 0
|  |  |  | 28.5067 | 57.0133 | 0 | 0 | 0 | 0 | 0 | 12.23 | 0.12502 | 0 | 57.013 | 0.431 | 0 | 56.583 | 0 | 0 | 56.583 | 1 | 0 | 0 |  | 0 |  | 0
|  |  |  | 26.6533 | 53.3067 | 0 | 0 | 0 | 0 | 0 | 12.23 | 0.12502 | 0 | 53.307 | 13.904 | 0 | 39.403 | 0 | 0 | 39.403 | 1 | 0 | 0 |  | 0 |  | 0
|  |  |  | 27.7333 | 55.4667 | 0 | 0 | 0 | 0 | 0 | 12.23 | 0.12502 | 0 | 55.467 | 38.117 | 0 | 17.349 | 0 | 0 | 17.349 | 1 | 0 | 0 |  | 0 |  | 0
|  |  |  | 29.24 | 58.48 | 0 | 0 | 0 | 0 | 0 | 7.48 | 0.12502 | 0 | 58.48 | 58.48 | 0 | 0 | 0 | 0 | 0 | 1 | 0 | 0 |  | 0 |  | 0
|  |  |  | 30.3733 | 60.7467 | 0 | 0 | 0 | 0 | 0 | 7.48 | 0.12502 | 0 | 60.747 | 54.67 | 0 | 0 | 0 | 0 | 0 | 0.66337 | 0 | 6.077 |  | 0 |  | 0
|  |  |  | 30.68 | 61.36 | 0 | 0 | 0 | 0 | 0 | 7.48 | 0.12502 | 0 | 61.36 | 52.995 | 0 | 0 | 0 | 0 | 0 | 0.2 | 0 | 8.365 |  | 0 |  | 0
|  |  |  | 29.4667 | 58.9333 | 0 | 0 | 0 | 0 | 0 | 7.48 | 0.10709 | 0 | 58.933 | 58.933 | 0 | 0 | 0 | 0 | 0 | 0.2 | 0 | 0 |  | 0 |  | 0
|  |  |  | 25.08 | 50.16 | 0 | 0 | 0 | 0 | 0 | 7.48 | 0.10709 | 0 | 50.16 | 50.16 | 0 | 0 | 0 | 0 | 0 | 0.2 | 0 | 0 |  | 0 |  | 0
|  |  |  | 19.2533 | 38.5067 | 0 | 0 | 0 | 0 | 0 | 7.48 | 0.10709 | 0 | 38.507 | 38.507 | 0 | 0 | 0 | 0 | 0 | 0.2 | 0 | 0 |  | 0 |  | 0
|  |  |  | 19.5733 | 39.1467 | 0 | 0 | 0 | 0 | 0 | 7.48 | 0.10709 | 0 | 39.147 | 39.147 | 0 | 0 | 0 | 0 | 0 | 0.2 | 0 | 0 |  | 0 |  | 0
|  |  |  | 17.44 | 34.88 | 0 | 0 | 0 | 0 | 0 | 7.48 | 0.10709 | 0 | 34.88 | 34.88 | 0 | 0 | 0 | 0 | 0 | 0.2 | 0 | 0 |  | 0 |  | 0
|  |  |  | 18.6 | 37.2 | 0 | 0 | 0 | 0 | 0 | 7.48 | 0.10709 | 0 | 37.2 | 37.2 | 0 | 0 | 0 | 0 | 0 | 0.2 | 0 | 0 |  | 0 |  | 0
|  |  |  | 21.44 | 42.88 | 0 | 0 | 0 | 0 | 0 | 7.48 | 0.10709 | 0 | 42.88 | 42.88 | 0 | 0 | 0 | 0 | 0 | 0.2 | 0 | 0 |  | 0 |  | 0
|  |  |  | 17.96 | 35.92 | 0 | 0 | 0 | 0 | 0 | 7.48 | 0.10709 | 0 | 35.92 | 35.92 | 0 | 0 | 0 | 0 | 0 | 0.2 | 0 | 0 |  | 0 |  | 0
|  |  |  | 16.96 | 33.92 | 0 | 0 | 0 | 0 | 0 | 7.48 | 0.10709 | 0 | 33.92 | 33.92 | 0 | 0 | 0 | 0 | 0 | 0.2 | 0 | 0 |  | 0 |  | 0
|  |  |  | 19.8 | 39.6 | 0 | 0 | 0 | 0 | 0 | 7.48 | 0.10709 | 0 | 39.6 | 39.6 | 0 | 0 | 0 | 0 | 0 | 0.2 | 0 | 0 |  | 0 |  | 0
|  |  |  | 28.4 | 56.8 | 0 | 0 | 0 | 0 | 0 | 7.48 | 0.10709 | 0 | 56.8 | 56.8 | 0 | 0 | 0 | 0 | 0 | 0.2 | 0 | 0 |  | 0 |  | 0
|  |  |  | 27.52 | 55.04 | 0 | 0 | 0 | 0 | 0 | 7.48 | 0.10709 | 0 | 55.04 | 42.249 | 0 | 12.791 | 0 | 0 | 12.791 | 0.2 | 0 | 0 |  | 0 |  | 0
|  |  |  | 29.76 | 59.52 | 0 | 0 | 0 | 0 | 0 | 7.48 | 0.10709 | 0 | 59.52 | 23.172 | 0 | 36.348 | 0 | 0 | 36.348 | 0.2 | 0 | 0 |  | 0 |  | 0
|  |  |  | 30 | 60 | 0 | 0 | 0 | 0 | 0 | 7.48 | 0.10709 | 0 | 60 | 4.205 | 0 | 55.795 | 0 | 0 | 55.795 | 0.2 | 0 | 0 |  | 0 |  | 0
|  |  |  | 32.28 | 64.56 | 0 | 0 | 0 | 0 | 0 | 7.48 | 0.12502 | 0 | 64.56 | 0 | 0 | 68.282 | 3.722 | 0 | 64.56 | 0.38529 | 0 | 0 |  | 0 |  | 0
|  |  |  | 31.96 | 63.92 | 0 | 0 | 0 | 0 | 0 | 7.48 | 0.12502 | 0 | 63.92 | 0 | 0.508 | 72.285 | 8.365 | 0 | 63.92 | 0.80165 | 0 | 0 |  | 0 |  | 0
|  |  |  | 28.28 | 56.56 | 0 | 0 | 0 | 0 | 0 | 7.48 | 0.12502 | 0 | 56.56 | 0 | 9.968 | 60.545 | 3.985 | 0 | 56.56 | 1 | 0 | 0 |  | 0 |  | 0
|  |  |  | 26.8 | 53.6 | 0 | 0 | 0 | 0 | 0 | 12.23 | 0.12502 | 0 | 53.6 | 0 | 12.452 | 53.6 | 0 | 0 | 53.6 | 1 | 0 | 0 |  | 0 |  | 0
|  |  |  | 25.96 | 51.92 | 0 | 0 | 0 | 0 | 0 | 12.23 | 0.12502 | 0 | 51.92 | 0 | 5.099 | 51.92 | 0 | 0 | 51.92 | 1 | 0 | 0 |  | 0 |  | 0
|  |  |  | 25.64 | 51.28 | 0 | 0 | 0 | 0 | 0 | 12.23 | 0.12502 | 0 | 51.28 | 11.404 | 0 | 39.876 | 0 | 0 | 39.876 | 1 | 0 | 0 |  | 0 |  | 0
|  |  |  | 25.8 | 51.6 | 0 | 0 | 0 | 0 | 0 | 12.23 | 0.12502 | 0 | 51.6 | 33.632 | 0 | 17.968 | 0 | 0 | 17.968 | 1 | 0 | 0 |  | 0 |  | 0
|  |  |  | 28.4 | 56.8 | 0 | 0 | 0 | 0 | 0 | 7.48 | 0.12502 | 0 | 56.8 | 56.8 | 0 | 0 | 0 | 0 | 0 | 1 | 0 | 0 |  | 0 |  | 0
|  |  |  | 27.72 | 55.44 | 0 | 0 | 0 | 0 | 0 | 7.48 | 0.12502 | 0 | 55.44 | 49.363 | 0 | 0 | 0 | 0 | 0 | 0.66337 | 0 | 6.077 |  | 0 |  | 0
|  |  |  | 26.52 | 53.04 | 0 | 0 | 0 | 0 | 0 | 7.48 | 0.12502 | 0 | 53.04 | 44.675 | 0 | 0 | 0 | 0 | 0 | 0.2 | 0 | 8.365 |  | 0 |  | 0
|  |  |  | 25.4 | 50.8 | 0 | 0 | 0 | 0 | 0 | 7.48 | 0.10709 | 0 | 50.8 | 50.8 | 0 | 0 | 0 | 0 | 0 | 0.2 | 0 | 0 |  | 0 |  | 0
|  |  |  | 19.504 | 39.008 | 0 | 0 | 0 | 0 | 0 | 7.48 | 0.10709 | 0 | 39.008 | 39.008 | 0 | 0 | 0 | 0 | 0 | 0.2 | 0 | 0 |  | 0 |  | 0
|  |  |  | 17.136 | 34.272 | 0 | 0 | 0 | 0 | 0 | 7.48 | 0.10709 | 0 | 34.272 | 34.272 | 0 | 0 | 0 | 0 | 0 | 0.2 | 0 | 0 |  | 0 |  | 0
|  |  |  | 17.24 | 34.48 | 0 | 0 | 0 | 0 | 0 | 7.48 | 0.10709 | 0 | 34.48 | 34.48 | 0 | 0 | 0 | 0 | 0 | 0.2 | 0 | 0 |  | 0 |  | 0
|  |  |  | 15.8 | 31.6 | 0 | 0 | 0 | 0 | 0 | 7.48 | 0.10709 | 0 | 31.6 | 31.6 | 0 | 0 | 0 | 0 | 0 | 0.2 | 0 | 0 |  | 0 |  | 0
|  |  |  | 16.72 | 33.44 | 0 | 0 | 0 | 0 | 0 | 7.48 | 0.10709 | 0 | 33.44 | 33.44 | 0 | 0 | 0 | 0 | 0 | 0.2 | 0 | 0 |  | 0 |  | 0
|  |  |  | 21.12 | 42.24 | 0 | 0 | 0 | 0 | 0 | 7.48 | 0.10709 | 0 | 42.24 | 42.24 | 0 | 0 | 0 | 0 | 0 | 0.2 | 0 | 0 |  | 0 |  | 0
|  |  |  | 21.08 | 42.16 | 0 | 0 | 0 | 0 | 0 | 7.48 | 0.10709 | 0 | 42.16 | 42.16 | 0 | 0 | 0 | 0 | 0 | 0.2 | 0 | 0 |  | 0 |  | 0
|  |  |  | 15.48 | 30.96 | 0 | 0 | 0 | 0 | 0 | 7.48 | 0.10709 | 0 | 30.96 | 30.96 | 0 | 0 | 0 | 0 | 0 | 0.2 | 0 | 0 |  | 0 |  | 0
|  |  |  | 18.76 | 37.52 | 0 | 0 | 0 | 0 | 0 | 7.48 | 0.10709 | 0 | 37.52 | 37.52 | 0 | 0 | 0 | 0 | 0 | 0.2 | 0 | 0 |  | 0 |  | 0
|  |  |  | 26.56 | 53.12 | 0 | 0 | 0 | 0 | 0 | 7.48 | 0.10709 | 0 | 53.12 | 53.12 | 0 | 0 | 0 | 0 | 0 | 0.2 | 0 | 0 |  | 0 |  | 0
|  |  |  | 26.92 | 53.84 | 0 | 0 | 0 | 0 | 0 | 7.48 | 0.10709 | 0 | 53.84 | 40.249 | 0 | 13.591 | 0 | 0 | 13.591 | 0.2 | 0 | 0 |  | 0 |  | 0
|  |  |  | 28.72 | 57.44 | 0 | 0 | 0 | 0 | 0 | 7.48 | 0.10709 | 0 | 57.44 | 20.207 | 0 | 37.233 | 0 | 0 | 37.233 | 0.2 | 0 | 0 |  | 0 |  | 0
|  |  |  | 29.28 | 58.56 | 0 | 0 | 0 | 0 | 0 | 7.48 | 0.10709 | 0 | 58.56 | 1.82 | 0 | 56.74 | 0 | 0 | 56.74 | 0.2 | 0 | 0 |  | 0 |  | 0
|  |  |  | 29.64 | 59.28 | 0 | 0 | 0 | 0 | 0 | 7.48 | 0.10709 | 0 | 59.28 | 0 | 0.104 | 67.645 | 8.365 | 0 | 59.28 | 0.61636 | 0 | 0 |  | 0 |  | 0
|  |  |  | 33.32 | 66.64 | 0 | 0 | 0 | 0 | 0 | 7.48 | 0.10709 | 0 | 66.64 | 0 | 0 | 71.18 | 4.54 | 0 | 66.64 | 0.84235 | 0 | 0 |  | 0 |  | 0
|  |  |  | 27.84 | 55.68 | 0 | 0 | 0 | 0 | 0 | 7.48 | 0.10709 | 0 | 55.68 | 0 | 12.272 | 58.847 | 3.167 | 0 | 55.68 | 1 | 0 | 0 |  | 0 |  | 0
|  |  |  | 24.64 | 49.28 | 0 | 0 | 0 | 0 | 0 | 7.48 | 0.10709 | 0 | 49.28 | 0 | 17.05 | 49.28 | 0 | 0 | 49.28 | 1 | 0 | 0 |  | 0 |  | 0
|  |  |  | 24.12 | 48.24 | 0 | 0 | 0 | 0 | 0 | 7.48 | 0.10709 | 0 | 48.24 | 0 | 7.664 | 48.24 | 0 | 0 | 48.24 | 1 | 0 | 0 |  | 0 |  | 0
|  |  |  | 22.64 | 45.28 | 0 | 0 | 0 | 0 | 0 | 7.48 | 0.10709 | 0 | 45.28 | 4.64 | 0 | 40.64 | 0 | 0 | 40.64 | 1 | 0 | 0 |  | 0 |  | 0
|  |  |  | 24.68 | 49.36 | 0 | 0 | 0 | 0 | 0 | 7.48 | 0.10709 | 0 | 49.36 | 30.786 | 0 | 18.574 | 0 | 0 | 18.574 | 1 | 0 | 0 |  | 0 |  | 0
|  |  |  | 25.12 | 50.24 | 0 | 0 | 0 | 0 | 0 | 7.48 | 0.10709 | 0 | 50.24 | 50.24 | 0 | 0 | 0 | 0 | 0 | 1 | 0 | 0 |  | 0 |  | 0
|  |  |  | 25.84 | 51.68 | 0 | 0 | 0 | 0 | 0 | 7.48 | 0.10709 | 0 | 51.68 | 51.68 | 0 | 0 | 0 | 0 | 0 | 1 | 0 | 0 |  | 0 |  | 0
|  |  |  | 25.2 | 50.4 | 0 | 0 | 0 | 0 | 0 | 7.48 | 0.10709 | 0 | 50.4 | 50.4 | 0 | 0 | 0 | 0 | 0 | 1 | 0 | 0 |  | 0 |  | 0
|  |  |  | 24.08 | 48.16 | 0 | 0 | 0 | 0 | 0 | 7.48 | 0.10709 | 0 | 48.16 | 48.16 | 0 | 0 | 0 | 0 | 0 | 1 | 0 | 0 |  | 0 |  | 0
|  |  |  | 21.8 | 43.6 | 0 | 0 | 0 | 0 | 0 | 7.48 | 0.10709 | 0 | 43.6 | 43.6 | 0 | 0 | 0 | 0 | 0 | 1 | 0 | 0 |  | 0 |  | 0
|  |  |  | 17.4 | 34.8 | 0 | 0 | 0 | 0 | 0 | 7.48 | 0.10709 | 0 | 34.8 | 34.8 | 0 | 0 | 0 | 0 | 0 | 1 | 0 | 0 |  | 0 |  | 0
|  |  |  | 14.92 | 29.84 | 0 | 0 | 0 | 0 | 0 | 7.48 | 0.10709 | 0 | 29.84 | 29.84 | 0 | 0 | 0 | 0 | 0 | 1 | 0 | 0 |  | 0 |  | 0
|  |  |  | 14.4 | 28.8 | 0 | 0 | 0 | 0 | 0 | 7.48 | 0.10709 | 0 | 28.8 | 28.8 | 0 | 0 | 0 | 0 | 0 | 1 | 0 | 0 |  | 0 |  | 0
|  |  |  | 14.44 | 28.88 | 0 | 0 | 0 | 0 | 0 | 7.48 | 0.10709 | 0 | 28.88 | 28.88 | 0 | 0 | 0 | 0 | 0 | 1 | 0 | 0 |  | 0 |  | 0
|  |  |  | 12.84 | 25.68 | 0 | 0 | 0 | 0 | 0 | 7.48 | 0.10709 | 0 | 25.68 | 25.68 | 0 | 0 | 0 | 0 | 0 | 1 | 0 | 0 |  | 0 |  | 0
|  |  |  | 13.08 | 26.16 | 0 | 0 | 0 | 0 | 0 | 7.48 | 0.10709 | 0 | 26.16 | 26.16 | 0 | 0 | 0 | 0 | 0 | 1 | 0 | 0 |  | 0 |  | 0
|  |  |  | 13 | 26 | 0 | 0 | 0 | 0 | 0 | 7.48 | 0.10709 | 0 | 26 | 26 | 0 | 0 | 0 | 0 | 0 | 1 | 0 | 0 |  | 0 |  | 0
|  |  |  | 16.24 | 32.48 | 0 | 0 | 0 | 0 | 0 | 7.48 | 0.10709 | 0 | 32.48 | 32.48 | 0 | 0 | 0 | 0 | 0 | 1 | 0 | 0 |  | 0 |  | 0
|  |  |  | 24 | 48 | 0 | 0 | 0 | 0 | 0 | 7.48 | 0.10709 | 0 | 48 | 48 | 0 | 0 | 0 | 0 | 0 | 1 | 0 | 0 |  | 0 |  | 0
|  |  |  | 23.2 | 46.4 | 0 | 0 | 0 | 0 | 0 | 7.48 | 0.10709 | 0 | 46.4 | 26.162 | 0 | 14.161 | 0 | 0 | 14.161 | 0.66337 | 0 | 6.077 |  | 0 |  | 0
|  |  |  | 25.28 | 50.56 | 0 | 0 | 0 | 0 | 0 | 7.48 | 0.10709 | 0 | 50.56 | 4.356 | 0 | 37.839 | 0 | 0 | 37.839 | 0.2 | 0 | 8.365 |  | 0 |  | 0
|  |  |  | 25.2 | 50.4 | 0 | 0 | 0 | 0 | 0 | 7.48 | 0.10709 | 0 | 50.4 | 0 | 0 | 57.456 | 7.056 | 0 | 50.4 | 0.55121 | 0 | 0 |  | 0 |  | 0
|  |  |  | 27.68 | 55.36 | 0 | 0 | 0 | 0 | 0 | 7.48 | 0.10709 | 0 | 55.36 | 0 | 5.406 | 63.725 | 8.365 | 0 | 55.36 | 0.96757 | 0 | 0 |  | 0 |  | 0
|  |  |  | 32 | 64 | 0 | 0 | 0 | 0 | 0 | 7.48 | 0.10709 | 0 | 64 | 0 | 10.784 | 64.652 | 0.652 | 0 | 64 | 1 | 0 | 0 |  | 0 |  | 0
|  |  |  | 26.64 | 53.28 | 0 | 0 | 0 | 0 | 0 | 7.48 | 0.10709 | 0 | 53.28 | 0 | 20.786 | 53.28 | 0 | 0 | 53.28 | 1 | 0 | 0 |  | 0 |  | 0
|  |  |  | 24.28 | 48.56 | 0 | 0 | 0 | 0 | 0 | 7.48 | 0.10709 | 0 | 48.56 | 0 | 17.928 | 48.56 | 0 | 0 | 48.56 | 1 | 0 | 0 |  | 0 |  | 0
|  |  |  | 22.48 | 44.96 | 0 | 0 | 0 | 0 | 0 | 7.48 | 0.10709 | 0 | 44.96 | 0 | 11.186 | 44.96 | 0 | 0 | 44.96 | 1 | 0 | 0 |  | 0 |  | 0
|  |  |  | 21.32 | 42.64 | 0 | 0 | 0 | 0 | 0 | 7.48 | 0.10709 | 0 | 42.64 | 3.152 | 0 | 39.488 | 0 | 0 | 39.488 | 1 | 0 | 0 |  | 0 |  | 0
|  |  |  | 24.28 | 48.56 | 0 | 0 | 0 | 0 | 0 | 7.48 | 0.10709 | 0 | 48.56 | 30.01 | 0 | 18.55 | 0 | 0 | 18.55 | 1 | 0 | 0 |  | 0 |  | 0
|  |  |  | 24.36 | 48.72 | 0 | 0 | 0 | 0 | 0 | 7.48 | 0.10709 | 0 | 48.72 | 48.72 | 0 | 0 | 0 | 0 | 0 | 1 | 0 | 0 |  | 0 |  | 0
|  |  |  | 23.88 | 47.76 | 0 | 0 | 0 | 0 | 0 | 7.48 | 0.10709 | 0 | 47.76 | 47.76 | 0 | 0 | 0 | 0 | 0 | 1 | 0 | 0 |  | 0 |  | 0
|  |  |  | 23.52 | 47.04 | 0 | 0 | 0 | 0 | 0 | 7.48 | 0.10709 | 0 | 47.04 | 47.04 | 0 | 0 | 0 | 0 | 0 | 1 | 0 | 0 |  | 0 |  | 0
|  |  |  | 23.32 | 46.64 | 0 | 0 | 0 | 0 | 0 | 7.48 | 0.10709 | 0 | 46.64 | 46.64 | 0 | 0 | 0 | 0 | 0 | 1 | 0 | 0 |  | 0 |  | 0
|  |  |  | 21.08 | 42.16 | 0 | 0 | 0 | 0 | 0 | 7.48 | 0.10709 | 0 | 42.16 | 42.16 | 0 | 0 | 0 | 0 | 0 | 1 | 0 | 0 |  | 0 |  | 0
|  |  |  | 14.6 | 29.2 | 0 | 0 | 0 | 0 | 0 | 7.48 | 0.10709 | 0 | 29.2 | 29.2 | 0 | 0 | 0 | 0 | 0 | 1 | 0 | 0 |  | 0 |  | 0
|  |  |  | 13.96 | 27.92 | 0 | 0 | 0 | 0 | 0 | 7.48 | 0.10709 | 0 | 27.92 | 27.92 | 0 | 0 | 0 | 0 | 0 | 1 | 0 | 0 |  | 0 |  | 0
|  |  |  | 13.24 | 26.48 | 0 | 0 | 0 | 0 | 0 | 7.48 | 0.10709 | 0 | 26.48 | 26.48 | 0 | 0 | 0 | 0 | 0 | 1 | 0 | 0 |  | 0 |  | 0
|  |  |  | 13.64 | 27.28 | 0 | 0 | 0 | 0 | 0 | 7.48 | 0.10709 | 0 | 27.28 | 27.28 | 0 | 0 | 0 | 0 | 0 | 1 | 0 | 0 |  | 0 |  | 0
|  |  |  | 11.6 | 23.2 | 0 | 0 | 0 | 0 | 0 | 7.48 | 0.10709 | 0 | 23.2 | 23.2 | 0 | 0 | 0 | 0 | 0 | 1 | 0 | 0 |  | 0 |  | 0
|  |  |  | 12 | 24 | 0 | 0 | 0 | 0 | 0 | 7.48 | 0.10709 | 0 | 24 | 24 | 0 | 0 | 0 | 0 | 0 | 1 | 0 | 0 |  | 0 |  | 0
|  |  |  | 12.76 | 25.52 | 0 | 0 | 0 | 0 | 0 | 7.48 | 0.10709 | 0 | 25.52 | 25.52 | 0 | 0 | 0 | 0 | 0 | 1 | 0 | 0 |  | 0 |  | 0
|  |  |  | 15.96 | 31.92 | 0 | 0 | 0 | 0 | 0 | 7.48 | 0.10709 | 0 | 31.92 | 31.92 | 0 | 0 | 0 | 0 | 0 | 1 | 0 | 0 |  | 0 |  | 0
|  |  |  | 24.48 | 48.96 | 0 | 0 | 0 | 0 | 0 | 7.48 | 0.10709 | 0 | 48.96 | 48.96 | 0 | 0 | 0 | 0 | 0 | 1 | 0 | 0 |  | 0 |  | 0
|  |  |  | 23.84 | 47.68 | 0 | 0 | 0 | 0 | 0 | 7.48 | 0.10709 | 0 | 47.68 | 33.81 | 0 | 13.87 | 0 | 0 | 13.87 | 1 | 0 | 0 |  | 0 |  | 0
|  |  |  | 28.24 | 56.48 | 0 | 0 | 0 | 0 | 0 | 7.48 | 0.10709 | 0 | 56.48 | 12.458 | 0 | 37.112 | 0 | 0 | 37.112 | 0.61721 | 0 | 6.91 |  | 0 |  | 0
|  |  |  | 31.36 | 62.72 | 0 | 0 | 0 | 0 | 0 | 7.48 | 0.10709 | 0 | 62.72 | 0 | 0 | 55.188 | 0 | 0 | 55.188 | 0.2 | 0 | 7.532 |  | 0 |  | 0
|  |  |  | 33.64 | 67.28 | 0 | 0 | 0 | 0 | 0 | 7.48 | 0.12502 | 0 | 67.28 | 0 | 0 | 67.761 | 0.481 | 0 | 67.28 | 0.22395 | 0 | 0 |  | 0 |  | 0
|  |  |  | 34.68 | 69.36 | 0 | 0 | 0 | 0 | 0 | 7.48 | 0.12502 | 0 | 69.36 | 0 | 0 | 71.095 | 1.735 | 0 | 69.36 | 0.31032 | 0 | 0 |  | 0 |  | 0
|  |  |  | 30.2 | 60.4 | 0 | 0 | 0 | 0 | 0 | 7.48 | 0.12502 | 0 | 60.4 | 0 | 2.367 | 68.765 | 8.365 | 0 | 60.4 | 0.72668 | 0 | 0 |  | 0 |  | 0
|  |  |  | 27.56 | 55.12 | 0 | 0 | 0 | 0 | 0 | 12.23 | 0.12502 | 0 | 55.12 | 0 | 6.035 | 60.611 | 5.491 | 0 | 55.12 | 1 | 0 | 0 |  | 0 |  | 0
|  |  |  | 27.08 | 54.16 | 0 | 0 | 0 | 0 | 0 | 12.23 | 0.12502 | 0 | 54.16 | 0 | 3.659 | 54.16 | 0 | 0 | 54.16 | 1 | 0 | 0 |  | 0 |  | 0
|  |  |  | 26.2333 | 52.4667 | 0 | 0 | 0 | 0 | 0 | 12.23 | 0.12502 | 0 | 52.467 | 11.863 | 0 | 40.603 | 0 | 0 | 40.603 | 1 | 0 | 0 |  | 0 |  | 0
|  |  |  | 27.1867 | 54.3734 | 0 | 0 | 0 | 0 | 0 | 12.23 | 0.12502 | 0 | 54.373 | 35.363 | 0 | 19.01 | 0 | 0 | 19.01 | 1 | 0 | 0 |  | 0 |  | 0
|  |  |  | 28 | 56 | 0 | 0 | 0 | 0 | 0 | 7.48 | 0.12502 | 0 | 56 | 56 | 0 | 0 | 0 | 0 | 0 | 1 | 0 | 0 |  | 0 |  | 0
|  |  |  | 27.16 | 54.32 | 0 | 0 | 0 | 0 | 0 | 7.48 | 0.12502 | 0 | 54.32 | 48.243 | 0 | 0 | 0 | 0 | 0 | 0.66337 | 0 | 6.077 |  | 0 |  | 0
|  |  |  | 26.8 | 53.6 | 0 | 0 | 0 | 0 | 0 | 7.48 | 0.12502 | 0 | 53.6 | 45.235 | 0 | 0 | 0 | 0 | 0 | 0.2 | 0 | 8.365 |  | 0 |  | 0
|  |  |  | 25.4 | 50.8 | 0 | 0 | 0 | 0 | 0 | 7.48 | 0.10709 | 0 | 50.8 | 50.8 | 0 | 0 | 0 | 0 | 0 | 0.2 | 0 | 0 |  | 0 |  | 0
|  |  |  | 21.6 | 43.2 | 0 | 0 | 0 | 0 | 0 | 7.48 | 0.10709 | 0 | 43.2 | 43.2 | 0 | 0 | 0 | 0 | 0 | 0.2 | 0 | 0 |  | 0 |  | 0
|  |  |  | 19.4 | 38.8 | 0 | 0 | 0 | 0 | 0 | 7.48 | 0.10709 | 0 | 38.8 | 38.8 | 0 | 0 | 0 | 0 | 0 | 0.2 | 0 | 0 |  | 0 |  | 0
|  |  |  | 15.84 | 31.68 | 0 | 0 | 0 | 0 | 0 | 7.48 | 0.10709 | 0 | 31.68 | 31.68 | 0 | 0 | 0 | 0 | 0 | 0.2 | 0 | 0 |  | 0 |  | 0
|  |  |  | 14.56 | 29.12 | 0 | 0 | 0 | 0 | 0 | 7.48 | 0.10709 | 0 | 29.12 | 29.12 | 0 | 0 | 0 | 0 | 0 | 0.2 | 0 | 0 |  | 0 |  | 0
|  |  |  | 13.04 | 26.08 | 0 | 0 | 0 | 0 | 0 | 7.48 | 0.10709 | 0 | 26.08 | 26.08 | 0 | 0 | 0 | 0 | 0 | 0.2 | 0 | 0 |  | 0 |  | 0
|  |  |  | 13.96 | 27.92 | 0 | 0 | 0 | 0 | 0 | 7.48 | 0.10709 | 0 | 27.92 | 27.92 | 0 | 0 | 0 | 0 | 0 | 0.2 | 0 | 0 |  | 0 |  | 0
|  |  |  | 14.68 | 29.36 | 0 | 0 | 0 | 0 | 0 | 7.48 | 0.10709 | 0 | 29.36 | 29.36 | 0 | 0 | 0 | 0 | 0 | 0.2 | 0 | 0 |  | 0 |  | 0
|  |  |  | 14.88 | 29.76 | 0 | 0 | 0 | 0 | 0 | 7.48 | 0.10709 | 0 | 29.76 | 29.76 | 0 | 0 | 0 | 0 | 0 | 0.2 | 0 | 0 |  | 0 |  | 0
|  |  |  | 14.48 | 28.96 | 0 | 0 | 0 | 0 | 0 | 7.48 | 0.10709 | 0 | 28.96 | 28.96 | 0 | 0 | 0 | 0 | 0 | 0.2 | 0 | 0 |  | 0 |  | 0
|  |  |  | 14.96 | 29.92 | 0 | 0 | 0 | 0 | 0 | 7.48 | 0.10709 | 0 | 29.92 | 29.92 | 0 | 0 | 0 | 0 | 0 | 0.2 | 0 | 0 |  | 0 |  | 0
|  |  |  | 21.64 | 43.28 | 0 | 0 | 0 | 0 | 0 | 7.48 | 0.10709 | 0 | 43.28 | 28.901 | 0 | 14.379 | 0 | 0 | 14.379 | 0.2 | 0 | 0 |  | 0 |  | 0
|  |  |  | 22.68 | 45.36 | 0 | 0 | 0 | 0 | 0 | 7.48 | 0.10709 | 0 | 45.36 | 8.527 | 0 | 36.833 | 0 | 0 | 36.833 | 0.2 | 0 | 0 |  | 0 |  | 0
|  |  |  | 24.48 | 48.96 | 0 | 0 | 0 | 0 | 0 | 7.48 | 0.10709 | 0 | 48.96 | 0 | 0 | 54.631 | 5.671 | 0 | 48.96 | 0.48227 | 0 | 0 |  | 0 |  | 0
|  |  |  | 25 | 50 | 0 | 0 | 0 | 0 | 0 | 7.48 | 0.12502 | 0 | 50 | 0 | 9.445 | 58.365 | 8.365 | 0 | 50 | 0.89863 | 0 | 0 |  | 0 |  | 0
|  |  |  | 24.24 | 48.48 | 0 | 0 | 0 | 0 | 0 | 7.48 | 0.12502 | 0 | 48.48 | 0 | 23.731 | 50.516 | 2.036 | 0 | 48.48 | 1 | 0 | 0 |  | 0 |  | 0
|  |  |  | 23.44 | 46.88 | 0 | 0 | 0 | 0 | 0 | 7.48 | 0.12502 | 0 | 46.88 | 0 | 24.821 | 46.88 | 0 | 0 | 46.88 | 1 | 0 | 0 |  | 0 |  | 0
|  |  |  | 22.6 | 45.2 | 0 | 0 | 0 | 0 | 0 | 12.23 | 0.12502 | 0 | 45.2 | 0 | 21.106 | 45.2 | 0 | 0 | 45.2 | 1 | 0 | 0 |  | 0 |  | 0
|  |  |  | 21.4 | 42.8 | 0 | 0 | 0 | 0 | 0 | 12.23 | 0.12502 | 0 | 42.8 | 0 | 2.823 | 42.8 | 0 | 0 | 42.8 | 1 | 0 | 0 |  | 0 |  | 0
|  |  |  | 22.12 | 44.24 | 0 | 0 | 0 | 0 | 0 | 12.23 | 0.12502 | 0 | 44.24 | 9.153 | 0 | 35.087 | 0 | 0 | 35.087 | 1 | 0 | 0 |  | 0 |  | 0
|  |  |  | 23.8 | 47.6 | 0 | 0 | 0 | 0 | 0 | 12.23 | 0.12502 | 0 | 47.6 | 31.56 | 0 | 16.04 | 0 | 0 | 16.04 | 1 | 0 | 0 |  | 0 |  | 0
|  |  |  | 23.64 | 47.28 | 0 | 0 | 0 | 0 | 0 | 7.48 | 0.12502 | 0 | 47.28 | 47.147 | 0 | 0.133 | 0 | 0 | 0.133 | 1 | 0 | 0 |  | 0 |  | 0
|  |  |  | 22.16 | 44.32 | 0 | 0 | 0 | 0 | 0 | 7.48 | 0.12502 | 0 | 44.32 | 38.243 | 0 | 0 | 0 | 0 | 0 | 0.66337 | 0 | 6.077 |  | 0 |  | 0
|  |  |  | 20.84 | 41.68 | 0 | 0 | 0 | 0 | 0 | 7.48 | 0.12502 | 0 | 41.68 | 33.315 | 0 | 0 | 0 | 0 | 0 | 0.2 | 0 | 8.365 |  | 0 |  | 0
|  |  |  | 20.88 | 41.76 | 0 | 0 | 0 | 0 | 0 | 7.48 | 0.10709 | 8.365 | 41.76 | 41.76 | 0 | 0 | 0 | 0 | 0 | 0.61636 | 0 | 0 |  | 0 |  | 0
|  |  |  | 21.2 | 42.4 | 0 | 0 | 0 | 0 | 0 | 7.48 | 0.10709 | 7.707 | 42.4 | 42.4 | 0 | 0 | 0 | 0 | 0 | 1 | 0 | 0 |  | 0 |  | 0
|  |  |  | 20.8 | 41.6 | 0 | 0 | 0 | 0 | 0 | 7.48 | 0.10709 | 0 | 41.6 | 41.6 | 0 | 0 | 0 | 0 | 0 | 1 | 0 | 0 |  | 0 |  | 0
|  |  |  | 22.32 | 44.64 | 0 | 0 | 0 | 0 | 0 | 7.48 | 0.10709 | 0 | 44.64 | 44.64 | 0 | 0 | 0 | 0 | 0 | 1 | 0 | 0 |  | 0 |  | 0
|  |  |  | 20.32 | 40.64 | 0 | 0 | 0 | 0 | 0 | 7.48 | 0.10709 | 0 | 40.64 | 40.64 | 0 | 0 | 0 | 0 | 0 | 1 | 0 | 0 |  | 0 |  | 0
|  |  |  | 19.32 | 38.64 | 0 | 0 | 0 | 0 | 0 | 7.48 | 0.10709 | 0 | 38.64 | 38.64 | 0 | 0 | 0 | 0 | 0 | 1 | 0 | 0 |  | 0 |  | 0
|  |  |  | 18.88 | 37.76 | 0 | 0 | 0 | 0 | 0 | 7.48 | 0.10709 | 0 | 37.76 | 37.76 | 0 | 0 | 0 | 0 | 0 | 1 | 0 | 0 |  | 0 |  | 0
|  |  |  | 20.16 | 40.32 | 0 | 0 | 0 | 0 | 0 | 7.48 | 0.10709 | 0 | 40.32 | 40.32 | 0 | 0 | 0 | 0 | 0 | 1 | 0 | 0 |  | 0 |  | 0
|  |  |  | 21.4 | 42.8 | 0 | 0 | 0 | 0 | 0 | 7.48 | 0.10709 | 0 | 42.8 | 42.8 | 0 | 0 | 0 | 0 | 0 | 1 | 0 | 0 |  | 0 |  | 0
|  |  |  | 17.12 | 34.24 | 0 | 0 | 0 | 0 | 0 | 7.48 | 0.10709 | 0 | 34.24 | 34.24 | 0 | 0 | 0 | 0 | 0 | 1 | 0 | 0 |  | 0 |  | 0
|  |  |  | 16.88 | 33.76 | 0 | 0 | 0 | 0 | 0 | 7.48 | 0.10709 | 0 | 33.76 | 33.76 | 0 | 0 | 0 | 0 | 0 | 1 | 0 | 0 |  | 0 |  | 0
|  |  |  | 15.8 | 31.6 | 0 | 0 | 0 | 0 | 0 | 7.48 | 0.10709 | 0 | 31.6 | 31.6 | 0 | 0 | 0 | 0 | 0 | 1 | 0 | 0 |  | 0 |  | 0
|  |  |  | 20.68 | 41.36 | 0 | 0 | 0 | 0 | 0 | 7.48 | 0.10709 | 0 | 41.36 | 37.02 | 0 | 4.34 | 0 | 0 | 4.34 | 1 | 0 | 0 |  | 0 |  | 0
|  |  |  | 22.32 | 44.64 | 0 | 0 | 0 | 0 | 0 | 7.48 | 0.10709 | 0 | 44.64 | 39.475 | 0 | 5.165 | 0 | 0 | 5.165 | 1 | 0 | 0 |  | 0 |  | 0
|  |  |  | 22.08 | 44.16 | 0 | 0 | 0 | 0 | 0 | 7.48 | 0.12502 | 0 | 44.16 | 31.636 | 0 | 12.524 | 0 | 0 | 12.524 | 1 | 0 | 0 |  | 0 |  | 0
|  |  |  | 22 | 44 | 0 | 0 | 0 | 0 | 0 | 7.48 | 0.12502 | 0 | 44 | 11.192 | 0 | 29.461 | 0 | 0 | 29.461 | 0.81462 | 0 | 3.346 |  | 0 |  | 0
|  |  |  | 21.76 | 43.52 | 0 | 0 | 0 | 0 | 0 | 7.48 | 0.12502 | 0 | 43.52 | 23.262 | 0 | 11.894 | 0 | 0 | 11.894 | 0.35125 | 0 | 8.365 |  | 0 |  | 0
|  |  |  | 22.44 | 44.88 | 0 | 0 | 0 | 0 | 0 | 12.23 | 0.12502 | 0 | 44.88 | 0 | 4.32 | 53.245 | 8.365 | 0 | 44.88 | 0.76762 | 0 | 0 |  | 0 |  | 0
|  |  |  | 22.72 | 45.44 | 0 | 0 | 0 | 0 | 0 | 12.23 | 0.12502 | 0 | 45.44 | 0 | 0 | 50.109 | 4.669 | 0 | 45.44 | 1 | 0 | 0 |  | 0 |  | 0
|  |  |  | 24.24 | 48.48 | 0 | 0 | 0 | 0 | 0 | 12.23 | 0.12502 | 0 | 48.48 | 12.472 | 0 | 36.008 | 0 | 0 | 36.008 | 1 | 0 | 0 |  | 0 |  | 0
|  |  |  | 25.48 | 50.96 | 0 | 0 | 0 | 0 | 0 | 12.23 | 0.12502 | 0 | 50.96 | 39.927 | 0 | 11.033 | 0 | 0 | 11.033 | 1 | 0 | 0 |  | 0 |  | 0
|  |  |  | 23.84 | 47.68 | 0 | 0 | 0 | 0 | 0 | 7.48 | 0.12502 | 0 | 47.68 | 47.535 | 0 | 0.145 | 0 | 0 | 0.145 | 1 | 0 | 0 |  | 0 |  | 0
|  |  |  | 18.48 | 36.96 | 0 | 0 | 0 | 0 | 0 | 7.48 | 0.12502 | 0 | 36.96 | 30.883 | 0 | 0 | 0 | 0 | 0 | 0.66337 | 0 | 6.077 |  | 0 |  | 0
|  |  |  | 16.32 | 32.64 | 0 | 0 | 0 | 0 | 0 | 7.48 | 0.12502 | 0 | 32.64 | 24.275 | 0 | 0 | 0 | 0 | 0 | 0.2 | 0 | 8.365 |  | 0 |  | 0
|  |  |  | 15.88 | 31.76 | 0 | 0 | 0 | 0 | 0 | 7.48 | 0.10709 | 0 | 31.76 | 31.76 | 0 | 0 | 0 | 0 | 0 | 0.2 | 0 | 0 |  | 0 |  | 0
|  |  |  | 17.64 | 35.28 | 0 | 0 | 0 | 0 | 0 | 7.48 | 0.10709 | 0 | 35.28 | 35.28 | 0 | 0 | 0 | 0 | 0 | 0.2 | 0 | 0 |  | 0 |  | 0
|  |  |  | 16.88 | 33.76 | 0 | 0 | 0 | 0 | 0 | 7.48 | 0.10709 | 0 | 33.76 | 33.76 | 0 | 0 | 0 | 0 | 0 | 0.2 | 0 | 0 |  | 0 |  | 0
|  |  |  | 16.76 | 33.52 | 0 | 0 | 0 | 0 | 0 | 7.48 | 0.10709 | 0 | 33.52 | 33.52 | 0 | 0 | 0 | 0 | 0 | 0.2 | 0 | 0 |  | 0 |  | 0
|  |  |  | 16.52 | 33.04 | 0 | 0 | 0 | 0 | 0 | 7.48 | 0.10709 | 0 | 33.04 | 33.04 | 0 | 0 | 0 | 0 | 0 | 0.2 | 0 | 0 |  | 0 |  | 0
|  |  |  | 15.96 | 31.92 | 0 | 0 | 0 | 0 | 0 | 7.48 | 0.10709 | 0 | 31.92 | 31.92 | 0 | 0 | 0 | 0 | 0 | 0.2 | 0 | 0 |  | 0 |  | 0
|  |  |  | 13.16 | 26.32 | 0 | 0 | 0 | 0 | 0 | 7.48 | 0.10709 | 0 | 26.32 | 26.32 | 0 | 0 | 0 | 0 | 0 | 0.2 | 0 | 0 |  | 0 |  | 0
|  |  |  | 13.6 | 27.2 | 0 | 0 | 0 | 0 | 0 | 7.48 | 0.10709 | 0 | 27.2 | 27.2 | 0 | 0 | 0 | 0 | 0 | 0.2 | 0 | 0 |  | 0 |  | 0
|  |  |  | 14.6 | 29.2 | 0 | 0 | 0 | 0 | 0 | 7.48 | 0.10709 | 0 | 29.2 | 29.2 | 0 | 0 | 0 | 0 | 0 | 0.2 | 0 | 0 |  | 0 |  | 0
|  |  |  | 14.72 | 29.44 | 0 | 0 | 0 | 0 | 0 | 7.48 | 0.10709 | 0 | 29.44 | 29.44 | 0 | 0 | 0 | 0 | 0 | 0.2 | 0 | 0 |  | 0 |  | 0
|  |  |  | 20.84 | 41.68 | 0 | 0 | 0 | 0 | 0 | 7.48 | 0.10709 | 0 | 41.68 | 41.68 | 0 | 0 | 0 | 0 | 0 | 0.2 | 0 | 0 |  | 0 |  | 0
|  |  |  | 21.56 | 43.12 | 0 | 0 | 0 | 0 | 0 | 7.48 | 0.10709 | 0 | 43.12 | 28.074 | 0 | 15.046 | 0 | 0 | 15.046 | 0.2 | 0 | 0 |  | 0 |  | 0
|  |  |  | 22.24 | 44.48 | 0 | 0 | 0 | 0 | 0 | 7.48 | 0.10709 | 0 | 44.48 | 5.901 | 0 | 38.579 | 0 | 0 | 38.579 | 0.2 | 0 | 0 |  | 0 |  | 0
|  |  |  | 22.6 | 45.2 | 0 | 0 | 0 | 0 | 0 | 7.48 | 0.10709 | 0 | 45.2 | 0 | 5.225 | 53.565 | 8.365 | 0 | 45.2 | 0.61636 | 0 | 0 |  | 0 |  | 0
|  |  |  | 22.52 | 45.04 | 0 | 0 | 0 | 0 | 0 | 7.48 | 0.12502 | 0 | 45.04 | 0 | 0.95 | 52.747 | 7.707 | 0 | 45.04 | 1 | 0 | 0 |  | 0 |  | 0
|  |  |  | 22 | 44 | 0 | 0 | 0 | 0 | 0 | 7.48 | 0.12502 | 0 | 44 | 0 | 6.921 | 44 | 0 | 0 | 44 | 1 | 0 | 0 |  | 0 |  | 0
|  |  |  | 20.36 | 40.72 | 0 | 0 | 0 | 0 | 0 | 7.48 | 0.12502 | 0 | 40.72 | 26.123 | 0 | 14.597 | 0 | 0 | 14.597 | 1 | 0 | 0 |  | 0 |  | 0
|  |  |  | 20.92 | 41.84 | 0 | 0 | 0 | 0 | 0 | 12.23 | 0.12502 | 0 | 41.84 | 10.874 | 0 | 26.879 | 0 | 0 | 26.879 | 0.77361 | 0 | 4.087 |  | 0 |  | 0
|  |  |  | 20.04 | 40.08 | 0 | 0 | 0 | 0 | 0 | 12.23 | 0.12502 | 0 | 40.08 | 0 | 0 | 41.161 | 1.081 | 0 | 40.08 | 0.82742 | 0 | 0 |  | 0 |  | 0
|  |  |  | 20.32 | 40.64 | 0 | 0 | 0 | 0 | 0 | 12.23 | 0.12502 | 0 | 40.64 | 0 | 0 | 44.107 | 3.467 | 0 | 40.64 | 1 | 0 | 0 |  | 0 |  | 0
|  |  |  | 22.4 | 44.8 | 0 | 0 | 0 | 0 | 0 | 12.23 | 0.12502 | 0 | 44.8 | 24.614 | 0 | 20.186 | 0 | 0 | 20.186 | 1 | 0 | 0 |  | 0 |  | 0
|  |  |  | 22.72 | 45.44 | 0 | 0 | 0 | 0 | 0 | 7.48 | 0.12502 | 0 | 45.44 | 44.543 | 0 | 0.897 | 0 | 0 | 0.897 | 1 | 0 | 0 |  | 0 |  | 0
|  |  |  | 23.56 | 47.12 | 0 | 0 | 0 | 0 | 0 | 7.48 | 0.12502 | 0 | 47.12 | 41.043 | 0 | 0 | 0 | 0 | 0 | 0.66337 | 0 | 6.077 |  | 0 |  | 0
|  |  |  | 22.48 | 44.96 | 0 | 0 | 0 | 0 | 0 | 7.48 | 0.12502 | 0 | 44.96 | 36.595 | 0 | 0 | 0 | 0 | 0 | 0.2 | 0 | 8.365 |  | 0 |  | 0
|  |  |  | 24 | 48 | 0 | 0 | 0 | 0 | 0 | 7.48 | 0.10709 | 8.365 | 48 | 48 | 0 | 0 | 0 | 0 | 0 | 0.61636 | 0 | 0 |  | 0 |  | 0
|  |  |  | 23.68 | 47.36 | 0 | 0 | 0 | 0 | 0 | 7.48 | 0.10709 | 7.707 | 47.36 | 47.36 | 0 | 0 | 0 | 0 | 0 | 1 | 0 | 0 |  | 0 |  | 0
|  |  |  | 16.96 | 33.92 | 0 | 0 | 0 | 0 | 0 | 7.48 | 0.10709 | 0 | 33.92 | 33.92 | 0 | 0 | 0 | 0 | 0 | 1 | 0 | 0 |  | 0 |  | 0
|  |  |  | 15.08 | 30.16 | 0 | 0 | 0 | 0 | 0 | 7.48 | 0.10709 | 0 | 30.16 | 30.16 | 0 | 0 | 0 | 0 | 0 | 1 | 0 | 0 |  | 0 |  | 0
|  |  |  | 14.52 | 29.04 | 0 | 0 | 0 | 0 | 0 | 7.48 | 0.10709 | 0 | 29.04 | 29.04 | 0 | 0 | 0 | 0 | 0 | 1 | 0 | 0 |  | 0 |  | 0
|  |  |  | 16.56 | 33.12 | 0 | 0 | 0 | 0 | 0 | 7.48 | 0.10709 | 0 | 33.12 | 33.12 | 0 | 0 | 0 | 0 | 0 | 1 | 0 | 0 |  | 0 |  | 0
|  |  |  | 14.76 | 29.52 | 0 | 0 | 0 | 0 | 0 | 7.48 | 0.10709 | 0 | 29.52 | 29.52 | 0 | 0 | 0 | 0 | 0 | 1 | 0 | 0 |  | 0 |  | 0
|  |  |  | 14.4 | 28.8 | 0 | 0 | 0 | 0 | 0 | 7.48 | 0.10709 | 0 | 28.8 | 28.8 | 0 | 0 | 0 | 0 | 0 | 1 | 0 | 0 |  | 0 |  | 0
|  |  |  | 15.36 | 30.72 | 0 | 0 | 0 | 0 | 0 | 7.48 | 0.10709 | 0 | 30.72 | 30.72 | 0 | 0 | 0 | 0 | 0 | 1 | 0 | 0 |  | 0 |  | 0
|  |  |  | 17.8 | 35.6 | 0 | 0 | 0 | 0 | 0 | 7.48 | 0.10709 | 0 | 35.6 | 35.6 | 0 | 0 | 0 | 0 | 0 | 1 | 0 | 0 |  | 0 |  | 0
|  |  |  | 24.88 | 49.76 | 0 | 0 | 0 | 0 | 0 | 7.48 | 0.10709 | 0 | 49.76 | 49.76 | 0 | 0 | 0 | 0 | 0 | 1 | 0 | 0 |  | 0 |  | 0
|  |  |  | 24.44 | 48.88 | 0 | 0 | 0 | 0 | 0 | 7.48 | 0.10709 | 0 | 48.88 | 43.461 | 0 | 5.419 | 0 | 0 | 5.419 | 1 | 0 | 0 |  | 0 |  | 0
|  |  |  | 25.96 | 51.92 | 0 | 0 | 0 | 0 | 0 | 7.48 | 0.10709 | 0 | 51.92 | 12.578 | 0 | 39.342 | 0 | 0 | 39.342 | 1 | 0 | 0 |  | 0 |  | 0
|  |  |  | 26.72 | 53.44 | 0 | 0 | 0 | 0 | 0 | 7.48 | 0.10709 | 0 | 53.44 | 18.971 | 0 | 34.469 | 0 | 0 | 34.469 | 1 | 0 | 0 |  | 0 |  | 0
|  |  |  | 29.36 | 58.72 | 0 | 0 | 0 | 0 | 0 | 7.48 | 0.12502 | 0 | 58.72 | 14.14 | 0 | 44.58 | 0 | 0 | 44.58 | 1 | 0 | 0 |  | 0 |  | 0
|  |  |  | 31.6 | 63.2 | 0 | 0 | 0 | 0 | 0 | 7.48 | 0.12502 | 0 | 63.2 | 53.307 | 0 | 9.893 | 0 | 0 | 9.893 | 1 | 0 | 0 |  | 0 |  | 0
|  |  |  | 26.6 | 53.2 | 0 | 0 | 0 | 0 | 0 | 7.48 | 0.12502 | 0 | 53.2 | 1.576 | 0 | 51.624 | 0 | 0 | 51.624 | 1 | 0 | 0 |  | 0 |  | 0
|  |  |  | 25.12 | 50.24 | 0 | 0 | 0 | 0 | 0 | 12.23 | 0.12502 | 0 | 50.24 | 21.3 | 0 | 28.94 | 0 | 0 | 28.94 | 1 | 0 | 0 |  | 0 |  | 0
|  |  |  | 24.2 | 48.4 | 0 | 0 | 0 | 0 | 0 | 12.23 | 0.12502 | 0 | 48.4 | 10.246 | 0 | 38.154 | 0 | 0 | 38.154 | 1 | 0 | 0 |  | 0 |  | 0
|  |  |  | 22.96 | 45.92 | 0 | 0 | 0 | 0 | 0 | 12.23 | 0.12502 | 0 | 45.92 | 11.658 | 0 | 34.262 | 0 | 0 | 34.262 | 1 | 0 | 0 |  | 0 |  | 0
|  |  |  | 25.12 | 50.24 | 0 | 0 | 0 | 0 | 0 | 12.23 | 0.12502 | 0 | 50.24 | 34.297 | 0 | 15.943 | 0 | 0 | 15.943 | 1 | 0 | 0 |  | 0 |  | 0
|  |  |  | 26.4 | 52.8 | 0 | 0 | 0 | 0 | 0 | 7.48 | 0.12502 | 0 | 52.8 | 52.121 | 0 | 0.679 | 0 | 0 | 0.679 | 1 | 0 | 0 |  | 0 |  | 0
|  |  |  | 26.16 | 52.32 | 0 | 0 | 0 | 0 | 0 | 7.48 | 0.12502 | 0 | 52.32 | 46.243 | 0 | 0 | 0 | 0 | 0 | 0.66337 | 0 | 6.077 |  | 0 |  | 0
|  |  |  | 25.76 | 51.52 | 0 | 0 | 0 | 0 | 0 | 7.48 | 0.12502 | 0 | 51.52 | 43.155 | 0 | 0 | 0 | 0 | 0 | 0.2 | 0 | 8.365 |  | 0 |  | 0
|  |  |  | 25.52 | 51.04 | 0 | 0 | 0 | 0 | 0 | 7.48 | 0.10709 | 0 | 51.04 | 51.04 | 0 | 0 | 0 | 0 | 0 | 0.2 | 0 | 0 |  | 0 |  | 0
|  |  |  | 20.64 | 41.28 | 0 | 0 | 0 | 0 | 0 | 7.48 | 0.10709 | 0 | 41.28 | 41.28 | 0 | 0 | 0 | 0 | 0 | 0.2 | 0 | 0 |  | 0 |  | 0
|  |  |  | 17.28 | 34.56 | 0 | 0 | 0 | 0 | 0 | 7.48 | 0.10709 | 0 | 34.56 | 34.56 | 0 | 0 | 0 | 0 | 0 | 0.2 | 0 | 0 |  | 0 |  | 0
|  |  |  | 16.2 | 32.4 | 0 | 0 | 0 | 0 | 0 | 7.48 | 0.10709 | 0 | 32.4 | 32.4 | 0 | 0 | 0 | 0 | 0 | 0.2 | 0 | 0 |  | 0 |  | 0
|  |  |  | 15.64 | 31.28 | 0 | 0 | 0 | 0 | 0 | 7.48 | 0.10709 | 0 | 31.28 | 31.28 | 0 | 0 | 0 | 0 | 0 | 0.2 | 0 | 0 |  | 0 |  | 0
|  |  |  | 16.4 | 32.8 | 0 | 0 | 0 | 0 | 0 | 7.48 | 0.10709 | 0 | 32.8 | 32.8 | 0 | 0 | 0 | 0 | 0 | 0.2 | 0 | 0 |  | 0 |  | 0
|  |  |  | 14.84 | 29.68 | 0 | 0 | 0 | 0 | 0 | 7.48 | 0.10709 | 0 | 29.68 | 29.68 | 0 | 0 | 0 | 0 | 0 | 0.2 | 0 | 0 |  | 0 |  | 0
|  |  |  | 15.24 | 30.48 | 0 | 0 | 0 | 0 | 0 | 7.48 | 0.10709 | 0 | 30.48 | 30.48 | 0 | 0 | 0 | 0 | 0 | 0.2 | 0 | 0 |  | 0 |  | 0
|  |  |  | 15.6 | 31.2 | 0 | 0 | 0 | 0 | 0 | 7.48 | 0.10709 | 0 | 31.2 | 31.2 | 0 | 0 | 0 | 0 | 0 | 0.2 | 0 | 0 |  | 0 |  | 0
|  |  |  | 17.4 | 34.8 | 0 | 0 | 0 | 0 | 0 | 7.48 | 0.10709 | 0 | 34.8 | 34.8 | 0 | 0 | 0 | 0 | 0 | 0.2 | 0 | 0 |  | 0 |  | 0
|  |  |  | 24.24 | 48.48 | 0 | 0 | 0 | 0 | 0 | 7.48 | 0.10709 | 0 | 48.48 | 48.48 | 0 | 0 | 0 | 0 | 0 | 0.2 | 0 | 0 |  | 0 |  | 0
|  |  |  | 23.28 | 46.56 | 0 | 0 | 0 | 0 | 0 | 7.48 | 0.10709 | 0 | 46.56 | 30.059 | 0 | 16.501 | 0 | 0 | 16.501 | 0.2 | 0 | 0 |  | 0 |  | 0
|  |  |  | 25.76 | 51.52 | 0 | 0 | 0 | 0 | 0 | 7.48 | 0.10709 | 0 | 51.52 | 10.068 | 0 | 41.452 | 0 | 0 | 41.452 | 0.2 | 0 | 0 |  | 0 |  | 0
|  |  |  | 27.44 | 54.88 | 0 | 0 | 0 | 0 | 0 | 7.48 | 0.10709 | 0 | 54.88 | 0 | 0 | 62.196 | 7.316 | 0 | 54.88 | 0.56417 | 0 | 0 |  | 0 |  | 0
|  |  |  | 28.92 | 57.84 | 0 | 0 | 0 | 0 | 0 | 7.48 | 0.10709 | 0 | 57.84 | 0 | 9.898 | 66.205 | 8.365 | 0 | 57.84 | 0.98054 | 0 | 0 |  | 0 |  | 0
|  |  |  | 32.76 | 65.52 | 0 | 0 | 0 | 0 | 0 | 7.48 | 0.10709 | 0 | 65.52 | 0 | 17.745 | 65.911 | 0.391 | 0 | 65.52 | 1 | 0 | 0 |  | 0 |  | 0
|  |  |  | 32.76 | 65.52 | 0 | 0 | 0 | 0 | 0 | 7.48 | 0.10709 | 0 | 65.52 | 0 | 18.754 | 65.52 | 0 | 0 | 65.52 | 1 | 0 | 0 |  | 0 |  | 0
|  |  |  | 25.64 | 51.28 | 0 | 0 | 0 | 0 | 0 | 7.48 | 0.10709 | 0 | 51.28 | 0 | 27.781 | 51.28 | 0 | 0 | 51.28 | 1 | 0 | 0 |  | 0 |  | 0
|  |  |  | 23.96 | 47.92 | 0 | 0 | 0 | 0 | 0 | 7.48 | 0.10709 | 0 | 47.92 | 0 | 19.114 | 47.92 | 0 | 0 | 47.92 | 1 | 0 | 0 |  | 0 |  | 0
|  |  |  | 23.52 | 47.04 | 0 | 0 | 0 | 0 | 0 | 7.48 | 0.10709 | 0 | 47.04 | 0 | 0.498 | 47.04 | 0 | 0 | 47.04 | 1 | 0 | 0 |  | 0 |  | 0
|  |  |  | 26.8 | 53.6 | 0 | 0 | 0 | 0 | 0 | 7.48 | 0.10709 | 0 | 53.6 | 30.201 | 0 | 23.399 | 0 | 0 | 23.399 | 1 | 0 | 0 |  | 0 |  | 0
|  |  |  | 26.52 | 53.04 | 0 | 0 | 0 | 0 | 0 | 7.48 | 0.10709 | 0 | 53.04 | 50.785 | 0 | 2.255 | 0 | 0 | 2.255 | 1 | 0 | 0 |  | 0 |  | 0
|  |  |  | 26.28 | 52.56 | 0 | 0 | 0 | 0 | 0 | 7.48 | 0.10709 | 0 | 52.56 | 52.56 | 0 | 0 | 0 | 0 | 0 | 1 | 0 | 0 |  | 0 |  | 0
|  |  |  | 26.44 | 52.88 | 0 | 0 | 0 | 0 | 0 | 7.48 | 0.10709 | 0 | 52.88 | 52.88 | 0 | 0 | 0 | 0 | 0 | 1 | 0 | 0 |  | 0 |  | 0
|  |  |  | 25.36 | 50.72 | 0 | 0 | 0 | 0 | 0 | 7.48 | 0.10709 | 0 | 50.72 | 50.72 | 0 | 0 | 0 | 0 | 0 | 1 | 0 | 0 |  | 0 |  | 0
|  |  |  | 22.56 | 45.12 | 0 | 0 | 0 | 0 | 0 | 7.48 | 0.10709 | 0 | 45.12 | 45.12 | 0 | 0 | 0 | 0 | 0 | 1 | 0 | 0 |  | 0 |  | 0
|  |  |  | 18.68 | 37.36 | 0 | 0 | 0 | 0 | 0 | 7.48 | 0.10709 | 0 | 37.36 | 37.36 | 0 | 0 | 0 | 0 | 0 | 1 | 0 | 0 |  | 0 |  | 0
|  |  |  | 15.64 | 31.28 | 0 | 0 | 0 | 0 | 0 | 7.48 | 0.10709 | 0 | 31.28 | 31.28 | 0 | 0 | 0 | 0 | 0 | 1 | 0 | 0 |  | 0 |  | 0
|  |  |  | 14.8 | 29.6 | 0 | 0 | 0 | 0 | 0 | 7.48 | 0.10709 | 0 | 29.6 | 29.6 | 0 | 0 | 0 | 0 | 0 | 1 | 0 | 0 |  | 0 |  | 0
|  |  |  | 16.68 | 33.36 | 0 | 0 | 0 | 0 | 0 | 7.48 | 0.10709 | 0 | 33.36 | 33.36 | 0 | 0 | 0 | 0 | 0 | 1 | 0 | 0 |  | 0 |  | 0
|  |  |  | 20.52 | 41.04 | 0 | 0 | 0 | 0 | 0 | 7.48 | 0.10709 | 0 | 41.04 | 41.04 | 0 | 0 | 0 | 0 | 0 | 1 | 0 | 0 |  | 0 |  | 0
|  |  |  | 18.92 | 37.84 | 0 | 0 | 0 | 0 | 0 | 7.48 | 0.10709 | 0 | 37.84 | 37.84 | 0 | 0 | 0 | 0 | 0 | 1 | 0 | 0 |  | 0 |  | 0
|  |  |  | 15.16 | 30.32 | 0 | 0 | 0 | 0 | 0 | 7.48 | 0.10709 | 0 | 30.32 | 30.32 | 0 | 0 | 0 | 0 | 0 | 1 | 0 | 0 |  | 0 |  | 0
|  |  |  | 17.16 | 34.32 | 0 | 0 | 0 | 0 | 0 | 7.48 | 0.10709 | 0 | 34.32 | 34.32 | 0 | 0 | 0 | 0 | 0 | 1 | 0 | 0 |  | 0 |  | 0
|  |  |  | 23.04 | 46.08 | 0 | 0 | 0 | 0 | 0 | 7.48 | 0.10709 | 0 | 46.08 | 46.08 | 0 | 0 | 0 | 0 | 0 | 1 | 0 | 0 |  | 0 |  | 0
|  |  |  | 23.88 | 47.76 | 0 | 0 | 0 | 0 | 0 | 7.48 | 0.10709 | 0 | 47.76 | 23.715 | 0 | 17.968 | 0 | 0 | 17.968 | 0.66337 | 0 | 6.077 |  | 0 |  | 0
|  |  |  | 27.84 | 55.68 | 0 | 0 | 0 | 0 | 0 | 7.48 | 0.10709 | 0 | 55.68 | 12.483 | 0 | 34.832 | 0 | 0 | 34.832 | 0.2 | 0 | 8.365 |  | 0 |  | 0
|  |  |  | 28.2 | 56.4 | 0 | 0 | 0 | 0 | 0 | 7.48 | 0.10709 | 0 | 56.4 | 0 | 0 | 57.516 | 1.116 | 0 | 56.4 | 0.25557 | 0 | 0 |  | 0 |  | 0
|  |  |  | 30.24 | 60.48 | 0 | 0 | 0 | 0 | 0 | 7.48 | 0.10709 | 0 | 60.48 | 0 | 0 | 67.846 | 7.366 | 0 | 60.48 | 0.62221 | 0 | 0 |  | 0 |  | 0
|  |  |  | 32 | 64 | 0 | 0 | 0 | 0 | 0 | 7.48 | 0.10709 | 0 | 64 | 0 | 0 | 64.924 | 0.924 | 0 | 64 | 0.66821 | 0 | 0 |  | 0 |  | 0
|  |  |  | 27.84 | 55.68 | 0 | 0 | 0 | 0 | 0 | 7.48 | 0.10709 | 0 | 55.68 | 0 | 4.288 | 62.346 | 6.666 | 0 | 55.68 | 1 | 0 | 0 |  | 0 |  | 0
|  |  |  | 25.56 | 51.12 | 0 | 0 | 0 | 0 | 0 | 7.48 | 0.10709 | 0 | 51.12 | 3.751 | 0 | 47.369 | 0 | 0 | 47.369 | 1 | 0 | 0 |  | 0 |  | 0
|  |  |  | 23.72 | 47.44 | 0 | 0 | 0 | 0 | 0 | 7.48 | 0.10709 | 0 | 47.44 | 10.256 | 0 | 37.184 | 0 | 0 | 37.184 | 1 | 0 | 0 |  | 0 |  | 0
|  |  |  | 24.88 | 49.76 | 0 | 0 | 0 | 0 | 0 | 7.48 | 0.10709 | 0 | 49.76 | 13.74 | 0 | 36.02 | 0 | 0 | 36.02 | 1 | 0 | 0 |  | 0 |  | 0
|  |  |  | 25.24 | 50.48 | 0 | 0 | 0 | 0 | 0 | 7.48 | 0.10709 | 0 | 50.48 | 48.128 | 0 | 2.352 | 0 | 0 | 2.352 | 1 | 0 | 0 |  | 0 |  | 0
|  |  |  | 25.735 | 51.47 | 0 | 0 | 0 | 0 | 0 | 7.48 | 0.10709 | 0 | 51.47 | 51.47 | 0 | 0 | 0 | 0 | 0 | 1 | 0 | 0 |  | 0 |  | 0
|  |  |  | 26.37 | 52.74 | 0 | 0 | 0 | 0 | 0 | 7.48 | 0.10709 | 0 | 52.74 | 52.74 | 0 | 0 | 0 | 0 | 0 | 1 | 0 | 0 |  | 0 |  | 0
|  |  |  | 26.315 | 52.63 | 0 | 0 | 0 | 0 | 0 | 7.48 | 0.10709 | 0 | 52.63 | 52.63 | 0 | 0 | 0 | 0 | 0 | 1 | 0 | 0 |  | 0 |  | 0
|  |  |  | 27.52 | 55.04 | 0 | 0 | 0 | 0 | 0 | 7.48 | 0.10709 | 0 | 55.04 | 55.04 | 0 | 0 | 0 | 0 | 0 | 1 | 0 | 0 |  | 0 |  | 0
|  |  |  | 24.6 | 49.2 | 0 | 0 | 0 | 0 | 0 | 7.48 | 0.10709 | 0 | 49.2 | 49.2 | 0 | 0 | 0 | 0 | 0 | 1 | 0 | 0 |  | 0 |  | 0
|  |  |  | 18.16 | 36.32 | 0 | 0 | 0 | 0 | 0 | 7.48 | 0.10709 | 0 | 36.32 | 36.32 | 0 | 0 | 0 | 0 | 0 | 1 | 0 | 0 |  | 0 |  | 0
|  |  |  | 17.76 | 35.52 | 0 | 0 | 0 | 0 | 0 | 7.48 | 0.10709 | 0 | 35.52 | 35.52 | 0 | 0 | 0 | 0 | 0 | 1 | 0 | 0 |  | 0 |  | 0
|  |  |  | 16.08 | 32.16 | 0 | 0 | 0 | 0 | 0 | 7.48 | 0.10709 | 0 | 32.16 | 32.16 | 0 | 0 | 0 | 0 | 0 | 1 | 0 | 0 |  | 0 |  | 0
|  |  |  | 15.76 | 31.52 | 0 | 0 | 0 | 0 | 0 | 7.48 | 0.10709 | 0 | 31.52 | 31.52 | 0 | 0 | 0 | 0 | 0 | 1 | 0 | 0 |  | 0 |  | 0
|  |  |  | 15.12 | 30.24 | 0 | 0 | 0 | 0 | 0 | 7.48 | 0.10709 | 0 | 30.24 | 30.24 | 0 | 0 | 0 | 0 | 0 | 1 | 0 | 0 |  | 0 |  | 0
|  |  |  | 14.72 | 29.44 | 0 | 0 | 0 | 0 | 0 | 7.48 | 0.10709 | 0 | 29.44 | 29.44 | 0 | 0 | 0 | 0 | 0 | 1 | 0 | 0 |  | 0 |  | 0
|  |  |  | 15.16 | 30.32 | 0 | 0 | 0 | 0 | 0 | 7.48 | 0.10709 | 0 | 30.32 | 30.32 | 0 | 0 | 0 | 0 | 0 | 1 | 0 | 0 |  | 0 |  | 0
|  |  |  | 17.8 | 35.6 | 0 | 0 | 0 | 0 | 0 | 7.48 | 0.10709 | 0 | 35.6 | 35.6 | 0 | 0 | 0 | 0 | 0 | 1 | 0 | 0 |  | 0 |  | 0
|  |  |  | 23.72 | 47.44 | 0 | 0 | 0 | 0 | 0 | 7.48 | 0.10709 | 0 | 47.44 | 47.44 | 0 | 0 | 0 | 0 | 0 | 1 | 0 | 0 |  | 0 |  | 0
|  |  |  | 25.08 | 50.16 | 0 | 0 | 0 | 0 | 0 | 7.48 | 0.10709 | 0 | 50.16 | 38.703 | 0 | 11.457 | 0 | 0 | 11.457 | 1 | 0 | 0 |  | 0 |  | 0
|  |  |  | 26.92 | 53.84 | 0 | 0 | 0 | 0 | 0 | 7.48 | 0.10709 | 0 | 53.84 | 30.247 | 0 | 23.593 | 0 | 0 | 23.593 | 1 | 0 | 0 |  | 0 |  | 0
|  |  |  | 25.68 | 51.36 | 0 | 0 | 0 | 0 | 0 | 7.48 | 0.10709 | 0 | 51.36 | 38.399 | 0 | 12.961 | 0 | 0 | 12.961 | 1 | 0 | 0 |  | 0 |  | 0
|  |  |  | 30.76 | 61.52 | 0 | 0 | 0 | 0 | 0 | 7.48 | 0.12502 | 0 | 61.52 | 37.175 | 0 | 24.345 | 0 | 0 | 24.345 | 1 | 0 | 0 |  | 0 |  | 0
|  |  |  | 32.32 | 64.64 | 0 | 0 | 0 | 0 | 0 | 7.48 | 0.12502 | 0 | 64.64 | 16.083 | 0 | 48.557 | 0 | 0 | 48.557 | 1 | 0 | 0 |  | 0 |  | 0
|  |  |  | 29.2 | 58.4 | 0 | 0 | 0 | 0 | 0 | 7.48 | 0.12502 | 0 | 58.4 | 19.749 | 0 | 38.651 | 0 | 0 | 38.651 | 1 | 0 | 0 |  | 0 |  | 0
|  |  |  | 26.52 | 53.04 | 0 | 0 | 0 | 0 | 0 | 12.23 | 0.12502 | 0 | 53.04 | 33.326 | 0 | 19.714 | 0 | 0 | 19.714 | 1 | 0 | 0 |  | 0 |  | 0
|  |  |  | 24.36 | 48.72 | 0 | 0 | 0 | 0 | 0 | 12.23 | 0.12502 | 0 | 48.72 | 35.105 | 0 | 13.615 | 0 | 0 | 13.615 | 1 | 0 | 0 |  | 0 |  | 0
|  |  |  | 24.48 | 48.96 | 0 | 0 | 0 | 0 | 0 | 12.23 | 0.12502 | 0 | 48.96 | 30.907 | 0 | 18.053 | 0 | 0 | 18.053 | 1 | 0 | 0 |  | 0 |  | 0
|  |  |  | 26.6 | 53.2 | 0 | 0 | 0 | 0 | 0 | 12.23 | 0.12502 | 0 | 53.2 | 47.696 | 0 | 5.504 | 0 | 0 | 5.504 | 1 | 0 | 0 |  | 0 |  | 0
|  |  |  | 24.52 | 49.04 | 0 | 0 | 0 | 0 | 0 | 7.48 | 0.12502 | 0 | 49.04 | 48.895 | 0 | 0.145 | 0 | 0 | 0.145 | 1 | 0 | 0 |  | 0 |  | 0
|  |  |  | 26.12 | 52.24 | 0 | 0 | 0 | 0 | 0 | 7.48 | 0.12502 | 0 | 52.24 | 46.163 | 0 | 0 | 0 | 0 | 0 | 0.66337 | 0 | 6.077 |  | 0 |  | 0
|  |  |  | 25.6 | 51.2 | 0 | 0 | 0 | 0 | 0 | 7.48 | 0.12502 | 0 | 51.2 | 42.835 | 0 | 0 | 0 | 0 | 0 | 0.2 | 0 | 8.365 |  | 0 |  | 0
|  |  |  | 24.76 | 49.52 | 0 | 0 | 0 | 0 | 0 | 7.48 | 0.10709 | 0 | 49.52 | 49.52 | 0 | 0 | 0 | 0 | 0 | 0.2 | 0 | 0 |  | 0 |  | 0
|  |  |  | 23.64 | 47.28 | 0 | 0 | 0 | 0 | 0 | 7.48 | 0.10709 | 0 | 47.28 | 47.28 | 0 | 0 | 0 | 0 | 0 | 0.2 | 0 | 0 |  | 0 |  | 0
|  |  |  | 22.92 | 45.84 | 0 | 0 | 0 | 0 | 0 | 7.48 | 0.10709 | 0 | 45.84 | 45.84 | 0 | 0 | 0 | 0 | 0 | 0.2 | 0 | 0 |  | 0 |  | 0
|  |  |  | 20.56 | 41.12 | 0 | 0 | 0 | 0 | 0 | 7.48 | 0.10709 | 0 | 41.12 | 41.12 | 0 | 0 | 0 | 0 | 0 | 0.2 | 0 | 0 |  | 0 |  | 0
|  |  |  | 19.6 | 39.2 | 0 | 0 | 0 | 0 | 0 | 7.48 | 0.10709 | 0 | 39.2 | 39.2 | 0 | 0 | 0 | 0 | 0 | 0.2 | 0 | 0 |  | 0 |  | 0
|  |  |  | 18.72 | 37.44 | 0 | 0 | 0 | 0 | 0 | 7.48 | 0.10709 | 0 | 37.44 | 37.44 | 0 | 0 | 0 | 0 | 0 | 0.2 | 0 | 0 |  | 0 |  | 0
|  |  |  | 18.8 | 37.6 | 0 | 0 | 0 | 0 | 0 | 7.48 | 0.10709 | 0 | 37.6 | 37.6 | 0 | 0 | 0 | 0 | 0 | 0.2 | 0 | 0 |  | 0 |  | 0
|  |  |  | 19.96 | 39.92 | 0 | 0 | 0 | 0 | 0 | 7.48 | 0.10709 | 0 | 39.92 | 39.92 | 0 | 0 | 0 | 0 | 0 | 0.2 | 0 | 0 |  | 0 |  | 0
|  |  |  | 21.68 | 43.36 | 0 | 0 | 0 | 0 | 0 | 7.48 | 0.10709 | 0 | 43.36 | 43.36 | 0 | 0 | 0 | 0 | 0 | 0.2 | 0 | 0 |  | 0 |  | 0
|  |  |  | 16.68 | 33.36 | 0 | 0 | 0 | 0 | 0 | 7.48 | 0.10709 | 0 | 33.36 | 33.36 | 0 | 0 | 0 | 0 | 0 | 0.2 | 0 | 0 |  | 0 |  | 0
|  |  |  | 14.8578 | 29.7156 | 0 | 0 | 0 | 0 | 0 | 7.48 | 0.10709 | 0 | 29.716 | 29.716 | 0 | 0 | 0 | 0 | 0 | 0.2 | 0 | 0 |  | 0 |  | 0
|  |  |  | 18.1689 | 36.3378 | 0 | 0 | 0 | 0 | 0 | 7.48 | 0.10709 | 0 | 36.338 | 18.346 | 0 | 17.992 | 0 | 0 | 17.992 | 0.2 | 0 | 0 |  | 0 |  | 0
|  |  |  | 22.2934 | 44.5868 | 0 | 0 | 0 | 0 | 0 | 7.48 | 0.10709 | 0 | 44.587 | 2.347 | 0 | 42.24 | 0 | 0 | 42.24 | 0.2 | 0 | 0 |  | 0 |  | 0
|  |  |  | 23.76 | 47.52 | 0 | 0 | 0 | 0 | 0 | 7.48 | 0.10709 | 0 | 47.52 | 0 | 5.802 | 55.885 | 8.365 | 0 | 47.52 | 0.61636 | 0 | 0 |  | 0 |  | 0
|  |  |  | 23.72 | 47.44 | 0 | 0 | 0 | 0 | 0 | 7.48 | 0.12502 | 0 | 47.44 | 0 | 16.869 | 55.147 | 7.707 | 0 | 47.44 | 1 | 0 | 0 |  | 0 |  | 0
|  |  |  | 23.8 | 47.6 | 0 | 0 | 0 | 0 | 0 | 7.48 | 0.12502 | 0 | 47.6 | 0 | 30.285 | 47.6 | 0 | 0 | 47.6 | 1 | 0 | 0 |  | 0 |  | 0
|  |  |  | 22.92 | 45.84 | 0 | 0 | 0 | 0 | 0 | 7.48 | 0.12502 | 0 | 45.84 | 0 | 29.523 | 45.84 | 0 | 0 | 45.84 | 1 | 0 | 0 |  | 0 |  | 0
|  |  |  | 21.8 | 43.6 | 0 | 0 | 0 | 0 | 0 | 12.23 | 0.12502 | 0 | 43.6 | 0 | 26.501 | 43.6 | 0 | 0 | 43.6 | 1 | 0 | 0 |  | 0 |  | 0
|  |  |  | 24.104 | 48.208 | 0 | 0 | 0 | 0 | 0 | 12.23 | 0.12502 | 0 | 48.208 | 0 | 13.43 | 48.208 | 0 | 0 | 48.208 | 1 | 0 | 0 |  | 0 |  | 0
|  |  |  | 24.616 | 49.232 | 0 | 0 | 0 | 0 | 0 | 12.23 | 0.12502 | 0 | 49.232 | 4.858 | 0 | 44.374 | 0 | 0 | 44.374 | 1 | 0 | 0 |  | 0 |  | 0
|  |  |  | 25.92 | 51.84 | 0 | 0 | 0 | 0 | 0 | 12.23 | 0.12502 | 0 | 51.84 | 36.624 | 0 | 15.216 | 0 | 0 | 15.216 | 1 | 0 | 0 |  | 0 |  | 0
|  |  |  | 26.36 | 52.72 | 0 | 0 | 0 | 0 | 0 | 7.48 | 0.12502 | 0 | 52.72 | 51.532 | 0 | 1.188 | 0 | 0 | 1.188 | 1 | 0 | 0 |  | 0 |  | 0
|  |  |  | 24.12 | 48.24 | 0 | 0 | 0 | 0 | 0 | 7.48 | 0.12502 | 0 | 48.24 | 42.163 | 0 | 0 | 0 | 0 | 0 | 0.66337 | 0 | 6.077 |  | 0 |  | 0
|  |  |  | 23.12 | 46.24 | 0 | 0 | 0 | 0 | 0 | 7.48 | 0.12502 | 0 | 46.24 | 37.875 | 0 | 0 | 0 | 0 | 0 | 0.2 | 0 | 8.365 |  | 0 |  | 0
|  |  |  | 22.16 | 44.32 | 0 | 0 | 0 | 0 | 0 | 7.48 | 0.10709 | 0 | 44.32 | 44.32 | 0 | 0 | 0 | 0 | 0 | 0.2 | 0 | 0 |  | 0 |  | 0
|  |  |  | 22.12 | 44.24 | 0 | 0 | 0 | 0 | 0 | 7.48 | 0.10709 | 0 | 44.24 | 44.24 | 0 | 0 | 0 | 0 | 0 | 0.2 | 0 | 0 |  | 0 |  | 0
|  |  |  | 17.88 | 35.76 | 0 | 0 | 0 | 0 | 0 | 7.48 | 0.10709 | 0 | 35.76 | 35.76 | 0 | 0 | 0 | 0 | 0 | 0.2 | 0 | 0 |  | 0 |  | 0
|  |  |  | 18.68 | 37.36 | 0 | 0 | 0 | 0 | 0 | 7.48 | 0.10709 | 0 | 37.36 | 37.36 | 0 | 0 | 0 | 0 | 0 | 0.2 | 0 | 0 |  | 0 |  | 0
|  |  |  | 16.36 | 32.72 | 0 | 0 | 0 | 0 | 0 | 7.48 | 0.10709 | 0 | 32.72 | 32.72 | 0 | 0 | 0 | 0 | 0 | 0.2 | 0 | 0 |  | 0 |  | 0
|  |  |  | 14.4 | 28.8 | 0 | 0 | 0 | 0 | 0 | 7.48 | 0.10709 | 0 | 28.8 | 28.8 | 0 | 0 | 0 | 0 | 0 | 0.2 | 0 | 0 |  | 0 |  | 0
|  |  |  | 14.2 | 28.4 | 0 | 0 | 0 | 0 | 0 | 7.48 | 0.10709 | 0 | 28.4 | 28.4 | 0 | 0 | 0 | 0 | 0 | 0.2 | 0 | 0 |  | 0 |  | 0
|  |  |  | 14.96 | 29.92 | 0 | 0 | 0 | 0 | 0 | 7.48 | 0.10709 | 0 | 29.92 | 29.92 | 0 | 0 | 0 | 0 | 0 | 0.2 | 0 | 0 |  | 0 |  | 0
|  |  |  | 16.52 | 33.04 | 0 | 0 | 0 | 0 | 0 | 7.48 | 0.10709 | 0 | 33.04 | 33.04 | 0 | 0 | 0 | 0 | 0 | 0.2 | 0 | 0 |  | 0 |  | 0
|  |  |  | 16.76 | 33.52 | 0 | 0 | 0 | 0 | 0 | 7.48 | 0.10709 | 0 | 33.52 | 33.52 | 0 | 0 | 0 | 0 | 0 | 0.2 | 0 | 0 |  | 0 |  | 0
|  |  |  | 16.52 | 33.04 | 0 | 0 | 0 | 0 | 0 | 7.48 | 0.10709 | 0 | 33.04 | 33.04 | 0 | 0 | 0 | 0 | 0 | 0.2 | 0 | 0 |  | 0 |  | 0
|  |  |  | 15.48 | 30.96 | 0 | 0 | 0 | 0 | 0 | 7.48 | 0.10709 | 0 | 30.96 | 22.473 | 0 | 8.487 | 0 | 0 | 8.487 | 0.2 | 0 | 0 |  | 0 |  | 0
|  |  |  | 22.24 | 44.48 | 0 | 0 | 0 | 0 | 0 | 7.48 | 0.10709 | 0 | 44.48 | 33.12 | 0 | 11.36 | 0 | 0 | 11.36 | 0.2 | 0 | 0 |  | 0 |  | 0
|  |  |  | 24.4 | 48.8 | 0 | 0 | 0 | 0 | 0 | 7.48 | 0.10709 | 0 | 48.8 | 0.692 | 0 | 48.108 | 0 | 0 | 48.108 | 0.2 | 0 | 0 |  | 0 |  | 0
|  |  |  | 24.16 | 48.32 | 0 | 0 | 0 | 0 | 0 | 7.48 | 0.12502 | 0 | 48.32 | 0 | 4.723 | 56.685 | 8.365 | 0 | 48.32 | 0.61636 | 0 | 0 |  | 0 |  | 0
|  |  |  | 23.32 | 46.64 | 0 | 0 | 0 | 0 | 0 | 7.48 | 0.12502 | 0 | 46.64 | 0 | 0.891 | 54.383 | 8.054 | 0 | 46.329 | 1 | 0 | 0.311 |  | 0 |  | 0
|  |  |  | 22.72 | 45.44 | 0 | 0 | 0 | 0 | 0 | 7.48 | 0.12502 | 0 | 45.44 | 0 | 18.272 | 45.44 | 0 | 0 | 45.44 | 1 | 0 | 0 |  | 0 |  | 0
|  |  |  | 21.72 | 43.44 | 0 | 0 | 0 | 0 | 0 | 12.23 | 0.12502 | 0 | 43.44 | 0 | 14.816 | 43.44 | 0 | 0 | 43.44 | 1 | 0 | 0 |  | 0 |  | 0
|  |  |  | 20.72 | 41.44 | 0 | 0 | 0 | 0 | 0 | 12.23 | 0.12502 | 0 | 41.44 | 0 | 0 | 41.573 | 1.313 | 0 | 40.26 | 1 | 0 | 1.18 |  | 0 |  | 0
|  |  |  | 21.64 | 43.28 | 0 | 0 | 0 | 0 | 0 | 12.23 | 0.12502 | 0 | 43.28 | 16.013 | 0 | 27.267 | 0 | 0 | 27.267 | 1 | 0 | 0 |  | 0 |  | 0
|  |  |  | 22.88 | 45.76 | 0 | 0 | 0 | 0 | 0 | 12.23 | 0.12502 | 0 | 45.76 | 34.048 | 0 | 11.712 | 0 | 0 | 11.712 | 1 | 0 | 0 |  | 0 |  | 0
|  |  |  | 22.48 | 44.96 | 0 | 0 | 0 | 0 | 0 | 7.48 | 0.12502 | 0 | 44.96 | 43.966 | 0 | 0.994 | 0 | 0 | 0.994 | 1 | 0 | 0 |  | 0 |  | 0
|  |  |  | 23.2 | 46.4 | 0 | 0 | 0 | 0 | 0 | 7.48 | 0.12502 | 0 | 46.4 | 40.323 | 0 | 0 | 0 | 0 | 0 | 0.66337 | 0 | 6.077 |  | 0 |  | 0
|  |  |  | 17.44 | 34.88 | 0 | 0 | 0 | 0 | 0 | 7.48 | 0.12502 | 0 | 34.88 | 26.515 | 0 | 0 | 0 | 0 | 0 | 0.2 | 0 | 8.365 |  | 0 |  | 0
|  |  |  | 15.6 | 31.2 | 0 | 0 | 0 | 0 | 0 | 7.48 | 0.10709 | 8.365 | 31.2 | 31.2 | 0 | 0 | 0 | 0 | 0 | 0.61636 | 0 | 0 |  | 0 |  | 0
|  |  |  | 16.68 | 33.36 | 0 | 0 | 0 | 0 | 0 | 7.48 | 0.10709 | 5.759 | 33.36 | 33.36 | 0 | 0 | 0 | 0 | 0 | 0.90302 | 0 | 0 |  | 0 |  | 0
|  |  |  | 16.44 | 32.88 | 0 | 0 | 0 | 0 | 0 | 7.48 | 0.10709 | 0 | 32.88 | 32.88 | 0 | 0 | 0 | 0 | 0 | 0.90302 | 0 | 0 |  | 0 |  | 0
|  |  |  | 16.08 | 32.16 | 0 | 0 | 0 | 0 | 0 | 7.48 | 0.10709 | 0 | 32.16 | 32.16 | 0 | 0 | 0 | 0 | 0 | 0.90302 | 0 | 0 |  | 0 |  | 0
|  |  |  | 16.6 | 33.2 | 0 | 0 | 0 | 0 | 0 | 7.48 | 0.10709 | 0 | 33.2 | 33.2 | 0 | 0 | 0 | 0 | 0 | 0.90302 | 0 | 0 |  | 0 |  | 0
|  |  |  | 18.2 | 36.4 | 0 | 0 | 0 | 0 | 0 | 7.48 | 0.10709 | 0 | 36.4 | 36.4 | 0 | 0 | 0 | 0 | 0 | 0.90302 | 0 | 0 |  | 0 |  | 0
|  |  |  | 13.96 | 27.92 | 0 | 0 | 0 | 0 | 0 | 7.48 | 0.10709 | 0 | 27.92 | 27.92 | 0 | 0 | 0 | 0 | 0 | 0.90302 | 0 | 0 |  | 0 |  | 0
|  |  |  | 13.76 | 27.52 | 0 | 0 | 0 | 0 | 0 | 7.48 | 0.10709 | 0 | 27.52 | 27.52 | 0 | 0 | 0 | 0 | 0 | 0.90302 | 0 | 0 |  | 0 |  | 0
|  |  |  | 14.84 | 29.68 | 0 | 0 | 0 | 0 | 0 | 7.48 | 0.10709 | 0 | 29.68 | 29.68 | 0 | 0 | 0 | 0 | 0 | 0.90302 | 0 | 0 |  | 0 |  | 0
|  |  |  | 15.68 | 31.36 | 0 | 0 | 0 | 0 | 0 | 7.48 | 0.10709 | 0 | 31.36 | 31.36 | 0 | 0 | 0 | 0 | 0 | 0.90302 | 0 | 0 |  | 0 |  | 0
|  |  |  | 22.4 | 44.8 | 0 | 0 | 0 | 0 | 0 | 7.48 | 0.10709 | 0 | 44.8 | 44.8 | 0 | 0 | 0 | 0 | 0 | 0.90302 | 0 | 0 |  | 0 |  | 0
|  |  |  | 25.6 | 51.2 | 0 | 0 | 0 | 0 | 0 | 7.48 | 0.10709 | 0 | 51.2 | 42.434 | 0 | 8.766 | 0 | 0 | 8.766 | 0.90302 | 0 | 0 |  | 0 |  | 0
|  |  |  | 27.76 | 55.52 | 0 | 0 | 0 | 0 | 0 | 7.48 | 0.10709 | 0 | 55.52 | 39.153 | 0 | 16.367 | 0 | 0 | 16.367 | 0.90302 | 0 | 0 |  | 0 |  | 0
|  |  |  | 28.12 | 56.24 | 0 | 0 | 0 | 0 | 0 | 7.48 | 0.10709 | 0 | 56.24 | 46.31 | 0 | 9.93 | 0 | 0 | 9.93 | 0.90302 | 0 | 0 |  | 0 |  | 0
|  |  |  | 28.96 | 57.92 | 0 | 0 | 0 | 0 | 0 | 7.48 | 0.12502 | 0 | 57.92 | 0 | 0 | 59.868 | 1.948 | 0 | 57.92 | 1 | 0 | 0 |  | 0 |  | 0
|  |  |  | 30.48 | 60.96 | 0 | 0 | 0 | 0 | 0 | 7.48 | 0.12502 | 0 | 60.96 | 13.507 | 0 | 39.936 | 0 | 0 | 39.936 | 0.58364 | 0 | 7.516 |  | 0 |  | 0
|  |  |  | 27 | 54 | 0 | 0 | 0 | 0 | 0 | 7.48 | 0.12502 | 0 | 54 | 0 | 2.947 | 62.365 | 8.365 | 0 | 54 | 1 | 0 | 0 |  | 0 |  | 0
|  |  |  | 24.56 | 49.12 | 0 | 0 | 0 | 0 | 0 | 12.23 | 0.12502 | 0 | 49.12 | 23.732 | 0 | 25.388 | 0 | 0 | 25.388 | 1 | 0 | 0 |  | 0 |  | 0
|  |  |  | 24.44 | 48.88 | 0 | 0 | 0 | 0 | 0 | 12.23 | 0.12502 | 0 | 48.88 | 40.187 | 0 | 8.693 | 0 | 0 | 8.693 | 1 | 0 | 0 |  | 0 |  | 0
|  |  |  | 24.48 | 48.96 | 0 | 0 | 0 | 0 | 0 | 12.23 | 0.12502 | 0 | 48.96 | 47.748 | 0 | 1.212 | 0 | 0 | 1.212 | 1 | 0 | 0 |  | 0 |  | 0
|  |  |  | 25.32 | 50.64 | 0 | 0 | 0 | 0 | 0 | 12.23 | 0.12502 | 0 | 50.64 | 30.357 | 0 | 20.283 | 0 | 0 | 20.283 | 1 | 0 | 0 |  | 0 |  | 0
|  |  |  | 25.36 | 50.72 | 0 | 0 | 0 | 0 | 0 | 7.48 | 0.12502 | 0 | 50.72 | 49.059 | 0 | 1.661 | 0 | 0 | 1.661 | 1 | 0 | 0 |  | 0 |  | 0
|  |  |  | 26.92 | 53.84 | 0 | 0 | 0 | 0 | 0 | 7.48 | 0.12502 | 0 | 53.84 | 47.763 | 0 | 0 | 0 | 0 | 0 | 0.66337 | 0 | 6.077 |  | 0 |  | 0
|  |  |  | 26.36 | 52.72 | 0 | 0 | 0 | 0 | 0 | 7.48 | 0.12502 | 0 | 52.72 | 44.355 | 0 | 0 | 0 | 0 | 0 | 0.2 | 0 | 8.365 |  | 0 |  | 0
|  |  |  | 26.44 | 52.88 | 0 | 0 | 0 | 0 | 0 | 7.48 | 0.10709 | 0 | 52.88 | 52.88 | 0 | 0 | 0 | 0 | 0 | 0.2 | 0 | 0 |  | 0 |  | 0
|  |  |  | 24.64 | 49.28 | 0 | 0 | 0 | 0 | 0 | 7.48 | 0.10709 | 0 | 49.28 | 49.28 | 0 | 0 | 0 | 0 | 0 | 0.2 | 0 | 0 |  | 0 |  | 0
|  |  |  | 15.8 | 31.6 | 0 | 0 | 0 | 0 | 0 | 7.48 | 0.10709 | 0 | 31.6 | 31.6 | 0 | 0 | 0 | 0 | 0 | 0.2 | 0 | 0 |  | 0 |  | 0
|  |  |  | 14.88 | 29.76 | 0 | 0 | 0 | 0 | 0 | 7.48 | 0.10709 | 0 | 29.76 | 29.76 | 0 | 0 | 0 | 0 | 0 | 0.2 | 0 | 0 |  | 0 |  | 0
|  |  |  | 14.12 | 28.24 | 0 | 0 | 0 | 0 | 0 | 7.48 | 0.10709 | 0 | 28.24 | 28.24 | 0 | 0 | 0 | 0 | 0 | 0.2 | 0 | 0 |  | 0 |  | 0
|  |  |  | 14.84 | 29.68 | 0 | 0 | 0 | 0 | 0 | 7.48 | 0.10709 | 0 | 29.68 | 29.68 | 0 | 0 | 0 | 0 | 0 | 0.2 | 0 | 0 |  | 0 |  | 0
|  |  |  | 13.48 | 26.96 | 0 | 0 | 0 | 0 | 0 | 7.48 | 0.10709 | 0 | 26.96 | 26.96 | 0 | 0 | 0 | 0 | 0 | 0.2 | 0 | 0 |  | 0 |  | 0
|  |  |  | 14.12 | 28.24 | 0 | 0 | 0 | 0 | 0 | 7.48 | 0.10709 | 0 | 28.24 | 28.24 | 0 | 0 | 0 | 0 | 0 | 0.2 | 0 | 0 |  | 0 |  | 0
|  |  |  | 15.08 | 30.16 | 0 | 0 | 0 | 0 | 0 | 7.48 | 0.10709 | 0 | 30.16 | 30.16 | 0 | 0 | 0 | 0 | 0 | 0.2 | 0 | 0 |  | 0 |  | 0
|  |  |  | 17.48 | 34.96 | 0 | 0 | 0 | 0 | 0 | 7.48 | 0.10709 | 0 | 34.96 | 34.96 | 0 | 0 | 0 | 0 | 0 | 0.2 | 0 | 0 |  | 0 |  | 0
|  |  |  | 23.36 | 46.72 | 0 | 0 | 0 | 0 | 0 | 7.48 | 0.10709 | 0 | 46.72 | 46.72 | 0 | 0 | 0 | 0 | 0 | 0.2 | 0 | 0 |  | 0 |  | 0
|  |  |  | 23.48 | 46.96 | 0 | 0 | 0 | 0 | 0 | 7.48 | 0.10709 | 0 | 46.96 | 27.44 | 0 | 19.52 | 0 | 0 | 19.52 | 0.2 | 0 | 0 |  | 0 |  | 0
|  |  |  | 26.04 | 52.08 | 0 | 0 | 0 | 0 | 0 | 7.48 | 0.10709 | 0 | 52.08 | 8.058 | 0 | 44.022 | 0 | 0 | 44.022 | 0.2 | 0 | 0 |  | 0 |  | 0
|  |  |  | 31.4 | 62.8 | 0 | 0 | 0 | 0 | 0 | 7.48 | 0.10709 | 0 | 62.8 | 0.943 | 0 | 61.857 | 0 | 0 | 61.857 | 0.2 | 0 | 0 |  | 0 |  | 0
|  |  |  | 27.56 | 55.12 | 0 | 0 | 0 | 0 | 0 | 7.48 | 0.12502 | 0 | 55.12 | 0 | 8.095 | 63.485 | 8.365 | 0 | 55.12 | 0.61636 | 0 | 0 |  | 0 |  | 0
|  |  |  | 27.28 | 54.56 | 0 | 0 | 0 | 0 | 0 | 7.48 | 0.12502 | 0 | 54.56 | 0 | 14.538 | 62.267 | 7.707 | 0 | 54.56 | 1 | 0 | 0 |  | 0 |  | 0
|  |  |  | 26.2 | 52.4 | 0 | 0 | 0 | 0 | 0 | 7.48 | 0.12502 | 0 | 52.4 | 0 | 27.364 | 52.4 | 0 | 0 | 52.4 | 1 | 0 | 0 |  | 0 |  | 0
|  |  |  | 23.8 | 47.6 | 0 | 0 | 0 | 0 | 0 | 12.23 | 0.12502 | 0 | 47.6 | 0 | 26.417 | 47.6 | 0 | 0 | 47.6 | 1 | 0 | 0 |  | 0 |  | 0
|  |  |  | 22.88 | 45.76 | 0 | 0 | 0 | 0 | 0 | 12.23 | 0.12502 | 0 | 45.76 | 0 | 7.404 | 45.76 | 0 | 0 | 45.76 | 1 | 0 | 0 |  | 0 |  | 0
|  |  |  | 22.92 | 45.84 | 0 | 0 | 0 | 0 | 0 | 12.23 | 0.12502 | 0 | 45.84 | 7.831 | 0 | 38.009 | 0 | 0 | 38.009 | 1 | 0 | 0 |  | 0 |  | 0
|  |  |  | 25.04 | 50.08 | 0 | 0 | 0 | 0 | 0 | 12.23 | 0.12502 | 0 | 50.08 | 24.801 | 0 | 25.279 | 0 | 0 | 25.279 | 1 | 0 | 0 |  | 0 |  | 0
|  |  |  | 25.72 | 51.44 | 0 | 0 | 0 | 0 | 0 | 7.48 | 0.12502 | 0 | 51.44 | 47.839 | 0 | 3.601 | 0 | 0 | 3.601 | 1 | 0 | 0 |  | 0 |  | 0
|  |  |  | 25.72 | 51.44 | 0 | 0 | 0 | 0 | 0 | 7.48 | 0.12502 | 0 | 51.44 | 45.363 | 0 | 0 | 0 | 0 | 0 | 0.66337 | 0 | 6.077 |  | 0 |  | 0
|  |  |  | 26.48 | 52.96 | 0 | 0 | 0 | 0 | 0 | 7.48 | 0.12502 | 0 | 52.96 | 44.595 | 0 | 0 | 0 | 0 | 0 | 0.2 | 0 | 8.365 |  | 0 |  | 0
|  |  |  | 24.48 | 48.96 | 0 | 0 | 0 | 0 | 0 | 7.48 | 0.10709 | 0 | 48.96 | 48.96 | 0 | 0 | 0 | 0 | 0 | 0.2 | 0 | 0 |  | 0 |  | 0
|  |  |  | 19.28 | 38.56 | 0 | 0 | 0 | 0 | 0 | 7.48 | 0.10709 | 0 | 38.56 | 38.56 | 0 | 0 | 0 | 0 | 0 | 0.2 | 0 | 0 |  | 0 |  | 0
|  |  |  | 14.88 | 29.76 | 0 | 0 | 0 | 0 | 0 | 7.48 | 0.10709 | 0 | 29.76 | 29.76 | 0 | 0 | 0 | 0 | 0 | 0.2 | 0 | 0 |  | 0 |  | 0
|  |  |  | 14.56 | 29.12 | 0 | 0 | 0 | 0 | 0 | 7.48 | 0.10709 | 0 | 29.12 | 29.12 | 0 | 0 | 0 | 0 | 0 | 0.2 | 0 | 0 |  | 0 |  | 0
|  |  |  | 13.96 | 27.92 | 0 | 0 | 0 | 0 | 0 | 7.48 | 0.10709 | 0 | 27.92 | 27.92 | 0 | 0 | 0 | 0 | 0 | 0.2 | 0 | 0 |  | 0 |  | 0
|  |  |  | 16.6 | 33.2 | 0 | 0 | 0 | 0 | 0 | 7.48 | 0.10709 | 0 | 33.2 | 33.2 | 0 | 0 | 0 | 0 | 0 | 0.2 | 0 | 0 |  | 0 |  | 0
|  |  |  | 18.28 | 36.56 | 0 | 0 | 0 | 0 | 0 | 7.48 | 0.10709 | 0 | 36.56 | 36.56 | 0 | 0 | 0 | 0 | 0 | 0.2 | 0 | 0 |  | 0 |  | 0
|  |  |  | 16.24 | 32.48 | 0 | 0 | 0 | 0 | 0 | 7.48 | 0.10709 | 0 | 32.48 | 32.48 | 0 | 0 | 0 | 0 | 0 | 0.2 | 0 | 0 |  | 0 |  | 0
|  |  |  | 14.8 | 29.6 | 0 | 0 | 0 | 0 | 0 | 7.48 | 0.10709 | 0 | 29.6 | 29.6 | 0 | 0 | 0 | 0 | 0 | 0.2 | 0 | 0 |  | 0 |  | 0
|  |  |  | 16.36 | 32.72 | 0 | 0 | 0 | 0 | 0 | 7.48 | 0.10709 | 0 | 32.72 | 32.72 | 0 | 0 | 0 | 0 | 0 | 0.2 | 0 | 0 |  | 0 |  | 0
|  |  |  | 22.84 | 45.68 | 0 | 0 | 0 | 0 | 0 | 7.48 | 0.10709 | 0 | 45.68 | 45.68 | 0 | 0 | 0 | 0 | 0 | 0.2 | 0 | 0 |  | 0 |  | 0
|  |  |  | 23.4 | 46.8 | 0 | 0 | 0 | 0 | 0 | 7.48 | 0.10709 | 0 | 46.8 | 25.389 | 0 | 21.411 | 0 | 0 | 21.411 | 0.2 | 0 | 0 |  | 0 |  | 0
|  |  |  | 24.16 | 48.32 | 0 | 0 | 0 | 0 | 0 | 7.48 | 0.10709 | 0 | 48.32 | 1.436 | 0 | 46.884 | 0 | 0 | 46.884 | 0.2 | 0 | 0 |  | 0 |  | 0
|  |  |  | 26.48 | 52.96 | 0 | 0 | 0 | 0 | 0 | 7.48 | 0.10709 | 0 | 52.96 | 0 | 3.708 | 61.325 | 8.365 | 0 | 52.96 | 0.61636 | 0 | 0 |  | 0 |  | 0
|  |  |  | 28.92 | 57.84 | 0 | 0 | 0 | 0 | 0 | 7.48 | 0.10709 | 0 | 57.84 | 0 | 8.931 | 65.547 | 7.707 | 0 | 57.84 | 1 | 0 | 0 |  | 0 |  | 0
|  |  |  | 29.8 | 59.6 | 0 | 0 | 0 | 0 | 0 | 7.48 | 0.10709 | 0 | 59.6 | 0 | 20.321 | 59.6 | 0 | 0 | 59.6 | 1 | 0 | 0 |  | 0 |  | 0
|  |  |  | 26.52 | 53.04 | 0 | 0 | 0 | 0 | 0 | 7.48 | 0.10709 | 0 | 53.04 | 0 | 29.634 | 53.04 | 0 | 0 | 53.04 | 1 | 0 | 0 |  | 0 |  | 0
|  |  |  | 25.04 | 50.08 | 0 | 0 | 0 | 0 | 0 | 7.48 | 0.10709 | 0 | 50.08 | 0 | 27.065 | 50.08 | 0 | 0 | 50.08 | 1 | 0 | 0 |  | 0 |  | 0
|  |  |  | 24.72 | 49.44 | 0 | 0 | 0 | 0 | 0 | 7.48 | 0.10709 | 0 | 49.44 | 0 | 17.727 | 49.44 | 0 | 0 | 49.44 | 1 | 0 | 0 |  | 0 |  | 0
|  |  |  | 23.2 | 46.4 | 0 | 0 | 0 | 0 | 0 | 7.48 | 0.10709 | 0 | 46.4 | 0 | 2.884 | 46.4 | 0 | 0 | 46.4 | 1 | 0 | 0 |  | 0 |  | 0
|  |  |  | 25 | 50 | 0 | 0 | 0 | 0 | 0 | 7.48 | 0.10709 | 0 | 50 | 25.012 | 0 | 24.988 | 0 | 0 | 24.988 | 1 | 0 | 0 |  | 0 |  | 0
|  |  |  | 24.92 | 49.84 | 0 | 0 | 0 | 0 | 0 | 7.48 | 0.10709 | 0 | 49.84 | 46.118 | 0 | 3.722 | 0 | 0 | 3.722 | 1 | 0 | 0 |  | 0 |  | 0
|  |  |  | 25.56 | 51.12 | 0 | 0 | 0 | 0 | 0 | 7.48 | 0.10709 | 0 | 51.12 | 51.12 | 0 | 0 | 0 | 0 | 0 | 1 | 0 | 0 |  | 0 |  | 0
|  |  |  | 25.72 | 51.44 | 0 | 0 | 0 | 0 | 0 | 7.48 | 0.10709 | 0 | 51.44 | 51.44 | 0 | 0 | 0 | 0 | 0 | 1 | 0 | 0 |  | 0 |  | 0
|  |  |  | 24.56 | 49.12 | 0 | 0 | 0 | 0 | 0 | 7.48 | 0.10709 | 0 | 49.12 | 49.12 | 0 | 0 | 0 | 0 | 0 | 1 | 0 | 0 |  | 0 |  | 0
|  |  |  | 21.64 | 43.28 | 0 | 0 | 0 | 0 | 0 | 7.48 | 0.10709 | 0 | 43.28 | 43.28 | 0 | 0 | 0 | 0 | 0 | 1 | 0 | 0 |  | 0 |  | 0
|  |  |  | 16 | 32 | 0 | 0 | 0 | 0 | 0 | 7.48 | 0.10709 | 0 | 32 | 32 | 0 | 0 | 0 | 0 | 0 | 1 | 0 | 0 |  | 0 |  | 0
|  |  |  | 13.88 | 27.76 | 0 | 0 | 0 | 0 | 0 | 7.48 | 0.10709 | 0 | 27.76 | 27.76 | 0 | 0 | 0 | 0 | 0 | 1 | 0 | 0 |  | 0 |  | 0
|  |  |  | 13.56 | 27.12 | 0 | 0 | 0 | 0 | 0 | 7.48 | 0.10709 | 0 | 27.12 | 27.12 | 0 | 0 | 0 | 0 | 0 | 1 | 0 | 0 |  | 0 |  | 0
|  |  |  | 16.84 | 33.68 | 0 | 0 | 0 | 0 | 0 | 7.48 | 0.10709 | 0 | 33.68 | 33.68 | 0 | 0 | 0 | 0 | 0 | 1 | 0 | 0 |  | 0 |  | 0
|  |  |  | 18.16 | 36.32 | 0 | 0 | 0 | 0 | 0 | 7.48 | 0.10709 | 0 | 36.32 | 36.32 | 0 | 0 | 0 | 0 | 0 | 1 | 0 | 0 |  | 0 |  | 0
|  |  |  | 14.36 | 28.72 | 0 | 0 | 0 | 0 | 0 | 7.48 | 0.10709 | 0 | 28.72 | 28.72 | 0 | 0 | 0 | 0 | 0 | 1 | 0 | 0 |  | 0 |  | 0
|  |  |  | 13.2 | 26.4 | 0 | 0 | 0 | 0 | 0 | 7.48 | 0.10709 | 0 | 26.4 | 26.4 | 0 | 0 | 0 | 0 | 0 | 1 | 0 | 0 |  | 0 |  | 0
|  |  |  | 15 | 30 | 0 | 0 | 0 | 0 | 0 | 7.48 | 0.10709 | 0 | 30 | 30 | 0 | 0 | 0 | 0 | 0 | 1 | 0 | 0 |  | 0 |  | 0
|  |  |  | 21.72 | 43.44 | 0 | 0 | 0 | 0 | 0 | 7.48 | 0.10709 | 0 | 43.44 | 39.599 | 0 | 1.249 | 0 | 0 | 1.249 | 0.85641 | 0 | 2.592 |  | 0 |  | 0
|  |  |  | 22.88 | 45.76 | 0 | 0 | 0 | 0 | 0 | 7.48 | 0.10709 | 0 | 45.76 | 15.839 | 0 | 21.556 | 0 | 0 | 21.556 | 0.39304 | 0 | 8.365 |  | 0 |  | 0
|  |  |  | 25.56 | 51.12 | 0 | 0 | 0 | 0 | 0 | 7.48 | 0.10709 | 0 | 51.12 | 0 | 0 | 47.635 | 0 | 0 | 47.635 | 0.2 | 0 | 3.485 |  | 0 |  | 0
|  |  |  | 27.88 | 55.76 | 0 | 0 | 0 | 0 | 0 | 7.48 | 0.10709 | 0 | 55.76 | 0 | 3.236 | 64.125 | 8.365 | 0 | 55.76 | 0.61636 | 0 | 0 |  | 0 |  | 0
|  |  |  | 32.48 | 64.96 | 0 | 0 | 0 | 0 | 0 | 7.48 | 0.12502 | 0 | 64.96 | 0 | 8.212 | 72.667 | 7.707 | 0 | 64.96 | 1 | 0 | 0 |  | 0 |  | 0
|  |  |  | 33.52 | 67.04 | 0 | 0 | 0 | 0 | 0 | 7.48 | 0.12502 | 0 | 67.04 | 0 | 19.683 | 67.04 | 0 | 0 | 67.04 | 1 | 0 | 0 |  | 0 |  | 0
|  |  |  | 29 | 58 | 0 | 0 | 0 | 0 | 0 | 7.48 | 0.12502 | 0 | 58 | 0 | 27.232 | 58 | 0 | 0 | 58 | 1 | 0 | 0 |  | 0 |  | 0
|  |  |  | 27.56 | 55.12 | 0 | 0 | 0 | 0 | 0 | 12.23 | 0.12502 | 0 | 55.12 | 0 | 21.783 | 55.12 | 0 | 0 | 55.12 | 1 | 0 | 0 |  | 0 |  | 0
|  |  |  | 26.88 | 53.76 | 0 | 0 | 0 | 0 | 0 | 12.23 | 0.12502 | 0 | 53.76 | 0 | 0.58 | 53.76 | 0 | 0 | 53.76 | 1 | 0 | 0 |  | 0 |  | 0
|  |  |  | 25.64 | 51.28 | 0 | 0 | 0 | 0 | 0 | 12.23 | 0.12502 | 0 | 51.28 | 13.635 | 0 | 37.645 | 0 | 0 | 37.645 | 1 | 0 | 0 |  | 0 |  | 0
|  |  |  | 26.44 | 52.88 | 0 | 0 | 0 | 0 | 0 | 12.23 | 0.12502 | 0 | 52.88 | 27.808 | 0 | 25.072 | 0 | 0 | 25.072 | 1 | 0 | 0 |  | 0 |  | 0
|  |  |  | 26.04 | 52.08 | 0 | 0 | 0 | 0 | 0 | 7.48 | 0.12502 | 0 | 52.08 | 48.273 | 0 | 3.807 | 0 | 0 | 3.807 | 1 | 0 | 0 |  | 0 |  | 0
|  |  |  | 26.24 | 52.48 | 0 | 0 | 0 | 0 | 0 | 7.48 | 0.12502 | 0 | 52.48 | 46.403 | 0 | 0 | 0 | 0 | 0 | 0.66337 | 0 | 6.077 |  | 0 |  | 0
|  |  |  | 25.96 | 51.92 | 0 | 0 | 0 | 0 | 0 | 7.48 | 0.12502 | 0 | 51.92 | 43.555 | 0 | 0 | 0 | 0 | 0 | 0.2 | 0 | 8.365 |  | 0 |  | 0
|  |  |  | 25.92 | 51.84 | 0 | 0 | 0 | 0 | 0 | 7.48 | 0.10709 | 0 | 51.84 | 51.84 | 0 | 0 | 0 | 0 | 0 | 0.2 | 0 | 0 |  | 0 |  | 0
|  |  |  | 23.36 | 46.72 | 0 | 0 | 0 | 0 | 0 | 7.48 | 0.10709 | 0 | 46.72 | 46.72 | 0 | 0 | 0 | 0 | 0 | 0.2 | 0 | 0 |  | 0 |  | 0
|  |  |  | 20.96 | 41.92 | 0 | 0 | 0 | 0 | 0 | 7.48 | 0.10709 | 0 | 41.92 | 41.92 | 0 | 0 | 0 | 0 | 0 | 0.2 | 0 | 0 |  | 0 |  | 0
|  |  |  | 20.56 | 41.12 | 0 | 0 | 0 | 0 | 0 | 7.48 | 0.10709 | 0 | 41.12 | 41.12 | 0 | 0 | 0 | 0 | 0 | 0.2 | 0 | 0 |  | 0 |  | 0
|  |  |  | 19.96 | 39.92 | 0 | 0 | 0 | 0 | 0 | 7.48 | 0.10709 | 0 | 39.92 | 39.92 | 0 | 0 | 0 | 0 | 0 | 0.2 | 0 | 0 |  | 0 |  | 0
|  |  |  | 18.48 | 36.96 | 0 | 0 | 0 | 0 | 0 | 7.48 | 0.10709 | 0 | 36.96 | 36.96 | 0 | 0 | 0 | 0 | 0 | 0.2 | 0 | 0 |  | 0 |  | 0
|  |  |  | 14.8 | 29.6 | 0 | 0 | 0 | 0 | 0 | 7.48 | 0.10709 | 0 | 29.6 | 29.6 | 0 | 0 | 0 | 0 | 0 | 0.2 | 0 | 0 |  | 0 |  | 0
|  |  |  | 14.52 | 29.04 | 0 | 0 | 0 | 0 | 0 | 7.48 | 0.10709 | 0 | 29.04 | 29.04 | 0 | 0 | 0 | 0 | 0 | 0.2 | 0 | 0 |  | 0 |  | 0
|  |  |  | 14.96 | 29.92 | 0 | 0 | 0 | 0 | 0 | 7.48 | 0.10709 | 0 | 29.92 | 29.92 | 0 | 0 | 0 | 0 | 0 | 0.2 | 0 | 0 |  | 0 |  | 0
|  |  |  | 16.4 | 32.8 | 0 | 0 | 0 | 0 | 0 | 7.48 | 0.10709 | 0 | 32.8 | 32.8 | 0 | 0 | 0 | 0 | 0 | 0.2 | 0 | 0 |  | 0 |  | 0
|  |  |  | 23.68 | 47.36 | 0 | 0 | 0 | 0 | 0 | 7.48 | 0.10709 | 0 | 47.36 | 46.463 | 0 | 0.897 | 0 | 0 | 0.897 | 0.2 | 0 | 0 |  | 0 |  | 0
|  |  |  | 24.6 | 49.2 | 0 | 0 | 0 | 0 | 0 | 7.48 | 0.10709 | 0 | 49.2 | 27.728 | 0 | 21.472 | 0 | 0 | 21.472 | 0.2 | 0 | 0 |  | 0 |  | 0
|  |  |  | 27.36 | 54.72 | 0 | 0 | 0 | 0 | 0 | 7.48 | 0.10709 | 0 | 54.72 | 7.836 | 0 | 46.884 | 0 | 0 | 46.884 | 0.2 | 0 | 0 |  | 0 |  | 0
|  |  |  | 26.76 | 53.52 | 0 | 0 | 0 | 0 | 0 | 7.48 | 0.10709 | 0 | 53.52 | 0 | 4.591 | 61.885 | 8.365 | 0 | 53.52 | 0.61636 | 0 | 0 |  | 0 |  | 0
|  |  |  | 27.48 | 54.96 | 0 | 0 | 0 | 0 | 0 | 7.48 | 0.12502 | 0 | 54.96 | 0 | 15.884 | 62.667 | 7.707 | 0 | 54.96 | 1 | 0 | 0 |  | 0 |  | 0
|  |  |  | 27.92 | 55.84 | 0 | 0 | 0 | 0 | 0 | 7.48 | 0.12502 | 0 | 55.84 | 0 | 27.682 | 55.84 | 0 | 0 | 55.84 | 1 | 0 | 0 |  | 0 |  | 0
|  |  |  | 26.88 | 53.76 | 0 | 0 | 0 | 0 | 0 | 7.48 | 0.12502 | 0 | 53.76 | 0 | 29.69 | 53.76 | 0 | 0 | 53.76 | 1 | 0 | 0 |  | 0 |  | 0
|  |  |  | 25.44 | 50.88 | 0 | 0 | 0 | 0 | 0 | 12.23 | 0.12502 | 0 | 50.88 | 0 | 13.498 | 50.88 | 0 | 0 | 50.88 | 1 | 0 | 0 |  | 0 |  | 0
|  |  |  | 24.36 | 48.72 | 0 | 0 | 0 | 0 | 0 | 12.23 | 0.12502 | 0 | 48.72 | 0 | 8.796 | 48.72 | 0 | 0 | 48.72 | 1 | 0 | 0 |  | 0 |  | 0
|  |  |  | 25.04 | 50.08 | 0 | 0 | 0 | 0 | 0 | 12.23 | 0.12502 | 0 | 50.08 | 14.29 | 0 | 35.79 | 0 | 0 | 35.79 | 1 | 0 | 0 |  | 0 |  | 0
|  |  |  | 26.24 | 52.48 | 0 | 0 | 0 | 0 | 0 | 12.23 | 0.12502 | 0 | 52.48 | 34.209 | 0 | 18.271 | 0 | 0 | 18.271 | 1 | 0 | 0 |  | 0 |  | 0
|  |  |  | 26.08 | 52.16 | 0 | 0 | 0 | 0 | 0 | 7.48 | 0.12502 | 0 | 52.16 | 48.729 | 0 | 3.431 | 0 | 0 | 3.431 | 1 | 0 | 0 |  | 0 |  | 0
|  |  |  | 26.92 | 53.84 | 0 | 0 | 0 | 0 | 0 | 7.48 | 0.12502 | 0 | 53.84 | 47.763 | 0 | 0 | 0 | 0 | 0 | 0.66337 | 0 | 6.077 |  | 0 |  | 0
|  |  |  | 26.44 | 52.88 | 0 | 0 | 0 | 0 | 0 | 7.48 | 0.12502 | 0 | 52.88 | 44.515 | 0 | 0 | 0 | 0 | 0 | 0.2 | 0 | 8.365 |  | 0 |  | 0
|  |  |  | 25.44 | 50.88 | 0 | 0 | 0 | 0 | 0 | 7.48 | 0.10709 | 0 | 50.88 | 50.88 | 0 | 0 | 0 | 0 | 0 | 0.2 | 0 | 0 |  | 0 |  | 0
|  |  |  | 22.64 | 45.28 | 0 | 0 | 0 | 0 | 0 | 7.48 | 0.10709 | 0 | 45.28 | 45.28 | 0 | 0 | 0 | 0 | 0 | 0.2 | 0 | 0 |  | 0 |  | 0
|  |  |  | 20.08 | 40.16 | 0 | 0 | 0 | 0 | 0 | 7.48 | 0.10709 | 0 | 40.16 | 40.16 | 0 | 0 | 0 | 0 | 0 | 0.2 | 0 | 0 |  | 0 |  | 0
|  |  |  | 18 | 36 | 0 | 0 | 0 | 0 | 0 | 7.48 | 0.10709 | 0 | 36 | 36 | 0 | 0 | 0 | 0 | 0 | 0.2 | 0 | 0 |  | 0 |  | 0
|  |  |  | 17.12 | 34.24 | 0 | 0 | 0 | 0 | 0 | 7.48 | 0.10709 | 0 | 34.24 | 34.24 | 0 | 0 | 0 | 0 | 0 | 0.2 | 0 | 0 |  | 0 |  | 0
|  |  |  | 16.2 | 32.4 | 0 | 0 | 0 | 0 | 0 | 7.48 | 0.10709 | 0 | 32.4 | 32.4 | 0 | 0 | 0 | 0 | 0 | 0.2 | 0 | 0 |  | 0 |  | 0
|  |  |  | 15.4 | 30.8 | 0 | 0 | 0 | 0 | 0 | 7.48 | 0.10709 | 0 | 30.8 | 30.8 | 0 | 0 | 0 | 0 | 0 | 0.2 | 0 | 0 |  | 0 |  | 0
|  |  |  | 14.72 | 29.44 | 0 | 0 | 0 | 0 | 0 | 7.48 | 0.10709 | 0 | 29.44 | 29.44 | 0 | 0 | 0 | 0 | 0 | 0.2 | 0 | 0 |  | 0 |  | 0
|  |  |  | 15.96 | 31.92 | 0 | 0 | 0 | 0 | 0 | 7.48 | 0.10709 | 0 | 31.92 | 31.92 | 0 | 0 | 0 | 0 | 0 | 0.2 | 0 | 0 |  | 0 |  | 0
|  |  |  | 16.72 | 33.44 | 0 | 0 | 0 | 0 | 0 | 7.48 | 0.10709 | 0 | 33.44 | 33.44 | 0 | 0 | 0 | 0 | 0 | 0.2 | 0 | 0 |  | 0 |  | 0
|  |  |  | 16.4 | 32.8 | 0 | 0 | 0 | 0 | 0 | 7.48 | 0.10709 | 0 | 32.8 | 32.23 | 0 | 0.57 | 0 | 0 | 0.57 | 0.2 | 0 | 0 |  | 0 |  | 0
|  |  |  | 19.84 | 39.68 | 0 | 0 | 0 | 0 | 0 | 7.48 | 0.10709 | 0 | 39.68 | 25.022 | 0 | 14.658 | 0 | 0 | 14.658 | 0.2 | 0 | 0 |  | 0 |  | 0
|  |  |  | 21.8 | 43.6 | 0 | 0 | 0 | 0 | 0 | 7.48 | 0.10709 | 0 | 43.6 | 0.887 | 0 | 42.713 | 0 | 0 | 42.713 | 0.2 | 0 | 0 |  | 0 |  | 0
|  |  |  | 24.56 | 49.12 | 0 | 0 | 0 | 0 | 0 | 7.48 | 0.10709 | 0 | 49.12 | 0 | 0 | 55.637 | 6.517 | 0 | 49.12 | 0.5244 | 0 | 0 |  | 0 |  | 0
|  |  |  | 24.5333 | 49.0667 | 0 | 0 | 0 | 0 | 0 | 7.48 | 0.12502 | 0 | 49.067 | 0 | 13.882 | 57.432 | 8.365 | 0 | 49.067 | 0.94076 | 0 | 0 |  | 0 |  | 0
|  |  |  | 25.2133 | 50.4267 | 0 | 0 | 0 | 0 | 0 | 7.48 | 0.12502 | 0 | 50.427 | 0 | 3.426 | 51.617 | 1.19 | 0 | 50.427 | 1 | 0 | 0 |  | 0 |  | 0
|  |  |  | 24.12 | 48.24 | 0 | 0 | 0 | 0 | 0 | 7.48 | 0.12502 | 0 | 48.24 | 0 | 19.545 | 48.24 | 0 | 0 | 48.24 | 1 | 0 | 0 |  | 0 |  | 0
|  |  |  | 23.9067 | 47.8133 | 0 | 0 | 0 | 0 | 0 | 12.23 | 0.12502 | 0 | 47.813 | 0 | 16.699 | 47.813 | 0 | 0 | 47.813 | 1 | 0 | 0 |  | 0 |  | 0
|  |  |  | 24.1067 | 48.2133 | 0 | 0 | 0 | 0 | 0 | 12.23 | 0.12502 | 0 | 48.213 | 0 | 1.156 | 48.213 | 0 | 0 | 48.213 | 1 | 0 | 0 |  | 0 |  | 0
|  |  |  | 23.84 | 47.68 | 0 | 0 | 0 | 0 | 0 | 12.23 | 0.12502 | 0 | 47.68 | 13.03 | 0 | 34.65 | 0 | 0 | 34.65 | 1 | 0 | 0 |  | 0 |  | 0
|  |  |  | 26.28 | 52.56 | 0 | 0 | 0 | 0 | 0 | 12.23 | 0.12502 | 0 | 52.56 | 40.643 | 0 | 3.552 | 0 | 0 | 3.552 | 0.53663 | 0 | 8.365 |  | 0 |  | 0
|  |  |  | 27.16 | 54.32 | 0 | 0 | 0 | 0 | 0 | 7.48 | 0.12502 | 0 | 54.32 | 52.514 | 0 | 1.806 | 0 | 0 | 1.806 | 0.53663 | 0 | 0 |  | 0 |  | 0
|  |  |  | 23.56 | 47.12 | 0 | 0 | 0 | 0 | 0 | 7.48 | 0.12502 | 0 | 47.12 | 47.12 | 0 | 0 | 0 | 0 | 0 | 0.53663 | 0 | 0 |  | 0 |  | 0
|  |  |  | 21.56 | 43.12 | 0 | 0 | 0 | 0 | 0 | 7.48 | 0.12502 | 0 | 43.12 | 37.043 | 0 | 0 | 0 | 0 | 0 | 0.2 | 0 | 6.077 |  | 0 |  | 0
|  |  |  | 21.8 | 43.6 | 0 | 0 | 0 | 0 | 0 | 7.48 | 0.10709 | 0 | 43.6 | 43.6 | 0 | 0 | 0 | 0 | 0 | 0.2 | 0 | 0 |  | 0 |  | 0
|  |  |  | 21.92 | 43.84 | 0 | 0 | 0 | 0 | 0 | 7.48 | 0.10709 | 0 | 43.84 | 43.84 | 0 | 0 | 0 | 0 | 0 | 0.2 | 0 | 0 |  | 0 |  | 0
|  |  |  | 17.28 | 34.56 | 0 | 0 | 0 | 0 | 0 | 7.48 | 0.10709 | 0 | 34.56 | 34.56 | 0 | 0 | 0 | 0 | 0 | 0.2 | 0 | 0 |  | 0 |  | 0
|  |  |  | 12.88 | 25.76 | 0 | 0 | 0 | 0 | 0 | 7.48 | 0.10709 | 0 | 25.76 | 25.76 | 0 | 0 | 0 | 0 | 0 | 0.2 | 0 | 0 |  | 0 |  | 0
|  |  |  | 15.68 | 31.36 | 0 | 0 | 0 | 0 | 0 | 7.48 | 0.10709 | 0 | 31.36 | 31.36 | 0 | 0 | 0 | 0 | 0 | 0.2 | 0 | 0 |  | 0 |  | 0
|  |  |  | 14.84 | 29.68 | 0 | 0 | 0 | 0 | 0 | 7.48 | 0.10709 | 0 | 29.68 | 29.68 | 0 | 0 | 0 | 0 | 0 | 0.2 | 0 | 0 |  | 0 |  | 0
|  |  |  | 17.72 | 35.44 | 0 | 0 | 0 | 0 | 0 | 7.48 | 0.10709 | 0 | 35.44 | 35.44 | 0 | 0 | 0 | 0 | 0 | 0.2 | 0 | 0 |  | 0 |  | 0
|  |  |  | 18.36 | 36.72 | 0 | 0 | 0 | 0 | 0 | 7.48 | 0.10709 | 0 | 36.72 | 36.72 | 0 | 0 | 0 | 0 | 0 | 0.2 | 0 | 0 |  | 0 |  | 0
|  |  |  | 17.08 | 34.16 | 0 | 0 | 0 | 0 | 0 | 7.48 | 0.10709 | 0 | 34.16 | 34.16 | 0 | 0 | 0 | 0 | 0 | 0.2 | 0 | 0 |  | 0 |  | 0
|  |  |  | 16.84 | 33.68 | 0 | 0 | 0 | 0 | 0 | 7.48 | 0.10709 | 0 | 33.68 | 33.68 | 0 | 0 | 0 | 0 | 0 | 0.2 | 0 | 0 |  | 0 |  | 0
|  |  |  | 16.4 | 32.8 | 0 | 0 | 0 | 0 | 0 | 7.48 | 0.10709 | 0 | 32.8 | 31.284 | 0 | 1.516 | 0 | 0 | 1.516 | 0.2 | 0 | 0 |  | 0 |  | 0
|  |  |  | 16.76 | 33.52 | 0 | 0 | 0 | 0 | 0 | 7.48 | 0.10709 | 0 | 33.52 | 11.951 | 0 | 21.569 | 0 | 0 | 21.569 | 0.2 | 0 | 0 |  | 0 |  | 0
|  |  |  | 21.88 | 43.76 | 0 | 0 | 0 | 0 | 0 | 7.48 | 0.10709 | 0 | 43.76 | 0 | 0 | 44.665 | 0.905 | 0 | 43.76 | 0.24504 | 0 | 0 |  | 0 |  | 0
|  |  |  | 23.92 | 47.84 | 0 | 0 | 0 | 0 | 0 | 7.48 | 0.10709 | 0 | 47.84 | 0 | 5.882 | 56.205 | 8.365 | 0 | 47.84 | 0.6614 | 0 | 0 |  | 0 |  | 0
|  |  |  | 23.16 | 46.32 | 0 | 0 | 0 | 0 | 0 | 7.48 | 0.12502 | 0 | 46.32 | 0 | 20.483 | 53.122 | 6.802 | 0 | 46.32 | 1 | 0 | 0 |  | 0 |  | 0
|  |  |  | 22.84 | 45.68 | 0 | 0 | 0 | 0 | 0 | 7.48 | 0.12502 | 0 | 45.68 | 0 | 33.381 | 45.68 | 0 | 0 | 45.68 | 1 | 0 | 0 |  | 0 |  | 0
|  |  |  | 23.04 | 46.08 | 0 | 0 | 0 | 0 | 0 | 7.48 | 0.12502 | 0 | 46.08 | 0 | 32.944 | 46.08 | 0 | 0 | 46.08 | 1 | 0 | 0 |  | 0 |  | 0
|  |  |  | 22.84 | 45.68 | 0 | 0 | 0 | 0 | 0 | 12.23 | 0.12502 | 0 | 45.68 | 0 | 29.707 | 45.68 | 0 | 0 | 45.68 | 1 | 0 | 0 |  | 0 |  | 0
|  |  |  | 23.02 | 46.04 | 0 | 0 | 0 | 0 | 0 | 12.23 | 0.12502 | 0 | 46.04 | 0 | 11.185 | 46.04 | 0 | 0 | 46.04 | 1 | 0 | 0 |  | 0 |  | 0
|  |  |  | 22.84 | 45.68 | 0 | 0 | 0 | 0 | 0 | 12.23 | 0.12502 | 0 | 45.68 | 7.574 | 0 | 38.106 | 0 | 0 | 38.106 | 1 | 0 | 0 |  | 0 |  | 0
|  |  |  | 24.6 | 49.2 | 0 | 0 | 0 | 0 | 0 | 12.23 | 0.12502 | 0 | 49.2 | 30.517 | 0 | 18.683 | 0 | 0 | 18.683 | 1 | 0 | 0 |  | 0 |  | 0
|  |  |  | 23.32 | 46.64 | 0 | 0 | 0 | 0 | 0 | 7.48 | 0.12502 | 0 | 46.64 | 42.809 | 0 | 3.831 | 0 | 0 | 3.831 | 1 | 0 | 0 |  | 0 |  | 0
|  |  |  | 21.32 | 42.64 | 0 | 0 | 0 | 0 | 0 | 7.48 | 0.12502 | 0 | 42.64 | 36.563 | 0 | 0 | 0 | 0 | 0 | 0.66337 | 0 | 6.077 |  | 0 |  | 0
|  |  |  | 17 | 34 | 0 | 0 | 0 | 0 | 0 | 7.48 | 0.12502 | 0 | 34 | 25.635 | 0 | 0 | 0 | 0 | 0 | 0.2 | 0 | 8.365 |  | 0 |  | 0
|  |  |  | 16.56 | 33.12 | 0 | 0 | 0 | 0 | 0 | 7.48 | 0.10709 | 5.185 | 33.12 | 33.12 | 0 | 0 | 0 | 0 | 0 | 0.4581 | 0 | 0 |  | 0 |  | 0
|  |  |  | 18.44 | 36.88 | 0 | 0 | 0 | 0 | 0 | 7.48 | 0.10709 | 0 | 36.88 | 36.88 | 0 | 0 | 0 | 0 | 0 | 0.4581 | 0 | 0 |  | 0 |  | 0
|  |  |  | 16.52 | 33.04 | 0 | 0 | 0 | 0 | 0 | 7.48 | 0.10709 | 0 | 33.04 | 33.04 | 0 | 0 | 0 | 0 | 0 | 0.4581 | 0 | 0 |  | 0 |  | 0
|  |  |  | 11.4 | 22.8 | 0 | 0 | 0 | 0 | 0 | 7.48 | 0.10709 | 0 | 22.8 | 22.8 | 0 | 0 | 0 | 0 | 0 | 0.4581 | 0 | 0 |  | 0 |  | 0
|  |  |  | 10 | 20 | 0 | 0 | 0 | 0 | 0 | 7.48 | 0.10709 | 0 | 20 | 20 | 0 | 0 | 0 | 0 | 0 | 0.4581 | 0 | 0 |  | 0 |  | 0
|  |  |  | 13.04 | 26.08 | 0 | 0 | 0 | 0 | 0 | 7.48 | 0.10709 | 0 | 26.08 | 26.08 | 0 | 0 | 0 | 0 | 0 | 0.4581 | 0 | 0 |  | 0 |  | 0
|  |  |  | 14.88 | 29.76 | 0 | 0 | 0 | 0 | 0 | 7.48 | 0.10709 | 0 | 29.76 | 29.76 | 0 | 0 | 0 | 0 | 0 | 0.4581 | 0 | 0 |  | 0 |  | 0
|  |  |  | 16.44 | 32.88 | 0 | 0 | 0 | 0 | 0 | 7.48 | 0.10709 | 0 | 32.88 | 32.88 | 0 | 0 | 0 | 0 | 0 | 0.4581 | 0 | 0 |  | 0 |  | 0
|  |  |  | 16.16 | 32.32 | 0 | 0 | 0 | 0 | 0 | 7.48 | 0.10709 | 0 | 32.32 | 32.32 | 0 | 0 | 0 | 0 | 0 | 0.4581 | 0 | 0 |  | 0 |  | 0
|  |  |  | 17.08 | 34.16 | 0 | 0 | 0 | 0 | 0 | 7.48 | 0.10709 | 0 | 34.16 | 34.16 | 0 | 0 | 0 | 0 | 0 | 0.4581 | 0 | 0 |  | 0 |  | 0
|  |  |  | 22.64 | 45.28 | 0 | 0 | 0 | 0 | 0 | 7.48 | 0.10709 | 0 | 45.28 | 45.28 | 0 | 0 | 0 | 0 | 0 | 0.4581 | 0 | 0 |  | 0 |  | 0
|  |  |  | 25.92 | 51.84 | 0 | 0 | 0 | 0 | 0 | 7.48 | 0.10709 | 0 | 51.84 | 47.366 | 0 | 4.474 | 0 | 0 | 4.474 | 0.4581 | 0 | 0 |  | 0 |  | 0
|  |  |  | 28.72 | 57.44 | 0 | 0 | 0 | 0 | 0 | 7.48 | 0.10709 | 0 | 57.44 | 31.604 | 0 | 25.836 | 0 | 0 | 25.836 | 0.4581 | 0 | 0 |  | 0 |  | 0
|  |  |  | 29.56 | 59.12 | 0 | 0 | 0 | 0 | 0 | 7.48 | 0.10709 | 0 | 59.12 | 6.756 | 0 | 52.364 | 0 | 0 | 52.364 | 0.4581 | 0 | 0 |  | 0 |  | 0
|  |  |  | 34.24 | 68.48 | 0 | 0 | 0 | 0 | 0 | 7.48 | 0.12502 | 0 | 68.48 | 0 | 0 | 63.821 | 0 | 0 | 63.821 | 0.2 | 0 | 4.659 |  | 0 |  | 0
|  |  |  | 33.24 | 66.48 | 0 | 0 | 0 | 0 | 0 | 7.48 | 0.12502 | 0 | 66.48 | 0 | 4.677 | 74.845 | 8.365 | 0 | 66.48 | 0.61636 | 0 | 0 |  | 0 |  | 0
|  |  |  | 29 | 58 | 0 | 0 | 0 | 0 | 0 | 7.48 | 0.12502 | 0 | 58 | 0 | 15.124 | 65.707 | 7.707 | 0 | 58 | 1 | 0 | 0 |  | 0 |  | 0
|  |  |  | 26.08 | 52.16 | 0 | 0 | 0 | 0 | 0 | 12.23 | 0.12502 | 0 | 52.16 | 0 | 23.676 | 52.16 | 0 | 0 | 52.16 | 1 | 0 | 0 |  | 0 |  | 0
|  |  |  | 23.72 | 47.44 | 0 | 0 | 0 | 0 | 0 | 12.23 | 0.12502 | 0 | 47.44 | 0 | 10.379 | 47.44 | 0 | 0 | 47.44 | 1 | 0 | 0 |  | 0 |  | 0
|  |  |  | 22.08 | 44.16 | 0 | 0 | 0 | 0 | 0 | 12.23 | 0.12502 | 0 | 44.16 | 0 | 2.481 | 44.16 | 0 | 0 | 44.16 | 1 | 0 | 0 |  | 0 |  | 0
|  |  |  | 23.88 | 47.76 | 0 | 0 | 0 | 0 | 0 | 12.23 | 0.12502 | 0 | 47.76 | 28.119 | 0 | 19.641 | 0 | 0 | 19.641 | 1 | 0 | 0 |  | 0 |  | 0
|  |  |  | 26.28 | 52.56 | 0 | 0 | 0 | 0 | 0 | 7.48 | 0.12502 | 0 | 52.56 | 49.638 | 0 | 2.922 | 0 | 0 | 2.922 | 1 | 0 | 0 |  | 0 |  | 0
|  |  |  | 27.28 | 54.56 | 0 | 0 | 0 | 0 | 0 | 7.48 | 0.12502 | 0 | 54.56 | 48.483 | 0 | 0 | 0 | 0 | 0 | 0.66337 | 0 | 6.077 |  | 0 |  | 0
|  |  |  | 27.08 | 54.16 | 0 | 0 | 0 | 0 | 0 | 7.48 | 0.12502 | 0 | 54.16 | 45.795 | 0 | 0 | 0 | 0 | 0 | 0.2 | 0 | 8.365 |  | 0 |  | 0
|  |  |  | 27.2 | 54.4 | 0 | 0 | 0 | 0 | 0 | 7.48 | 0.10709 | 0 | 54.4 | 54.4 | 0 | 0 | 0 | 0 | 0 | 0.2 | 0 | 0 |  | 0 |  | 0
|  |  |  | 25.12 | 50.24 | 0 | 0 | 0 | 0 | 0 | 7.48 | 0.10709 | 0 | 50.24 | 50.24 | 0 | 0 | 0 | 0 | 0 | 0.2 | 0 | 0 |  | 0 |  | 0
|  |  |  | 18.56 | 37.12 | 0 | 0 | 0 | 0 | 0 | 7.48 | 0.10709 | 0 | 37.12 | 37.12 | 0 | 0 | 0 | 0 | 0 | 0.2 | 0 | 0 |  | 0 |  | 0
|  |  |  | 12.08 | 24.16 | 0 | 0 | 0 | 0 | 0 | 7.48 | 0.10709 | 0 | 24.16 | 24.16 | 0 | 0 | 0 | 0 | 0 | 0.2 | 0 | 0 |  | 0 |  | 0
|  |  |  | 10.28 | 20.56 | 0 | 0 | 0 | 0 | 0 | 7.48 | 0.10709 | 0 | 20.56 | 20.56 | 0 | 0 | 0 | 0 | 0 | 0.2 | 0 | 0 |  | 0 |  | 0
|  |  |  | 13.16 | 26.32 | 0 | 0 | 0 | 0 | 0 | 7.48 | 0.10709 | 0 | 26.32 | 26.32 | 0 | 0 | 0 | 0 | 0 | 0.2 | 0 | 0 |  | 0 |  | 0
|  |  |  | 16.32 | 32.64 | 0 | 0 | 0 | 0 | 0 | 7.48 | 0.10709 | 0 | 32.64 | 32.64 | 0 | 0 | 0 | 0 | 0 | 0.2 | 0 | 0 |  | 0 |  | 0
|  |  |  | 16.68 | 33.36 | 0 | 0 | 0 | 0 | 0 | 7.48 | 0.10709 | 0 | 33.36 | 33.36 | 0 | 0 | 0 | 0 | 0 | 0.2 | 0 | 0 |  | 0 |  | 0
|  |  |  | 16.12 | 32.24 | 0 | 0 | 0 | 0 | 0 | 7.48 | 0.10709 | 0 | 32.24 | 32.24 | 0 | 0 | 0 | 0 | 0 | 0.2 | 0 | 0 |  | 0 |  | 0
|  |  |  | 17.6 | 35.2 | 0 | 0 | 0 | 0 | 0 | 7.48 | 0.10709 | 0 | 35.2 | 35.2 | 0 | 0 | 0 | 0 | 0 | 0.2 | 0 | 0 |  | 0 |  | 0
|  |  |  | 21.88 | 43.76 | 0 | 0 | 0 | 0 | 0 | 7.48 | 0.10709 | 0 | 43.76 | 43.76 | 0 | 0 | 0 | 0 | 0 | 0.2 | 0 | 0 |  | 0 |  | 0
|  |  |  | 23.96 | 47.92 | 0 | 0 | 0 | 0 | 0 | 7.48 | 0.10709 | 0 | 47.92 | 34.729 | 0 | 13.191 | 0 | 0 | 13.191 | 0.2 | 0 | 0 |  | 0 |  | 0
|  |  |  | 26 | 52 | 0 | 0 | 0 | 0 | 0 | 7.48 | 0.10709 | 0 | 52 | 23.412 | 0 | 28.588 | 0 | 0 | 28.588 | 0.2 | 0 | 0 |  | 0 |  | 0
|  |  |  | 26.6 | 53.2 | 0 | 0 | 0 | 0 | 0 | 7.48 | 0.10709 | 0 | 53.2 | 7.444 | 0 | 45.756 | 0 | 0 | 45.756 | 0.2 | 0 | 0 |  | 0 |  | 0
|  |  |  | 27.4 | 54.8 | 0 | 0 | 0 | 0 | 0 | 7.48 | 0.10709 | 0 | 54.8 | 0 | 0 | 59.686 | 4.886 | 0 | 54.8 | 0.44323 | 0 | 0 |  | 0 |  | 0
|  |  |  | 27.4 | 54.8 | 0 | 0 | 0 | 0 | 0 | 7.48 | 0.10709 | 0 | 54.8 | 0 | 0 | 62.524 | 7.724 | 0 | 54.8 | 0.82768 | 0 | 0 |  | 0 |  | 0
|  |  |  | 25.56 | 51.12 | 0 | 0 | 0 | 0 | 0 | 7.48 | 0.10709 | 0 | 51.12 | 0 | 25.74 | 54.582 | 3.462 | 0 | 51.12 | 1 | 0 | 0 |  | 0 |  | 0
|  |  |  | 24.8 | 49.6 | 0 | 0 | 0 | 0 | 0 | 7.48 | 0.10709 | 0 | 49.6 | 0 | 14.087 | 49.6 | 0 | 0 | 49.6 | 1 | 0 | 0 |  | 0 |  | 0
|  |  |  | 23.24 | 46.48 | 0 | 0 | 0 | 0 | 0 | 7.48 | 0.10709 | 0 | 46.48 | 0 | 3.216 | 46.48 | 0 | 0 | 46.48 | 1 | 0 | 0 |  | 0 |  | 0
|  |  |  | 22.88 | 45.76 | 0 | 0 | 0 | 0 | 0 | 7.48 | 0.10709 | 0 | 45.76 | 2.089 | 0 | 43.671 | 0 | 0 | 43.671 | 1 | 0 | 0 |  | 0 |  | 0
|  |  |  | 25.72 | 51.44 | 0 | 0 | 0 | 0 | 0 | 7.48 | 0.10709 | 0 | 51.44 | 27.046 | 0 | 24.394 | 0 | 0 | 24.394 | 1 | 0 | 0 |  | 0 |  | 0
|  |  |  | 26.44 | 52.88 | 0 | 0 | 0 | 0 | 0 | 7.48 | 0.10709 | 0 | 52.88 | 49.025 | 0 | 3.855 | 0 | 0 | 3.855 | 1 | 0 | 0 |  | 0 |  | 0
|  |  |  | 26.08 | 52.16 | 0 | 0 | 0 | 0 | 0 | 7.48 | 0.10709 | 0 | 52.16 | 52.16 | 0 | 0 | 0 | 0 | 0 | 1 | 0 | 0 |  | 0 |  | 0
|  |  |  | 26.08 | 52.16 | 0 | 0 | 0 | 0 | 0 | 7.48 | 0.10709 | 0 | 52.16 | 52.16 | 0 | 0 | 0 | 0 | 0 | 1 | 0 | 0 |  | 0 |  | 0
|  |  |  | 25.56 | 51.12 | 0 | 0 | 0 | 0 | 0 | 7.48 | 0.10709 | 0 | 51.12 | 51.12 | 0 | 0 | 0 | 0 | 0 | 1 | 0 | 0 |  | 0 |  | 0
|  |  |  | 19.84 | 39.68 | 0 | 0 | 0 | 0 | 0 | 7.48 | 0.10709 | 0 | 39.68 | 39.68 | 0 | 0 | 0 | 0 | 0 | 1 | 0 | 0 |  | 0 |  | 0
|  |  |  | 15.12 | 30.24 | 0 | 0 | 0 | 0 | 0 | 7.48 | 0.10709 | 0 | 30.24 | 30.24 | 0 | 0 | 0 | 0 | 0 | 1 | 0 | 0 |  | 0 |  | 0
|  |  |  | 10.4 | 20.8 | 0 | 0 | 0 | 0 | 0 | 7.48 | 0.10709 | 0 | 20.8 | 20.8 | 0 | 0 | 0 | 0 | 0 | 1 | 0 | 0 |  | 0 |  | 0
|  |  |  | 8.52 | 17.04 | 0 | 0 | 0 | 0 | 0 | 7.48 | 0.10709 | 0 | 17.04 | 17.04 | 0 | 0 | 0 | 0 | 0 | 1 | 0 | 0 |  | 0 |  | 0
|  |  |  | 10.48 | 20.96 | 0 | 0 | 0 | 0 | 0 | 7.48 | 0.10709 | 0 | 20.96 | 20.96 | 0 | 0 | 0 | 0 | 0 | 1 | 0 | 0 |  | 0 |  | 0
|  |  |  | 13.4 | 26.8 | 0 | 0 | 0 | 0 | 0 | 7.48 | 0.10709 | 0 | 26.8 | 26.8 | 0 | 0 | 0 | 0 | 0 | 1 | 0 | 0 |  | 0 |  | 0
|  |  |  | 15.08 | 30.16 | 0 | 0 | 0 | 0 | 0 | 7.48 | 0.10709 | 0 | 30.16 | 30.16 | 0 | 0 | 0 | 0 | 0 | 1 | 0 | 0 |  | 0 |  | 0
|  |  |  | 15.52 | 31.04 | 0 | 0 | 0 | 0 | 0 | 7.48 | 0.10709 | 0 | 31.04 | 31.04 | 0 | 0 | 0 | 0 | 0 | 1 | 0 | 0 |  | 0 |  | 0
|  |  |  | 17 | 34 | 0 | 0 | 0 | 0 | 0 | 7.48 | 0.10709 | 0 | 34 | 34 | 0 | 0 | 0 | 0 | 0 | 1 | 0 | 0 |  | 0 |  | 0
|  |  |  | 22.36 | 44.72 | 0 | 0 | 0 | 0 | 0 | 7.48 | 0.10709 | 0 | 44.72 | 42.441 | 0 | 2.279 | 0 | 0 | 2.279 | 1 | 0 | 0 |  | 0 |  | 0
|  |  |  | 23.8 | 47.6 | 0 | 0 | 0 | 0 | 0 | 7.48 | 0.10709 | 0 | 47.6 | 20.318 | 0 | 22.163 | 0 | 0 | 22.163 | 0.71641 | 0 | 5.119 |  | 0 |  | 0
|  |  |  | 29 | 58 | 0 | 0 | 0 | 0 | 0 | 7.48 | 0.10709 | 0 | 58 | 4.073 | 0 | 45.562 | 0 | 0 | 45.562 | 0.25304 | 0 | 8.365 |  | 0 |  | 0
|  |  |  | 32.28 | 64.56 | 0 | 0 | 0 | 0 | 0 | 7.48 | 0.10709 | 0 | 64.56 | 0 | 0 | 63.603 | 0 | 0 | 63.603 | 0.2 | 0 | 0.957 |  | 0 |  | 0
|  |  |  | 33.92 | 67.84 | 0 | 0 | 0 | 0 | 0 | 7.48 | 0.10709 | 0 | 67.84 | 0 | 0 | 70.016 | 2.176 | 0 | 67.84 | 0.30832 | 0 | 0 |  | 0 |  | 0
|  |  |  | 32.64 | 65.28 | 0 | 0 | 0 | 0 | 0 | 7.48 | 0.10709 | 0 | 65.28 | 0 | 0 | 73.193 | 7.913 | 0 | 65.28 | 0.70218 | 0 | 0 |  | 0 |  | 0
|  |  |  | 29.48 | 58.96 | 0 | 0 | 0 | 0 | 0 | 7.48 | 0.10709 | 0 | 58.96 | 0 | 8.395 | 64.943 | 5.983 | 0 | 58.96 | 1 | 0 | 0 |  | 0 |  | 0
|  |  |  | 28 | 56 | 0 | 0 | 0 | 0 | 0 | 7.48 | 0.10709 | 0 | 56 | 0 | 12.113 | 56 | 0 | 0 | 56 | 1 | 0 | 0 |  | 0 |  | 0
|  |  |  | 27.12 | 54.24 | 0 | 0 | 0 | 0 | 0 | 7.48 | 0.10709 | 0 | 54.24 | 0 | 13.254 | 54.24 | 0 | 0 | 54.24 | 1 | 0 | 0 |  | 0 |  | 0
|  |  |  | 25.6 | 51.2 | 0 | 0 | 0 | 0 | 0 | 7.48 | 0.10709 | 0 | 51.2 | 2.11 | 0 | 49.09 | 0 | 0 | 49.09 | 1 | 0 | 0 |  | 0 |  | 0
|  |  |  | 25.84 | 51.68 | 0 | 0 | 0 | 0 | 0 | 7.48 | 0.10709 | 0 | 51.68 | 25.904 | 0 | 25.776 | 0 | 0 | 25.776 | 1 | 0 | 0 |  | 0 |  | 0
|  |  |  | 26.36 | 52.72 | 0 | 0 | 0 | 0 | 0 | 7.48 | 0.10709 | 0 | 52.72 | 48.44 | 0 | 4.28 | 0 | 0 | 4.28 | 1 | 0 | 0 |  | 0 |  | 0
|  |  |  | 26 | 52 | 0 | 0 | 0 | 0 | 0 | 7.48 | 0.10709 | 0 | 52 | 52 | 0 | 0 | 0 | 0 | 0 | 1 | 0 | 0 |  | 0 |  | 0
|  |  |  | 26.28 | 52.56 | 0 | 0 | 0 | 0 | 0 | 7.48 | 0.10709 | 0 | 52.56 | 52.56 | 0 | 0 | 0 | 0 | 0 | 1 | 0 | 0 |  | 0 |  | 0
|  |  |  | 25.1333 | 50.2667 | 0 | 0 | 0 | 0 | 0 | 7.48 | 0.10709 | 0 | 50.267 | 50.267 | 0 | 0 | 0 | 0 | 0 | 1 | 0 | 0 |  | 0 |  | 0
|  |  |  | 22.04 | 44.08 | 0 | 0 | 0 | 0 | 0 | 7.48 | 0.10709 | 0 | 44.08 | 44.08 | 0 | 0 | 0 | 0 | 0 | 1 | 0 | 0 |  | 0 |  | 0
|  |  |  | 18.2267 | 36.4533 | 0 | 0 | 0 | 0 | 0 | 7.48 | 0.10709 | 0 | 36.453 | 36.453 | 0 | 0 | 0 | 0 | 0 | 1 | 0 | 0 |  | 0 |  | 0
|  |  |  | 16.04 | 32.08 | 0 | 0 | 0 | 0 | 0 | 7.48 | 0.10709 | 0 | 32.08 | 32.08 | 0 | 0 | 0 | 0 | 0 | 1 | 0 | 0 |  | 0 |  | 0
|  |  |  | 13.0133 | 26.0267 | 0 | 0 | 0 | 0 | 0 | 7.48 | 0.10709 | 0 | 26.027 | 26.027 | 0 | 0 | 0 | 0 | 0 | 1 | 0 | 0 |  | 0 |  | 0
|  |  |  | 10.76 | 21.52 | 0 | 0 | 0 | 0 | 0 | 7.48 | 0.10709 | 0 | 21.52 | 21.52 | 0 | 0 | 0 | 0 | 0 | 1 | 0 | 0 |  | 0 |  | 0
|  |  |  | 13.64 | 27.28 | 0 | 0 | 0 | 0 | 0 | 7.48 | 0.10709 | 0 | 27.28 | 27.28 | 0 | 0 | 0 | 0 | 0 | 1 | 0 | 0 |  | 0 |  | 0
|  |  |  | 14.96 | 29.92 | 0 | 0 | 0 | 0 | 0 | 7.48 | 0.10709 | 0 | 29.92 | 29.92 | 0 | 0 | 0 | 0 | 0 | 1 | 0 | 0 |  | 0 |  | 0
|  |  |  | 15.72 | 31.44 | 0 | 0 | 0 | 0 | 0 | 7.48 | 0.10709 | 0 | 31.44 | 31.44 | 0 | 0 | 0 | 0 | 0 | 1 | 0 | 0 |  | 0 |  | 0
|  |  |  | 15.6 | 31.2 | 0 | 0 | 0 | 0 | 0 | 7.48 | 0.10709 | 0 | 31.2 | 31.2 | 0 | 0 | 0 | 0 | 0 | 1 | 0 | 0 |  | 0 |  | 0
|  |  |  | 19.92 | 39.84 | 0 | 0 | 0 | 0 | 0 | 7.48 | 0.10709 | 0 | 39.84 | 39.84 | 0 | 0 | 0 | 0 | 0 | 1 | 0 | 0 |  | 0 |  | 0
|  |  |  | 23.08 | 46.16 | 0 | 0 | 0 | 0 | 0 | 7.48 | 0.10709 | 0 | 46.16 | 38.38 | 0 | 4.11 | 0 | 0 | 4.11 | 0.79672 | 0 | 3.67 |  | 0 |  | 0
|  |  |  | 26.8 | 53.6 | 0 | 0 | 0 | 0 | 0 | 7.48 | 0.10709 | 0 | 53.6 | 30.432 | 0 | 14.803 | 0 | 0 | 14.803 | 0.33335 | 0 | 8.365 |  | 0 |  | 0
|  |  |  | 27.44 | 54.88 | 0 | 0 | 0 | 0 | 0 | 7.48 | 0.10709 | 0 | 54.88 | 0 | 0 | 52.473 | 0 | 0 | 52.473 | 0.2 | 0 | 2.407 |  | 0 |  | 0
|  |  |  | 29.16 | 58.32 | 0 | 0 | 0 | 0 | 0 | 7.48 | 0.12502 | 0 | 58.32 | 0 | 0 | 62.548 | 4.228 | 0 | 58.32 | 0.41044 | 0 | 0 |  | 0 |  | 0
|  |  |  | 31.84 | 63.68 | 0 | 0 | 0 | 0 | 0 | 7.48 | 0.12502 | 0 | 63.68 | 0 | 1.972 | 72.045 | 8.365 | 0 | 63.68 | 0.82681 | 0 | 0 |  | 0 |  | 0
|  |  |  | 27.96 | 55.92 | 0 | 0 | 0 | 0 | 0 | 7.48 | 0.12502 | 0 | 55.92 | 0 | 6.482 | 59.399 | 3.479 | 0 | 55.92 | 1 | 0 | 0 |  | 0 |  | 0
|  |  |  | 24.8 | 49.6 | 0 | 0 | 0 | 0 | 0 | 12.23 | 0.12502 | 0 | 49.6 | 0 | 14.512 | 49.6 | 0 | 0 | 49.6 | 1 | 0 | 0 |  | 0 |  | 0
|  |  |  | 24.24 | 48.48 | 0 | 0 | 0 | 0 | 0 | 12.23 | 0.12502 | 0 | 48.48 | 0 | 10.188 | 48.48 | 0 | 0 | 48.48 | 1 | 0 | 0 |  | 0 |  | 0
|  |  |  | 24.88 | 49.76 | 0 | 0 | 0 | 0 | 0 | 12.23 | 0.12502 | 0 | 49.76 | 9.278 | 0 | 40.482 | 0 | 0 | 40.482 | 1 | 0 | 0 |  | 0 |  | 0
|  |  |  | 27.12 | 54.24 | 0 | 0 | 0 | 0 | 0 | 12.23 | 0.12502 | 0 | 54.24 | 28.743 | 0 | 25.497 | 0 | 0 | 25.497 | 1 | 0 | 0 |  | 0 |  | 0
|  |  |  | 26.08 | 52.16 | 0 | 0 | 0 | 0 | 0 | 7.48 | 0.12502 | 0 | 52.16 | 47.904 | 0 | 4.256 | 0 | 0 | 4.256 | 1 | 0 | 0 |  | 0 |  | 0
|  |  |  | 26 | 52 | 0 | 0 | 0 | 0 | 0 | 7.48 | 0.12502 | 0 | 52 | 45.923 | 0 | 0 | 0 | 0 | 0 | 0.66337 | 0 | 6.077 |  | 0 |  | 0
|  |  |  | 25.64 | 51.28 | 0 | 0 | 0 | 0 | 0 | 7.48 | 0.12502 | 0 | 51.28 | 42.915 | 0 | 0 | 0 | 0 | 0 | 0.2 | 0 | 8.365 |  | 0 |  | 0
|  |  |  | 25.72 | 51.44 | 0 | 0 | 0 | 0 | 0 | 7.48 | 0.10709 | 0 | 51.44 | 51.44 | 0 | 0 | 0 | 0 | 0 | 0.2 | 0 | 0 |  | 0 |  | 0
|  |  |  | 24.04 | 48.08 | 0 | 0 | 0 | 0 | 0 | 7.48 | 0.10709 | 0 | 48.08 | 48.08 | 0 | 0 | 0 | 0 | 0 | 0.2 | 0 | 0 |  | 0 |  | 0
|  |  |  | 16.08 | 32.16 | 0 | 0 | 0 | 0 | 0 | 7.48 | 0.10709 | 0 | 32.16 | 32.16 | 0 | 0 | 0 | 0 | 0 | 0.2 | 0 | 0 |  | 0 |  | 0
|  |  |  | 10.2 | 20.4 | 0 | 0 | 0 | 0 | 0 | 7.48 | 0.10709 | 0 | 20.4 | 20.4 | 0 | 0 | 0 | 0 | 0 | 0.2 | 0 | 0 |  | 0 |  | 0
|  |  |  | 8.56 | 17.12 | 0 | 0 | 0 | 0 | 0 | 7.48 | 0.10709 | 0 | 17.12 | 17.12 | 0 | 0 | 0 | 0 | 0 | 0.2 | 0 | 0 |  | 0 |  | 0
|  |  |  | 9.72 | 19.44 | 0 | 0 | 0 | 0 | 0 | 7.48 | 0.10709 | 0 | 19.44 | 19.44 | 0 | 0 | 0 | 0 | 0 | 0.2 | 0 | 0 |  | 0 |  | 0
|  |  |  | 12.76 | 25.52 | 0 | 0 | 0 | 0 | 0 | 7.48 | 0.10709 | 0 | 25.52 | 25.52 | 0 | 0 | 0 | 0 | 0 | 0.2 | 0 | 0 |  | 0 |  | 0
|  |  |  | 14.8 | 29.6 | 0 | 0 | 0 | 0 | 0 | 7.48 | 0.10709 | 0 | 29.6 | 29.6 | 0 | 0 | 0 | 0 | 0 | 0.2 | 0 | 0 |  | 0 |  | 0
|  |  |  | 15.28 | 30.56 | 0 | 0 | 0 | 0 | 0 | 7.48 | 0.10709 | 0 | 30.56 | 30.56 | 0 | 0 | 0 | 0 | 0 | 0.2 | 0 | 0 |  | 0 |  | 0
|  |  |  | 15.68 | 31.36 | 0 | 0 | 0 | 0 | 0 | 7.48 | 0.10709 | 0 | 31.36 | 31.36 | 0 | 0 | 0 | 0 | 0 | 0.2 | 0 | 0 |  | 0 |  | 0
|  |  |  | 22.92 | 45.84 | 0 | 0 | 0 | 0 | 0 | 7.48 | 0.10709 | 0 | 45.84 | 42.87 | 0 | 2.97 | 0 | 0 | 2.97 | 0.2 | 0 | 0 |  | 0 |  | 0
|  |  |  | 24.44 | 48.88 | 0 | 0 | 0 | 0 | 0 | 7.48 | 0.10709 | 0 | 48.88 | 35.81 | 0 | 13.07 | 0 | 0 | 13.07 | 0.2 | 0 | 0 |  | 0 |  | 0
|  |  |  | 25.96 | 51.92 | 0 | 0 | 0 | 0 | 0 | 7.48 | 0.10709 | 0 | 51.92 | 19.319 | 0 | 32.601 | 0 | 0 | 32.601 | 0.2 | 0 | 0 |  | 0 |  | 0
|  |  |  | 29.6 | 59.2 | 0 | 0 | 0 | 0 | 0 | 7.48 | 0.10709 | 0 | 59.2 | 0 | 0 | 65.906 | 6.706 | 0 | 59.2 | 0.53381 | 0 | 0 |  | 0 |  | 0
|  |  |  | 30.68 | 61.36 | 0 | 0 | 0 | 0 | 0 | 7.48 | 0.12502 | 0 | 61.36 | 0 | 5.19 | 69.725 | 8.365 | 0 | 61.36 | 0.95017 | 0 | 0 |  | 0 |  | 0
|  |  |  | 29.2 | 58.4 | 0 | 0 | 0 | 0 | 0 | 7.48 | 0.12502 | 0 | 58.4 | 0 | 20.714 | 59.401 | 1.001 | 0 | 58.4 | 1 | 0 | 0 |  | 0 |  | 0
|  |  |  | 26.68 | 53.36 | 0 | 0 | 0 | 0 | 0 | 7.48 | 0.12502 | 0 | 53.36 | 0 | 23.712 | 53.36 | 0 | 0 | 53.36 | 1 | 0 | 0 |  | 0 |  | 0
|  |  |  | 25.76 | 51.52 | 0 | 0 | 0 | 0 | 0 | 12.23 | 0.12502 | 0 | 51.52 | 0 | 20.145 | 51.52 | 0 | 0 | 51.52 | 1 | 0 | 0 |  | 0 |  | 0
|  |  |  | 27.4 | 54.8 | 0 | 0 | 0 | 0 | 0 | 12.23 | 0.12502 | 0 | 54.8 | 0 | 6.196 | 54.8 | 0 | 0 | 54.8 | 1 | 0 | 0 |  | 0 |  | 0
|  |  |  | 23.68 | 47.36 | 0 | 0 | 0 | 0 | 0 | 12.23 | 0.12502 | 0 | 47.36 | 2.222 | 0 | 45.138 | 0 | 0 | 45.138 | 1 | 0 | 0 |  | 0 |  | 0
|  |  |  | 23.86 | 47.72 | 0 | 0 | 0 | 0 | 0 | 12.23 | 0.12502 | 0 | 47.72 | 33.001 | 0 | 14.719 | 0 | 0 | 14.719 | 1 | 0 | 0 |  | 0 |  | 0
|  |  |  | 24.88 | 49.76 | 0 | 0 | 0 | 0 | 0 | 7.48 | 0.12502 | 0 | 49.76 | 47.456 | 0 | 2.304 | 0 | 0 | 2.304 | 1 | 0 | 0 |  | 0 |  | 0
|  |  |  | 25.96 | 51.92 | 0 | 0 | 0 | 0 | 0 | 7.48 | 0.12502 | 0 | 51.92 | 45.843 | 0 | 0 | 0 | 0 | 0 | 0.66337 | 0 | 6.077 |  | 0 |  | 0
|  |  |  | 26.12 | 52.24 | 0 | 0 | 0 | 0 | 0 | 7.48 | 0.12502 | 0 | 52.24 | 43.875 | 0 | 0 | 0 | 0 | 0 | 0.2 | 0 | 8.365 |  | 0 |  | 0
|  |  |  | 24.9371 | 49.8743 | 0 | 0 | 0 | 0 | 0 | 7.48 | 0.10709 | 0 | 49.874 | 49.874 | 0 | 0 | 0 | 0 | 0 | 0.2 | 0 | 0 |  | 0 |  | 0
|  |  |  | 22.7428 | 45.4856 | 0 | 0 | 0 | 0 | 0 | 7.48 | 0.10709 | 0 | 45.486 | 45.486 | 0 | 0 | 0 | 0 | 0 | 0.2 | 0 | 0 |  | 0 |  | 0
|  |  |  | 23.6 | 47.2 | 0 | 0 | 0 | 0 | 0 | 7.48 | 0.10709 | 0 | 47.2 | 47.2 | 0 | 0 | 0 | 0 | 0 | 0.2 | 0 | 0 |  | 0 |  | 0
|  |  |  | 16.6 | 33.2 | 0 | 0 | 0 | 0 | 0 | 7.48 | 0.10709 | 0 | 33.2 | 33.2 | 0 | 0 | 0 | 0 | 0 | 0.2 | 0 | 0 |  | 0 |  | 0
|  |  |  | 13.96 | 27.92 | 0 | 0 | 0 | 0 | 0 | 7.48 | 0.10709 | 0 | 27.92 | 27.92 | 0 | 0 | 0 | 0 | 0 | 0.2 | 0 | 0 |  | 0 |  | 0
|  |  |  | 13.6 | 27.2 | 0 | 0 | 0 | 0 | 0 | 7.48 | 0.10709 | 0 | 27.2 | 27.2 | 0 | 0 | 0 | 0 | 0 | 0.2 | 0 | 0 |  | 0 |  | 0
|  |  |  | 17.68 | 35.36 | 0 | 0 | 0 | 0 | 0 | 7.48 | 0.10709 | 0 | 35.36 | 35.36 | 0 | 0 | 0 | 0 | 0 | 0.2 | 0 | 0 |  | 0 |  | 0
|  |  |  | 15.36 | 30.72 | 0 | 0 | 0 | 0 | 0 | 7.48 | 0.10709 | 0 | 30.72 | 30.72 | 0 | 0 | 0 | 0 | 0 | 0.2 | 0 | 0 |  | 0 |  | 0
|  |  |  | 15.88 | 31.76 | 0 | 0 | 0 | 0 | 0 | 7.48 | 0.10709 | 0 | 31.76 | 31.76 | 0 | 0 | 0 | 0 | 0 | 0.2 | 0 | 0 |  | 0 |  | 0
|  |  |  | 15.72 | 31.44 | 0 | 0 | 0 | 0 | 0 | 7.48 | 0.10709 | 0 | 31.44 | 31.44 | 0 | 0 | 0 | 0 | 0 | 0.2 | 0 | 0 |  | 0 |  | 0
|  |  |  | 17.28 | 34.56 | 0 | 0 | 0 | 0 | 0 | 7.48 | 0.10709 | 0 | 34.56 | 33.081 | 0 | 1.479 | 0 | 0 | 1.479 | 0.2 | 0 | 0 |  | 0 |  | 0
|  |  |  | 21.12 | 42.24 | 0 | 0 | 0 | 0 | 0 | 7.48 | 0.10709 | 0 | 42.24 | 17.519 | 0 | 24.721 | 0 | 0 | 24.721 | 0.2 | 0 | 0 |  | 0 |  | 0
|  |  |  | 23.92 | 47.84 | 0 | 0 | 0 | 0 | 0 | 7.48 | 0.10709 | 0 | 47.84 | 0 | 0 | 49.114 | 1.274 | 0 | 47.84 | 0.26343 | 0 | 0 |  | 0 |  | 0
|  |  |  | 24.28 | 48.56 | 0 | 0 | 0 | 0 | 0 | 7.48 | 0.10709 | 0 | 48.56 | 0 | 10.885 | 56.925 | 8.365 | 0 | 48.56 | 0.6798 | 0 | 0 |  | 0 |  | 0
|  |  |  | 23.52 | 47.04 | 0 | 0 | 0 | 0 | 0 | 7.48 | 0.12502 | 0 | 47.04 | 0 | 26.57 | 53.473 | 6.433 | 0 | 47.04 | 1 | 0 | 0 |  | 0 |  | 0
|  |  |  | 23.96 | 47.92 | 0 | 0 | 0 | 0 | 0 | 7.48 | 0.12502 | 0 | 47.92 | 0 | 37.081 | 47.92 | 0 | 0 | 47.92 | 1 | 0 | 0 |  | 0 |  | 0
|  |  |  | 23.56 | 47.12 | 0 | 0 | 0 | 0 | 0 | 7.48 | 0.12502 | 0 | 47.12 | 0 | 36.087 | 47.12 | 0 | 0 | 47.12 | 1 | 0 | 0 |  | 0 |  | 0
|  |  |  | 23.12 | 46.24 | 0 | 0 | 0 | 0 | 0 | 12.23 | 0.12502 | 0 | 46.24 | 0 | 28.977 | 46.24 | 0 | 0 | 46.24 | 1 | 0 | 0 |  | 0 |  | 0
|  |  |  | 21.64 | 43.28 | 0 | 0 | 0 | 0 | 0 | 12.23 | 0.12502 | 0 | 43.28 | 0 | 19.134 | 43.28 | 0 | 0 | 43.28 | 1 | 0 | 0 |  | 0 |  | 0
|  |  |  | 21.56 | 43.12 | 0 | 0 | 0 | 0 | 0 | 12.23 | 0.12502 | 0 | 43.12 | 0 | 3.703 | 43.12 | 0 | 0 | 43.12 | 1 | 0 | 0 |  | 0 |  | 0
|  |  |  | 21.72 | 43.44 | 0 | 0 | 0 | 0 | 0 | 12.23 | 0.12502 | 0 | 43.44 | 17.701 | 0 | 25.739 | 0 | 0 | 25.739 | 1 | 0 | 0 |  | 0 |  | 0
|  |  |  | 22.6 | 45.2 | 0 | 0 | 0 | 0 | 0 | 7.48 | 0.12502 | 0 | 45.2 | 40.363 | 0 | 4.837 | 0 | 0 | 4.837 | 1 | 0 | 0 |  | 0 |  | 0
|  |  |  | 21.96 | 43.92 | 0 | 0 | 0 | 0 | 0 | 7.48 | 0.12502 | 0 | 43.92 | 37.843 | 0 | 0 | 0 | 0 | 0 | 0.66337 | 0 | 6.077 |  | 0 |  | 0
|  |  |  | 22.04 | 44.08 | 0 | 0 | 0 | 0 | 0 | 7.48 | 0.12502 | 0 | 44.08 | 35.715 | 0 | 0 | 0 | 0 | 0 | 0.2 | 0 | 8.365 |  | 0 |  | 0
|  |  |  | 21.08 | 42.16 | 0 | 0 | 0 | 0 | 0 | 7.48 | 0.10709 | 0 | 42.16 | 42.16 | 0 | 0 | 0 | 0 | 0 | 0.2 | 0 | 0 |  | 0 |  | 0
|  |  |  | 21.24 | 42.48 | 0 | 0 | 0 | 0 | 0 | 7.48 | 0.10709 | 0 | 42.48 | 42.48 | 0 | 0 | 0 | 0 | 0 | 0.2 | 0 | 0 |  | 0 |  | 0
|  |  |  | 21 | 42 | 0 | 0 | 0 | 0 | 0 | 7.48 | 0.10709 | 0 | 42 | 42 | 0 | 0 | 0 | 0 | 0 | 0.2 | 0 | 0 |  | 0 |  | 0
|  |  |  | 17.84 | 35.68 | 0 | 0 | 0 | 0 | 0 | 7.48 | 0.10709 | 0 | 35.68 | 35.68 | 0 | 0 | 0 | 0 | 0 | 0.2 | 0 | 0 |  | 0 |  | 0
|  |  |  | 14 | 28 | 0 | 0 | 0 | 0 | 0 | 7.48 | 0.10709 | 0 | 28 | 28 | 0 | 0 | 0 | 0 | 0 | 0.2 | 0 | 0 |  | 0 |  | 0
|  |  |  | 13.44 | 26.88 | 0 | 0 | 0 | 0 | 0 | 7.48 | 0.10709 | 0 | 26.88 | 26.88 | 0 | 0 | 0 | 0 | 0 | 0.2 | 0 | 0 |  | 0 |  | 0
|  |  |  | 3.92 | 7.84 | 0 | 0 | 0 | 0 | 0 | 7.48 | 0.10709 | 0 | 7.84 | 7.84 | 0 | 0 | 0 | 0 | 0 | 0.2 | 0 | 0 |  | 0 |  | 0
|  |  |  | 14.64 | 29.28 | 0 | 0 | 0 | 0 | 0 | 7.48 | 0.10709 | 0 | 29.28 | 29.28 | 0 | 0 | 0 | 0 | 0 | 0.2 | 0 | 0 |  | 0 |  | 0
|  |  |  | 21.08 | 42.16 | 0 | 0 | 0 | 0 | 0 | 7.48 | 0.10709 | 0 | 42.16 | 42.16 | 0 | 0 | 0 | 0 | 0 | 0.2 | 0 | 0 |  | 0 |  | 0
|  |  |  | 19.72 | 39.44 | 0 | 0 | 0 | 0 | 0 | 7.48 | 0.10709 | 0 | 39.44 | 39.44 | 0 | 0 | 0 | 0 | 0 | 0.2 | 0 | 0 |  | 0 |  | 0
|  |  |  | 15.12 | 30.24 | 0 | 0 | 0 | 0 | 0 | 7.48 | 0.10709 | 0 | 30.24 | 26.53 | 0 | 3.71 | 0 | 0 | 3.71 | 0.2 | 0 | 0 |  | 0 |  | 0
|  |  |  | 15.8 | 31.6 | 0 | 0 | 0 | 0 | 0 | 7.48 | 0.10709 | 0 | 31.6 | 6.649 | 0 | 24.951 | 0 | 0 | 24.951 | 0.2 | 0 | 0 |  | 0 |  | 0
|  |  |  | 22.68 | 45.36 | 0 | 0 | 0 | 0 | 0 | 7.48 | 0.10709 | 0 | 45.36 | 0 | 0 | 48.193 | 2.833 | 0 | 45.36 | 0.34101 | 0 | 0 |  | 0 |  | 0
|  |  |  | 21.96 | 43.92 | 0 | 0 | 0 | 0 | 0 | 7.48 | 0.10709 | 0 | 43.92 | 0 | 11.791 | 52.285 | 8.365 | 0 | 43.92 | 0.75738 | 0 | 0 |  | 0 |  | 0
|  |  |  | 22.48 | 44.96 | 0 | 0 | 0 | 0 | 0 | 7.48 | 0.12502 | 0 | 44.96 | 0 | 24.68 | 49.834 | 4.874 | 0 | 44.96 | 1 | 0 | 0 |  | 0 |  | 0
|  |  |  | 22.96 | 45.92 | 0 | 0 | 0 | 0 | 0 | 7.48 | 0.12502 | 0 | 45.92 | 0 | 34.026 | 45.92 | 0 | 0 | 45.92 | 1 | 0 | 0 |  | 0 |  | 0
|  |  |  | 23.9334 | 47.8667 | 0 | 0 | 0 | 0 | 0 | 7.48 | 0.12502 | 0 | 47.867 | 0 | 31.994 | 47.867 | 0 | 0 | 47.867 | 1 | 0 | 0 |  | 0 |  | 0
|  |  |  | 24.0867 | 48.1733 | 0 | 0 | 0 | 0 | 0 | 12.23 | 0.12502 | 0 | 48.173 | 0 | 28.293 | 48.173 | 0 | 0 | 48.173 | 1 | 0 | 0 |  | 0 |  | 0
|  |  |  | 22.88 | 45.76 | 0 | 0 | 0 | 0 | 0 | 12.23 | 0.12502 | 0 | 45.76 | 0 | 19.54 | 45.76 | 0 | 0 | 45.76 | 1 | 0 | 0 |  | 0 |  | 0
|  |  |  | 22.8 | 45.6 | 0 | 0 | 0 | 0 | 0 | 12.23 | 0.12502 | 0 | 45.6 | 0 | 2.835 | 45.6 | 0 | 0 | 45.6 | 1 | 0 | 0 |  | 0 |  | 0
|  |  |  | 21.72 | 43.44 | 0 | 0 | 0 | 0 | 0 | 12.23 | 0.12502 | 0 | 43.44 | 17.058 | 0 | 26.382 | 0 | 0 | 26.382 | 1 | 0 | 0 |  | 0 |  | 0
|  |  |  | 23.04 | 46.08 | 0 | 0 | 0 | 0 | 0 | 7.48 | 0.12502 | 0 | 46.08 | 41.303 | 0 | 4.777 | 0 | 0 | 4.777 | 1 | 0 | 0 |  | 0 |  | 0
|  |  |  | 20.88 | 41.76 | 0 | 0 | 0 | 0 | 0 | 7.48 | 0.12502 | 0 | 41.76 | 35.683 | 0 | 0 | 0 | 0 | 0 | 0.66337 | 0 | 6.077 |  | 0 |  | 0
|  |  |  | 19.64 | 39.28 | 0 | 0 | 0 | 0 | 0 | 7.48 | 0.12502 | 0 | 39.28 | 30.915 | 0 | 0 | 0 | 0 | 0 | 0.2 | 0 | 8.365 |  | 0 |  | 0
|  |  |  | 19.96 | 39.92 | 0 | 0 | 0 | 0 | 0 | 7.48 | 0.10709 | 0 | 39.92 | 39.92 | 0 | 0 | 0 | 0 | 0 | 0.2 | 0 | 0 |  | 0 |  | 0
|  |  |  | 21.76 | 43.52 | 0 | 0 | 0 | 0 | 0 | 7.48 | 0.10709 | 0 | 43.52 | 43.52 | 0 | 0 | 0 | 0 | 0 | 0.2 | 0 | 0 |  | 0 |  | 0
|  |  |  | 21.56 | 43.12 | 0 | 0 | 0 | 0 | 0 | 7.48 | 0.10709 | 0 | 43.12 | 43.12 | 0 | 0 | 0 | 0 | 0 | 0.2 | 0 | 0 |  | 0 |  | 0
|  |  |  | 17.04 | 34.08 | 0 | 0 | 0 | 0 | 0 | 7.48 | 0.10709 | 0 | 34.08 | 34.08 | 0 | 0 | 0 | 0 | 0 | 0.2 | 0 | 0 |  | 0 |  | 0
|  |  |  | 15.72 | 31.44 | 0 | 0 | 0 | 0 | 0 | 7.48 | 0.10709 | 0 | 31.44 | 31.44 | 0 | 0 | 0 | 0 | 0 | 0.2 | 0 | 0 |  | 0 |  | 0
|  |  |  | 12.4 | 24.8 | 0 | 0 | 0 | 0 | 0 | 7.48 | 0.10709 | 0 | 24.8 | 24.8 | 0 | 0 | 0 | 0 | 0 | 0.2 | 0 | 0 |  | 0 |  | 0
|  |  |  | 10.9829 | 21.9657 | 0 | 0 | 0 | 0 | 0 | 7.48 | 0.10709 | 0 | 21.966 | 21.966 | 0 | 0 | 0 | 0 | 0 | 0.2 | 0 | 0 |  | 0 |  | 0
|  |  |  | 13.8172 | 27.6344 | 0 | 0 | 0 | 0 | 0 | 7.48 | 0.10709 | 0 | 27.634 | 27.634 | 0 | 0 | 0 | 0 | 0 | 0.2 | 0 | 0 |  | 0 |  | 0
|  |  |  | 14.52 | 29.04 | 0 | 0 | 0 | 0 | 0 | 7.48 | 0.10709 | 0 | 29.04 | 29.04 | 0 | 0 | 0 | 0 | 0 | 0.2 | 0 | 0 |  | 0 |  | 0
|  |  |  | 15.6 | 31.2 | 0 | 0 | 0 | 0 | 0 | 7.48 | 0.10709 | 0 | 31.2 | 31.2 | 0 | 0 | 0 | 0 | 0 | 0.2 | 0 | 0 |  | 0 |  | 0
|  |  |  | 21.84 | 43.68 | 0 | 0 | 0 | 0 | 0 | 7.48 | 0.10709 | 0 | 43.68 | 39.897 | 0 | 3.783 | 0 | 0 | 3.783 | 0.2 | 0 | 0 |  | 0 |  | 0
|  |  |  | 25.64 | 51.28 | 0 | 0 | 0 | 0 | 0 | 7.48 | 0.10709 | 0 | 51.28 | 26.414 | 0 | 24.866 | 0 | 0 | 24.866 | 0.2 | 0 | 0 |  | 0 |  | 0
|  |  |  | 28.16 | 56.32 | 0 | 0 | 0 | 0 | 0 | 7.48 | 0.10709 | 0 | 56.32 | 8.467 | 0 | 47.853 | 0 | 0 | 47.853 | 0.2 | 0 | 0 |  | 0 |  | 0
|  |  |  | 27.64 | 55.28 | 0 | 0 | 0 | 0 | 0 | 7.48 | 0.10709 | 0 | 55.28 | 0 | 1.134 | 63.645 | 8.365 | 0 | 55.28 | 0.61636 | 0 | 0 |  | 0 |  | 0
|  |  |  | 26.6 | 53.2 | 0 | 0 | 0 | 0 | 0 | 7.48 | 0.12502 | 0 | 53.2 | 0 | 14.916 | 60.907 | 7.707 | 0 | 53.2 | 1 | 0 | 0 |  | 0 |  | 0
|  |  |  | 30 | 60 | 0 | 0 | 0 | 0 | 0 | 7.48 | 0.12502 | 0 | 60 | 0 | 23.074 | 60 | 0 | 0 | 60 | 1 | 0 | 0 |  | 0 |  | 0
|  |  |  | 30.92 | 61.84 | 0 | 0 | 0 | 0 | 0 | 7.48 | 0.12502 | 0 | 61.84 | 0 | 21.185 | 61.84 | 0 | 0 | 61.84 | 1 | 0 | 0 |  | 0 |  | 0
|  |  |  | 23.52 | 47.04 | 0 | 0 | 0 | 0 | 0 | 12.23 | 0.12502 | 0 | 47.04 | 0 | 30.76 | 47.04 | 0 | 0 | 47.04 | 1 | 0 | 0 |  | 0 |  | 0
|  |  |  | 23.92 | 47.84 | 0 | 0 | 0 | 0 | 0 | 12.23 | 0.12502 | 0 | 47.84 | 0 | 18.66 | 47.84 | 0 | 0 | 47.84 | 1 | 0 | 0 |  | 0 |  | 0
|  |  |  | 21.76 | 43.52 | 0 | 0 | 0 | 0 | 0 | 12.23 | 0.12502 | 0 | 43.52 | 0 | 5.594 | 43.52 | 0 | 0 | 43.52 | 1 | 0 | 0 |  | 0 |  | 0
|  |  |  | 21.84 | 43.68 | 0 | 0 | 0 | 0 | 0 | 12.23 | 0.12502 | 0 | 43.68 | 17.31 | 0 | 26.37 | 0 | 0 | 26.37 | 1 | 0 | 0 |  | 0 |  | 0
|  |  |  | 24.8 | 49.6 | 0 | 0 | 0 | 0 | 0 | 7.48 | 0.12502 | 0 | 49.6 | 44.787 | 0 | 4.813 | 0 | 0 | 4.813 | 1 | 0 | 0 |  | 0 |  | 0
|  |  |  | 26.28 | 52.56 | 0 | 0 | 0 | 0 | 0 | 7.48 | 0.12502 | 0 | 52.56 | 46.483 | 0 | 0 | 0 | 0 | 0 | 0.66337 | 0 | 6.077 |  | 0 |  | 0
|  |  |  | 28.08 | 56.16 | 0 | 0 | 0 | 0 | 0 | 7.48 | 0.12502 | 0 | 56.16 | 47.795 | 0 | 0 | 0 | 0 | 0 | 0.2 | 0 | 8.365 |  | 0 |  | 0
|  |  |  | 27.4 | 54.8 | 0 | 0 | 0 | 0 | 0 | 7.48 | 0.10709 | 0 | 54.8 | 54.8 | 0 | 0 | 0 | 0 | 0 | 0.2 | 0 | 0 |  | 0 |  | 0
|  |  |  | 25.92 | 51.84 | 0 | 0 | 0 | 0 | 0 | 7.48 | 0.10709 | 0 | 51.84 | 51.84 | 0 | 0 | 0 | 0 | 0 | 0.2 | 0 | 0 |  | 0 |  | 0
|  |  |  | 18.04 | 36.08 | 0 | 0 | 0 | 0 | 0 | 7.48 | 0.10709 | 0 | 36.08 | 36.08 | 0 | 0 | 0 | 0 | 0 | 0.2 | 0 | 0 |  | 0 |  | 0
|  |  |  | 13.64 | 27.28 | 0 | 0 | 0 | 0 | 0 | 7.48 | 0.10709 | 0 | 27.28 | 27.28 | 0 | 0 | 0 | 0 | 0 | 0.2 | 0 | 0 |  | 0 |  | 0
|  |  |  | 12 | 24 | 0 | 0 | 0 | 0 | 0 | 7.48 | 0.10709 | 0 | 24 | 24 | 0 | 0 | 0 | 0 | 0 | 0.2 | 0 | 0 |  | 0 |  | 0
|  |  |  | 11.6 | 23.2 | 0 | 0 | 0 | 0 | 0 | 7.48 | 0.10709 | 0 | 23.2 | 23.2 | 0 | 0 | 0 | 0 | 0 | 0.2 | 0 | 0 |  | 0 |  | 0
|  |  |  | 16 | 32 | 0 | 0 | 0 | 0 | 0 | 7.48 | 0.10709 | 0 | 32 | 32 | 0 | 0 | 0 | 0 | 0 | 0.2 | 0 | 0 |  | 0 |  | 0
|  |  |  | 15.12 | 30.24 | 0 | 0 | 0 | 0 | 0 | 7.48 | 0.10709 | 0 | 30.24 | 30.24 | 0 | 0 | 0 | 0 | 0 | 0.2 | 0 | 0 |  | 0 |  | 0
|  |  |  | 13.8 | 27.6 | 0 | 0 | 0 | 0 | 0 | 7.48 | 0.10709 | 0 | 27.6 | 27.6 | 0 | 0 | 0 | 0 | 0 | 0.2 | 0 | 0 |  | 0 |  | 0
|  |  |  | 17.12 | 34.24 | 0 | 0 | 0 | 0 | 0 | 7.48 | 0.10709 | 0 | 34.24 | 34.24 | 0 | 0 | 0 | 0 | 0 | 0.2 | 0 | 0 |  | 0 |  | 0
|  |  |  | 23.92 | 47.84 | 0 | 0 | 0 | 0 | 0 | 7.48 | 0.10709 | 0 | 47.84 | 43.742 | 0 | 4.098 | 0 | 0 | 4.098 | 0.2 | 0 | 0 |  | 0 |  | 0
|  |  |  | 24 | 48 | 0 | 0 | 0 | 0 | 0 | 7.48 | 0.10709 | 0 | 48 | 38.301 | 0 | 9.699 | 0 | 0 | 9.699 | 0.2 | 0 | 0 |  | 0 |  | 0
|  |  |  | 25.96 | 51.92 | 0 | 0 | 0 | 0 | 0 | 7.48 | 0.10709 | 0 | 51.92 | 4.151 | 0 | 47.769 | 0 | 0 | 47.769 | 0.2 | 0 | 0 |  | 0 |  | 0
|  |  |  | 25.6 | 51.2 | 0 | 0 | 0 | 0 | 0 | 7.48 | 0.10709 | 0 | 51.2 | 0 | 4.086 | 59.565 | 8.365 | 0 | 51.2 | 0.61636 | 0 | 0 |  | 0 |  | 0
|  |  |  | 25.58 | 51.16 | 0 | 0 | 0 | 0 | 0 | 7.48 | 0.10709 | 0 | 51.16 | 0 | 17.405 | 58.867 | 7.707 | 0 | 51.16 | 1 | 0 | 0 |  | 0 |  | 0
|  |  |  | 25.88 | 51.76 | 0 | 0 | 0 | 0 | 0 | 7.48 | 0.10709 | 0 | 51.76 | 0 | 29.568 | 51.76 | 0 | 0 | 51.76 | 1 | 0 | 0 |  | 0 |  | 0
|  |  |  | 25.08 | 50.16 | 0 | 0 | 0 | 0 | 0 | 7.48 | 0.10709 | 0 | 50.16 | 0 | 32.865 | 50.16 | 0 | 0 | 50.16 | 1 | 0 | 0 |  | 0 |  | 0
|  |  |  | 24.72 | 49.44 | 0 | 0 | 0 | 0 | 0 | 7.48 | 0.10709 | 0 | 49.44 | 0 | 29.572 | 49.44 | 0 | 0 | 49.44 | 1 | 0 | 0 |  | 0 |  | 0
|  |  |  | 24.84 | 49.68 | 0 | 0 | 0 | 0 | 0 | 7.48 | 0.10709 | 0 | 49.68 | 0 | 17.705 | 49.68 | 0 | 0 | 49.68 | 1 | 0 | 0 |  | 0 |  | 0
|  |  |  | 24 | 48 | 0 | 0 | 0 | 0 | 0 | 7.48 | 0.10709 | 0 | 48 | 0 | 0.848 | 48 | 0 | 0 | 48 | 1 | 0 | 0 |  | 0 |  | 0
|  |  |  | 24.56 | 49.12 | 0 | 0 | 0 | 0 | 0 | 7.48 | 0.10709 | 0 | 49.12 | 22.568 | 0 | 26.552 | 0 | 0 | 26.552 | 1 | 0 | 0 |  | 0 |  | 0
|  |  |  | 25.84 | 51.68 | 0 | 0 | 0 | 0 | 0 | 7.48 | 0.10709 | 0 | 51.68 | 46.661 | 0 | 5.019 | 0 | 0 | 5.019 | 1 | 0 | 0 |  | 0 |  | 0
|  |  |  | 26.28 | 52.56 | 0 | 0 | 0 | 0 | 0 | 7.48 | 0.10709 | 0 | 52.56 | 52.56 | 0 | 0 | 0 | 0 | 0 | 1 | 0 | 0 |  | 0 |  | 0
|  |  |  | 25.88 | 51.76 | 0 | 0 | 0 | 0 | 0 | 7.48 | 0.10709 | 0 | 51.76 | 51.76 | 0 | 0 | 0 | 0 | 0 | 1 | 0 | 0 |  | 0 |  | 0
|  |  |  | 25.2 | 50.4 | 0 | 0 | 0 | 0 | 0 | 7.48 | 0.10709 | 0 | 50.4 | 50.4 | 0 | 0 | 0 | 0 | 0 | 1 | 0 | 0 |  | 0 |  | 0
|  |  |  | 20.24 | 40.48 | 0 | 0 | 0 | 0 | 0 | 7.48 | 0.10709 | 0 | 40.48 | 40.48 | 0 | 0 | 0 | 0 | 0 | 1 | 0 | 0 |  | 0 |  | 0
|  |  |  | 18.64 | 37.28 | 0 | 0 | 0 | 0 | 0 | 7.48 | 0.10709 | 0 | 37.28 | 37.28 | 0 | 0 | 0 | 0 | 0 | 1 | 0 | 0 |  | 0 |  | 0
|  |  |  | 13.64 | 27.28 | 0 | 0 | 0 | 0 | 0 | 7.48 | 0.10709 | 0 | 27.28 | 27.28 | 0 | 0 | 0 | 0 | 0 | 1 | 0 | 0 |  | 0 |  | 0
|  |  |  | 12.2 | 24.4 | 0 | 0 | 0 | 0 | 0 | 7.48 | 0.10709 | 0 | 24.4 | 24.4 | 0 | 0 | 0 | 0 | 0 | 1 | 0 | 0 |  | 0 |  | 0
|  |  |  | 12.32 | 24.64 | 0 | 0 | 0 | 0 | 0 | 7.48 | 0.10709 | 0 | 24.64 | 24.64 | 0 | 0 | 0 | 0 | 0 | 1 | 0 | 0 |  | 0 |  | 0
|  |  |  | 15.72 | 31.44 | 0 | 0 | 0 | 0 | 0 | 7.48 | 0.10709 | 0 | 31.44 | 31.44 | 0 | 0 | 0 | 0 | 0 | 1 | 0 | 0 |  | 0 |  | 0
|  |  |  | 15.44 | 30.88 | 0 | 0 | 0 | 0 | 0 | 7.48 | 0.10709 | 0 | 30.88 | 30.88 | 0 | 0 | 0 | 0 | 0 | 1 | 0 | 0 |  | 0 |  | 0
|  |  |  | 14.36 | 28.72 | 0 | 0 | 0 | 0 | 0 | 7.48 | 0.10709 | 0 | 28.72 | 28.72 | 0 | 0 | 0 | 0 | 0 | 1 | 0 | 0 |  | 0 |  | 0
|  |  |  | 16.48 | 32.96 | 0 | 0 | 0 | 0 | 0 | 7.48 | 0.10709 | 0 | 32.96 | 32.96 | 0 | 0 | 0 | 0 | 0 | 1 | 0 | 0 |  | 0 |  | 0
|  |  |  | 24.32 | 48.64 | 0 | 0 | 0 | 0 | 0 | 7.48 | 0.10709 | 0 | 48.64 | 44.263 | 0 | 4.377 | 0 | 0 | 4.377 | 1 | 0 | 0 |  | 0 |  | 0
|  |  |  | 25.52 | 51.04 | 0 | 0 | 0 | 0 | 0 | 7.48 | 0.10709 | 0 | 51.04 | 24.632 | 0 | 18.271 | 0 | 0 | 18.271 | 0.54921 | 0 | 8.138 |  | 0 |  | 0
|  |  |  | 27.4 | 54.8 | 0 | 0 | 0 | 0 | 0 | 7.48 | 0.10709 | 0 | 54.8 | 0 | 0 | 48.496 | 0 | 0 | 48.496 | 0.2 | 0 | 6.304 |  | 0 |  | 0
|  |  |  | 28.32 | 56.64 | 0 | 0 | 0 | 0 | 0 | 7.48 | 0.10709 | 0 | 56.64 | 0 | 0 | 64.197 | 7.557 | 0 | 56.64 | 0.57614 | 0 | 0 |  | 0 |  | 0
|  |  |  | 32.28 | 64.56 | 0 | 0 | 0 | 0 | 0 | 7.48 | 0.10709 | 0 | 64.56 | 0 | 1.226 | 72.925 | 8.365 | 0 | 64.56 | 0.99251 | 0 | 0 |  | 0 |  | 0
|  |  |  | 29.4 | 58.8 | 0 | 0 | 0 | 0 | 0 | 7.48 | 0.10709 | 0 | 58.8 | 0 | 22.886 | 58.951 | 0.151 | 0 | 58.8 | 1 | 0 | 0 |  | 0 |  | 0
|  |  |  | 27.08 | 54.16 | 0 | 0 | 0 | 0 | 0 | 7.48 | 0.10709 | 0 | 54.16 | 0 | 27.738 | 54.16 | 0 | 0 | 54.16 | 1 | 0 | 0 |  | 0 |  | 0
|  |  |  | 25.36 | 50.72 | 0 | 0 | 0 | 0 | 0 | 7.48 | 0.10709 | 0 | 50.72 | 0 | 27.516 | 50.72 | 0 | 0 | 50.72 | 1 | 0 | 0 |  | 0 |  | 0
|  |  |  | 25.8 | 51.6 | 0 | 0 | 0 | 0 | 0 | 7.48 | 0.10709 | 0 | 51.6 | 0 | 15.434 | 51.6 | 0 | 0 | 51.6 | 1 | 0 | 0 |  | 0 |  | 0
|  |  |  | 24.72 | 49.44 | 0 | 0 | 0 | 0 | 0 | 7.48 | 0.10709 | 0 | 49.44 | 0 | 0.341 | 49.44 | 0 | 0 | 49.44 | 1 | 0 | 0 |  | 0 |  | 0
|  |  |  | 25.72 | 51.44 | 0 | 0 | 0 | 0 | 0 | 7.48 | 0.10709 | 0 | 51.44 | 24.67 | 0 | 26.77 | 0 | 0 | 26.77 | 1 | 0 | 0 |  | 0 |  | 0
|  |  |  | 27.16 | 54.32 | 0 | 0 | 0 | 0 | 0 | 7.48 | 0.10709 | 0 | 54.32 | 49.179 | 0 | 5.141 | 0 | 0 | 5.141 | 1 | 0 | 0 |  | 0 |  | 0
|  |  |  | 26.48 | 52.96 | 0 | 0 | 0 | 0 | 0 | 7.48 | 0.10709 | 0 | 52.96 | 52.96 | 0 | 0 | 0 | 0 | 0 | 1 | 0 | 0 |  | 0 |  | 0
|  |  |  | 26.6 | 53.2 | 0 | 0 | 0 | 0 | 0 | 7.48 | 0.10709 | 0 | 53.2 | 53.2 | 0 | 0 | 0 | 0 | 0 | 1 | 0 | 0 |  | 0 |  | 0
|  |  |  | 26.64 | 53.28 | 0 | 0 | 0 | 0 | 0 | 7.48 | 0.10709 | 0 | 53.28 | 53.28 | 0 | 0 | 0 | 0 | 0 | 1 | 0 | 0 |  | 0 |  | 0
|  |  |  | 25.08 | 50.16 | 0 | 0 | 0 | 0 | 0 | 7.48 | 0.10709 | 0 | 50.16 | 50.16 | 0 | 0 | 0 | 0 | 0 | 1 | 0 | 0 |  | 0 |  | 0
|  |  |  | 18.72 | 37.44 | 0 | 0 | 0 | 0 | 0 | 7.48 | 0.10709 | 0 | 37.44 | 37.44 | 0 | 0 | 0 | 0 | 0 | 1 | 0 | 0 |  | 0 |  | 0
|  |  |  | 10.8 | 21.6 | 0 | 0 | 0 | 0 | 0 | 7.48 | 0.10709 | 0 | 21.6 | 21.6 | 0 | 0 | 0 | 0 | 0 | 1 | 0 | 0 |  | 0 |  | 0
|  |  |  | 8.68 | 17.36 | 0 | 0 | 0 | 0 | 0 | 7.48 | 0.10709 | 0 | 17.36 | 17.36 | 0 | 0 | 0 | 0 | 0 | 1 | 0 | 0 |  | 0 |  | 0
|  |  |  | 9.28 | 18.56 | 0 | 0 | 0 | 0 | 0 | 7.48 | 0.10709 | 0 | 18.56 | 18.56 | 0 | 0 | 0 | 0 | 0 | 1 | 0 | 0 |  | 0 |  | 0
|  |  |  | 16.92 | 33.84 | 0 | 0 | 0 | 0 | 0 | 7.48 | 0.10709 | 0 | 33.84 | 33.84 | 0 | 0 | 0 | 0 | 0 | 1 | 0 | 0 |  | 0 |  | 0
|  |  |  | 17.16 | 34.32 | 0 | 0 | 0 | 0 | 0 | 7.48 | 0.10709 | 0 | 34.32 | 34.32 | 0 | 0 | 0 | 0 | 0 | 1 | 0 | 0 |  | 0 |  | 0
|  |  |  | 14.92 | 29.84 | 0 | 0 | 0 | 0 | 0 | 7.48 | 0.10709 | 0 | 29.84 | 29.84 | 0 | 0 | 0 | 0 | 0 | 1 | 0 | 0 |  | 0 |  | 0
|  |  |  | 18.04 | 36.08 | 0 | 0 | 0 | 0 | 0 | 7.48 | 0.10709 | 0 | 36.08 | 36.08 | 0 | 0 | 0 | 0 | 0 | 1 | 0 | 0 |  | 0 |  | 0
|  |  |  | 25.6 | 51.2 | 0 | 0 | 0 | 0 | 0 | 7.48 | 0.10709 | 0 | 51.2 | 46.787 | 0 | 4.413 | 0 | 0 | 4.413 | 1 | 0 | 0 |  | 0 |  | 0
|  |  |  | 25.92 | 51.84 | 0 | 0 | 0 | 0 | 0 | 7.48 | 0.10709 | 0 | 51.84 | 20.497 | 0 | 25.266 | 0 | 0 | 25.266 | 0.66337 | 0 | 6.077 |  | 0 |  | 0
|  |  |  | 27.64 | 55.28 | 0 | 0 | 0 | 0 | 0 | 7.48 | 0.10709 | 0 | 55.28 | 0.08 | 0 | 46.835 | 0 | 0 | 46.835 | 0.2 | 0 | 8.365 |  | 0 |  | 0
|  |  |  | 27.48 | 54.96 | 0 | 0 | 0 | 0 | 0 | 7.48 | 0.10709 | 0 | 54.96 | 0 | 0 | 62.669 | 7.709 | 0 | 54.96 | 0.58373 | 0 | 0 |  | 0 |  | 0
|  |  |  | 28.28 | 56.56 | 0 | 0 | 0 | 0 | 0 | 7.48 | 0.12502 | 0 | 56.56 | 0 | 10.379 | 64.923 | 8.363 | 0 | 56.56 | 1 | 0 | 0 |  | 0 |  | 0
|  |  |  | 30.488 | 60.976 | 0 | 0 | 0 | 0 | 0 | 7.48 | 0.12502 | 0 | 60.976 | 0 | 19.358 | 60.976 | 0 | 0 | 60.976 | 1 | 0 | 0 |  | 0 |  | 0
|  |  |  | 26.672 | 53.344 | 0 | 0 | 0 | 0 | 0 | 7.48 | 0.12502 | 0 | 53.344 | 0 | 27.002 | 53.344 | 0 | 0 | 53.344 | 1 | 0 | 0 |  | 0 |  | 0
|  |  |  | 23.96 | 47.92 | 0 | 0 | 0 | 0 | 0 | 12.23 | 0.12502 | 0 | 47.92 | 0 | 29.48 | 47.92 | 0 | 0 | 47.92 | 1 | 0 | 0 |  | 0 |  | 0
|  |  |  | 23.64 | 47.28 | 0 | 0 | 0 | 0 | 0 | 12.23 | 0.12502 | 0 | 47.28 | 0 | 18.953 | 47.28 | 0 | 0 | 47.28 | 1 | 0 | 0 |  | 0 |  | 0
|  |  |  | 23.56 | 47.12 | 0 | 0 | 0 | 0 | 0 | 12.23 | 0.12502 | 0 | 47.12 | 0 | 2.091 | 47.12 | 0 | 0 | 47.12 | 1 | 0 | 0 |  | 0 |  | 0
|  |  |  | 24.68 | 49.36 | 0 | 0 | 0 | 0 | 0 | 12.23 | 0.12502 | 0 | 49.36 | 22.833 | 0 | 26.527 | 0 | 0 | 26.527 | 1 | 0 | 0 |  | 0 |  | 0
|  |  |  | 26.44 | 52.88 | 0 | 0 | 0 | 0 | 0 | 7.48 | 0.12502 | 0 | 52.88 | 47.727 | 0 | 5.153 | 0 | 0 | 5.153 | 1 | 0 | 0 |  | 0 |  | 0
|  |  |  | 26.56 | 53.12 | 0 | 0 | 0 | 0 | 0 | 7.48 | 0.12502 | 0 | 53.12 | 47.043 | 0 | 0 | 0 | 0 | 0 | 0.66337 | 0 | 6.077 |  | 0 |  | 0
|  |  |  | 24.8 | 49.6 | 0 | 0 | 0 | 0 | 0 | 7.48 | 0.12502 | 0 | 49.6 | 41.235 | 0 | 0 | 0 | 0 | 0 | 0.2 | 0 | 8.365 |  | 0 |  | 0
|  |  |  | 25.16 | 50.32 | 0 | 0 | 0 | 0 | 0 | 7.48 | 0.10709 | 0 | 50.32 | 50.32 | 0 | 0 | 0 | 0 | 0 | 0.2 | 0 | 0 |  | 0 |  | 0
|  |  |  | 22.4 | 44.8 | 0 | 0 | 0 | 0 | 0 | 7.48 | 0.10709 | 0 | 44.8 | 44.8 | 0 | 0 | 0 | 0 | 0 | 0.2 | 0 | 0 |  | 0 |  | 0
|  |  |  | 19.4 | 38.8 | 0 | 0 | 0 | 0 | 0 | 7.48 | 0.10709 | 0 | 38.8 | 38.8 | 0 | 0 | 0 | 0 | 0 | 0.2 | 0 | 0 |  | 0 |  | 0
|  |  |  | 15.5467 | 31.0933 | 0 | 0 | 0 | 0 | 0 | 7.48 | 0.10709 | 0 | 31.093 | 31.093 | 0 | 0 | 0 | 0 | 0 | 0.2 | 0 | 0 |  | 0 |  | 0
|  |  |  | 15.0133 | 30.0267 | 0 | 0 | 0 | 0 | 0 | 7.48 | 0.10709 | 0 | 30.027 | 30.027 | 0 | 0 | 0 | 0 | 0 | 0.2 | 0 | 0 |  | 0 |  | 0
|  |  |  | 14.6533 | 29.3067 | 0 | 0 | 0 | 0 | 0 | 7.48 | 0.10709 | 0 | 29.307 | 29.307 | 0 | 0 | 0 | 0 | 0 | 0.2 | 0 | 0 |  | 0 |  | 0
|  |  |  | 14.2267 | 28.4533 | 0 | 0 | 0 | 0 | 0 | 7.48 | 0.10709 | 0 | 28.453 | 28.453 | 0 | 0 | 0 | 0 | 0 | 0.2 | 0 | 0 |  | 0 |  | 0
|  |  |  | 14.68 | 29.36 | 0 | 0 | 0 | 0 | 0 | 7.48 | 0.10709 | 0 | 29.36 | 29.36 | 0 | 0 | 0 | 0 | 0 | 0.2 | 0 | 0 |  | 0 |  | 0
|  |  |  | 15.1333 | 30.2667 | 0 | 0 | 0 | 0 | 0 | 7.48 | 0.10709 | 0 | 30.267 | 30.267 | 0 | 0 | 0 | 0 | 0 | 0.2 | 0 | 0 |  | 0 |  | 0
|  |  |  | 16.6267 | 33.2533 | 0 | 0 | 0 | 0 | 0 | 7.48 | 0.10709 | 0 | 33.253 | 33.253 | 0 | 0 | 0 | 0 | 0 | 0.2 | 0 | 0 |  | 0 |  | 0
|  |  |  | 23.44 | 46.88 | 0 | 0 | 0 | 0 | 0 | 7.48 | 0.10709 | 0 | 46.88 | 42.079 | 0 | 4.801 | 0 | 0 | 4.801 | 0.2 | 0 | 0 |  | 0 |  | 0
|  |  |  | 26.08 | 52.16 | 0 | 0 | 0 | 0 | 0 | 7.48 | 0.10709 | 0 | 52.16 | 41.988 | 0 | 10.172 | 0 | 0 | 10.172 | 0.2 | 0 | 0 |  | 0 |  | 0
|  |  |  | 28.36 | 56.72 | 0 | 0 | 0 | 0 | 0 | 7.48 | 0.10709 | 0 | 56.72 | 7.594 | 0 | 49.126 | 0 | 0 | 49.126 | 0.2 | 0 | 0 |  | 0 |  | 0
|  |  |  | 27.24 | 54.48 | 0 | 0 | 0 | 0 | 0 | 7.48 | 0.10709 | 0 | 54.48 | 0 | 1.643 | 62.845 | 8.365 | 0 | 54.48 | 0.61636 | 0 | 0 |  | 0 |  | 0
|  |  |  | 29.4 | 58.8 | 0 | 0 | 0 | 0 | 0 | 7.48 | 0.12502 | 0 | 58.8 | 0 | 10.832 | 66.507 | 7.707 | 0 | 58.8 | 1 | 0 | 0 |  | 0 |  | 0
|  |  |  | 28.68 | 57.36 | 0 | 0 | 0 | 0 | 0 | 7.48 | 0.12502 | 0 | 57.36 | 0 | 27.484 | 57.36 | 0 | 0 | 57.36 | 1 | 0 | 0 |  | 0 |  | 0
|  |  |  | 28.12 | 56.24 | 0 | 0 | 0 | 0 | 0 | 7.48 | 0.12502 | 0 | 56.24 | 0 | 30.435 | 56.24 | 0 | 0 | 56.24 | 1 | 0 | 0 |  | 0 |  | 0
|  |  |  | 25.92 | 51.84 | 0 | 0 | 0 | 0 | 0 | 12.23 | 0.12502 | 0 | 51.84 | 0 | 28.591 | 51.84 | 0 | 0 | 51.84 | 1 | 0 | 0 |  | 0 |  | 0
|  |  |  | 25.48 | 50.96 | 0 | 0 | 0 | 0 | 0 | 12.23 | 0.12502 | 0 | 50.96 | 0 | 16.789 | 50.96 | 0 | 0 | 50.96 | 1 | 0 | 0 |  | 0 |  | 0
|  |  |  | 25.92 | 51.84 | 0 | 0 | 0 | 0 | 0 | 12.23 | 0.12502 | 0 | 51.84 | 1.247 | 0 | 50.593 | 0 | 0 | 50.593 | 1 | 0 | 0 |  | 0 |  | 0
|  |  |  | 26.08 | 52.16 | 0 | 0 | 0 | 0 | 0 | 12.23 | 0.12502 | 0 | 52.16 | 24.881 | 0 | 27.279 | 0 | 0 | 27.279 | 1 | 0 | 0 |  | 0 |  | 0
|  |  |  | 28 | 56 | 0 | 0 | 0 | 0 | 0 | 7.48 | 0.12502 | 0 | 56 | 50.665 | 0 | 5.335 | 0 | 0 | 5.335 | 1 | 0 | 0 |  | 0 |  | 0
|  |  |  | 28.96 | 57.92 | 0 | 0 | 0 | 0 | 0 | 7.48 | 0.12502 | 0 | 57.92 | 52.429 | 0 | 0 | 0 | 0 | 0 | 0.69582 | 0 | 5.491 |  | 0 |  | 0
|  |  |  | 28.72 | 57.44 | 0 | 0 | 0 | 0 | 0 | 7.48 | 0.12502 | 0 | 57.44 | 49.075 | 0 | 0 | 0 | 0 | 0 | 0.23246 | 0 | 8.365 |  | 0 |  | 0
|  |  |  | 28.32 | 56.64 | 0 | 0 | 0 | 0 | 0 | 7.48 | 0.10709 | 0 | 56.64 | 56.054 | 0 | 0 | 0 | 0 | 0 | 0.2 | 0 | 0.586 |  | 0 |  | 0
|  |  |  | 26.28 | 52.56 | 0 | 0 | 0 | 0 | 0 | 7.48 | 0.10709 | 3.494 | 52.56 | 52.56 | 0 | 0 | 0 | 0 | 0 | 0.37392 | 0 | 0 |  | 0 |  | 0
|  |  |  | 25 | 50 | 0 | 0 | 0 | 0 | 0 | 7.48 | 0.10709 | 5.815 | 50 | 50 | 0 | 0 | 0 | 0 | 0 | 0.66337 | 0 | 0 |  | 0 |  | 0
|  |  |  | 19.72 | 39.44 | 0 | 0 | 0 | 0 | 0 | 7.48 | 0.10709 | 0 | 39.44 | 39.44 | 0 | 0 | 0 | 0 | 0 | 0.66337 | 0 | 0 |  | 0 |  | 0
|  |  |  | 15.44 | 30.88 | 0 | 0 | 0 | 0 | 0 | 7.48 | 0.10709 | 0 | 30.88 | 30.88 | 0 | 0 | 0 | 0 | 0 | 0.66337 | 0 | 0 |  | 0 |  | 0
|  |  |  | 14.04 | 28.08 | 0 | 0 | 0 | 0 | 0 | 7.48 | 0.10709 | 0 | 28.08 | 28.08 | 0 | 0 | 0 | 0 | 0 | 0.66337 | 0 | 0 |  | 0 |  | 0
|  |  |  | 15.6 | 31.2 | 0 | 0 | 0 | 0 | 0 | 7.48 | 0.10709 | 0 | 31.2 | 31.2 | 0 | 0 | 0 | 0 | 0 | 0.66337 | 0 | 0 |  | 0 |  | 0
|  |  |  | 18.12 | 36.24 | 0 | 0 | 0 | 0 | 0 | 7.48 | 0.10709 | 0 | 36.24 | 36.24 | 0 | 0 | 0 | 0 | 0 | 0.66337 | 0 | 0 |  | 0 |  | 0
|  |  |  | 19.72 | 39.44 | 0 | 0 | 0 | 0 | 0 | 7.48 | 0.10709 | 0 | 39.44 | 39.44 | 0 | 0 | 0 | 0 | 0 | 0.66337 | 0 | 0 |  | 0 |  | 0
|  |  |  | 16.4 | 32.8 | 0 | 0 | 0 | 0 | 0 | 7.48 | 0.10709 | 0 | 32.8 | 32.8 | 0 | 0 | 0 | 0 | 0 | 0.66337 | 0 | 0 |  | 0 |  | 0
|  |  |  | 16.28 | 32.56 | 0 | 0 | 0 | 0 | 0 | 7.48 | 0.10709 | 0 | 32.56 | 27.698 | 0 | 4.862 | 0 | 0 | 4.862 | 0.66337 | 0 | 0 |  | 0 |  | 0
|  |  |  | 23.84 | 47.68 | 0 | 0 | 0 | 0 | 0 | 7.48 | 0.10709 | 0 | 47.68 | 44.249 | 0 | 3.431 | 0 | 0 | 3.431 | 0.66337 | 0 | 0 |  | 0 |  | 0
|  |  |  | 23.68 | 47.36 | 0 | 0 | 0 | 0 | 0 | 7.48 | 0.10709 | 0 | 47.36 | 41.237 | 0 | 6.123 | 0 | 0 | 6.123 | 0.66337 | 0 | 0 |  | 0 |  | 0
|  |  |  | 22.8 | 45.6 | 0 | 0 | 0 | 0 | 0 | 7.48 | 0.10709 | 0 | 45.6 | 27.996 | 0 | 17.604 | 0 | 0 | 17.604 | 0.66337 | 0 | 0 |  | 0 |  | 0
|  |  |  | 23.84 | 47.68 | 0 | 0 | 0 | 0 | 0 | 7.48 | 0.12502 | 0 | 47.68 | 1.731 | 0 | 37.584 | 0 | 0 | 37.584 | 0.2 | 0 | 8.365 |  | 0 |  | 0
|  |  |  | 25 | 50 | 0 | 0 | 0 | 0 | 0 | 7.48 | 0.12502 | 0 | 50 | 0 | 0 | 55.746 | 5.746 | 0 | 50 | 0.48602 | 0 | 0 |  | 0 |  | 0
|  |  |  | 24.92 | 49.84 | 0 | 0 | 0 | 0 | 0 | 7.48 | 0.12502 | 0 | 49.84 | 0 | 28.312 | 58.205 | 8.365 | 0 | 49.84 | 0.90239 | 0 | 0 |  | 0 |  | 0
|  |  |  | 25.32 | 50.64 | 0 | 0 | 0 | 0 | 0 | 12.23 | 0.12502 | 0 | 50.64 | 0 | 27.842 | 52.601 | 1.961 | 0 | 50.64 | 1 | 0 | 0 |  | 0 |  | 0
|  |  |  | 24.8 | 49.6 | 0 | 0 | 0 | 0 | 0 | 12.23 | 0.12502 | 0 | 49.6 | 0 | 18.682 | 49.6 | 0 | 0 | 49.6 | 1 | 0 | 0 |  | 0 |  | 0
|  |  |  | 24.48 | 48.96 | 0 | 0 | 0 | 0 | 0 | 12.23 | 0.12502 | 0 | 48.96 | 0 | 1.112 | 48.96 | 0 | 0 | 48.96 | 1 | 0 | 0 |  | 0 |  | 0
|  |  |  | 23.52 | 47.04 | 0 | 0 | 0 | 0 | 0 | 12.23 | 0.12502 | 0 | 47.04 | 29.484 | 0 | 17.556 | 0 | 0 | 17.556 | 1 | 0 | 0 |  | 0 |  | 0
|  |  |  | 23.4667 | 46.9333 | 0 | 0 | 0 | 0 | 0 | 7.48 | 0.12502 | 0 | 46.933 | 41.514 | 0 | 5.419 | 0 | 0 | 5.419 | 1 | 0 | 0 |  | 0 |  | 0
|  |  |  | 21.96 | 43.92 | 0 | 0 | 0 | 0 | 0 | 7.48 | 0.12502 | 0 | 43.92 | 37.843 | 0 | 0 | 0 | 0 | 0 | 0.66337 | 0 | 6.077 |  | 0 |  | 0
|  |  |  | 20.9733 | 41.9467 | 0 | 0 | 0 | 0 | 0 | 7.48 | 0.12502 | 0 | 41.947 | 33.582 | 0 | 0 | 0 | 0 | 0 | 0.2 | 0 | 8.365 |  | 0 |  | 0
|  |  |  | 20.7867 | 41.5733 | 0 | 0 | 0 | 0 | 0 | 7.48 | 0.10709 | 8.365 | 41.573 | 41.573 | 0 | 0 | 0 | 0 | 0 | 0.61636 | 0 | 0 |  | 0 |  | 0
|  |  |  | 23.64 | 47.28 | 0 | 0 | 0 | 0 | 0 | 7.48 | 0.10709 | 7.707 | 47.28 | 47.28 | 0 | 0 | 0 | 0 | 0 | 1 | 0 | 0 |  | 0 |  | 0
|  |  |  | 21.84 | 43.68 | 0 | 0 | 0 | 0 | 0 | 7.48 | 0.10709 | 0 | 43.68 | 43.68 | 0 | 0 | 0 | 0 | 0 | 1 | 0 | 0 |  | 0 |  | 0
|  |  |  | 19.68 | 39.36 | 0 | 0 | 0 | 0 | 0 | 7.48 | 0.10709 | 0 | 39.36 | 39.36 | 0 | 0 | 0 | 0 | 0 | 1 | 0 | 0 |  | 0 |  | 0
|  |  |  | 16.56 | 33.12 | 0 | 0 | 0 | 0 | 0 | 7.48 | 0.10709 | 0 | 33.12 | 33.12 | 0 | 0 | 0 | 0 | 0 | 1 | 0 | 0 |  | 0 |  | 0
|  |  |  | 15.24 | 30.48 | 0 | 0 | 0 | 0 | 0 | 7.48 | 0.10709 | 0 | 30.48 | 30.48 | 0 | 0 | 0 | 0 | 0 | 1 | 0 | 0 |  | 0 |  | 0
|  |  |  | 18.04 | 36.08 | 0 | 0 | 0 | 0 | 0 | 7.48 | 0.10709 | 0 | 36.08 | 36.08 | 0 | 0 | 0 | 0 | 0 | 1 | 0 | 0 |  | 0 |  | 0
|  |  |  | 18.72 | 37.44 | 0 | 0 | 0 | 0 | 0 | 7.48 | 0.10709 | 0 | 37.44 | 37.44 | 0 | 0 | 0 | 0 | 0 | 1 | 0 | 0 |  | 0 |  | 0
|  |  |  | 19.24 | 38.48 | 0 | 0 | 0 | 0 | 0 | 7.48 | 0.10709 | 0 | 38.48 | 38.48 | 0 | 0 | 0 | 0 | 0 | 1 | 0 | 0 |  | 0 |  | 0
|  |  |  | 17.04 | 34.08 | 0 | 0 | 0 | 0 | 0 | 7.48 | 0.10709 | 0 | 34.08 | 34.08 | 0 | 0 | 0 | 0 | 0 | 1 | 0 | 0 |  | 0 |  | 0
|  |  |  | 17.52 | 35.04 | 0 | 0 | 0 | 0 | 0 | 7.48 | 0.10709 | 0 | 35.04 | 29.875 | 0 | 5.165 | 0 | 0 | 5.165 | 1 | 0 | 0 |  | 0 |  | 0
|  |  |  | 18.32 | 36.64 | 0 | 0 | 0 | 0 | 0 | 7.48 | 0.10709 | 0 | 36.64 | 34.676 | 0 | 1.964 | 0 | 0 | 1.964 | 1 | 0 | 0 |  | 0 |  | 0
|  |  |  | 23.56 | 47.12 | 0 | 0 | 0 | 0 | 0 | 7.48 | 0.10709 | 0 | 47.12 | 41.785 | 0 | 5.335 | 0 | 0 | 5.335 | 1 | 0 | 0 |  | 0 |  | 0
|  |  |  | 24.12 | 48.24 | 0 | 0 | 0 | 0 | 0 | 7.48 | 0.10709 | 0 | 48.24 | 33.437 | 0 | 14.803 | 0 | 0 | 14.803 | 1 | 0 | 0 |  | 0 |  | 0
|  |  |  | 24 | 48 | 0 | 0 | 0 | 0 | 0 | 7.48 | 0.12502 | 0 | 48 | 20.018 | 0 | 27.982 | 0 | 0 | 27.982 | 1 | 0 | 0 |  | 0 |  | 0
|  |  |  | 22.72 | 45.44 | 0 | 0 | 0 | 0 | 0 | 7.48 | 0.12502 | 0 | 45.44 | 5.516 | 0 | 39.924 | 0 | 0 | 39.924 | 1 | 0 | 0 |  | 0 |  | 0
|  |  |  | 22.5067 | 45.0133 | 0 | 0 | 0 | 0 | 0 | 7.48 | 0.12502 | 0 | 45.013 | 1.602 | 0 | 39.633 | 0 | 0 | 39.633 | 0.79072 | 0 | 3.778 |  | 0 |  | 0
|  |  |  | 23.28 | 46.56 | 0 | 0 | 0 | 0 | 0 | 12.23 | 0.12502 | 0 | 46.56 | 3.836 | 0 | 34.359 | 0 | 0 | 34.359 | 0.32736 | 0 | 8.365 |  | 0 |  | 0
|  |  |  | 22.76 | 45.52 | 0 | 0 | 0 | 0 | 0 | 12.23 | 0.12502 | 0 | 45.52 | 0 | 15.04 | 53.885 | 8.365 | 0 | 45.52 | 0.74372 | 0 | 0 |  | 0 |  | 0
|  |  |  | 22.68 | 45.36 | 0 | 0 | 0 | 0 | 0 | 12.23 | 0.12502 | 0 | 45.36 | 0 | 0 | 50.509 | 5.149 | 0 | 45.36 | 1 | 0 | 0 |  | 0 |  | 0
|  |  |  | 22.64 | 45.28 | 0 | 0 | 0 | 0 | 0 | 12.23 | 0.12502 | 0 | 45.28 | 18.122 | 0 | 27.158 | 0 | 0 | 27.158 | 1 | 0 | 0 |  | 0 |  | 0
|  |  |  | 23.36 | 46.72 | 0 | 0 | 0 | 0 | 0 | 7.48 | 0.12502 | 0 | 46.72 | 41.216 | 0 | 5.504 | 0 | 0 | 5.504 | 1 | 0 | 0 |  | 0 |  | 0
|  |  |  | 22.9733 | 45.9467 | 0 | 0 | 0 | 0 | 0 | 7.48 | 0.12502 | 0 | 45.947 | 39.87 | 0 | 0 | 0 | 0 | 0 | 0.66337 | 0 | 6.077 |  | 0 |  | 0
|  |  |  | 18.0933 | 36.1867 | 0 | 0 | 0 | 0 | 0 | 7.48 | 0.12502 | 0 | 36.187 | 27.822 | 0 | 0 | 0 | 0 | 0 | 0.2 | 0 | 8.365 |  | 0 |  | 0
|  |  |  | 17.48 | 34.96 | 0 | 0 | 0 | 0 | 0 | 7.48 | 0.10709 | 8.365 | 34.96 | 34.96 | 0 | 0 | 0 | 0 | 0 | 0.61636 | 0 | 0 |  | 0 |  | 0
|  |  |  | 17.9733 | 35.9467 | 0 | 0 | 0 | 0 | 0 | 7.48 | 0.10709 | 7.707 | 35.947 | 35.947 | 0 | 0 | 0 | 0 | 0 | 1 | 0 | 0 |  | 0 |  | 0
|  |  |  | 17.32 | 34.64 | 0 | 0 | 0 | 0 | 0 | 7.48 | 0.10709 | 0 | 34.64 | 34.64 | 0 | 0 | 0 | 0 | 0 | 1 | 0 | 0 |  | 0 |  | 0
|  |  |  | 15.12 | 30.24 | 0 | 0 | 0 | 0 | 0 | 7.48 | 0.10709 | 0 | 30.24 | 30.24 | 0 | 0 | 0 | 0 | 0 | 1 | 0 | 0 |  | 0 |  | 0
|  |  |  | 14.16 | 28.32 | 0 | 0 | 0 | 0 | 0 | 7.48 | 0.10709 | 0 | 28.32 | 28.32 | 0 | 0 | 0 | 0 | 0 | 1 | 0 | 0 |  | 0 |  | 0
|  |  |  | 12.52 | 25.04 | 0 | 0 | 0 | 0 | 0 | 7.48 | 0.10709 | 0 | 25.04 | 25.04 | 0 | 0 | 0 | 0 | 0 | 1 | 0 | 0 |  | 0 |  | 0
|  |  |  | 11.84 | 23.68 | 0 | 0 | 0 | 0 | 0 | 7.48 | 0.10709 | 0 | 23.68 | 23.68 | 0 | 0 | 0 | 0 | 0 | 1 | 0 | 0 |  | 0 |  | 0
|  |  |  | 12.72 | 25.44 | 0 | 0 | 0 | 0 | 0 | 7.48 | 0.10709 | 0 | 25.44 | 25.44 | 0 | 0 | 0 | 0 | 0 | 1 | 0 | 0 |  | 0 |  | 0
|  |  |  | 13.24 | 26.48 | 0 | 0 | 0 | 0 | 0 | 7.48 | 0.10709 | 0 | 26.48 | 26.48 | 0 | 0 | 0 | 0 | 0 | 1 | 0 | 0 |  | 0 |  | 0
|  |  |  | 16.12 | 32.24 | 0 | 0 | 0 | 0 | 0 | 7.48 | 0.10709 | 0 | 32.24 | 32.24 | 0 | 0 | 0 | 0 | 0 | 1 | 0 | 0 |  | 0 |  | 0
|  |  |  | 21.4 | 42.8 | 0 | 0 | 0 | 0 | 0 | 7.48 | 0.10709 | 0 | 42.8 | 37.866 | 0 | 4.934 | 0 | 0 | 4.934 | 1 | 0 | 0 |  | 0 |  | 0
|  |  |  | 23.12 | 46.24 | 0 | 0 | 0 | 0 | 0 | 7.48 | 0.10709 | 0 | 46.24 | 24.162 | 0 | 22.078 | 0 | 0 | 22.078 | 1 | 0 | 0 |  | 0 |  | 0
|  |  |  | 29.12 | 58.24 | 0 | 0 | 0 | 0 | 0 | 7.48 | 0.10709 | 0 | 58.24 | 46.14 | 0 | 12.1 | 0 | 0 | 12.1 | 1 | 0 | 0 |  | 0 |  | 0
|  |  |  | 28.72 | 57.44 | 0 | 0 | 0 | 0 | 0 | 7.48 | 0.10709 | 0 | 57.44 | 52.7 | 0 | 4.74 | 0 | 0 | 4.74 | 1 | 0 | 0 |  | 0 |  | 0
|  |  |  | 29.68 | 59.36 | 0 | 0 | 0 | 0 | 0 | 7.48 | 0.12502 | 0 | 59.36 | 56.054 | 0 | 3.164 | 0 | 0 | 3.164 | 0.99216 | 0 | 0.142 |  | 0 |  | 0
|  |  |  | 32.52 | 65.04 | 0 | 0 | 0 | 0 | 0 | 7.48 | 0.12502 | 0 | 65.04 | 56.054 | 0 | 5.771 | 0 | 0 | 5.771 | 0.81407 | 0 | 3.215 |  | 0 |  | 0
|  |  |  | 27.72 | 55.44 | 0 | 0 | 0 | 0 | 0 | 7.48 | 0.12502 | 0.409 | 55.44 | 44.807 | 0 | 10.633 | 0 | 0 | 10.633 | 0.83444 | 0 | 0 |  | 0 |  | 0
|  |  |  | 25.64 | 51.28 | 0 | 0 | 0 | 0 | 0 | 12.23 | 0.12502 | 0 | 51.28 | 40.643 | 0 | 3.067 | 0 | 0 | 3.067 | 0.41511 | 0 | 7.57 |  | 0 |  | 0
|  |  |  | 24.32 | 48.64 | 0 | 0 | 0 | 0 | 0 | 12.23 | 0.12502 | 0 | 48.64 | 40.643 | 0 | 4.256 | 0 | 0 | 4.256 | 0.20785 | 0 | 3.742 |  | 0 |  | 0
|  |  |  | 23.6 | 47.2 | 0 | 0 | 0 | 0 | 0 | 12.23 | 0.12502 | 0 | 47.2 | 32.518 | 0 | 14.682 | 0 | 0 | 14.682 | 0.20785 | 0 | 0 |  | 0 |  | 0
|  |  |  | 22.12 | 44.24 | 0 | 0 | 0 | 0 | 0 | 12.23 | 0.12502 | 0 | 44.24 | 40.643 | 0 | 3.455 | 0 | 0 | 3.455 | 0.2 | 0 | 0.142 |  | 0 |  | 0
|  |  |  | 26.56 | 53.12 | 0 | 0 | 0 | 0 | 0 | 7.48 | 0.12502 | 0 | 53.12 | 52.223 | 0 | 0.897 | 0 | 0 | 0.897 | 0.2 | 0 | 0 |  | 0 |  | 0
|  |  |  | 27.76 | 55.52 | 0 | 0 | 0 | 0 | 0 | 7.48 | 0.12502 | 0 | 55.52 | 55.52 | 0 | 0 | 0 | 0 | 0 | 0.2 | 0 | 0 |  | 0 |  | 0
|  |  |  | 27.44 | 54.88 | 0 | 0 | 0 | 0 | 0 | 7.48 | 0.12502 | 0 | 54.88 | 54.88 | 0 | 0 | 0 | 0 | 0 | 0.2 | 0 | 0 |  | 0 |  | 0
|  |  |  | 26.8 | 53.6 | 0 | 0 | 0 | 0 | 0 | 7.48 | 0.10709 | 0 | 53.6 | 53.6 | 0 | 0 | 0 | 0 | 0 | 0.2 | 0 | 0 |  | 0 |  | 0
|  |  |  | 25.32 | 50.64 | 0 | 0 | 0 | 0 | 0 | 7.48 | 0.10709 | 0 | 50.64 | 50.64 | 0 | 0 | 0 | 0 | 0 | 0.2 | 0 | 0 |  | 0 |  | 0
|  |  |  | 20 | 40 | 0 | 0 | 0 | 0 | 0 | 7.48 | 0.10709 | 0 | 40 | 40 | 0 | 0 | 0 | 0 | 0 | 0.2 | 0 | 0 |  | 0 |  | 0
|  |  |  | 13.04 | 26.08 | 0 | 0 | 0 | 0 | 0 | 7.48 | 0.10709 | 0 | 26.08 | 26.08 | 0 | 0 | 0 | 0 | 0 | 0.2 | 0 | 0 |  | 0 |  | 0
|  |  |  | 9.88 | 19.76 | 0 | 0 | 0 | 0 | 0 | 7.48 | 0.10709 | 0 | 19.76 | 19.76 | 0 | 0 | 0 | 0 | 0 | 0.2 | 0 | 0 |  | 0 |  | 0
|  |  |  | 11.8 | 23.6 | 0 | 0 | 0 | 0 | 0 | 7.48 | 0.10709 | 0 | 23.6 | 23.6 | 0 | 0 | 0 | 0 | 0 | 0.2 | 0 | 0 |  | 0 |  | 0
|  |  |  | 13.6 | 27.2 | 0 | 0 | 0 | 0 | 0 | 7.48 | 0.10709 | 0 | 27.2 | 27.2 | 0 | 0 | 0 | 0 | 0 | 0.2 | 0 | 0 |  | 0 |  | 0
|  |  |  | 13.68 | 27.36 | 0 | 0 | 0 | 0 | 0 | 7.48 | 0.10709 | 0 | 27.36 | 27.36 | 0 | 0 | 0 | 0 | 0 | 0.2 | 0 | 0 |  | 0 |  | 0
|  |  |  | 14.2 | 28.4 | 0 | 0 | 0 | 0 | 0 | 7.48 | 0.10709 | 0 | 28.4 | 28.4 | 0 | 0 | 0 | 0 | 0 | 0.2 | 0 | 0 |  | 0 |  | 0
|  |  |  | 18.4 | 36.8 | 0 | 0 | 0 | 0 | 0 | 7.48 | 0.10709 | 0 | 36.8 | 36.8 | 0 | 0 | 0 | 0 | 0 | 0.2 | 0 | 0 |  | 0 |  | 0
|  |  |  | 25.64 | 51.28 | 0 | 0 | 0 | 0 | 0 | 7.48 | 0.10709 | 0 | 51.28 | 48.528 | 0 | 2.752 | 0 | 0 | 2.752 | 0.2 | 0 | 0 |  | 0 |  | 0
|  |  |  | 25 | 50 | 0 | 0 | 0 | 0 | 0 | 7.48 | 0.10709 | 0 | 50 | 29.535 | 0 | 20.465 | 0 | 0 | 20.465 | 0.2 | 0 | 0 |  | 0 |  | 0
|  |  |  | 28.28 | 56.56 | 0 | 0 | 0 | 0 | 0 | 7.48 | 0.10709 | 0 | 56.56 | 21.994 | 0 | 34.566 | 0 | 0 | 34.566 | 0.2 | 0 | 0 |  | 0 |  | 0
|  |  |  | 27.92 | 55.84 | 0 | 0 | 0 | 0 | 0 | 7.48 | 0.10709 | 0 | 55.84 | 26.997 | 0 | 28.843 | 0 | 0 | 28.843 | 0.2 | 0 | 0 |  | 0 |  | 0
|  |  |  | 29.88 | 59.76 | 0 | 0 | 0 | 0 | 0 | 7.48 | 0.10709 | 0 | 59.76 | 29.438 | 0 | 30.322 | 0 | 0 | 30.322 | 0.2 | 0 | 0 |  | 0 |  | 0
|  |  |  | 31.92 | 63.84 | 0 | 0 | 0 | 0 | 0 | 7.48 | 0.10709 | 0 | 63.84 | 18.617 | 0 | 45.223 | 0 | 0 | 45.223 | 0.2 | 0 | 0 |  | 0 |  | 0
|  |  |  | 26.68 | 53.36 | 0 | 0 | 0 | 0 | 0 | 7.48 | 0.10709 | 0 | 53.36 | 16.794 | 0 | 36.566 | 0 | 0 | 36.566 | 0.2 | 0 | 0 |  | 0 |  | 0
|  |  |  | 26.8 | 53.6 | 0 | 0 | 0 | 0 | 0 | 7.48 | 0.10709 | 0 | 53.6 | 0 | 0 | 57.686 | 4.086 | 0 | 53.6 | 0.40339 | 0 | 0 |  | 0 |  | 0
|  |  |  | 26.16 | 52.32 | 0 | 0 | 0 | 0 | 0 | 7.48 | 0.10709 | 0 | 52.32 | 7.51 | 0 | 44.81 | 0 | 0 | 44.81 | 0.40339 | 0 | 0 |  | 0 |  | 0
|  |  |  | 26.32 | 52.64 | 0 | 0 | 0 | 0 | 0 | 7.48 | 0.10709 | 0 | 52.64 | 19.929 | 0 | 32.711 | 0 | 0 | 32.711 | 0.40339 | 0 | 0 |  | 0 |  | 0
|  |  |  | 25.68 | 51.36 | 0 | 0 | 0 | 0 | 0 | 7.48 | 0.10709 | 0 | 51.36 | 45.783 | 0 | 5.577 | 0 | 0 | 5.577 | 0.40339 | 0 | 0 |  | 0 |  | 0
|  |  |  | 28.28 | 56.56 | 0 | 0 | 0 | 0 | 0 | 7.48 | 0.10709 | 0 | 56.56 | 53.626 | 0 | 2.934 | 0 | 0 | 2.934 | 0.40339 | 0 | 0 |  | 0 |  | 0
|  |  |  | 25.44 | 50.88 | 0 | 0 | 0 | 0 | 0 | 7.48 | 0.10709 | 0 | 50.88 | 50.88 | 0 | 0 | 0 | 0 | 0 | 0.40339 | 0 | 0 |  | 0 |  | 0
|  |  |  | 25.16 | 50.32 | 0 | 0 | 0 | 0 | 0 | 7.48 | 0.10709 | 0 | 50.32 | 50.32 | 0 | 0 | 0 | 0 | 0 | 0.40339 | 0 | 0 |  | 0 |  | 0
|  |  |  | 25.04 | 50.08 | 0 | 0 | 0 | 0 | 0 | 7.48 | 0.10709 | 0 | 50.08 | 50.08 | 0 | 0 | 0 | 0 | 0 | 0.40339 | 0 | 0 |  | 0 |  | 0
|  |  |  | 19 | 38 | 0 | 0 | 0 | 0 | 0 | 7.48 | 0.10709 | 0 | 38 | 38 | 0 | 0 | 0 | 0 | 0 | 0.40339 | 0 | 0 |  | 0 |  | 0
|  |  |  | 16.12 | 32.24 | 0 | 0 | 0 | 0 | 0 | 7.48 | 0.10709 | 0 | 32.24 | 32.24 | 0 | 0 | 0 | 0 | 0 | 0.40339 | 0 | 0 |  | 0 |  | 0
|  |  |  | 11.24 | 22.48 | 0 | 0 | 0 | 0 | 0 | 7.48 | 0.10709 | 0 | 22.48 | 22.48 | 0 | 0 | 0 | 0 | 0 | 0.40339 | 0 | 0 |  | 0 |  | 0
|  |  |  | 9.12 | 18.24 | 0 | 0 | 0 | 0 | 0 | 7.48 | 0.10709 | 0 | 18.24 | 18.24 | 0 | 0 | 0 | 0 | 0 | 0.40339 | 0 | 0 |  | 0 |  | 0
|  |  |  | 11.52 | 23.04 | 0 | 0 | 0 | 0 | 0 | 7.48 | 0.10709 | 0 | 23.04 | 23.04 | 0 | 0 | 0 | 0 | 0 | 0.40339 | 0 | 0 |  | 0 |  | 0
|  |  |  | 12.08 | 24.16 | 0 | 0 | 0 | 0 | 0 | 7.48 | 0.10709 | 0 | 24.16 | 24.16 | 0 | 0 | 0 | 0 | 0 | 0.40339 | 0 | 0 |  | 0 |  | 0
|  |  |  | 13.36 | 26.72 | 0 | 0 | 0 | 0 | 0 | 7.48 | 0.10709 | 0 | 26.72 | 26.72 | 0 | 0 | 0 | 0 | 0 | 0.40339 | 0 | 0 |  | 0 |  | 0
|  |  |  | 14.96 | 29.92 | 0 | 0 | 0 | 0 | 0 | 7.48 | 0.10709 | 0 | 29.92 | 29.92 | 0 | 0 | 0 | 0 | 0 | 0.40339 | 0 | 0 |  | 0 |  | 0
|  |  |  | 17.28 | 34.56 | 0 | 0 | 0 | 0 | 0 | 7.48 | 0.10709 | 0 | 34.56 | 34.56 | 0 | 0 | 0 | 0 | 0 | 0.40339 | 0 | 0 |  | 0 |  | 0
|  |  |  | 24.56 | 49.12 | 0 | 0 | 0 | 0 | 0 | 7.48 | 0.10709 | 0 | 49.12 | 43.058 | 0 | 6.062 | 0 | 0 | 6.062 | 0.40339 | 0 | 0 |  | 0 |  | 0
|  |  |  | 26.52 | 53.04 | 0 | 0 | 0 | 0 | 0 | 7.48 | 0.10709 | 0 | 53.04 | 23.906 | 0 | 29.134 | 0 | 0 | 29.134 | 0.40339 | 0 | 0 |  | 0 |  | 0
|  |  |  | 28.4 | 56.8 | 0 | 0 | 0 | 0 | 0 | 7.48 | 0.10709 | 0 | 56.8 | 0.05 | 0 | 53.079 | 0 | 0 | 53.079 | 0.2 | 0 | 3.672 |  | 0 |  | 0
|  |  |  | 28.76 | 57.52 | 0 | 0 | 0 | 0 | 0 | 7.48 | 0.10709 | 0 | 57.52 | 0 | 4.75 | 65.885 | 8.365 | 0 | 57.52 | 0.61636 | 0 | 0 |  | 0 |  | 0
|  |  |  | 29.68 | 59.36 | 0 | 0 | 0 | 0 | 0 | 7.48 | 0.10709 | 0 | 59.36 | 0 | 14.418 | 67.067 | 7.707 | 0 | 59.36 | 1 | 0 | 0 |  | 0 |  | 0
|  |  |  | 31.2 | 62.4 | 0 | 0 | 0 | 0 | 0 | 7.48 | 0.10709 | 0 | 62.4 | 0 | 22.783 | 62.4 | 0 | 0 | 62.4 | 1 | 0 | 0 |  | 0 |  | 0
|  |  |  | 28.28 | 56.56 | 0 | 0 | 0 | 0 | 0 | 7.48 | 0.10709 | 0 | 56.56 | 0 | 27.823 | 56.56 | 0 | 0 | 56.56 | 1 | 0 | 0 |  | 0 |  | 0
|  |  |  | 27 | 54 | 0 | 0 | 0 | 0 | 0 | 7.48 | 0.10709 | 0 | 54 | 0 | 24.285 | 54 | 0 | 0 | 54 | 1 | 0 | 0 |  | 0 |  | 0
|  |  |  | 25.04 | 50.08 | 0 | 0 | 0 | 0 | 0 | 7.48 | 0.10709 | 0 | 50.08 | 0 | 16.59 | 50.08 | 0 | 0 | 50.08 | 1 | 0 | 0 |  | 0 |  | 0
|  |  |  | 23 | 46 | 0 | 0 | 0 | 0 | 0 | 7.48 | 0.10709 | 0 | 46 | 0 | 3.393 | 46 | 0 | 0 | 46 | 1 | 0 | 0 |  | 0 |  | 0
|  |  |  | 24 | 48 | 0 | 0 | 0 | 0 | 0 | 7.48 | 0.10709 | 0 | 48 | 21.085 | 0 | 26.915 | 0 | 0 | 26.915 | 1 | 0 | 0 |  | 0 |  | 0
|  |  |  | 25.36 | 50.72 | 0 | 0 | 0 | 0 | 0 | 7.48 | 0.10709 | 0 | 50.72 | 45.034 | 0 | 5.686 | 0 | 0 | 5.686 | 1 | 0 | 0 |  | 0 |  | 0
|  |  |  | 25.24 | 50.48 | 0 | 0 | 0 | 0 | 0 | 7.48 | 0.10709 | 0 | 50.48 | 50.48 | 0 | 0 | 0 | 0 | 0 | 1 | 0 | 0 |  | 0 |  | 0
|  |  |  | 24.52 | 49.04 | 0 | 0 | 0 | 0 | 0 | 7.48 | 0.10709 | 0 | 49.04 | 49.04 | 0 | 0 | 0 | 0 | 0 | 1 | 0 | 0 |  | 0 |  | 0
|  |  |  | 25.56 | 51.12 | 0 | 0 | 0 | 0 | 0 | 7.48 | 0.10709 | 0 | 51.12 | 51.12 | 0 | 0 | 0 | 0 | 0 | 1 | 0 | 0 |  | 0 |  | 0
|  |  |  | 25.56 | 51.12 | 0 | 0 | 0 | 0 | 0 | 7.48 | 0.10709 | 0 | 51.12 | 51.12 | 0 | 0 | 0 | 0 | 0 | 1 | 0 | 0 |  | 0 |  | 0
|  |  |  | 21.88 | 43.76 | 0 | 0 | 0 | 0 | 0 | 7.48 | 0.10709 | 0 | 43.76 | 43.76 | 0 | 0 | 0 | 0 | 0 | 1 | 0 | 0 |  | 0 |  | 0
|  |  |  | 13.4 | 26.8 | 0 | 0 | 0 | 0 | 0 | 7.48 | 0.10709 | 0 | 26.8 | 26.8 | 0 | 0 | 0 | 0 | 0 | 1 | 0 | 0 |  | 0 |  | 0
|  |  |  | 11.6 | 23.2 | 0 | 0 | 0 | 0 | 0 | 7.48 | 0.10709 | 0 | 23.2 | 23.2 | 0 | 0 | 0 | 0 | 0 | 1 | 0 | 0 |  | 0 |  | 0
|  |  |  | 13.8 | 27.6 | 0 | 0 | 0 | 0 | 0 | 7.48 | 0.10709 | 0 | 27.6 | 27.6 | 0 | 0 | 0 | 0 | 0 | 1 | 0 | 0 |  | 0 |  | 0
|  |  |  | 20.68 | 41.36 | 0 | 0 | 0 | 0 | 0 | 7.48 | 0.10709 | 0 | 41.36 | 41.36 | 0 | 0 | 0 | 0 | 0 | 1 | 0 | 0 |  | 0 |  | 0
|  |  |  | 17.16 | 34.32 | 0 | 0 | 0 | 0 | 0 | 7.48 | 0.10709 | 0 | 34.32 | 34.32 | 0 | 0 | 0 | 0 | 0 | 1 | 0 | 0 |  | 0 |  | 0
|  |  |  | 13.72 | 27.44 | 0 | 0 | 0 | 0 | 0 | 7.48 | 0.10709 | 0 | 27.44 | 27.44 | 0 | 0 | 0 | 0 | 0 | 1 | 0 | 0 |  | 0 |  | 0
|  |  |  | 16.76 | 33.52 | 0 | 0 | 0 | 0 | 0 | 7.48 | 0.10709 | 0 | 33.52 | 33.52 | 0 | 0 | 0 | 0 | 0 | 1 | 0 | 0 |  | 0 |  | 0
|  |  |  | 25.2 | 50.4 | 0 | 0 | 0 | 0 | 0 | 7.48 | 0.10709 | 0 | 50.4 | 44.847 | 0 | 5.553 | 0 | 0 | 5.553 | 1 | 0 | 0 |  | 0 |  | 0
|  |  |  | 26.28 | 52.56 | 0 | 0 | 0 | 0 | 0 | 7.48 | 0.10709 | 0 | 52.56 | 22.344 | 0 | 24.139 | 0 | 0 | 24.139 | 0.66337 | 0 | 6.077 |  | 0 |  | 0
|  |  |  | 28.24 | 56.48 | 0 | 0 | 0 | 0 | 0 | 7.48 | 0.10709 | 0 | 56.48 | 5.657 | 0 | 42.458 | 0 | 0 | 42.458 | 0.2 | 0 | 8.365 |  | 0 |  | 0
|  |  |  | 28.48 | 56.96 | 0 | 0 | 0 | 0 | 0 | 7.48 | 0.10709 | 0 | 56.96 | 0 | 0 | 64.888 | 7.928 | 0 | 56.96 | 0.59461 | 0 | 0 |  | 0 |  | 0
|  |  |  | 29.84 | 59.68 | 0 | 0 | 0 | 0 | 0 | 7.48 | 0.12502 | 0 | 59.68 | 0 | 9.818 | 67.824 | 8.144 | 0 | 59.68 | 1 | 0 | 0 |  | 0 |  | 0
|  |  |  | 29.8 | 59.6 | 0 | 0 | 0 | 0 | 0 | 7.48 | 0.12502 | 0 | 59.6 | 0 | 23.037 | 59.6 | 0 | 0 | 59.6 | 1 | 0 | 0 |  | 0 |  | 0
|  |  |  | 27.72 | 55.44 | 0 | 0 | 0 | 0 | 0 | 7.48 | 0.12502 | 0 | 55.44 | 0 | 29.234 | 55.44 | 0 | 0 | 55.44 | 1 | 0 | 0 |  | 0 |  | 0
|  |  |  | 25.8 | 51.6 | 0 | 0 | 0 | 0 | 0 | 12.23 | 0.12502 | 0 | 51.6 | 0 | 28.819 | 51.6 | 0 | 0 | 51.6 | 1 | 0 | 0 |  | 0 |  | 0
|  |  |  | 24.56 | 49.12 | 0 | 0 | 0 | 0 | 0 | 12.23 | 0.12502 | 0 | 49.12 | 0 | 20.423 | 49.12 | 0 | 0 | 49.12 | 1 | 0 | 0 |  | 0 |  | 0
|  |  |  | 24.6 | 49.2 | 0 | 0 | 0 | 0 | 0 | 12.23 | 0.12502 | 0 | 49.2 | 0 | 1.66 | 49.2 | 0 | 0 | 49.2 | 1 | 0 | 0 |  | 0 |  | 0
|  |  |  | 23.92 | 47.84 | 0 | 0 | 0 | 0 | 0 | 12.23 | 0.12502 | 0 | 47.84 | 19.761 | 0 | 28.079 | 0 | 0 | 28.079 | 1 | 0 | 0 |  | 0 |  | 0
|  |  |  | 24.2 | 48.4 | 0 | 0 | 0 | 0 | 0 | 7.48 | 0.12502 | 0 | 48.4 | 42.471 | 0 | 5.929 | 0 | 0 | 5.929 | 1 | 0 | 0 |  | 0 |  | 0
|  |  |  | 25 | 50 | 0 | 0 | 0 | 0 | 0 | 7.48 | 0.12502 | 0 | 50 | 43.923 | 0 | 0 | 0 | 0 | 0 | 0.66337 | 0 | 6.077 |  | 0 |  | 0
|  |  |  | 25.84 | 51.68 | 0 | 0 | 0 | 0 | 0 | 7.48 | 0.12502 | 0 | 51.68 | 43.315 | 0 | 0 | 0 | 0 | 0 | 0.2 | 0 | 8.365 |  | 0 |  | 0
|  |  |  | 27.08 | 54.16 | 0 | 0 | 0 | 0 | 0 | 7.48 | 0.10709 | 1.894 | 54.16 | 54.16 | 0 | 0 | 0 | 0 | 0 | 0.29428 | 0 | 0 |  | 0 |  | 0
|  |  |  | 24.68 | 49.36 | 0 | 0 | 0 | 0 | 0 | 7.48 | 0.10709 | 6.694 | 49.36 | 49.36 | 0 | 0 | 0 | 0 | 0 | 0.62749 | 0 | 0 |  | 0 |  | 0
|  |  |  | 16.96 | 33.92 | 0 | 0 | 0 | 0 | 0 | 7.48 | 0.10709 | 7.484 | 33.92 | 33.92 | 0 | 0 | 0 | 0 | 0 | 1 | 0 | 0 |  | 0 |  | 0
|  |  |  | 11.52 | 23.04 | 0 | 0 | 0 | 0 | 0 | 7.48 | 0.10709 | 0 | 23.04 | 23.04 | 0 | 0 | 0 | 0 | 0 | 1 | 0 | 0 |  | 0 |  | 0
|  |  |  | 9.8 | 19.6 | 0 | 0 | 0 | 0 | 0 | 7.48 | 0.10709 | 0 | 19.6 | 19.6 | 0 | 0 | 0 | 0 | 0 | 1 | 0 | 0 |  | 0 |  | 0
|  |  |  | 11.68 | 23.36 | 0 | 0 | 0 | 0 | 0 | 7.48 | 0.10709 | 0 | 23.36 | 23.36 | 0 | 0 | 0 | 0 | 0 | 1 | 0 | 0 |  | 0 |  | 0
|  |  |  | 11.64 | 23.28 | 0 | 0 | 0 | 0 | 0 | 7.48 | 0.10709 | 0 | 23.28 | 23.28 | 0 | 0 | 0 | 0 | 0 | 1 | 0 | 0 |  | 0 |  | 0
|  |  |  | 12.76 | 25.52 | 0 | 0 | 0 | 0 | 0 | 7.48 | 0.10709 | 0 | 25.52 | 25.52 | 0 | 0 | 0 | 0 | 0 | 1 | 0 | 0 |  | 0 |  | 0
|  |  |  | 14.48 | 28.96 | 0 | 0 | 0 | 0 | 0 | 7.48 | 0.10709 | 0 | 28.96 | 28.96 | 0 | 0 | 0 | 0 | 0 | 1 | 0 | 0 |  | 0 |  | 0
|  |  |  | 17.48 | 34.96 | 0 | 0 | 0 | 0 | 0 | 7.48 | 0.10709 | 0 | 34.96 | 34.96 | 0 | 0 | 0 | 0 | 0 | 1 | 0 | 0 |  | 0 |  | 0
|  |  |  | 23.72 | 47.44 | 0 | 0 | 0 | 0 | 0 | 7.48 | 0.10709 | 0 | 47.44 | 40.82 | 0 | 6.62 | 0 | 0 | 6.62 | 1 | 0 | 0 |  | 0 |  | 0
|  |  |  | 26.24 | 52.48 | 0 | 0 | 0 | 0 | 0 | 7.48 | 0.10709 | 0 | 52.48 | 41.787 | 0 | 10.693 | 0 | 0 | 10.693 | 1 | 0 | 0 |  | 0 |  | 0
|  |  |  | 29.6 | 59.2 | 0 | 0 | 0 | 0 | 0 | 7.48 | 0.10709 | 0 | 59.2 | 49.076 | 0 | 10.124 | 0 | 0 | 10.124 | 1 | 0 | 0 |  | 0 |  | 0
|  |  |  | 28.32 | 56.64 | 0 | 0 | 0 | 0 | 0 | 7.48 | 0.10709 | 0 | 56.64 | 38.575 | 0 | 18.065 | 0 | 0 | 18.065 | 1 | 0 | 0 |  | 0 |  | 0
|  |  |  | 30.24 | 60.48 | 0 | 0 | 0 | 0 | 0 | 7.48 | 0.12502 | 0 | 60.48 | 23.971 | 0 | 35.645 | 0 | 0 | 35.645 | 0.95212 | 0 | 0.864 |  | 0 |  | 0
|  |  |  | 32.4 | 64.8 | 0 | 0 | 0 | 0 | 0 | 7.48 | 0.12502 | 0 | 64.8 | 19.299 | 0 | 37.136 | 0 | 0 | 37.136 | 0.48875 | 0 | 8.365 |  | 0 |  | 0
|  |  |  | 28 | 56 | 0 | 0 | 0 | 0 | 0 | 7.48 | 0.12502 | 0 | 56 | 0 | 0 | 50.787 | 0 | 0 | 50.787 | 0.2 | 0 | 5.213 |  | 0 |  | 0
|  |  |  | 26.28 | 52.56 | 0 | 0 | 0 | 0 | 0 | 12.23 | 0.12502 | 0 | 52.56 | 0 | 0.423 | 60.925 | 8.365 | 0 | 52.56 | 0.61636 | 0 | 0 |  | 0 |  | 0
|  |  |  | 25.56 | 51.12 | 0 | 0 | 0 | 0 | 0 | 12.23 | 0.12502 | 0 | 51.12 | 0 | 10.34 | 58.827 | 7.707 | 0 | 51.12 | 1 | 0 | 0 |  | 0 |  | 0
|  |  |  | 25.48 | 50.96 | 0 | 0 | 0 | 0 | 0 | 12.23 | 0.12502 | 0 | 50.96 | 0.221 | 0 | 50.739 | 0 | 0 | 50.739 | 1 | 0 | 0 |  | 0 |  | 0
|  |  |  | 24.72 | 49.44 | 0 | 0 | 0 | 0 | 0 | 12.23 | 0.12502 | 0 | 49.44 | 21.676 | 0 | 27.764 | 0 | 0 | 27.764 | 1 | 0 | 0 |  | 0 |  | 0
|  |  |  | 25.6 | 51.2 | 0 | 0 | 0 | 0 | 0 | 7.48 | 0.12502 | 0 | 51.2 | 45.017 | 0 | 6.183 | 0 | 0 | 6.183 | 1 | 0 | 0 |  | 0 |  | 0
|  |  |  | 27.48 | 54.96 | 0 | 0 | 0 | 0 | 0 | 7.48 | 0.12502 | 0 | 54.96 | 48.883 | 0 | 0 | 0 | 0 | 0 | 0.66337 | 0 | 6.077 |  | 0 |  | 0
|  |  |  | 26.44 | 52.88 | 0 | 0 | 0 | 0 | 0 | 7.48 | 0.12502 | 0 | 52.88 | 44.515 | 0 | 0 | 0 | 0 | 0 | 0.2 | 0 | 8.365 |  | 0 |  | 0
|  |  |  | 25.64 | 51.28 | 0 | 0 | 0 | 0 | 0 | 7.48 | 0.10709 | 0 | 51.28 | 51.28 | 0 | 0 | 0 | 0 | 0 | 0.2 | 0 | 0 |  | 0 |  | 0
|  |  |  | 20.24 | 40.48 | 0 | 0 | 0 | 0 | 0 | 7.48 | 0.10709 | 0 | 40.48 | 40.48 | 0 | 0 | 0 | 0 | 0 | 0.2 | 0 | 0 |  | 0 |  | 0
|  |  |  | 19.92 | 39.84 | 0 | 0 | 0 | 0 | 0 | 7.48 | 0.10709 | 0 | 39.84 | 39.84 | 0 | 0 | 0 | 0 | 0 | 0.2 | 0 | 0 |  | 0 |  | 0
|  |  |  | 13.52 | 27.04 | 0 | 0 | 0 | 0 | 0 | 7.48 | 0.10709 | 0 | 27.04 | 27.04 | 0 | 0 | 0 | 0 | 0 | 0.2 | 0 | 0 |  | 0 |  | 0
|  |  |  | 10.16 | 20.32 | 0 | 0 | 0 | 0 | 0 | 7.48 | 0.10709 | 0 | 20.32 | 20.32 | 0 | 0 | 0 | 0 | 0 | 0.2 | 0 | 0 |  | 0 |  | 0
|  |  |  | 9.6 | 19.2 | 0 | 0 | 0 | 0 | 0 | 7.48 | 0.10709 | 0 | 19.2 | 19.2 | 0 | 0 | 0 | 0 | 0 | 0.2 | 0 | 0 |  | 0 |  | 0
|  |  |  | 12.32 | 24.64 | 0 | 0 | 0 | 0 | 0 | 7.48 | 0.10709 | 0 | 24.64 | 24.64 | 0 | 0 | 0 | 0 | 0 | 0.2 | 0 | 0 |  | 0 |  | 0
|  |  |  | 13.84 | 27.68 | 0 | 0 | 0 | 0 | 0 | 7.48 | 0.10709 | 0 | 27.68 | 27.68 | 0 | 0 | 0 | 0 | 0 | 0.2 | 0 | 0 |  | 0 |  | 0
|  |  |  | 16.12 | 32.24 | 0 | 0 | 0 | 0 | 0 | 7.48 | 0.10709 | 0 | 32.24 | 32.24 | 0 | 0 | 0 | 0 | 0 | 0.2 | 0 | 0 |  | 0 |  | 0
|  |  |  | 16.76 | 33.52 | 0 | 0 | 0 | 0 | 0 | 7.48 | 0.10709 | 0 | 33.52 | 33.52 | 0 | 0 | 0 | 0 | 0 | 0.2 | 0 | 0 |  | 0 |  | 0
|  |  |  | 18.24 | 36.48 | 0 | 0 | 0 | 0 | 0 | 7.48 | 0.10709 | 0 | 36.48 | 35.255 | 0 | 1.225 | 0 | 0 | 1.225 | 0.2 | 0 | 0 |  | 0 |  | 0
|  |  |  | 24.68 | 49.36 | 0 | 0 | 0 | 0 | 0 | 7.48 | 0.10709 | 0 | 49.36 | 40.558 | 0 | 8.802 | 0 | 0 | 8.802 | 0.2 | 0 | 0 |  | 0 |  | 0
|  |  |  | 24.68 | 49.36 | 0 | 0 | 0 | 0 | 0 | 7.48 | 0.10709 | 0 | 49.36 | 0 | 0 | 49.636 | 0.276 | 0 | 49.36 | 0.21372 | 0 | 0 |  | 0 |  | 0
|  |  |  | 24.32 | 48.64 | 0 | 0 | 0 | 0 | 0 | 7.48 | 0.10709 | 0 | 48.64 | 0 | 9.314 | 57.005 | 8.365 | 0 | 48.64 | 0.63009 | 0 | 0 |  | 0 |  | 0
|  |  |  | 22.04 | 44.08 | 0 | 0 | 0 | 0 | 0 | 7.48 | 0.12502 | 0 | 44.08 | 0 | 26.458 | 51.512 | 7.432 | 0 | 44.08 | 1 | 0 | 0 |  | 0 |  | 0
|  |  |  | 23.68 | 47.36 | 0 | 0 | 0 | 0 | 0 | 7.48 | 0.12502 | 0 | 47.36 | 0 | 26.087 | 47.36 | 0 | 0 | 47.36 | 1 | 0 | 0 |  | 0 |  | 0
|  |  |  | 23.32 | 46.64 | 0 | 0 | 0 | 0 | 0 | 7.48 | 0.12502 | 0 | 46.64 | 0 | 26.419 | 46.64 | 0 | 0 | 46.64 | 1 | 0 | 0 |  | 0 |  | 0
|  |  |  | 23.88 | 47.76 | 0 | 0 | 0 | 0 | 0 | 12.23 | 0.12502 | 0 | 47.76 | 0 | 21.832 | 47.76 | 0 | 0 | 47.76 | 1 | 0 | 0 |  | 0 |  | 0
|  |  |  | 22.96 | 45.92 | 0 | 0 | 0 | 0 | 0 | 12.23 | 0.12502 | 0 | 45.92 | 0 | 13.985 | 45.92 | 0 | 0 | 45.92 | 1 | 0 | 0 |  | 0 |  | 0
|  |  |  | 22.76 | 45.52 | 0 | 0 | 0 | 0 | 0 | 12.23 | 0.12502 | 0 | 45.52 | 0 | 4.746 | 45.52 | 0 | 0 | 45.52 | 1 | 0 | 0 |  | 0 |  | 0
|  |  |  | 22.12 | 44.24 | 0 | 0 | 0 | 0 | 0 | 12.23 | 0.12502 | 0 | 44.24 | 28.406 | 0 | 15.834 | 0 | 0 | 15.834 | 1 | 0 | 0 |  | 0 |  | 0
|  |  |  | 23.32 | 46.64 | 0 | 0 | 0 | 0 | 0 | 7.48 | 0.12502 | 0 | 46.64 | 40.348 | 0 | 6.292 | 0 | 0 | 6.292 | 1 | 0 | 0 |  | 0 |  | 0
|  |  |  | 22.12 | 44.24 | 0 | 0 | 0 | 0 | 0 | 7.48 | 0.12502 | 0 | 44.24 | 38.163 | 0 | 0 | 0 | 0 | 0 | 0.66337 | 0 | 6.077 |  | 0 |  | 0
|  |  |  | 21.16 | 42.32 | 0 | 0 | 0 | 0 | 0 | 7.48 | 0.12502 | 0 | 42.32 | 33.955 | 0 | 0 | 0 | 0 | 0 | 0.2 | 0 | 8.365 |  | 0 |  | 0
|  |  |  | 22.92 | 45.84 | 0 | 0 | 0 | 0 | 0 | 7.48 | 0.10709 | 8.365 | 45.84 | 45.84 | 0 | 0 | 0 | 0 | 0 | 0.61636 | 0 | 0 |  | 0 |  | 0
|  |  |  | 22.84 | 45.68 | 0 | 0 | 0 | 0 | 0 | 7.48 | 0.10709 | 7.707 | 45.68 | 45.68 | 0 | 0 | 0 | 0 | 0 | 1 | 0 | 0 |  | 0 |  | 0
|  |  |  | 22.8 | 45.6 | 0 | 0 | 0 | 0 | 0 | 7.48 | 0.10709 | 0 | 45.6 | 45.6 | 0 | 0 | 0 | 0 | 0 | 1 | 0 | 0 |  | 0 |  | 0
|  |  |  | 19.2 | 38.4 | 0 | 0 | 0 | 0 | 0 | 7.48 | 0.10709 | 0 | 38.4 | 38.4 | 0 | 0 | 0 | 0 | 0 | 1 | 0 | 0 |  | 0 |  | 0
|  |  |  | 17.04 | 34.08 | 0 | 0 | 0 | 0 | 0 | 7.48 | 0.10709 | 0 | 34.08 | 34.08 | 0 | 0 | 0 | 0 | 0 | 1 | 0 | 0 |  | 0 |  | 0
|  |  |  | 15.04 | 30.08 | 0 | 0 | 0 | 0 | 0 | 7.48 | 0.10709 | 0 | 30.08 | 30.08 | 0 | 0 | 0 | 0 | 0 | 1 | 0 | 0 |  | 0 |  | 0
|  |  |  | 16.64 | 33.28 | 0 | 0 | 0 | 0 | 0 | 7.48 | 0.10709 | 0 | 33.28 | 33.28 | 0 | 0 | 0 | 0 | 0 | 1 | 0 | 0 |  | 0 |  | 0
|  |  |  | 18.2 | 36.4 | 0 | 0 | 0 | 0 | 0 | 7.48 | 0.10709 | 0 | 36.4 | 36.4 | 0 | 0 | 0 | 0 | 0 | 1 | 0 | 0 |  | 0 |  | 0
|  |  |  | 20.4 | 40.8 | 0 | 0 | 0 | 0 | 0 | 7.48 | 0.10709 | 0 | 40.8 | 40.8 | 0 | 0 | 0 | 0 | 0 | 1 | 0 | 0 |  | 0 |  | 0
|  |  |  | 18.96 | 37.92 | 0 | 0 | 0 | 0 | 0 | 7.48 | 0.10709 | 0 | 37.92 | 37.92 | 0 | 0 | 0 | 0 | 0 | 1 | 0 | 0 |  | 0 |  | 0
|  |  |  | 16.76 | 33.52 | 0 | 0 | 0 | 0 | 0 | 7.48 | 0.10709 | 0 | 33.52 | 33.52 | 0 | 0 | 0 | 0 | 0 | 1 | 0 | 0 |  | 0 |  | 0
|  |  |  | 19.2 | 38.4 | 0 | 0 | 0 | 0 | 0 | 7.48 | 0.10709 | 0 | 38.4 | 36.872 | 0 | 1.528 | 0 | 0 | 1.528 | 1 | 0 | 0 |  | 0 |  | 0
|  |  |  | 23.76 | 47.52 | 0 | 0 | 0 | 0 | 0 | 7.48 | 0.10709 | 0 | 47.52 | 35.699 | 0 | 11.821 | 0 | 0 | 11.821 | 1 | 0 | 0 |  | 0 |  | 0
|  |  |  | 23.56 | 47.12 | 0 | 0 | 0 | 0 | 0 | 7.48 | 0.10709 | 0 | 47.12 | 35.554 | 0 | 11.566 | 0 | 0 | 11.566 | 1 | 0 | 0 |  | 0 |  | 0
|  |  |  | 24.76 | 49.52 | 0 | 0 | 0 | 0 | 0 | 7.48 | 0.12502 | 0 | 49.52 | 24.69 | 0 | 24.83 | 0 | 0 | 24.83 | 1 | 0 | 0 |  | 0 |  | 0
|  |  |  | 24.24 | 48.48 | 0 | 0 | 0 | 0 | 0 | 7.48 | 0.12502 | 0 | 48.48 | 22.074 | 0 | 26.406 | 0 | 0 | 26.406 | 1 | 0 | 0 |  | 0 |  | 0
|  |  |  | 24.56 | 49.12 | 0 | 0 | 0 | 0 | 0 | 7.48 | 0.12502 | 0 | 49.12 | 33.432 | 0 | 15.688 | 0 | 0 | 15.688 | 1 | 0 | 0 |  | 0 |  | 0
|  |  |  | 24.6 | 49.2 | 0 | 0 | 0 | 0 | 0 | 12.23 | 0.12502 | 0 | 49.2 | 18.502 | 0 | 30.698 | 0 | 0 | 30.698 | 1 | 0 | 0 |  | 0 |  | 0
|  |  |  | 23.32 | 46.64 | 0 | 0 | 0 | 0 | 0 | 12.23 | 0.12502 | 0 | 46.64 | 14.233 | 0 | 32.407 | 0 | 0 | 32.407 | 1 | 0 | 0 |  | 0 |  | 0
|  |  |  | 23.32 | 46.64 | 0 | 0 | 0 | 0 | 0 | 12.23 | 0.12502 | 0 | 46.64 | 23.01 | 0 | 23.63 | 0 | 0 | 23.63 | 1 | 0 | 0 |  | 0 |  | 0
|  |  |  | 23.9 | 47.8 | 0 | 0 | 0 | 0 | 0 | 12.23 | 0.12502 | 0 | 47.8 | 37.98 | 0 | 9.82 | 0 | 0 | 9.82 | 1 | 0 | 0 |  | 0 |  | 0
|  |  |  | 23.16 | 46.32 | 0 | 0 | 0 | 0 | 0 | 7.48 | 0.12502 | 0 | 46.32 | 39.64 | 0 | 6.68 | 0 | 0 | 6.68 | 1 | 0 | 0 |  | 0 |  | 0
|  |  |  | 22.26 | 44.52 | 0 | 0 | 0 | 0 | 0 | 7.48 | 0.12502 | 0 | 44.52 | 38.443 | 0 | 0 | 0 | 0 | 0 | 0.66337 | 0 | 6.077 |  | 0 |  | 0
|  |  |  | 21.56 | 43.12 | 0 | 0 | 0 | 0 | 0 | 7.48 | 0.12502 | 0 | 43.12 | 34.755 | 0 | 0 | 0 | 0 | 0 | 0.2 | 0 | 8.365 |  | 0 |  | 0
|  |  |  | 21.32 | 42.64 | 0 | 0 | 0 | 0 | 0 | 7.48 | 0.10709 | 0 | 42.64 | 42.64 | 0 | 0 | 0 | 0 | 0 | 0.2 | 0 | 0 |  | 0 |  | 0
|  |  |  | 23.44 | 46.88 | 0 | 0 | 0 | 0 | 0 | 7.48 | 0.10709 | 0 | 46.88 | 46.88 | 0 | 0 | 0 | 0 | 0 | 0.2 | 0 | 0 |  | 0 |  | 0
|  |  |  | 22.96 | 45.92 | 0 | 0 | 0 | 0 | 0 | 7.48 | 0.10709 | 0 | 45.92 | 45.92 | 0 | 0 | 0 | 0 | 0 | 0.2 | 0 | 0 |  | 0 |  | 0
|  |  |  | 17.68 | 35.36 | 0 | 0 | 0 | 0 | 0 | 7.48 | 0.10709 | 0 | 35.36 | 35.36 | 0 | 0 | 0 | 0 | 0 | 0.2 | 0 | 0 |  | 0 |  | 0
|  |  |  | 16.04 | 32.08 | 0 | 0 | 0 | 0 | 0 | 7.48 | 0.10709 | 0 | 32.08 | 32.08 | 0 | 0 | 0 | 0 | 0 | 0.2 | 0 | 0 |  | 0 |  | 0
|  |  |  | 15.16 | 30.32 | 0 | 0 | 0 | 0 | 0 | 7.48 | 0.10709 | 0 | 30.32 | 30.32 | 0 | 0 | 0 | 0 | 0 | 0.2 | 0 | 0 |  | 0 |  | 0
|  |  |  | 13.56 | 27.12 | 0 | 0 | 0 | 0 | 0 | 7.48 | 0.10709 | 0 | 27.12 | 27.12 | 0 | 0 | 0 | 0 | 0 | 0.2 | 0 | 0 |  | 0 |  | 0
|  |  |  | 14.04 | 28.08 | 0 | 0 | 0 | 0 | 0 | 7.48 | 0.10709 | 0 | 28.08 | 28.08 | 0 | 0 | 0 | 0 | 0 | 0.2 | 0 | 0 |  | 0 |  | 0
|  |  |  | 15.6 | 31.2 | 0 | 0 | 0 | 0 | 0 | 7.48 | 0.10709 | 0 | 31.2 | 31.2 | 0 | 0 | 0 | 0 | 0 | 0.2 | 0 | 0 |  | 0 |  | 0
|  |  |  | 17.44 | 34.88 | 0 | 0 | 0 | 0 | 0 | 7.48 | 0.10709 | 0 | 34.88 | 34.88 | 0 | 0 | 0 | 0 | 0 | 0.2 | 0 | 0 |  | 0 |  | 0
|  |  |  | 23.84 | 47.68 | 0 | 0 | 0 | 0 | 0 | 7.48 | 0.10709 | 0 | 47.68 | 39.605 | 0 | 8.075 | 0 | 0 | 8.075 | 0.2 | 0 | 0 |  | 0 |  | 0
|  |  |  | 25.2 | 50.4 | 0 | 0 | 0 | 0 | 0 | 7.48 | 0.10709 | 0 | 50.4 | 17.689 | 0 | 32.711 | 0 | 0 | 32.711 | 0.2 | 0 | 0 |  | 0 |  | 0
|  |  |  | 28.88 | 57.76 | 0 | 0 | 0 | 0 | 0 | 7.48 | 0.10709 | 0 | 57.76 | 0 | 0 | 58.013 | 0.253 | 0 | 57.76 | 0.21261 | 0 | 0 |  | 0 |  | 0
|  |  |  | 28.52 | 57.04 | 0 | 0 | 0 | 0 | 0 | 7.48 | 0.10709 | 0 | 57.04 | 0 | 11.886 | 65.405 | 8.365 | 0 | 57.04 | 0.62898 | 0 | 0 |  | 0 |  | 0
|  |  |  | 31.4 | 62.8 | 0 | 0 | 0 | 0 | 0 | 7.48 | 0.12502 | 0 | 62.8 | 0 | 9.753 | 70.254 | 7.454 | 0 | 62.8 | 1 | 0 | 0 |  | 0 |  | 0
|  |  |  | 33.44 | 66.88 | 0 | 0 | 0 | 0 | 0 | 7.48 | 0.12502 | 0 | 66.88 | 56.054 | 0 | 2.461 | 0 | 0 | 2.461 | 0.53663 | 0 | 8.365 |  | 0 |  | 0
|  |  |  | 28.92 | 57.84 | 0 | 0 | 0 | 0 | 0 | 7.48 | 0.12502 | 0 | 57.84 | 0 | 19.852 | 66.205 | 8.365 | 0 | 57.84 | 0.953 | 0 | 0 |  | 0 |  | 0
|  |  |  | 25.44 | 50.88 | 0 | 0 | 0 | 0 | 0 | 12.23 | 0.12502 | 0 | 50.88 | 0 | 39.482 | 51.824 | 0.944 | 0 | 50.88 | 1 | 0 | 0 |  | 0 |  | 0
|  |  |  | 24.04 | 48.08 | 0 | 0 | 0 | 0 | 0 | 12.23 | 0.12502 | 0 | 48.08 | 0 | 29.441 | 48.08 | 0 | 0 | 48.08 | 1 | 0 | 0 |  | 0 |  | 0
|  |  |  | 23.32 | 46.64 | 0 | 0 | 0 | 0 | 0 | 12.23 | 0.12502 | 0 | 46.64 | 0 | 10.452 | 46.64 | 0 | 0 | 46.64 | 1 | 0 | 0 |  | 0 |  | 0
|  |  |  | 23.04 | 46.08 | 0 | 0 | 0 | 0 | 0 | 12.23 | 0.12502 | 0 | 46.08 | 14.327 | 0 | 31.753 | 0 | 0 | 31.753 | 1 | 0 | 0 |  | 0 |  | 0
|  |  |  | 23.36 | 46.72 | 0 | 0 | 0 | 0 | 0 | 7.48 | 0.12502 | 0 | 46.72 | 39.482 | 0 | 7.238 | 0 | 0 | 7.238 | 1 | 0 | 0 |  | 0 |  | 0
|  |  |  | 26.56 | 53.12 | 0 | 0 | 0 | 0 | 0 | 7.48 | 0.12502 | 0 | 53.12 | 47.043 | 0 | 0 | 0 | 0 | 0 | 0.66337 | 0 | 6.077 |  | 0 |  | 0
|  |  |  | 26.36 | 52.72 | 0 | 0 | 0 | 0 | 0 | 7.48 | 0.12502 | 0 | 52.72 | 44.355 | 0 | 0 | 0 | 0 | 0 | 0.2 | 0 | 8.365 |  | 0 |  | 0
|  |  |  | 25.52 | 51.04 | 0 | 0 | 0 | 0 | 0 | 7.48 | 0.10709 | 0 | 51.04 | 51.04 | 0 | 0 | 0 | 0 | 0 | 0.2 | 0 | 0 |  | 0 |  | 0
|  |  |  | 25.48 | 50.96 | 0 | 0 | 0 | 0 | 0 | 7.48 | 0.10709 | 0 | 50.96 | 50.96 | 0 | 0 | 0 | 0 | 0 | 0.2 | 0 | 0 |  | 0 |  | 0
|  |  |  | 17.88 | 35.76 | 0 | 0 | 0 | 0 | 0 | 7.48 | 0.10709 | 0 | 35.76 | 35.76 | 0 | 0 | 0 | 0 | 0 | 0.2 | 0 | 0 |  | 0 |  | 0
|  |  |  | 12.04 | 24.08 | 0 | 0 | 0 | 0 | 0 | 7.48 | 0.10709 | 0 | 24.08 | 24.08 | 0 | 0 | 0 | 0 | 0 | 0.2 | 0 | 0 |  | 0 |  | 0
|  |  |  | 10.4 | 20.8 | 0 | 0 | 0 | 0 | 0 | 7.48 | 0.10709 | 0 | 20.8 | 20.8 | 0 | 0 | 0 | 0 | 0 | 0.2 | 0 | 0 |  | 0 |  | 0
|  |  |  | 11.88 | 23.76 | 0 | 0 | 0 | 0 | 0 | 7.48 | 0.10709 | 0 | 23.76 | 23.76 | 0 | 0 | 0 | 0 | 0 | 0.2 | 0 | 0 |  | 0 |  | 0
|  |  |  | 13.56 | 27.12 | 0 | 0 | 0 | 0 | 0 | 7.48 | 0.10709 | 0 | 27.12 | 27.12 | 0 | 0 | 0 | 0 | 0 | 0.2 | 0 | 0 |  | 0 |  | 0
|  |  |  | 14 | 28 | 0 | 0 | 0 | 0 | 0 | 7.48 | 0.10709 | 0 | 28 | 28 | 0 | 0 | 0 | 0 | 0 | 0.2 | 0 | 0 |  | 0 |  | 0
|  |  |  | 15.64 | 31.28 | 0 | 0 | 0 | 0 | 0 | 7.48 | 0.10709 | 0 | 31.28 | 31.28 | 0 | 0 | 0 | 0 | 0 | 0.2 | 0 | 0 |  | 0 |  | 0
|  |  |  | 19.32 | 38.64 | 0 | 0 | 0 | 0 | 0 | 7.48 | 0.10709 | 0 | 38.64 | 38.64 | 0 | 0 | 0 | 0 | 0 | 0.2 | 0 | 0 |  | 0 |  | 0
|  |  |  | 25.32 | 50.64 | 0 | 0 | 0 | 0 | 0 | 7.48 | 0.10709 | 0 | 50.64 | 42.008 | 0 | 8.632 | 0 | 0 | 8.632 | 0.2 | 0 | 0 |  | 0 |  | 0
|  |  |  | 25.44 | 50.88 | 0 | 0 | 0 | 0 | 0 | 7.48 | 0.10709 | 0 | 50.88 | 17.2 | 0 | 33.68 | 0 | 0 | 33.68 | 0.2 | 0 | 0 |  | 0 |  | 0
|  |  |  | 27.28 | 54.56 | 0 | 0 | 0 | 0 | 0 | 7.48 | 0.10709 | 0 | 54.56 | 0 | 0 | 58.013 | 3.453 | 0 | 54.56 | 0.3719 | 0 | 0 |  | 0 |  | 0
|  |  |  | 28.44 | 56.88 | 0 | 0 | 0 | 0 | 0 | 7.48 | 0.10709 | 0 | 56.88 | 0 | 9.742 | 65.245 | 8.365 | 0 | 56.88 | 0.78826 | 0 | 0 |  | 0 |  | 0
|  |  |  | 32 | 64 | 0 | 0 | 0 | 0 | 0 | 7.48 | 0.10709 | 0 | 64 | 0 | 18.299 | 68.254 | 4.254 | 0 | 64 | 1 | 0 | 0 |  | 0 |  | 0
|  |  |  | 30.92 | 61.84 | 0 | 0 | 0 | 0 | 0 | 7.48 | 0.10709 | 0 | 61.84 | 0 | 29.745 | 61.84 | 0 | 0 | 61.84 | 1 | 0 | 0 |  | 0 |  | 0
|  |  |  | 28.08 | 56.16 | 0 | 0 | 0 | 0 | 0 | 7.48 | 0.10709 | 0 | 56.16 | 0 | 34.431 | 56.16 | 0 | 0 | 56.16 | 1 | 0 | 0 |  | 0 |  | 0
|  |  |  | 26.2 | 52.4 | 0 | 0 | 0 | 0 | 0 | 7.48 | 0.10709 | 0 | 52.4 | 0 | 31.377 | 52.4 | 0 | 0 | 52.4 | 1 | 0 | 0 |  | 0 |  | 0
|  |  |  | 24.4 | 48.8 | 0 | 0 | 0 | 0 | 0 | 7.48 | 0.10709 | 0 | 48.8 | 0 | 23.023 | 48.8 | 0 | 0 | 48.8 | 1 | 0 | 0 |  | 0 |  | 0
|  |  |  | 25 | 50 | 0 | 0 | 0 | 0 | 0 | 7.48 | 0.10709 | 0 | 50 | 0 | 3.552 | 50 | 0 | 0 | 50 | 1 | 0 | 0 |  | 0 |  | 0
|  |  |  | 25.64 | 51.28 | 0 | 0 | 0 | 0 | 0 | 7.48 | 0.10709 | 0 | 51.28 | 21.018 | 0 | 30.262 | 0 | 0 | 30.262 | 1 | 0 | 0 |  | 0 |  | 0
|  |  |  | 25.28 | 50.56 | 0 | 0 | 0 | 0 | 0 | 7.48 | 0.10709 | 0 | 50.56 | 43.492 | 0 | 7.068 | 0 | 0 | 7.068 | 1 | 0 | 0 |  | 0 |  | 0
|  |  |  | 24.68 | 49.36 | 0 | 0 | 0 | 0 | 0 | 7.48 | 0.10709 | 0 | 49.36 | 49.36 | 0 | 0 | 0 | 0 | 0 | 1 | 0 | 0 |  | 0 |  | 0
|  |  |  | 23.72 | 47.44 | 0 | 0 | 0 | 0 | 0 | 7.48 | 0.10709 | 0 | 47.44 | 47.44 | 0 | 0 | 0 | 0 | 0 | 1 | 0 | 0 |  | 0 |  | 0
|  |  |  | 24.12 | 48.24 | 0 | 0 | 0 | 0 | 0 | 7.48 | 0.10709 | 0 | 48.24 | 48.24 | 0 | 0 | 0 | 0 | 0 | 1 | 0 | 0 |  | 0 |  | 0
|  |  |  | 18.48 | 36.96 | 0 | 0 | 0 | 0 | 0 | 7.48 | 0.10709 | 0 | 36.96 | 36.96 | 0 | 0 | 0 | 0 | 0 | 1 | 0 | 0 |  | 0 |  | 0
|  |  |  | 18 | 36 | 0 | 0 | 0 | 0 | 0 | 7.48 | 0.10709 | 0 | 36 | 36 | 0 | 0 | 0 | 0 | 0 | 1 | 0 | 0 |  | 0 |  | 0
|  |  |  | 12.68 | 25.36 | 0 | 0 | 0 | 0 | 0 | 7.48 | 0.10709 | 0 | 25.36 | 25.36 | 0 | 0 | 0 | 0 | 0 | 1 | 0 | 0 |  | 0 |  | 0
|  |  |  | 11.08 | 22.16 | 0 | 0 | 0 | 0 | 0 | 7.48 | 0.10709 | 0 | 22.16 | 22.16 | 0 | 0 | 0 | 0 | 0 | 1 | 0 | 0 |  | 0 |  | 0
|  |  |  | 13.6 | 27.2 | 0 | 0 | 0 | 0 | 0 | 7.48 | 0.10709 | 0 | 27.2 | 27.2 | 0 | 0 | 0 | 0 | 0 | 1 | 0 | 0 |  | 0 |  | 0
|  |  |  | 19.1133 | 38.2267 | 0 | 0 | 0 | 0 | 0 | 7.48 | 0.10709 | 0 | 38.227 | 38.227 | 0 | 0 | 0 | 0 | 0 | 1 | 0 | 0 |  | 0 |  | 0
|  |  |  | 16.8667 | 33.7334 | 0 | 0 | 0 | 0 | 0 | 7.48 | 0.10709 | 0 | 33.733 | 33.733 | 0 | 0 | 0 | 0 | 0 | 1 | 0 | 0 |  | 0 |  | 0
|  |  |  | 15.2 | 30.4 | 0 | 0 | 0 | 0 | 0 | 7.48 | 0.10709 | 0 | 30.4 | 30.4 | 0 | 0 | 0 | 0 | 0 | 1 | 0 | 0 |  | 0 |  | 0
|  |  |  | 18.04 | 36.08 | 0 | 0 | 0 | 0 | 0 | 7.48 | 0.10709 | 0 | 36.08 | 36.08 | 0 | 0 | 0 | 0 | 0 | 1 | 0 | 0 |  | 0 |  | 0
|  |  |  | 24.76 | 49.52 | 0 | 0 | 0 | 0 | 0 | 7.48 | 0.10709 | 0 | 49.52 | 37.066 | 0 | 6.377 | 0 | 0 | 6.377 | 0.66337 | 0 | 6.077 |  | 0 |  | 0
|  |  |  | 26.8 | 53.6 | 0 | 0 | 0 | 0 | 0 | 7.48 | 0.10709 | 0 | 53.6 | 11.615 | 0 | 33.62 | 0 | 0 | 33.62 | 0.2 | 0 | 8.365 |  | 0 |  | 0
|  |  |  | 26.12 | 52.24 | 0 | 0 | 0 | 0 | 0 | 7.48 | 0.10709 | 0 | 52.24 | 0 | 0 | 56.837 | 4.597 | 0 | 52.24 | 0.42884 | 0 | 0 |  | 0 |  | 0
|  |  |  | 27.36 | 54.72 | 0 | 0 | 0 | 0 | 0 | 7.48 | 0.10709 | 0 | 54.72 | 0 | 9.235 | 63.085 | 8.365 | 0 | 54.72 | 0.8452 | 0 | 0 |  | 0 |  | 0
|  |  |  | 27.6 | 55.2 | 0 | 0 | 0 | 0 | 0 | 7.48 | 0.10709 | 0 | 55.2 | 0 | 24.315 | 58.31 | 3.11 | 0 | 55.2 | 1 | 0 | 0 |  | 0 |  | 0
|  |  |  | 30.52 | 61.04 | 0 | 0 | 0 | 0 | 0 | 7.48 | 0.10709 | 0 | 61.04 | 0 | 26.071 | 61.04 | 0 | 0 | 61.04 | 1 | 0 | 0 |  | 0 |  | 0
|  |  |  | 29.08 | 58.16 | 0 | 0 | 0 | 0 | 0 | 7.48 | 0.10709 | 0 | 58.16 | 0 | 30.915 | 58.16 | 0 | 0 | 58.16 | 1 | 0 | 0 |  | 0 |  | 0
|  |  |  | 27.04 | 54.08 | 0 | 0 | 0 | 0 | 0 | 7.48 | 0.10709 | 0 | 54.08 | 0 | 28.957 | 54.08 | 0 | 0 | 54.08 | 1 | 0 | 0 |  | 0 |  | 0
|  |  |  | 27.28 | 54.56 | 0 | 0 | 0 | 0 | 0 | 7.48 | 0.10709 | 0 | 54.56 | 0 | 17.469 | 54.56 | 0 | 0 | 54.56 | 1 | 0 | 0 |  | 0 |  | 0
|  |  |  | 25.28 | 50.56 | 0 | 0 | 0 | 0 | 0 | 7.48 | 0.10709 | 0 | 50.56 | 0 | 3.174 | 50.56 | 0 | 0 | 50.56 | 1 | 0 | 0 |  | 0 |  | 0
|  |  |  | 23.32 | 46.64 | 0 | 0 | 0 | 0 | 0 | 7.48 | 0.10709 | 0 | 46.64 | 16.475 | 0 | 30.165 | 0 | 0 | 30.165 | 1 | 0 | 0 |  | 0 |  | 0
|  |  |  | 25.24 | 50.48 | 0 | 0 | 0 | 0 | 0 | 7.48 | 0.10709 | 0 | 50.48 | 43.4 | 0 | 7.08 | 0 | 0 | 7.08 | 1 | 0 | 0 |  | 0 |  | 0
|  |  |  | 25 | 50 | 0 | 0 | 0 | 0 | 0 | 7.48 | 0.10709 | 0 | 50 | 50 | 0 | 0 | 0 | 0 | 0 | 1 | 0 | 0 |  | 0 |  | 0
|  |  |  | 24.32 | 48.64 | 0 | 0 | 0 | 0 | 0 | 7.48 | 0.10709 | 0 | 48.64 | 48.64 | 0 | 0 | 0 | 0 | 0 | 1 | 0 | 0 |  | 0 |  | 0
|  |  |  | 25.32 | 50.64 | 0 | 0 | 0 | 0 | 0 | 7.48 | 0.10709 | 0 | 50.64 | 50.64 | 0 | 0 | 0 | 0 | 0 | 1 | 0 | 0 |  | 0 |  | 0
|  |  |  | 20.24 | 40.48 | 0 | 0 | 0 | 0 | 0 | 7.48 | 0.10709 | 0 | 40.48 | 40.48 | 0 | 0 | 0 | 0 | 0 | 1 | 0 | 0 |  | 0 |  | 0
|  |  |  | 17.48 | 34.96 | 0 | 0 | 0 | 0 | 0 | 7.48 | 0.10709 | 0 | 34.96 | 34.96 | 0 | 0 | 0 | 0 | 0 | 1 | 0 | 0 |  | 0 |  | 0
|  |  |  | 12.12 | 24.24 | 0 | 0 | 0 | 0 | 0 | 7.48 | 0.10709 | 0 | 24.24 | 24.24 | 0 | 0 | 0 | 0 | 0 | 1 | 0 | 0 |  | 0 |  | 0
|  |  |  | 10.4 | 20.8 | 0 | 0 | 0 | 0 | 0 | 7.48 | 0.10709 | 0 | 20.8 | 20.8 | 0 | 0 | 0 | 0 | 0 | 1 | 0 | 0 |  | 0 |  | 0
|  |  |  | 11.92 | 23.84 | 0 | 0 | 0 | 0 | 0 | 7.48 | 0.10709 | 0 | 23.84 | 23.84 | 0 | 0 | 0 | 0 | 0 | 1 | 0 | 0 |  | 0 |  | 0
|  |  |  | 12.24 | 24.48 | 0 | 0 | 0 | 0 | 0 | 7.48 | 0.10709 | 0 | 24.48 | 24.48 | 0 | 0 | 0 | 0 | 0 | 1 | 0 | 0 |  | 0 |  | 0
|  |  |  | 13.76 | 27.52 | 0 | 0 | 0 | 0 | 0 | 7.48 | 0.10709 | 0 | 27.52 | 27.52 | 0 | 0 | 0 | 0 | 0 | 1 | 0 | 0 |  | 0 |  | 0
|  |  |  | 15.48 | 30.96 | 0 | 0 | 0 | 0 | 0 | 7.48 | 0.10709 | 0 | 30.96 | 30.96 | 0 | 0 | 0 | 0 | 0 | 1 | 0 | 0 |  | 0 |  | 0
|  |  |  | 18.88 | 37.76 | 0 | 0 | 0 | 0 | 0 | 7.48 | 0.10709 | 0 | 37.76 | 37.76 | 0 | 0 | 0 | 0 | 0 | 1 | 0 | 0 |  | 0 |  | 0
|  |  |  | 25.28 | 50.56 | 0 | 0 | 0 | 0 | 0 | 7.48 | 0.10709 | 0 | 50.56 | 37.756 | 0 | 8.96 | 0 | 0 | 8.96 | 0.78702 | 0 | 3.845 |  | 0 |  | 0
|  |  |  | 26 | 52 | 0 | 0 | 0 | 0 | 0 | 7.48 | 0.10709 | 0 | 52 | 10.888 | 0 | 32.747 | 0 | 0 | 32.747 | 0.32366 | 0 | 8.365 |  | 0 |  | 0
|  |  |  | 28.48 | 56.96 | 0 | 0 | 0 | 0 | 0 | 7.48 | 0.10709 | 0 | 56.96 | 0 | 0 | 54.728 | 0 | 0 | 54.728 | 0.2 | 0 | 2.232 |  | 0 |  | 0
|  |  |  | 31.32 | 62.64 | 0 | 0 | 0 | 0 | 0 | 7.48 | 0.10709 | 0 | 62.64 | 0 | 0.006 | 71.005 | 8.365 | 0 | 62.64 | 0.61636 | 0 | 0 |  | 0 |  | 0
|  |  |  | 27.64 | 55.28 | 0 | 0 | 0 | 0 | 0 | 7.48 | 0.12502 | 0 | 55.28 | 0 | 18.183 | 62.987 | 7.707 | 0 | 55.28 | 1 | 0 | 0 |  | 0 |  | 0
|  |  |  | 28.36 | 56.72 | 0 | 0 | 0 | 0 | 0 | 7.48 | 0.12502 | 0 | 56.72 | 0 | 28.9 | 56.72 | 0 | 0 | 56.72 | 1 | 0 | 0 |  | 0 |  | 0
|  |  |  | 27.68 | 55.36 | 0 | 0 | 0 | 0 | 0 | 7.48 | 0.12502 | 0 | 55.36 | 0 | 31.739 | 55.36 | 0 | 0 | 55.36 | 1 | 0 | 0 |  | 0 |  | 0
|  |  |  | 26.4 | 52.8 | 0 | 0 | 0 | 0 | 0 | 12.23 | 0.12502 | 0 | 52.8 | 0 | 30.371 | 52.8 | 0 | 0 | 52.8 | 1 | 0 | 0 |  | 0 |  | 0
|  |  |  | 25.92 | 51.84 | 0 | 0 | 0 | 0 | 0 | 12.23 | 0.12502 | 0 | 51.84 | 0 | 19.522 | 51.84 | 0 | 0 | 51.84 | 1 | 0 | 0 |  | 0 |  | 0
|  |  |  | 25.12 | 50.24 | 0 | 0 | 0 | 0 | 0 | 12.23 | 0.12502 | 0 | 50.24 | 0 | 3.178 | 50.24 | 0 | 0 | 50.24 | 1 | 0 | 0 |  | 0 |  | 0
|  |  |  | 24.48 | 48.96 | 0 | 0 | 0 | 0 | 0 | 12.23 | 0.12502 | 0 | 48.96 | 18.844 | 0 | 30.116 | 0 | 0 | 30.116 | 1 | 0 | 0 |  | 0 |  | 0
|  |  |  | 25.72 | 51.44 | 0 | 0 | 0 | 0 | 0 | 7.48 | 0.12502 | 0 | 51.44 | 44.238 | 0 | 7.202 | 0 | 0 | 7.202 | 1 | 0 | 0 |  | 0 |  | 0
|  |  |  | 26.2 | 52.4 | 0 | 0 | 0 | 0 | 0 | 7.48 | 0.12502 | 0 | 52.4 | 46.323 | 0 | 0 | 0 | 0 | 0 | 0.66337 | 0 | 6.077 |  | 0 |  | 0
|  |  |  | 24.72 | 49.44 | 0 | 0 | 0 | 0 | 0 | 7.48 | 0.12502 | 0 | 49.44 | 41.075 | 0 | 0 | 0 | 0 | 0 | 0.2 | 0 | 8.365 |  | 0 |  | 0
|  |  |  | 24.7333 | 49.4667 | 0 | 0 | 0 | 0 | 0 | 7.48 | 0.10709 | 0 | 49.467 | 49.467 | 0 | 0 | 0 | 0 | 0 | 0.2 | 0 | 0 |  | 0 |  | 0
|  |  |  | 21.2267 | 42.4534 | 0 | 0 | 0 | 0 | 0 | 7.48 | 0.10709 | 0 | 42.453 | 42.453 | 0 | 0 | 0 | 0 | 0 | 0.2 | 0 | 0 |  | 0 |  | 0
|  |  |  | 17.24 | 34.48 | 0 | 0 | 0 | 0 | 0 | 7.48 | 0.10709 | 0 | 34.48 | 34.48 | 0 | 0 | 0 | 0 | 0 | 0.2 | 0 | 0 |  | 0 |  | 0
|  |  |  | 11.92 | 23.84 | 0 | 0 | 0 | 0 | 0 | 7.48 | 0.10709 | 0 | 23.84 | 23.84 | 0 | 0 | 0 | 0 | 0 | 0.2 | 0 | 0 |  | 0 |  | 0
|  |  |  | 10.08 | 20.16 | 0 | 0 | 0 | 0 | 0 | 7.48 | 0.10709 | 0 | 20.16 | 20.16 | 0 | 0 | 0 | 0 | 0 | 0.2 | 0 | 0 |  | 0 |  | 0
|  |  |  | 12.08 | 24.16 | 0 | 0 | 0 | 0 | 0 | 7.48 | 0.10709 | 0 | 24.16 | 24.16 | 0 | 0 | 0 | 0 | 0 | 0.2 | 0 | 0 |  | 0 |  | 0
|  |  |  | 13.24 | 26.48 | 0 | 0 | 0 | 0 | 0 | 7.48 | 0.10709 | 0 | 26.48 | 26.48 | 0 | 0 | 0 | 0 | 0 | 0.2 | 0 | 0 |  | 0 |  | 0
|  |  |  | 14.2 | 28.4 | 0 | 0 | 0 | 0 | 0 | 7.48 | 0.10709 | 0 | 28.4 | 28.4 | 0 | 0 | 0 | 0 | 0 | 0.2 | 0 | 0 |  | 0 |  | 0
|  |  |  | 15.88 | 31.76 | 0 | 0 | 0 | 0 | 0 | 7.48 | 0.10709 | 0 | 31.76 | 31.76 | 0 | 0 | 0 | 0 | 0 | 0.2 | 0 | 0 |  | 0 |  | 0
|  |  |  | 18.36 | 36.72 | 0 | 0 | 0 | 0 | 0 | 7.48 | 0.10709 | 0 | 36.72 | 36.72 | 0 | 0 | 0 | 0 | 0 | 0.2 | 0 | 0 |  | 0 |  | 0
|  |  |  | 25.36 | 50.72 | 0 | 0 | 0 | 0 | 0 | 7.48 | 0.10709 | 0 | 50.72 | 41.675 | 0 | 9.045 | 0 | 0 | 9.045 | 0.2 | 0 | 0 |  | 0 |  | 0
|  |  |  | 26.72 | 53.44 | 0 | 0 | 0 | 0 | 0 | 7.48 | 0.10709 | 0 | 53.44 | 21.627 | 0 | 31.813 | 0 | 0 | 31.813 | 0.2 | 0 | 0 |  | 0 |  | 0
|  |  |  | 28.24 | 56.48 | 0 | 0 | 0 | 0 | 0 | 7.48 | 0.10709 | 0 | 56.48 | 3.741 | 0 | 52.739 | 0 | 0 | 52.739 | 0.2 | 0 | 0 |  | 0 |  | 0
|  |  |  | 28 | 56 | 0 | 0 | 0 | 0 | 0 | 7.48 | 0.10709 | 0 | 56 | 0 | 3.566 | 64.365 | 8.365 | 0 | 56 | 0.61636 | 0 | 0 |  | 0 |  | 0
|  |  |  | 32.88 | 65.76 | 0 | 0 | 0 | 0 | 0 | 7.48 | 0.12502 | 0 | 65.76 | 0 | 6.988 | 73.467 | 7.707 | 0 | 65.76 | 1 | 0 | 0 |  | 0 |  | 0
|  |  |  | 29.76 | 59.52 | 0 | 0 | 0 | 0 | 0 | 7.48 | 0.12502 | 0 | 59.52 | 0 | 27.785 | 59.52 | 0 | 0 | 59.52 | 1 | 0 | 0 |  | 0 |  | 0
|  |  |  | 29.12 | 58.24 | 0 | 0 | 0 | 0 | 0 | 7.48 | 0.12502 | 0 | 58.24 | 0 | 28.241 | 58.24 | 0 | 0 | 58.24 | 1 | 0 | 0 |  | 0 |  | 0
|  |  |  | 28.32 | 56.64 | 0 | 0 | 0 | 0 | 0 | 12.23 | 0.12502 | 0 | 56.64 | 0 | 25.791 | 56.64 | 0 | 0 | 56.64 | 1 | 0 | 0 |  | 0 |  | 0
|  |  |  | 29.44 | 58.88 | 0 | 0 | 0 | 0 | 0 | 12.23 | 0.12502 | 0 | 58.88 | 0 | 11.888 | 58.88 | 0 | 0 | 58.88 | 1 | 0 | 0 |  | 0 |  | 0
|  |  |  | 27.24 | 54.48 | 0 | 0 | 0 | 0 | 0 | 12.23 | 0.12502 | 0 | 54.48 | 2.032 | 0 | 52.448 | 0 | 0 | 52.448 | 1 | 0 | 0 |  | 0 |  | 0
|  |  |  | 25.8 | 51.6 | 0 | 0 | 0 | 0 | 0 | 12.23 | 0.12502 | 0 | 51.6 | 20.805 | 0 | 30.795 | 0 | 0 | 30.795 | 1 | 0 | 0 |  | 0 |  | 0
|  |  |  | 25.76 | 51.52 | 0 | 0 | 0 | 0 | 0 | 7.48 | 0.12502 | 0 | 51.52 | 43.918 | 0 | 7.602 | 0 | 0 | 7.602 | 1 | 0 | 0 |  | 0 |  | 0
|  |  |  | 26 | 52 | 0 | 0 | 0 | 0 | 0 | 7.48 | 0.12502 | 0 | 52 | 45.923 | 0 | 0 | 0 | 0 | 0 | 0.66337 | 0 | 6.077 |  | 0 |  | 0
|  |  |  | 26.32 | 52.64 | 0 | 0 | 0 | 0 | 0 | 7.48 | 0.12502 | 0 | 52.64 | 44.275 | 0 | 0 | 0 | 0 | 0 | 0.2 | 0 | 8.365 |  | 0 |  | 0
|  |  |  | 25.4 | 50.8 | 0 | 0 | 0 | 0 | 0 | 7.48 | 0.10709 | 0 | 50.8 | 50.8 | 0 | 0 | 0 | 0 | 0 | 0.2 | 0 | 0 |  | 0 |  | 0
|  |  |  | 20.28 | 40.56 | 0 | 0 | 0 | 0 | 0 | 7.48 | 0.10709 | 0 | 40.56 | 40.56 | 0 | 0 | 0 | 0 | 0 | 0.2 | 0 | 0 |  | 0 |  | 0
|  |  |  | 18.96 | 37.92 | 0 | 0 | 0 | 0 | 0 | 7.48 | 0.10709 | 0 | 37.92 | 37.92 | 0 | 0 | 0 | 0 | 0 | 0.2 | 0 | 0 |  | 0 |  | 0
|  |  |  | 11.24 | 22.48 | 0 | 0 | 0 | 0 | 0 | 7.48 | 0.10709 | 0 | 22.48 | 22.48 | 0 | 0 | 0 | 0 | 0 | 0.2 | 0 | 0 |  | 0 |  | 0
|  |  |  | 9.52 | 19.04 | 0 | 0 | 0 | 0 | 0 | 7.48 | 0.10709 | 0 | 19.04 | 19.04 | 0 | 0 | 0 | 0 | 0 | 0.2 | 0 | 0 |  | 0 |  | 0
|  |  |  | 9.44 | 18.88 | 0 | 0 | 0 | 0 | 0 | 7.48 | 0.10709 | 0 | 18.88 | 18.88 | 0 | 0 | 0 | 0 | 0 | 0.2 | 0 | 0 |  | 0 |  | 0
|  |  |  | 11.88 | 23.76 | 0 | 0 | 0 | 0 | 0 | 7.48 | 0.10709 | 0 | 23.76 | 23.76 | 0 | 0 | 0 | 0 | 0 | 0.2 | 0 | 0 |  | 0 |  | 0
|  |  |  | 13.64 | 27.28 | 0 | 0 | 0 | 0 | 0 | 7.48 | 0.10709 | 0 | 27.28 | 27.28 | 0 | 0 | 0 | 0 | 0 | 0.2 | 0 | 0 |  | 0 |  | 0
|  |  |  | 15.56 | 31.12 | 0 | 0 | 0 | 0 | 0 | 7.48 | 0.10709 | 0 | 31.12 | 31.12 | 0 | 0 | 0 | 0 | 0 | 0.2 | 0 | 0 |  | 0 |  | 0
|  |  |  | 16.44 | 32.88 | 0 | 0 | 0 | 0 | 0 | 7.48 | 0.10709 | 0 | 32.88 | 32.88 | 0 | 0 | 0 | 0 | 0 | 0.2 | 0 | 0 |  | 0 |  | 0
|  |  |  | 16.08 | 32.16 | 0 | 0 | 0 | 0 | 0 | 7.48 | 0.10709 | 0 | 32.16 | 21.952 | 0 | 10.208 | 0 | 0 | 10.208 | 0.2 | 0 | 0 |  | 0 |  | 0
|  |  |  | 24.6 | 49.2 | 0 | 0 | 0 | 0 | 0 | 7.48 | 0.10709 | 0 | 49.2 | 14.319 | 0 | 34.881 | 0 | 0 | 34.881 | 0.2 | 0 | 0 |  | 0 |  | 0
|  |  |  | 23.48 | 46.96 | 0 | 0 | 0 | 0 | 0 | 7.48 | 0.10709 | 0 | 46.96 | 0 | 3.186 | 55.325 | 8.365 | 0 | 46.96 | 0.61636 | 0 | 0 |  | 0 |  | 0
|  |  |  | 24.28 | 48.56 | 0 | 0 | 0 | 0 | 0 | 7.48 | 0.10709 | 0 | 48.56 | 0 | 18.95 | 56.267 | 7.707 | 0 | 48.56 | 1 | 0 | 0 |  | 0 |  | 0
|  |  |  | 22.04 | 44.08 | 0 | 0 | 0 | 0 | 0 | 7.48 | 0.12502 | 0 | 44.08 | 0 | 42.207 | 44.08 | 0 | 0 | 44.08 | 1 | 0 | 0 |  | 0 |  | 0
|  |  |  | 22.6 | 45.2 | 0 | 0 | 0 | 0 | 0 | 7.48 | 0.12502 | 0 | 45.2 | 0 | 44.178 | 45.2 | 0 | 0 | 45.2 | 1 | 0 | 0 |  | 0 |  | 0
|  |  |  | 22.56 | 45.12 | 0 | 0 | 0 | 0 | 0 | 7.48 | 0.12502 | 0 | 45.12 | 0 | 43.058 | 45.12 | 0 | 0 | 45.12 | 1 | 0 | 0 |  | 0 |  | 0
|  |  |  | 22.84 | 45.68 | 0 | 0 | 0 | 0 | 0 | 12.23 | 0.12502 | 0 | 45.68 | 0 | 36.412 | 45.68 | 0 | 0 | 45.68 | 1 | 0 | 0 |  | 0 |  | 0
|  |  |  | 23.8 | 47.6 | 0 | 0 | 0 | 0 | 0 | 12.23 | 0.12502 | 0 | 47.6 | 0 | 22.647 | 47.6 | 0 | 0 | 47.6 | 1 | 0 | 0 |  | 0 |  | 0
|  |  |  | 23.56 | 47.12 | 0 | 0 | 0 | 0 | 0 | 12.23 | 0.12502 | 0 | 47.12 | 0 | 5.462 | 47.12 | 0 | 0 | 47.12 | 1 | 0 | 0 |  | 0 |  | 0
|  |  |  | 23.92 | 47.84 | 0 | 0 | 0 | 0 | 0 | 12.23 | 0.12502 | 0 | 47.84 | 17.991 | 0 | 29.849 | 0 | 0 | 29.849 | 1 | 0 | 0 |  | 0 |  | 0
|  |  |  | 25.72 | 51.44 | 0 | 0 | 0 | 0 | 0 | 7.48 | 0.12502 | 0 | 51.44 | 43.899 | 0 | 7.541 | 0 | 0 | 7.541 | 1 | 0 | 0 |  | 0 |  | 0
|  |  |  | 23.4 | 46.8 | 0 | 0 | 0 | 0 | 0 | 7.48 | 0.12502 | 0 | 46.8 | 40.723 | 0 | 0 | 0 | 0 | 0 | 0.66337 | 0 | 6.077 |  | 0 |  | 0
|  |  |  | 23 | 46 | 0 | 0 | 0 | 0 | 0 | 7.48 | 0.12502 | 0 | 46 | 37.635 | 0 | 0 | 0 | 0 | 0 | 0.2 | 0 | 8.365 |  | 0 |  | 0
|  |  |  | 23.04 | 46.08 | 0 | 0 | 0 | 0 | 0 | 7.48 | 0.10709 | 0 | 46.08 | 46.08 | 0 | 0 | 0 | 0 | 0 | 0.2 | 0 | 0 |  | 0 |  | 0
|  |  |  | 23.84 | 47.68 | 0 | 0 | 0 | 0 | 0 | 7.48 | 0.10709 | 0 | 47.68 | 47.68 | 0 | 0 | 0 | 0 | 0 | 0.2 | 0 | 0 |  | 0 |  | 0
|  |  |  | 20.84 | 41.68 | 0 | 0 | 0 | 0 | 0 | 7.48 | 0.10709 | 0 | 41.68 | 41.68 | 0 | 0 | 0 | 0 | 0 | 0.2 | 0 | 0 |  | 0 |  | 0
|  |  |  | 14 | 28 | 0 | 0 | 0 | 0 | 0 | 7.48 | 0.10709 | 0 | 28 | 28 | 0 | 0 | 0 | 0 | 0 | 0.2 | 0 | 0 |  | 0 |  | 0
|  |  |  | 10.32 | 20.64 | 0 | 0 | 0 | 0 | 0 | 7.48 | 0.10709 | 0 | 20.64 | 20.64 | 0 | 0 | 0 | 0 | 0 | 0.2 | 0 | 0 |  | 0 |  | 0
|  |  |  | 10 | 20 | 0 | 0 | 0 | 0 | 0 | 7.48 | 0.10709 | 0 | 20 | 20 | 0 | 0 | 0 | 0 | 0 | 0.2 | 0 | 0 |  | 0 |  | 0
|  |  |  | 12.8 | 25.6 | 0 | 0 | 0 | 0 | 0 | 7.48 | 0.10709 | 0 | 25.6 | 25.6 | 0 | 0 | 0 | 0 | 0 | 0.2 | 0 | 0 |  | 0 |  | 0
|  |  |  | 15.04 | 30.08 | 0 | 0 | 0 | 0 | 0 | 7.48 | 0.10709 | 0 | 30.08 | 30.08 | 0 | 0 | 0 | 0 | 0 | 0.2 | 0 | 0 |  | 0 |  | 0
|  |  |  | 21.56 | 43.12 | 0 | 0 | 0 | 0 | 0 | 7.48 | 0.10709 | 0 | 43.12 | 43.12 | 0 | 0 | 0 | 0 | 0 | 0.2 | 0 | 0 |  | 0 |  | 0
|  |  |  | 19.12 | 38.24 | 0 | 0 | 0 | 0 | 0 | 7.48 | 0.10709 | 0 | 38.24 | 38.24 | 0 | 0 | 0 | 0 | 0 | 0.2 | 0 | 0 |  | 0 |  | 0
|  |  |  | 17.44 | 34.88 | 0 | 0 | 0 | 0 | 0 | 7.48 | 0.10709 | 0 | 34.88 | 27.133 | 0 | 7.747 | 0 | 0 | 7.747 | 0.2 | 0 | 0 |  | 0 |  | 0
|  |  |  | 18.64 | 37.28 | 0 | 0 | 0 | 0 | 0 | 7.48 | 0.10709 | 0 | 37.28 | 3.903 | 0 | 33.377 | 0 | 0 | 33.377 | 0.2 | 0 | 0 |  | 0 |  | 0
|  |  |  | 23 | 46 | 0 | 0 | 0 | 0 | 0 | 7.48 | 0.10709 | 0 | 46 | 0 | 0.399 | 54.365 | 8.365 | 0 | 46 | 0.61636 | 0 | 0 |  | 0 |  | 0
|  |  |  | 23.32 | 46.64 | 0 | 0 | 0 | 0 | 0 | 7.48 | 0.10709 | 0 | 46.64 | 0 | 13.45 | 54.347 | 7.707 | 0 | 46.64 | 1 | 0 | 0 |  | 0 |  | 0
|  |  |  | 23.24 | 46.48 | 0 | 0 | 0 | 0 | 0 | 7.48 | 0.12502 | 0 | 46.48 | 0 | 30.908 | 46.48 | 0 | 0 | 46.48 | 1 | 0 | 0 |  | 0 |  | 0
|  |  |  | 23.64 | 47.28 | 0 | 0 | 0 | 0 | 0 | 7.48 | 0.12502 | 0 | 47.28 | 0 | 37.042 | 47.28 | 0 | 0 | 47.28 | 1 | 0 | 0 |  | 0 |  | 0
|  |  |  | 23.08 | 46.16 | 0 | 0 | 0 | 0 | 0 | 7.48 | 0.12502 | 0 | 46.16 | 0 | 39.86 | 46.16 | 0 | 0 | 46.16 | 1 | 0 | 0 |  | 0 |  | 0
|  |  |  | 23.44 | 46.88 | 0 | 0 | 0 | 0 | 0 | 12.23 | 0.12502 | 0 | 46.88 | 0 | 33.805 | 46.88 | 0 | 0 | 46.88 | 1 | 0 | 0 |  | 0 |  | 0
|  |  |  | 23.68 | 47.36 | 0 | 0 | 0 | 0 | 0 | 12.23 | 0.12502 | 0 | 47.36 | 0 | 22.959 | 47.36 | 0 | 0 | 47.36 | 1 | 0 | 0 |  | 0 |  | 0
|  |  |  | 23.72 | 47.44 | 0 | 0 | 0 | 0 | 0 | 12.23 | 0.12502 | 0 | 47.44 | 0 | 5.251 | 47.44 | 0 | 0 | 47.44 | 1 | 0 | 0 |  | 0 |  | 0
|  |  |  | 23.6 | 47.2 | 0 | 0 | 0 | 0 | 0 | 12.23 | 0.12502 | 0 | 47.2 | 17.654 | 0 | 29.546 | 0 | 0 | 29.546 | 1 | 0 | 0 |  | 0 |  | 0
|  |  |  | 21.96 | 43.92 | 0 | 0 | 0 | 0 | 0 | 7.48 | 0.12502 | 0 | 43.92 | 36.403 | 0 | 7.517 | 0 | 0 | 7.517 | 1 | 0 | 0 |  | 0 |  | 0
|  |  |  | 21.4 | 42.8 | 0 | 0 | 0 | 0 | 0 | 7.48 | 0.12502 | 0 | 42.8 | 36.723 | 0 | 0 | 0 | 0 | 0 | 0.66337 | 0 | 6.077 |  | 0 |  | 0
|  |  |  | 20.36 | 40.72 | 0 | 0 | 0 | 0 | 0 | 7.48 | 0.12502 | 0 | 40.72 | 32.355 | 0 | 0 | 0 | 0 | 0 | 0.2 | 0 | 8.365 |  | 0 |  | 0
|  |  |  | 21.32 | 42.64 | 0 | 0 | 0 | 0 | 0 | 7.48 | 0.10709 | 0 | 42.64 | 42.64 | 0 | 0 | 0 | 0 | 0 | 0.2 | 0 | 0 |  | 0 |  | 0
|  |  |  | 22.96 | 45.92 | 0 | 0 | 0 | 0 | 0 | 7.48 | 0.10709 | 0 | 45.92 | 45.92 | 0 | 0 | 0 | 0 | 0 | 0.2 | 0 | 0 |  | 0 |  | 0
|  |  |  | 23.24 | 46.48 | 0 | 0 | 0 | 0 | 0 | 7.48 | 0.10709 | 0 | 46.48 | 46.48 | 0 | 0 | 0 | 0 | 0 | 0.2 | 0 | 0 |  | 0 |  | 0
|  |  |  | 17.88 | 35.76 | 0 | 0 | 0 | 0 | 0 | 7.48 | 0.10709 | 0 | 35.76 | 35.76 | 0 | 0 | 0 | 0 | 0 | 0.2 | 0 | 0 |  | 0 |  | 0
|  |  |  | 16.04 | 32.08 | 0 | 0 | 0 | 0 | 0 | 7.48 | 0.10709 | 0 | 32.08 | 32.08 | 0 | 0 | 0 | 0 | 0 | 0.2 | 0 | 0 |  | 0 |  | 0
|  |  |  | 16.44 | 32.88 | 0 | 0 | 0 | 0 | 0 | 7.48 | 0.10709 | 0 | 32.88 | 32.88 | 0 | 0 | 0 | 0 | 0 | 0.2 | 0 | 0 |  | 0 |  | 0
|  |  |  | 18.84 | 37.68 | 0 | 0 | 0 | 0 | 0 | 7.48 | 0.10709 | 0 | 37.68 | 37.68 | 0 | 0 | 0 | 0 | 0 | 0.2 | 0 | 0 |  | 0 |  | 0
|  |  |  | 14.28 | 28.56 | 0 | 0 | 0 | 0 | 0 | 7.48 | 0.10709 | 0 | 28.56 | 28.56 | 0 | 0 | 0 | 0 | 0 | 0.2 | 0 | 0 |  | 0 |  | 0
|  |  |  | 15.56 | 31.12 | 0 | 0 | 0 | 0 | 0 | 7.48 | 0.10709 | 0 | 31.12 | 31.12 | 0 | 0 | 0 | 0 | 0 | 0.2 | 0 | 0 |  | 0 |  | 0
|  |  |  | 18.16 | 36.32 | 0 | 0 | 0 | 0 | 0 | 7.48 | 0.10709 | 0 | 36.32 | 36.32 | 0 | 0 | 0 | 0 | 0 | 0.2 | 0 | 0 |  | 0 |  | 0
|  |  |  | 23.92 | 47.84 | 0 | 0 | 0 | 0 | 0 | 7.48 | 0.10709 | 0 | 47.84 | 37.619 | 0 | 10.221 | 0 | 0 | 10.221 | 0.2 | 0 | 0 |  | 0 |  | 0
|  |  |  | 27.72 | 55.44 | 0 | 0 | 0 | 0 | 0 | 7.48 | 0.10709 | 0 | 55.44 | 21.856 | 0 | 33.584 | 0 | 0 | 33.584 | 0.2 | 0 | 0 |  | 0 |  | 0
|  |  |  | 30 | 60 | 0 | 0 | 0 | 0 | 0 | 7.48 | 0.10709 | 0 | 60 | 5.102 | 0 | 54.898 | 0 | 0 | 54.898 | 0.2 | 0 | 0 |  | 0 |  | 0
|  |  |  | 32.52 | 65.04 | 0 | 0 | 0 | 0 | 0 | 7.48 | 0.10709 | 0 | 65.04 | 0 | 0 | 70.15 | 5.11 | 0 | 65.04 | 0.45433 | 0 | 0 |  | 0 |  | 0
|  |  |  | 34.4 | 68.8 | 0 | 0 | 0 | 0 | 0 | 7.48 | 0.12502 | 0 | 68.8 | 0 | 2.854 | 77.165 | 8.365 | 0 | 68.8 | 0.8707 | 0 | 0 |  | 0 |  | 0
|  |  |  | 30.64 | 61.28 | 0 | 0 | 0 | 0 | 0 | 7.48 | 0.12502 | 0 | 61.28 | 0 | 22.76 | 63.878 | 2.598 | 0 | 61.28 | 1 | 0 | 0 |  | 0 |  | 0
|  |  |  | 29.4 | 58.8 | 0 | 0 | 0 | 0 | 0 | 7.48 | 0.12502 | 0 | 58.8 | 0 | 27.183 | 58.8 | 0 | 0 | 58.8 | 1 | 0 | 0 |  | 0 |  | 0
|  |  |  | 28.28 | 56.56 | 0 | 0 | 0 | 0 | 0 | 12.23 | 0.12502 | 0 | 56.56 | 0 | 24.15 | 56.56 | 0 | 0 | 56.56 | 1 | 0 | 0 |  | 0 |  | 0
|  |  |  | 27.4 | 54.8 | 0 | 0 | 0 | 0 | 0 | 12.23 | 0.12502 | 0 | 54.8 | 0 | 14.234 | 54.8 | 0 | 0 | 54.8 | 1 | 0 | 0 |  | 0 |  | 0
|  |  |  | 25.04 | 50.08 | 0 | 0 | 0 | 0 | 0 | 12.23 | 0.12502 | 0 | 50.08 | 0 | 2.005 | 50.08 | 0 | 0 | 50.08 | 1 | 0 | 0 |  | 0 |  | 0
|  |  |  | 24.72 | 49.44 | 0 | 0 | 0 | 0 | 0 | 12.23 | 0.12502 | 0 | 49.44 | 19.566 | 0 | 29.874 | 0 | 0 | 29.874 | 1 | 0 | 0 |  | 0 |  | 0
|  |  |  | 24.92 | 49.84 | 0 | 0 | 0 | 0 | 0 | 7.48 | 0.12502 | 0 | 49.84 | 42.19 | 0 | 7.65 | 0 | 0 | 7.65 | 1 | 0 | 0 |  | 0 |  | 0
|  |  |  | 26.36 | 52.72 | 0 | 0 | 0 | 0 | 0 | 7.48 | 0.12502 | 0 | 52.72 | 46.643 | 0 | 0 | 0 | 0 | 0 | 0.66337 | 0 | 6.077 |  | 0 |  | 0
|  |  |  | 26.64 | 53.28 | 0 | 0 | 0 | 0 | 0 | 7.48 | 0.12502 | 0 | 53.28 | 44.915 | 0 | 0 | 0 | 0 | 0 | 0.2 | 0 | 8.365 |  | 0 |  | 0
|  |  |  | 27.16 | 54.32 | 0 | 0 | 0 | 0 | 0 | 7.48 | 0.10709 | 0 | 54.32 | 54.32 | 0 | 0 | 0 | 0 | 0 | 0.2 | 0 | 0 |  | 0 |  | 0
|  |  |  | 24.04 | 48.08 | 0 | 0 | 0 | 0 | 0 | 7.48 | 0.10709 | 0 | 48.08 | 48.08 | 0 | 0 | 0 | 0 | 0 | 0.2 | 0 | 0 |  | 0 |  | 0
|  |  |  | 17.68 | 35.36 | 0 | 0 | 0 | 0 | 0 | 7.48 | 0.10709 | 0 | 35.36 | 35.36 | 0 | 0 | 0 | 0 | 0 | 0.2 | 0 | 0 |  | 0 |  | 0
|  |  |  | 12.76 | 25.52 | 0 | 0 | 0 | 0 | 0 | 7.48 | 0.10709 | 0 | 25.52 | 25.52 | 0 | 0 | 0 | 0 | 0 | 0.2 | 0 | 0 |  | 0 |  | 0
|  |  |  | 11.16 | 22.32 | 0 | 0 | 0 | 0 | 0 | 7.48 | 0.10709 | 0 | 22.32 | 22.32 | 0 | 0 | 0 | 0 | 0 | 0.2 | 0 | 0 |  | 0 |  | 0
|  |  |  | 11.2 | 22.4 | 0 | 0 | 0 | 0 | 0 | 7.48 | 0.10709 | 0 | 22.4 | 22.4 | 0 | 0 | 0 | 0 | 0 | 0.2 | 0 | 0 |  | 0 |  | 0
|  |  |  | 13.4 | 26.8 | 0 | 0 | 0 | 0 | 0 | 7.48 | 0.10709 | 0 | 26.8 | 26.8 | 0 | 0 | 0 | 0 | 0 | 0.2 | 0 | 0 |  | 0 |  | 0
|  |  |  | 13.4 | 26.8 | 0 | 0 | 0 | 0 | 0 | 7.48 | 0.10709 | 0 | 26.8 | 26.8 | 0 | 0 | 0 | 0 | 0 | 0.2 | 0 | 0 |  | 0 |  | 0
|  |  |  | 15.16 | 30.32 | 0 | 0 | 0 | 0 | 0 | 7.48 | 0.10709 | 0 | 30.32 | 30.32 | 0 | 0 | 0 | 0 | 0 | 0.2 | 0 | 0 |  | 0 |  | 0
|  |  |  | 18 | 36 | 0 | 0 | 0 | 0 | 0 | 7.48 | 0.10709 | 0 | 36 | 36 | 0 | 0 | 0 | 0 | 0 | 0.2 | 0 | 0 |  | 0 |  | 0
|  |  |  | 24.48 | 48.96 | 0 | 0 | 0 | 0 | 0 | 7.48 | 0.10709 | 0 | 48.96 | 38.255 | 0 | 10.705 | 0 | 0 | 10.705 | 0.2 | 0 | 0 |  | 0 |  | 0
|  |  |  | 25.16 | 50.32 | 0 | 0 | 0 | 0 | 0 | 7.48 | 0.10709 | 0 | 50.32 | 16.797 | 0 | 33.523 | 0 | 0 | 33.523 | 0.2 | 0 | 0 |  | 0 |  | 0
|  |  |  | 27.72 | 55.44 | 0 | 0 | 0 | 0 | 0 | 7.48 | 0.10709 | 0 | 55.44 | 1.706 | 0 | 53.734 | 0 | 0 | 53.734 | 0.2 | 0 | 0 |  | 0 |  | 0
|  |  |  | 30.04 | 60.08 | 0 | 0 | 0 | 0 | 0 | 7.48 | 0.10709 | 0 | 60.08 | 0 | 1.984 | 68.445 | 8.365 | 0 | 60.08 | 0.61636 | 0 | 0 |  | 0 |  | 0
|  |  |  | 32.08 | 64.16 | 0 | 0 | 0 | 0 | 0 | 7.48 | 0.10709 | 0 | 64.16 | 0 | 10.188 | 71.867 | 7.707 | 0 | 64.16 | 1 | 0 | 0 |  | 0 |  | 0
|  |  |  | 29.72 | 59.44 | 0 | 0 | 0 | 0 | 0 | 7.48 | 0.10709 | 0 | 59.44 | 0 | 27.477 | 59.44 | 0 | 0 | 59.44 | 1 | 0 | 0 |  | 0 |  | 0
|  |  |  | 27.64 | 55.28 | 0 | 0 | 0 | 0 | 0 | 7.48 | 0.10709 | 0 | 55.28 | 0 | 32.704 | 55.28 | 0 | 0 | 55.28 | 1 | 0 | 0 |  | 0 |  | 0
|  |  |  | 26.08 | 52.16 | 0 | 0 | 0 | 0 | 0 | 7.48 | 0.10709 | 0 | 52.16 | 0 | 29.738 | 52.16 | 0 | 0 | 52.16 | 1 | 0 | 0 |  | 0 |  | 0
|  |  |  | 25.08 | 50.16 | 0 | 0 | 0 | 0 | 0 | 7.48 | 0.10709 | 0 | 50.16 | 0 | 20.268 | 50.16 | 0 | 0 | 50.16 | 1 | 0 | 0 |  | 0 |  | 0
|  |  |  | 24.6 | 49.2 | 0 | 0 | 0 | 0 | 0 | 7.48 | 0.10709 | 0 | 49.2 | 0 | 3.94 | 49.2 | 0 | 0 | 49.2 | 1 | 0 | 0 |  | 0 |  | 0
|  |  |  | 24.12 | 48.24 | 0 | 0 | 0 | 0 | 0 | 7.48 | 0.10709 | 0 | 48.24 | 17.894 | 0 | 30.346 | 0 | 0 | 30.346 | 1 | 0 | 0 |  | 0 |  | 0
|  |  |  | 27.12 | 54.24 | 0 | 0 | 0 | 0 | 0 | 7.48 | 0.10709 | 0 | 54.24 | 46.226 | 0 | 8.014 | 0 | 0 | 8.014 | 1 | 0 | 0 |  | 0 |  | 0
|  |  |  | 26.72 | 53.44 | 0 | 0 | 0 | 0 | 0 | 7.48 | 0.10709 | 0 | 53.44 | 53.44 | 0 | 0 | 0 | 0 | 0 | 1 | 0 | 0 |  | 0 |  | 0
|  |  |  | 26.44 | 52.88 | 0 | 0 | 0 | 0 | 0 | 7.48 | 0.10709 | 0 | 52.88 | 52.88 | 0 | 0 | 0 | 0 | 0 | 1 | 0 | 0 |  | 0 |  | 0
|  |  |  | 26.44 | 52.88 | 0 | 0 | 0 | 0 | 0 | 7.48 | 0.10709 | 0 | 52.88 | 52.88 | 0 | 0 | 0 | 0 | 0 | 1 | 0 | 0 |  | 0 |  | 0
|  |  |  | 25.24 | 50.48 | 0 | 0 | 0 | 0 | 0 | 7.48 | 0.10709 | 0 | 50.48 | 50.48 | 0 | 0 | 0 | 0 | 0 | 1 | 0 | 0 |  | 0 |  | 0
|  |  |  | 18 | 36 | 0 | 0 | 0 | 0 | 0 | 7.48 | 0.10709 | 0 | 36 | 36 | 0 | 0 | 0 | 0 | 0 | 1 | 0 | 0 |  | 0 |  | 0
|  |  |  | 13.24 | 26.48 | 0 | 0 | 0 | 0 | 0 | 7.48 | 0.10709 | 0 | 26.48 | 26.48 | 0 | 0 | 0 | 0 | 0 | 1 | 0 | 0 |  | 0 |  | 0
|  |  |  | 10.48 | 20.96 | 0 | 0 | 0 | 0 | 0 | 7.48 | 0.10709 | 0 | 20.96 | 20.96 | 0 | 0 | 0 | 0 | 0 | 1 | 0 | 0 |  | 0 |  | 0
|  |  |  | 14 | 28 | 0 | 0 | 0 | 0 | 0 | 7.48 | 0.10709 | 0 | 28 | 28 | 0 | 0 | 0 | 0 | 0 | 1 | 0 | 0 |  | 0 |  | 0
|  |  |  | 17.04 | 34.08 | 0 | 0 | 0 | 0 | 0 | 7.48 | 0.10709 | 0 | 34.08 | 34.08 | 0 | 0 | 0 | 0 | 0 | 1 | 0 | 0 |  | 0 |  | 0
|  |  |  | 13.52 | 27.04 | 0 | 0 | 0 | 0 | 0 | 7.48 | 0.10709 | 0 | 27.04 | 27.04 | 0 | 0 | 0 | 0 | 0 | 1 | 0 | 0 |  | 0 |  | 0
|  |  |  | 14.52 | 29.04 | 0 | 0 | 0 | 0 | 0 | 7.48 | 0.10709 | 0 | 29.04 | 29.04 | 0 | 0 | 0 | 0 | 0 | 1 | 0 | 0 |  | 0 |  | 0
|  |  |  | 16.56 | 33.12 | 0 | 0 | 0 | 0 | 0 | 7.48 | 0.10709 | 0 | 33.12 | 33.12 | 0 | 0 | 0 | 0 | 0 | 1 | 0 | 0 |  | 0 |  | 0
|  |  |  | 24.8444 | 49.6889 | 0 | 0 | 0 | 0 | 0 | 7.48 | 0.10709 | 0 | 49.689 | 32.567 | 0 | 11.045 | 0 | 0 | 11.045 | 0.66337 | 0 | 6.077 |  | 0 |  | 0
|  |  |  | 25.5822 | 51.1645 | 0 | 0 | 0 | 0 | 0 | 7.48 | 0.10709 | 0 | 51.164 | 15.994 | 0 | 26.806 | 0 | 0 | 26.806 | 0.2 | 0 | 8.365 |  | 0 |  | 0
|  |  |  | 26.2933 | 52.5867 | 0 | 0 | 0 | 0 | 0 | 7.48 | 0.10709 | 0 | 52.587 | 0 | 0 | 56.231 | 3.644 | 0 | 52.587 | 0.38141 | 0 | 0 |  | 0 |  | 0
|  |  |  | 28.12 | 56.24 | 0 | 0 | 0 | 0 | 0 | 7.48 | 0.10709 | 0 | 56.24 | 0 | 7.06 | 64.605 | 8.365 | 0 | 56.24 | 0.79777 | 0 | 0 |  | 0 |  | 0
|  |  |  | 30.44 | 60.88 | 0 | 0 | 0 | 0 | 0 | 7.48 | 0.10709 | 0 | 60.88 | 0 | 18.858 | 64.943 | 4.063 | 0 | 60.88 | 1 | 0 | 0 |  | 0 |  | 0
|  |  |  | 31.28 | 62.56 | 0 | 0 | 0 | 0 | 0 | 7.48 | 0.10709 | 0 | 62.56 | 0 | 26.067 | 62.56 | 0 | 0 | 62.56 | 1 | 0 | 0 |  | 0 |  | 0
|  |  |  | 32 | 64 | 0 | 0 | 0 | 0 | 0 | 7.48 | 0.10709 | 0 | 64 | 0 | 23.547 | 64 | 0 | 0 | 64 | 1 | 0 | 0 |  | 0 |  | 0
|  |  |  | 29.08 | 58.16 | 0 | 0 | 0 | 0 | 0 | 7.48 | 0.10709 | 0 | 58.16 | 0 | 24.974 | 58.16 | 0 | 0 | 58.16 | 1 | 0 | 0 |  | 0 |  | 0
|  |  |  | 25.32 | 50.64 | 0 | 0 | 0 | 0 | 0 | 7.48 | 0.10709 | 0 | 50.64 | 0 | 20.928 | 50.64 | 0 | 0 | 50.64 | 1 | 0 | 0 |  | 0 |  | 0
|  |  |  | 23.16 | 46.32 | 0 | 0 | 0 | 0 | 0 | 7.48 | 0.10709 | 0 | 46.32 | 0 | 6.723 | 46.32 | 0 | 0 | 46.32 | 1 | 0 | 0 |  | 0 |  | 0
|  |  |  | 24.32 | 48.64 | 0 | 0 | 0 | 0 | 0 | 7.48 | 0.10709 | 0 | 48.64 | 18.318 | 0 | 30.322 | 0 | 0 | 30.322 | 1 | 0 | 0 |  | 0 |  | 0
|  |  |  | 27.2 | 54.4 | 0 | 0 | 0 | 0 | 0 | 7.48 | 0.10709 | 0 | 54.4 | 46.168 | 0 | 8.232 | 0 | 0 | 8.232 | 1 | 0 | 0 |  | 0 |  | 0
|  |  |  | 26.68 | 53.36 | 0 | 0 | 0 | 0 | 0 | 7.48 | 0.10709 | 0 | 53.36 | 53.36 | 0 | 0 | 0 | 0 | 0 | 1 | 0 | 0 |  | 0 |  | 0
|  |  |  | 26 | 52 | 0 | 0 | 0 | 0 | 0 | 7.48 | 0.10709 | 0 | 52 | 52 | 0 | 0 | 0 | 0 | 0 | 1 | 0 | 0 |  | 0 |  | 0
|  |  |  | 25.36 | 50.72 | 0 | 0 | 0 | 0 | 0 | 7.48 | 0.10709 | 0 | 50.72 | 50.72 | 0 | 0 | 0 | 0 | 0 | 1 | 0 | 0 |  | 0 |  | 0
|  |  |  | 24.28 | 48.56 | 0 | 0 | 0 | 0 | 0 | 7.48 | 0.10709 | 0 | 48.56 | 48.56 | 0 | 0 | 0 | 0 | 0 | 1 | 0 | 0 |  | 0 |  | 0
|  |  |  | 20.68 | 41.36 | 0 | 0 | 0 | 0 | 0 | 7.48 | 0.10709 | 0 | 41.36 | 41.36 | 0 | 0 | 0 | 0 | 0 | 1 | 0 | 0 |  | 0 |  | 0
|  |  |  | 16.04 | 32.08 | 0 | 0 | 0 | 0 | 0 | 7.48 | 0.10709 | 0 | 32.08 | 32.08 | 0 | 0 | 0 | 0 | 0 | 1 | 0 | 0 |  | 0 |  | 0
|  |  |  | 14.8 | 29.6 | 0 | 0 | 0 | 0 | 0 | 7.48 | 0.10709 | 0 | 29.6 | 29.6 | 0 | 0 | 0 | 0 | 0 | 1 | 0 | 0 |  | 0 |  | 0
|  |  |  | 12.28 | 24.56 | 0 | 0 | 0 | 0 | 0 | 7.48 | 0.10709 | 0 | 24.56 | 24.56 | 0 | 0 | 0 | 0 | 0 | 1 | 0 | 0 |  | 0 |  | 0
|  |  |  | 10.84 | 21.68 | 0 | 0 | 0 | 0 | 0 | 7.48 | 0.10709 | 0 | 21.68 | 21.68 | 0 | 0 | 0 | 0 | 0 | 1 | 0 | 0 |  | 0 |  | 0
|  |  |  | 13.64 | 27.28 | 0 | 0 | 0 | 0 | 0 | 7.48 | 0.10709 | 0 | 27.28 | 27.28 | 0 | 0 | 0 | 0 | 0 | 1 | 0 | 0 |  | 0 |  | 0
|  |  |  | 14.68 | 29.36 | 0 | 0 | 0 | 0 | 0 | 7.48 | 0.10709 | 0 | 29.36 | 29.36 | 0 | 0 | 0 | 0 | 0 | 1 | 0 | 0 |  | 0 |  | 0
|  |  |  | 16.68 | 33.36 | 0 | 0 | 0 | 0 | 0 | 7.48 | 0.10709 | 0 | 33.36 | 33.36 | 0 | 0 | 0 | 0 | 0 | 1 | 0 | 0 |  | 0 |  | 0
|  |  |  | 24.84 | 49.68 | 0 | 0 | 0 | 0 | 0 | 7.48 | 0.10709 | 0 | 49.68 | 49.207 | 0 | 0.473 | 0 | 0 | 0.473 | 1 | 0 | 0 |  | 0 |  | 0
|  |  |  | 25.64 | 51.28 | 0 | 0 | 0 | 0 | 0 | 7.48 | 0.10709 | 0 | 51.28 | 45.46 | 0 | 5.82 | 0 | 0 | 5.82 | 1 | 0 | 0 |  | 0 |  | 0
|  |  |  | 27.12 | 54.24 | 0 | 0 | 0 | 0 | 0 | 7.48 | 0.10709 | 0 | 54.24 | 31.444 | 0 | 16.719 | 0 | 0 | 16.719 | 0.66337 | 0 | 6.077 |  | 0 |  | 0
|  |  |  | 27.48 | 54.96 | 0 | 0 | 0 | 0 | 0 | 7.48 | 0.10709 | 0 | 54.96 | 8.696 | 0 | 37.9 | 0 | 0 | 37.9 | 0.2 | 0 | 8.365 |  | 0 |  | 0
|  |  |  | 29.28 | 58.56 | 0 | 0 | 0 | 0 | 0 | 7.48 | 0.12502 | 0 | 58.56 | 0 | 16.197 | 66.925 | 8.365 | 0 | 58.56 | 0.61636 | 0 | 0 |  | 0 |  | 0
|  |  |  | 30.48 | 60.96 | 0 | 0 | 0 | 0 | 0 | 7.48 | 0.12502 | 0 | 60.96 | 0 | 20.323 | 68.667 | 7.707 | 0 | 60.96 | 1 | 0 | 0 |  | 0 |  | 0
|  |  |  | 27.84 | 55.68 | 0 | 0 | 0 | 0 | 0 | 7.48 | 0.12502 | 0 | 55.68 | 0 | 33.686 | 55.68 | 0 | 0 | 55.68 | 1 | 0 | 0 |  | 0 |  | 0
|  |  |  | 24.52 | 49.04 | 0 | 0 | 0 | 0 | 0 | 12.23 | 0.12502 | 0 | 49.04 | 0 | 33.585 | 49.04 | 0 | 0 | 49.04 | 1 | 0 | 0 |  | 0 |  | 0
|  |  |  | 24.12 | 48.24 | 0 | 0 | 0 | 0 | 0 | 12.23 | 0.12502 | 0 | 48.24 | 0 | 23.619 | 48.24 | 0 | 0 | 48.24 | 1 | 0 | 0 |  | 0 |  | 0
|  |  |  | 27.12 | 54.24 | 0 | 0 | 0 | 0 | 0 | 12.23 | 0.12502 | 0 | 54.24 | 0.409 | 0 | 53.831 | 0 | 0 | 53.831 | 1 | 0 | 0 |  | 0 |  | 0
|  |  |  | 27.48 | 54.96 | 0 | 0 | 0 | 0 | 0 | 12.23 | 0.12502 | 0 | 54.96 | 23.959 | 0 | 31.001 | 0 | 0 | 31.001 | 1 | 0 | 0 |  | 0 |  | 0
|  |  |  | 26.32 | 52.64 | 0 | 0 | 0 | 0 | 0 | 7.48 | 0.12502 | 0 | 52.64 | 44.262 | 0 | 8.378 | 0 | 0 | 8.378 | 1 | 0 | 0 |  | 0 |  | 0
|  |  |  | 26.64 | 53.28 | 0 | 0 | 0 | 0 | 0 | 7.48 | 0.12502 | 0 | 53.28 | 47.203 | 0 | 0 | 0 | 0 | 0 | 0.66337 | 0 | 6.077 |  | 0 |  | 0
|  |  |  | 26.2 | 52.4 | 0 | 0 | 0 | 0 | 0 | 7.48 | 0.12502 | 0 | 52.4 | 44.035 | 0 | 0 | 0 | 0 | 0 | 0.2 | 0 | 8.365 |  | 0 |  | 0
|  |  |  | 26.04 | 52.08 | 0 | 0 | 0 | 0 | 0 | 7.48 | 0.10709 | 0 | 52.08 | 52.08 | 0 | 0 | 0 | 0 | 0 | 0.2 | 0 | 0 |  | 0 |  | 0
|  |  |  | 22.88 | 45.76 | 0 | 0 | 0 | 0 | 0 | 7.48 | 0.10709 | 0 | 45.76 | 45.76 | 0 | 0 | 0 | 0 | 0 | 0.2 | 0 | 0 |  | 0 |  | 0
|  |  |  | 16.6 | 33.2 | 0 | 0 | 0 | 0 | 0 | 7.48 | 0.10709 | 0 | 33.2 | 33.2 | 0 | 0 | 0 | 0 | 0 | 0.2 | 0 | 0 |  | 0 |  | 0
|  |  |  | 12.56 | 25.12 | 0 | 0 | 0 | 0 | 0 | 7.48 | 0.10709 | 0 | 25.12 | 25.12 | 0 | 0 | 0 | 0 | 0 | 0.2 | 0 | 0 |  | 0 |  | 0
|  |  |  | 11 | 22 | 0 | 0 | 0 | 0 | 0 | 7.48 | 0.10709 | 0 | 22 | 22 | 0 | 0 | 0 | 0 | 0 | 0.2 | 0 | 0 |  | 0 |  | 0
|  |  |  | 11.0267 | 22.0533 | 0 | 0 | 0 | 0 | 0 | 7.48 | 0.10709 | 0 | 22.053 | 22.053 | 0 | 0 | 0 | 0 | 0 | 0.2 | 0 | 0 |  | 0 |  | 0
|  |  |  | 12.5467 | 25.0933 | 0 | 0 | 0 | 0 | 0 | 7.48 | 0.10709 | 0 | 25.093 | 25.093 | 0 | 0 | 0 | 0 | 0 | 0.2 | 0 | 0 |  | 0 |  | 0
|  |  |  | 13.92 | 27.84 | 0 | 0 | 0 | 0 | 0 | 7.48 | 0.10709 | 0 | 27.84 | 27.84 | 0 | 0 | 0 | 0 | 0 | 0.2 | 0 | 0 |  | 0 |  | 0
|  |  |  | 14.0267 | 28.0533 | 0 | 0 | 0 | 0 | 0 | 7.48 | 0.10709 | 0 | 28.053 | 28.053 | 0 | 0 | 0 | 0 | 0 | 0.2 | 0 | 0 |  | 0 |  | 0
|  |  |  | 16.6 | 33.2 | 0 | 0 | 0 | 0 | 0 | 7.48 | 0.10709 | 0 | 33.2 | 33.2 | 0 | 0 | 0 | 0 | 0 | 0.2 | 0 | 0 |  | 0 |  | 0
|  |  |  | 24.68 | 49.36 | 0 | 0 | 0 | 0 | 0 | 7.48 | 0.10709 | 0 | 49.36 | 47.917 | 0 | 1.443 | 0 | 0 | 1.443 | 0.2 | 0 | 0 |  | 0 |  | 0
|  |  |  | 25.36 | 50.72 | 0 | 0 | 0 | 0 | 0 | 7.48 | 0.10709 | 0 | 50.72 | 43.991 | 0 | 6.729 | 0 | 0 | 6.729 | 0.2 | 0 | 0 |  | 0 |  | 0
|  |  |  | 27.4 | 54.8 | 0 | 0 | 0 | 0 | 0 | 7.48 | 0.10709 | 0 | 54.8 | 38.893 | 0 | 15.907 | 0 | 0 | 15.907 | 0.2 | 0 | 0 |  | 0 |  | 0
|  |  |  | 27.44 | 54.88 | 0 | 0 | 0 | 0 | 0 | 7.48 | 0.10709 | 0 | 54.88 | 9.718 | 0 | 45.162 | 0 | 0 | 45.162 | 0.2 | 0 | 0 |  | 0 |  | 0
|  |  |  | 31.76 | 63.52 | 0 | 0 | 0 | 0 | 0 | 7.48 | 0.12502 | 0 | 63.52 | 0 | 8.049 | 71.885 | 8.365 | 0 | 63.52 | 0.61636 | 0 | 0 |  | 0 |  | 0
|  |  |  | 30.68 | 61.36 | 0 | 0 | 0 | 0 | 0 | 7.48 | 0.12502 | 0 | 61.36 | 0 | 9.715 | 69.067 | 7.707 | 0 | 61.36 | 1 | 0 | 0 |  | 0 |  | 0
|  |  |  | 28.04 | 56.08 | 0 | 0 | 0 | 0 | 0 | 7.48 | 0.12502 | 0 | 56.08 | 0 | 22.411 | 56.08 | 0 | 0 | 56.08 | 1 | 0 | 0 |  | 0 |  | 0
|  |  |  | 25.96 | 51.92 | 0 | 0 | 0 | 0 | 0 | 12.23 | 0.12502 | 0 | 51.92 | 0 | 22.8 | 51.92 | 0 | 0 | 51.92 | 1 | 0 | 0 |  | 0 |  | 0
|  |  |  | 25.56 | 51.12 | 0 | 0 | 0 | 0 | 0 | 12.23 | 0.12502 | 0 | 51.12 | 0 | 4.178 | 51.12 | 0 | 0 | 51.12 | 1 | 0 | 0 |  | 0 |  | 0
|  |  |  | 25.4 | 50.8 | 0 | 0 | 0 | 0 | 0 | 12.23 | 0.12502 | 0 | 50.8 | 21.763 | 0 | 29.037 | 0 | 0 | 29.037 | 1 | 0 | 0 |  | 0 |  | 0
|  |  |  | 26.04 | 52.08 | 0 | 0 | 0 | 0 | 0 | 12.23 | 0.12502 | 0 | 52.08 | 37.07 | 0 | 15.01 | 0 | 0 | 15.01 | 1 | 0 | 0 |  | 0 |  | 0
|  |  |  | 28.04 | 56.08 | 0 | 0 | 0 | 0 | 0 | 7.48 | 0.12502 | 0 | 56.08 | 54.514 | 0 | 0.121 | 0 | 0 | 0.121 | 0.91997 | 0 | 1.445 |  | 0 |  | 0
|  |  |  | 28.36 | 56.72 | 0 | 0 | 0 | 0 | 0 | 7.48 | 0.12502 | 0 | 56.72 | 53.174 | 0 | 0 | 0 | 0 | 0 | 0.72352 | 0 | 3.546 |  | 0 |  | 0
|  |  |  | 27.36 | 54.72 | 0 | 0 | 0 | 0 | 0 | 7.48 | 0.12502 | 0 | 54.72 | 46.355 | 0 | 0 | 0 | 0 | 0 | 0.26016 | 0 | 8.365 |  | 0 |  | 0
|  |  |  | 27.8 | 55.6 | 0 | 0 | 0 | 0 | 0 | 7.48 | 0.10709 | 0 | 55.6 | 54.514 | 0 | 0 | 0 | 0 | 0 | 0.2 | 0 | 1.086 |  | 0 |  | 0
|  |  |  | 27.16 | 54.32 | 0 | 0 | 0 | 0 | 0 | 7.48 | 0.10709 | 0 | 54.32 | 54.32 | 0 | 0 | 0 | 0 | 0 | 0.2 | 0 | 0 |  | 0 |  | 0
|  |  |  | 25.36 | 50.72 | 0 | 0 | 0 | 0 | 0 | 7.48 | 0.10709 | 0 | 50.72 | 50.72 | 0 | 0 | 0 | 0 | 0 | 0.2 | 0 | 0 |  | 0 |  | 0
|  |  |  | 17.12 | 34.24 | 0 | 0 | 0 | 0 | 0 | 7.48 | 0.10709 | 0 | 34.24 | 34.24 | 0 | 0 | 0 | 0 | 0 | 0.2 | 0 | 0 |  | 0 |  | 0
|  |  |  | 15.44 | 30.88 | 0 | 0 | 0 | 0 | 0 | 7.48 | 0.10709 | 0 | 30.88 | 30.88 | 0 | 0 | 0 | 0 | 0 | 0.2 | 0 | 0 |  | 0 |  | 0
|  |  |  | 15.32 | 30.64 | 0 | 0 | 0 | 0 | 0 | 7.48 | 0.10709 | 0 | 30.64 | 30.64 | 0 | 0 | 0 | 0 | 0 | 0.2 | 0 | 0 |  | 0 |  | 0
|  |  |  | 17.84 | 35.68 | 0 | 0 | 0 | 0 | 0 | 7.48 | 0.10709 | 0 | 35.68 | 35.68 | 0 | 0 | 0 | 0 | 0 | 0.2 | 0 | 0 |  | 0 |  | 0
|  |  |  | 19.6 | 39.2 | 0 | 0 | 0 | 0 | 0 | 7.48 | 0.10709 | 0 | 39.2 | 39.2 | 0 | 0 | 0 | 0 | 0 | 0.2 | 0 | 0 |  | 0 |  | 0
|  |  |  | 21.52 | 43.04 | 0 | 0 | 0 | 0 | 0 | 7.48 | 0.10709 | 0 | 43.04 | 43.04 | 0 | 0 | 0 | 0 | 0 | 0.2 | 0 | 0 |  | 0 |  | 0
|  |  |  | 19.04 | 38.08 | 0 | 0 | 0 | 0 | 0 | 7.48 | 0.10709 | 0 | 38.08 | 38.08 | 0 | 0 | 0 | 0 | 0 | 0.2 | 0 | 0 |  | 0 |  | 0
|  |  |  | 18.12 | 36.24 | 0 | 0 | 0 | 0 | 0 | 7.48 | 0.10709 | 0 | 36.24 | 23.946 | 0 | 12.294 | 0 | 0 | 12.294 | 0.2 | 0 | 0 |  | 0 |  | 0
|  |  |  | 23.68 | 47.36 | 0 | 0 | 0 | 0 | 0 | 7.48 | 0.10709 | 0 | 47.36 | 11.024 | 0 | 36.336 | 0 | 0 | 36.336 | 0.2 | 0 | 0 |  | 0 |  | 0
|  |  |  | 26.28 | 52.56 | 0 | 0 | 0 | 0 | 0 | 7.48 | 0.10709 | 0 | 52.56 | 0 | 0 | 58.05 | 5.49 | 0 | 52.56 | 0.47326 | 0 | 0 |  | 0 |  | 0
|  |  |  | 27.32 | 54.64 | 0 | 0 | 0 | 0 | 0 | 7.48 | 0.10709 | 0 | 54.64 | 0 | 11.837 | 63.005 | 8.365 | 0 | 54.64 | 0.88962 | 0 | 0 |  | 0 |  | 0
|  |  |  | 25.64 | 51.28 | 0 | 0 | 0 | 0 | 0 | 7.48 | 0.12502 | 0 | 51.28 | 0 | 32.741 | 53.497 | 2.217 | 0 | 51.28 | 1 | 0 | 0 |  | 0 |  | 0
|  |  |  | 26.64 | 53.28 | 0 | 0 | 0 | 0 | 0 | 7.48 | 0.12502 | 0 | 53.28 | 0 | 37.65 | 53.28 | 0 | 0 | 53.28 | 1 | 0 | 0 |  | 0 |  | 0
|  |  |  | 24.72 | 49.44 | 0 | 0 | 0 | 0 | 0 | 7.48 | 0.12502 | 0 | 49.44 | 0 | 42.46 | 49.44 | 0 | 0 | 49.44 | 1 | 0 | 0 |  | 0 |  | 0
|  |  |  | 26.08 | 52.16 | 0 | 0 | 0 | 0 | 0 | 12.23 | 0.12502 | 0 | 52.16 | 0 | 33.569 | 52.16 | 0 | 0 | 52.16 | 1 | 0 | 0 |  | 0 |  | 0
|  |  |  | 25.52 | 51.04 | 0 | 0 | 0 | 0 | 0 | 12.23 | 0.12502 | 0 | 51.04 | 0 | 22.674 | 51.04 | 0 | 0 | 51.04 | 1 | 0 | 0 |  | 0 |  | 0
|  |  |  | 24.4 | 48.8 | 0 | 0 | 0 | 0 | 0 | 12.23 | 0.12502 | 0 | 48.8 | 0 | 6.534 | 48.8 | 0 | 0 | 48.8 | 1 | 0 | 0 |  | 0 |  | 0
|  |  |  | 24.84 | 49.68 | 0 | 0 | 0 | 0 | 0 | 12.23 | 0.12502 | 0 | 49.68 | 17.454 | 0 | 32.226 | 0 | 0 | 32.226 | 1 | 0 | 0 |  | 0 |  | 0
|  |  |  | 25.08 | 50.16 | 0 | 0 | 0 | 0 | 0 | 7.48 | 0.12502 | 0 | 50.16 | 41.431 | 0 | 8.729 | 0 | 0 | 8.729 | 1 | 0 | 0 |  | 0 |  | 0
|  |  |  | 22.6 | 45.2 | 0 | 0 | 0 | 0 | 0 | 7.48 | 0.12502 | 0 | 45.2 | 39.123 | 0 | 0 | 0 | 0 | 0 | 0.66337 | 0 | 6.077 |  | 0 |  | 0
|  |  |  | 22.2 | 44.4 | 0 | 0 | 0 | 0 | 0 | 7.48 | 0.12502 | 0 | 44.4 | 36.035 | 0 | 0 | 0 | 0 | 0 | 0.2 | 0 | 8.365 |  | 0 |  | 0
|  |  |  | 23.28 | 46.56 | 0 | 0 | 0 | 0 | 0 | 7.48 | 0.10709 | 0 | 46.56 | 46.56 | 0 | 0 | 0 | 0 | 0 | 0.2 | 0 | 0 |  | 0 |  | 0
|  |  |  | 23.72 | 47.44 | 0 | 0 | 0 | 0 | 0 | 7.48 | 0.10709 | 0 | 47.44 | 47.44 | 0 | 0 | 0 | 0 | 0 | 0.2 | 0 | 0 |  | 0 |  | 0
|  |  |  | 22.96 | 45.92 | 0 | 0 | 0 | 0 | 0 | 7.48 | 0.10709 | 0 | 45.92 | 45.92 | 0 | 0 | 0 | 0 | 0 | 0.2 | 0 | 0 |  | 0 |  | 0
|  |  |  | 18.68 | 37.36 | 0 | 0 | 0 | 0 | 0 | 7.48 | 0.10709 | 0 | 37.36 | 37.36 | 0 | 0 | 0 | 0 | 0 | 0.2 | 0 | 0 |  | 0 |  | 0
|  |  |  | 15.48 | 30.96 | 0 | 0 | 0 | 0 | 0 | 7.48 | 0.10709 | 0 | 30.96 | 30.96 | 0 | 0 | 0 | 0 | 0 | 0.2 | 0 | 0 |  | 0 |  | 0
|  |  |  | 15.12 | 30.24 | 0 | 0 | 0 | 0 | 0 | 7.48 | 0.10709 | 0 | 30.24 | 30.24 | 0 | 0 | 0 | 0 | 0 | 0.2 | 0 | 0 |  | 0 |  | 0
|  |  |  | 18.04 | 36.08 | 0 | 0 | 0 | 0 | 0 | 7.48 | 0.10709 | 0 | 36.08 | 36.08 | 0 | 0 | 0 | 0 | 0 | 0.2 | 0 | 0 |  | 0 |  | 0
|  |  |  | 18.96 | 37.92 | 0 | 0 | 0 | 0 | 0 | 7.48 | 0.10709 | 0 | 37.92 | 37.92 | 0 | 0 | 0 | 0 | 0 | 0.2 | 0 | 0 |  | 0 |  | 0
|  |  |  | 20.36 | 40.72 | 0 | 0 | 0 | 0 | 0 | 7.48 | 0.10709 | 0 | 40.72 | 40.72 | 0 | 0 | 0 | 0 | 0 | 0.2 | 0 | 0 |  | 0 |  | 0
|  |  |  | 20.52 | 41.04 | 0 | 0 | 0 | 0 | 0 | 7.48 | 0.10709 | 0 | 41.04 | 41.04 | 0 | 0 | 0 | 0 | 0 | 0.2 | 0 | 0 |  | 0 |  | 0
|  |  |  | 17.4 | 34.8 | 0 | 0 | 0 | 0 | 0 | 7.48 | 0.10709 | 0 | 34.8 | 24.01 | 0 | 10.79 | 0 | 0 | 10.79 | 0.2 | 0 | 0 |  | 0 |  | 0
|  |  |  | 17.32 | 34.64 | 0 | 0 | 0 | 0 | 0 | 7.48 | 0.10709 | 0 | 34.64 | 0 | 0 | 37.694 | 3.054 | 0 | 34.64 | 0.35199 | 0 | 0 |  | 0 |  | 0
|  |  |  | 23.24 | 46.48 | 0 | 0 | 0 | 0 | 0 | 7.48 | 0.10709 | 0 | 46.48 | 0 | 4.187 | 54.845 | 8.365 | 0 | 46.48 | 0.76836 | 0 | 0 |  | 0 |  | 0
|  |  |  | 23.44 | 46.88 | 0 | 0 | 0 | 0 | 0 | 7.48 | 0.10709 | 0 | 46.88 | 0 | 22.677 | 51.534 | 4.654 | 0 | 46.88 | 1 | 0 | 0 |  | 0 |  | 0
|  |  |  | 23.96 | 47.92 | 0 | 0 | 0 | 0 | 0 | 7.48 | 0.12502 | 0 | 47.92 | 0 | 32.135 | 47.92 | 0 | 0 | 47.92 | 1 | 0 | 0 |  | 0 |  | 0
|  |  |  | 23.04 | 46.08 | 0 | 0 | 0 | 0 | 0 | 7.48 | 0.12502 | 0 | 46.08 | 0 | 45.868 | 46.08 | 0 | 0 | 46.08 | 1 | 0 | 0 |  | 0 |  | 0
|  |  |  | 22.76 | 45.52 | 0 | 0 | 0 | 0 | 0 | 7.48 | 0.12502 | 0 | 45.52 | 0 | 44.937 | 45.52 | 0 | 0 | 45.52 | 1 | 0 | 0 |  | 0 |  | 0
|  |  |  | 23.48 | 46.96 | 0 | 0 | 0 | 0 | 0 | 12.23 | 0.12502 | 0 | 46.96 | 0 | 37.629 | 46.96 | 0 | 0 | 46.96 | 1 | 0 | 0 |  | 0 |  | 0
|  |  |  | 24.28 | 48.56 | 0 | 0 | 0 | 0 | 0 | 12.23 | 0.12502 | 0 | 48.56 | 0 | 24.087 | 48.56 | 0 | 0 | 48.56 | 1 | 0 | 0 |  | 0 |  | 0
|  |  |  | 23.64 | 47.28 | 0 | 0 | 0 | 0 | 0 | 12.23 | 0.12502 | 0 | 47.28 | 0 | 7.787 | 47.28 | 0 | 0 | 47.28 | 1 | 0 | 0 |  | 0 |  | 0
|  |  |  | 23.8 | 47.6 | 0 | 0 | 0 | 0 | 0 | 12.23 | 0.12502 | 0 | 47.6 | 15.58 | 0 | 32.02 | 0 | 0 | 32.02 | 1 | 0 | 0 |  | 0 |  | 0
|  |  |  | 23.64 | 47.28 | 0 | 0 | 0 | 0 | 0 | 7.48 | 0.12502 | 0 | 47.28 | 38.417 | 0 | 8.863 | 0 | 0 | 8.863 | 1 | 0 | 0 |  | 0 |  | 0
|  |  |  | 21.88 | 43.76 | 0 | 0 | 0 | 0 | 0 | 7.48 | 0.12502 | 0 | 43.76 | 37.683 | 0 | 0 | 0 | 0 | 0 | 0.66337 | 0 | 6.077 |  | 0 |  | 0
|  |  |  | 15.96 | 31.92 | 0 | 0 | 0 | 0 | 0 | 7.48 | 0.12502 | 0 | 31.92 | 23.555 | 0 | 0 | 0 | 0 | 0 | 0.2 | 0 | 8.365 |  | 0 |  | 0
|  |  |  | 16.36 | 32.72 | 0 | 0 | 0 | 0 | 0 | 7.48 | 0.10709 | 0 | 32.72 | 32.72 | 0 | 0 | 0 | 0 | 0 | 0.2 | 0 | 0 |  | 0 |  | 0
|  |  |  | 18.68 | 37.36 | 0 | 0 | 0 | 0 | 0 | 7.48 | 0.10709 | 0 | 37.36 | 37.36 | 0 | 0 | 0 | 0 | 0 | 0.2 | 0 | 0 |  | 0 |  | 0
|  |  |  | 17.48 | 34.96 | 0 | 0 | 0 | 0 | 0 | 7.48 | 0.10709 | 0 | 34.96 | 34.96 | 0 | 0 | 0 | 0 | 0 | 0.2 | 0 | 0 |  | 0 |  | 0
|  |  |  | 12.96 | 25.92 | 0 | 0 | 0 | 0 | 0 | 7.48 | 0.10709 | 0 | 25.92 | 25.92 | 0 | 0 | 0 | 0 | 0 | 0.2 | 0 | 0 |  | 0 |  | 0
|  |  |  | 11 | 22 | 0 | 0 | 0 | 0 | 0 | 7.48 | 0.10709 | 0 | 22 | 22 | 0 | 0 | 0 | 0 | 0 | 0.2 | 0 | 0 |  | 0 |  | 0
|  |  |  | 14.44 | 28.88 | 0 | 0 | 0 | 0 | 0 | 7.48 | 0.10709 | 0 | 28.88 | 28.88 | 0 | 0 | 0 | 0 | 0 | 0.2 | 0 | 0 |  | 0 |  | 0
|  |  |  | 18.2 | 36.4 | 0 | 0 | 0 | 0 | 0 | 7.48 | 0.10709 | 0 | 36.4 | 36.4 | 0 | 0 | 0 | 0 | 0 | 0.2 | 0 | 0 |  | 0 |  | 0
|  |  |  | 15.72 | 31.44 | 0 | 0 | 0 | 0 | 0 | 7.48 | 0.10709 | 0 | 31.44 | 31.44 | 0 | 0 | 0 | 0 | 0 | 0.2 | 0 | 0 |  | 0 |  | 0
|  |  |  | 15.36 | 30.72 | 0 | 0 | 0 | 0 | 0 | 7.48 | 0.10709 | 0 | 30.72 | 30.72 | 0 | 0 | 0 | 0 | 0 | 0.2 | 0 | 0 |  | 0 |  | 0
|  |  |  | 18.76 | 37.52 | 0 | 0 | 0 | 0 | 0 | 7.48 | 0.10709 | 0 | 37.52 | 37.52 | 0 | 0 | 0 | 0 | 0 | 0.2 | 0 | 0 |  | 0 |  | 0
|  |  |  | 24 | 48 | 0 | 0 | 0 | 0 | 0 | 7.48 | 0.10709 | 0 | 48 | 36.834 | 0 | 11.166 | 0 | 0 | 11.166 | 0.2 | 0 | 0 |  | 0 |  | 0
|  |  |  | 27.08 | 54.16 | 0 | 0 | 0 | 0 | 0 | 7.48 | 0.10709 | 0 | 54.16 | 16.527 | 0 | 37.633 | 0 | 0 | 37.633 | 0.2 | 0 | 0 |  | 0 |  | 0
|  |  |  | 30.4 | 60.8 | 0 | 0 | 0 | 0 | 0 | 7.48 | 0.10709 | 0 | 60.8 | 1.32 | 0 | 59.48 | 0 | 0 | 59.48 | 0.2 | 0 | 0 |  | 0 |  | 0
|  |  |  | 33.56 | 67.12 | 0 | 0 | 0 | 0 | 0 | 7.48 | 0.10709 | 0 | 67.12 | 0 | 0 | 73.302 | 6.182 | 0 | 67.12 | 0.5077 | 0 | 0 |  | 0 |  | 0
|  |  |  | 34.36 | 68.72 | 0 | 0 | 0 | 0 | 0 | 7.48 | 0.12502 | 0 | 68.72 | 0 | 5.601 | 77.085 | 8.365 | 0 | 68.72 | 0.92407 | 0 | 0 |  | 0 |  | 0
|  |  |  | 30.56 | 61.12 | 0 | 0 | 0 | 0 | 0 | 7.48 | 0.12502 | 0 | 61.12 | 0 | 20.889 | 62.645 | 1.525 | 0 | 61.12 | 1 | 0 | 0 |  | 0 |  | 0
|  |  |  | 27.44 | 54.88 | 0 | 0 | 0 | 0 | 0 | 7.48 | 0.12502 | 0 | 54.88 | 0 | 27.527 | 54.88 | 0 | 0 | 54.88 | 1 | 0 | 0 |  | 0 |  | 0
|  |  |  | 26.6 | 53.2 | 0 | 0 | 0 | 0 | 0 | 12.23 | 0.12502 | 0 | 53.2 | 0 | 26.491 | 53.2 | 0 | 0 | 53.2 | 1 | 0 | 0 |  | 0 |  | 0
|  |  |  | 25.5267 | 51.0533 | 0 | 0 | 0 | 0 | 0 | 12.23 | 0.12502 | 0 | 51.053 | 0 | 17.763 | 51.053 | 0 | 0 | 51.053 | 1 | 0 | 0 |  | 0 |  | 0
|  |  |  | 23.6933 | 47.3866 | 0 | 0 | 0 | 0 | 0 | 12.23 | 0.12502 | 0 | 47.387 | 0 | 5.086 | 47.387 | 0 | 0 | 47.387 | 1 | 0 | 0 |  | 0 |  | 0
|  |  |  | 23.44 | 46.88 | 0 | 0 | 0 | 0 | 0 | 12.23 | 0.12502 | 0 | 46.88 | 15.94 | 0 | 30.94 | 0 | 0 | 30.94 | 1 | 0 | 0 |  | 0 |  | 0
|  |  |  | 25.56 | 51.12 | 0 | 0 | 0 | 0 | 0 | 7.48 | 0.12502 | 0 | 51.12 | 42.269 | 0 | 8.851 | 0 | 0 | 8.851 | 1 | 0 | 0 |  | 0 |  | 0
|  |  |  | 27.41 | 54.82 | 0 | 0 | 0 | 0 | 0 | 7.48 | 0.12502 | 0 | 54.82 | 48.743 | 0 | 0 | 0 | 0 | 0 | 0.66337 | 0 | 6.077 |  | 0 |  | 0
|  |  |  | 26.89 | 53.78 | 0 | 0 | 0 | 0 | 0 | 7.48 | 0.12502 | 0 | 53.78 | 45.415 | 0 | 0 | 0 | 0 | 0 | 0.2 | 0 | 8.365 |  | 0 |  | 0
|  |  |  | 27.08 | 54.16 | 0 | 0 | 0 | 0 | 0 | 7.48 | 0.10709 | 0 | 54.16 | 54.16 | 0 | 0 | 0 | 0 | 0 | 0.2 | 0 | 0 |  | 0 |  | 0
|  |  |  | 26.56 | 53.12 | 0 | 0 | 0 | 0 | 0 | 7.48 | 0.10709 | 0 | 53.12 | 53.12 | 0 | 0 | 0 | 0 | 0 | 0.2 | 0 | 0 |  | 0 |  | 0
|  |  |  | 21.28 | 42.56 | 0 | 0 | 0 | 0 | 0 | 7.48 | 0.10709 | 0 | 42.56 | 42.56 | 0 | 0 | 0 | 0 | 0 | 0.2 | 0 | 0 |  | 0 |  | 0
|  |  |  | 13.08 | 26.16 | 0 | 0 | 0 | 0 | 0 | 7.48 | 0.10709 | 0 | 26.16 | 26.16 | 0 | 0 | 0 | 0 | 0 | 0.2 | 0 | 0 |  | 0 |  | 0
|  |  |  | 11.44 | 22.88 | 0 | 0 | 0 | 0 | 0 | 7.48 | 0.10709 | 0 | 22.88 | 22.88 | 0 | 0 | 0 | 0 | 0 | 0.2 | 0 | 0 |  | 0 |  | 0
|  |  |  | 13.04 | 26.08 | 0 | 0 | 0 | 0 | 0 | 7.48 | 0.10709 | 0 | 26.08 | 26.08 | 0 | 0 | 0 | 0 | 0 | 0.2 | 0 | 0 |  | 0 |  | 0
|  |  |  | 14.76 | 29.52 | 0 | 0 | 0 | 0 | 0 | 7.48 | 0.10709 | 0 | 29.52 | 29.52 | 0 | 0 | 0 | 0 | 0 | 0.2 | 0 | 0 |  | 0 |  | 0
|  |  |  | 14.4 | 28.8 | 0 | 0 | 0 | 0 | 0 | 7.48 | 0.10709 | 0 | 28.8 | 28.8 | 0 | 0 | 0 | 0 | 0 | 0.2 | 0 | 0 |  | 0 |  | 0
|  |  |  | 15.52 | 31.04 | 0 | 0 | 0 | 0 | 0 | 7.48 | 0.10709 | 0 | 31.04 | 31.04 | 0 | 0 | 0 | 0 | 0 | 0.2 | 0 | 0 |  | 0 |  | 0
|  |  |  | 18 | 36 | 0 | 0 | 0 | 0 | 0 | 7.48 | 0.10709 | 0 | 36 | 36 | 0 | 0 | 0 | 0 | 0 | 0.2 | 0 | 0 |  | 0 |  | 0
|  |  |  | 25.16 | 50.32 | 0 | 0 | 0 | 0 | 0 | 7.48 | 0.10709 | 0 | 50.32 | 37.068 | 0 | 13.252 | 0 | 0 | 13.252 | 0.2 | 0 | 0 |  | 0 |  | 0
|  |  |  | 25.84 | 51.68 | 0 | 0 | 0 | 0 | 0 | 7.48 | 0.10709 | 0 | 51.68 | 15.15 | 0 | 36.53 | 0 | 0 | 36.53 | 0.2 | 0 | 0 |  | 0 |  | 0
|  |  |  | 32.2 | 64.4 | 0 | 0 | 0 | 0 | 0 | 7.48 | 0.10709 | 0 | 64.4 | 8.945 | 0 | 55.455 | 0 | 0 | 55.455 | 0.2 | 0 | 0 |  | 0 |  | 0
|  |  |  | 32.56 | 65.12 | 0 | 0 | 0 | 0 | 0 | 7.48 | 0.10709 | 0 | 65.12 | 0 | 0 | 69.58 | 4.46 | 0 | 65.12 | 0.42199 | 0 | 0 |  | 0 |  | 0
|  |  |  | 31.16 | 62.32 | 0 | 0 | 0 | 0 | 0 | 7.48 | 0.10709 | 0 | 62.32 | 0 | 7.612 | 70.685 | 8.365 | 0 | 62.32 | 0.83835 | 0 | 0 |  | 0 |  | 0
|  |  |  | 28.16 | 56.32 | 0 | 0 | 0 | 0 | 0 | 7.48 | 0.10709 | 0 | 56.32 | 0 | 22.245 | 59.568 | 3.248 | 0 | 56.32 | 1 | 0 | 0 |  | 0 |  | 0
|  |  |  | 27.24 | 54.48 | 0 | 0 | 0 | 0 | 0 | 7.48 | 0.10709 | 0 | 54.48 | 0 | 29.782 | 54.48 | 0 | 0 | 54.48 | 1 | 0 | 0 |  | 0 |  | 0
|  |  |  | 26.52 | 53.04 | 0 | 0 | 0 | 0 | 0 | 7.48 | 0.10709 | 0 | 53.04 | 0 | 27.342 | 53.04 | 0 | 0 | 53.04 | 1 | 0 | 0 |  | 0 |  | 0
|  |  |  | 24.36 | 48.72 | 0 | 0 | 0 | 0 | 0 | 7.48 | 0.10709 | 0 | 48.72 | 0 | 20.69 | 48.72 | 0 | 0 | 48.72 | 1 | 0 | 0 |  | 0 |  | 0
|  |  |  | 24.36 | 48.72 | 0 | 0 | 0 | 0 | 0 | 7.48 | 0.10709 | 0 | 48.72 | 0 | 4.359 | 48.72 | 0 | 0 | 48.72 | 1 | 0 | 0 |  | 0 |  | 0
|  |  |  | 24.56 | 49.12 | 0 | 0 | 0 | 0 | 0 | 7.48 | 0.10709 | 0 | 49.12 | 18.592 | 0 | 30.528 | 0 | 0 | 30.528 | 1 | 0 | 0 |  | 0 |  | 0
|  |  |  | 26.92 | 53.84 | 0 | 0 | 0 | 0 | 0 | 7.48 | 0.10709 | 0 | 53.84 | 44.989 | 0 | 8.851 | 0 | 0 | 8.851 | 1 | 0 | 0 |  | 0 |  | 0
|  |  |  | 26.8 | 53.6 | 0 | 0 | 0 | 0 | 0 | 7.48 | 0.10709 | 0 | 53.6 | 53.6 | 0 | 0 | 0 | 0 | 0 | 1 | 0 | 0 |  | 0 |  | 0
|  |  |  | 27.32 | 54.64 | 0 | 0 | 0 | 0 | 0 | 7.48 | 0.10709 | 0 | 54.64 | 54.514 | 0 | 0 | 0 | 0 | 0 | 0.99302 | 0 | 0.126 |  | 0 |  | 0
|  |  |  | 26.6 | 53.2 | 0 | 0 | 0 | 0 | 0 | 7.48 | 0.10709 | 0 | 53.2 | 53.2 | 0 | 0 | 0 | 0 | 0 | 0.99302 | 0 | 0 |  | 0 |  | 0
|  |  |  | 20.36 | 40.72 | 0 | 0 | 0 | 0 | 0 | 7.48 | 0.10709 | 0 | 40.72 | 40.72 | 0 | 0 | 0 | 0 | 0 | 0.99302 | 0 | 0 |  | 0 |  | 0
|  |  |  | 17.28 | 34.56 | 0 | 0 | 0 | 0 | 0 | 7.48 | 0.10709 | 0 | 34.56 | 34.56 | 0 | 0 | 0 | 0 | 0 | 0.99302 | 0 | 0 |  | 0 |  | 0
|  |  |  | 11.84 | 23.68 | 0 | 0 | 0 | 0 | 0 | 7.48 | 0.10709 | 0 | 23.68 | 23.68 | 0 | 0 | 0 | 0 | 0 | 0.99302 | 0 | 0 |  | 0 |  | 0
|  |  |  | 9.44 | 18.88 | 0 | 0 | 0 | 0 | 0 | 7.48 | 0.10709 | 0 | 18.88 | 18.88 | 0 | 0 | 0 | 0 | 0 | 0.99302 | 0 | 0 |  | 0 |  | 0
|  |  |  | 10.4 | 20.8 | 0 | 0 | 0 | 0 | 0 | 7.48 | 0.10709 | 0 | 20.8 | 20.8 | 0 | 0 | 0 | 0 | 0 | 0.99302 | 0 | 0 |  | 0 |  | 0
|  |  |  | 11.88 | 23.76 | 0 | 0 | 0 | 0 | 0 | 7.48 | 0.10709 | 0 | 23.76 | 23.76 | 0 | 0 | 0 | 0 | 0 | 0.99302 | 0 | 0 |  | 0 |  | 0
|  |  |  | 13.48 | 26.96 | 0 | 0 | 0 | 0 | 0 | 7.48 | 0.10709 | 0 | 26.96 | 26.96 | 0 | 0 | 0 | 0 | 0 | 0.99302 | 0 | 0 |  | 0 |  | 0
|  |  |  | 14.92 | 29.84 | 0 | 0 | 0 | 0 | 0 | 7.48 | 0.10709 | 0 | 29.84 | 29.84 | 0 | 0 | 0 | 0 | 0 | 0.99302 | 0 | 0 |  | 0 |  | 0
|  |  |  | 17.84 | 35.68 | 0 | 0 | 0 | 0 | 0 | 7.48 | 0.10709 | 0 | 35.68 | 35.68 | 0 | 0 | 0 | 0 | 0 | 0.99302 | 0 | 0 |  | 0 |  | 0
|  |  |  | 24.92 | 49.84 | 0 | 0 | 0 | 0 | 0 | 7.48 | 0.10709 | 0 | 49.84 | 32.686 | 0 | 13.045 | 0 | 0 | 13.045 | 0.7654 | 0 | 4.109 |  | 0 |  | 0
|  |  |  | 26.2 | 52.4 | 0 | 0 | 0 | 0 | 0 | 7.48 | 0.10709 | 0 | 52.4 | 8.839 | 0 | 35.196 | 0 | 0 | 35.196 | 0.30203 | 0 | 8.365 |  | 0 |  | 0
|  |  |  | 28.2667 | 56.5333 | 0 | 0 | 0 | 0 | 0 | 7.48 | 0.10709 | 0 | 56.533 | 0 | 0 | 54.691 | 0 | 0 | 54.691 | 0.2 | 0 | 1.842 |  | 0 |  | 0
|  |  |  | 29.7867 | 59.5733 | 0 | 0 | 0 | 0 | 0 | 7.48 | 0.10709 | 0 | 59.573 | 0 | 2.963 | 67.938 | 8.365 | 0 | 59.573 | 0.61636 | 0 | 0 |  | 0 |  | 0
|  |  |  | 33.16 | 66.32 | 0 | 0 | 0 | 0 | 0 | 7.48 | 0.10709 | 0 | 66.32 | 0 | 6.44 | 74.027 | 7.707 | 0 | 66.32 | 1 | 0 | 0 |  | 0 |  | 0
|  |  |  | 31.68 | 63.36 | 0 | 0 | 0 | 0 | 0 | 7.48 | 0.10709 | 0 | 63.36 | 0 | 23.872 | 63.36 | 0 | 0 | 63.36 | 1 | 0 | 0 |  | 0 |  | 0
|  |  |  | 27.96 | 55.92 | 0 | 0 | 0 | 0 | 0 | 7.48 | 0.10709 | 0 | 55.92 | 0 | 32.088 | 55.92 | 0 | 0 | 55.92 | 1 | 0 | 0 |  | 0 |  | 0
|  |  |  | 26.72 | 53.44 | 0 | 0 | 0 | 0 | 0 | 7.48 | 0.10709 | 0 | 53.44 | 0 | 28.615 | 53.44 | 0 | 0 | 53.44 | 1 | 0 | 0 |  | 0 |  | 0
|  |  |  | 26.68 | 53.36 | 0 | 0 | 0 | 0 | 0 | 7.48 | 0.10709 | 0 | 53.36 | 0 | 17.25 | 53.36 | 0 | 0 | 53.36 | 1 | 0 | 0 |  | 0 |  | 0
|  |  |  | 25.84 | 51.68 | 0 | 0 | 0 | 0 | 0 | 7.48 | 0.10709 | 0 | 51.68 | 0 | 1.726 | 51.68 | 0 | 0 | 51.68 | 1 | 0 | 0 |  | 0 |  | 0
|  |  |  | 24.24 | 48.48 | 0 | 0 | 0 | 0 | 0 | 7.48 | 0.10709 | 0 | 48.48 | 17.443 | 0 | 31.037 | 0 | 0 | 31.037 | 1 | 0 | 0 |  | 0 |  | 0
|  |  |  | 26.96 | 53.92 | 0 | 0 | 0 | 0 | 0 | 7.48 | 0.10709 | 0 | 53.92 | 44.9 | 0 | 9.02 | 0 | 0 | 9.02 | 1 | 0 | 0 |  | 0 |  | 0
|  |  |  | 27.76 | 55.52 | 0 | 0 | 0 | 0 | 0 | 7.48 | 0.10709 | 0 | 55.52 | 54.514 | 0 | 0 | 0 | 0 | 0 | 0.94428 | 0 | 1.006 |  | 0 |  | 0
|  |  |  | 26.96 | 53.92 | 0 | 0 | 0 | 0 | 0 | 7.48 | 0.10709 | 0 | 53.92 | 53.92 | 0 | 0 | 0 | 0 | 0 | 0.94428 | 0 | 0 |  | 0 |  | 0
|  |  |  | 26.36 | 52.72 | 0 | 0 | 0 | 0 | 0 | 7.48 | 0.10709 | 0 | 52.72 | 52.72 | 0 | 0 | 0 | 0 | 0 | 0.94428 | 0 | 0 |  | 0 |  | 0
|  |  |  | 25.44 | 50.88 | 0 | 0 | 0 | 0 | 0 | 7.48 | 0.10709 | 0 | 50.88 | 50.88 | 0 | 0 | 0 | 0 | 0 | 0.94428 | 0 | 0 |  | 0 |  | 0
|  |  |  | 18.28 | 36.56 | 0 | 0 | 0 | 0 | 0 | 7.48 | 0.10709 | 0 | 36.56 | 36.56 | 0 | 0 | 0 | 0 | 0 | 0.94428 | 0 | 0 |  | 0 |  | 0
|  |  |  | 11.28 | 22.56 | 0 | 0 | 0 | 0 | 0 | 7.48 | 0.10709 | 0 | 22.56 | 22.56 | 0 | 0 | 0 | 0 | 0 | 0.94428 | 0 | 0 |  | 0 |  | 0
|  |  |  | 9.68 | 19.36 | 0 | 0 | 0 | 0 | 0 | 7.48 | 0.10709 | 0 | 19.36 | 19.36 | 0 | 0 | 0 | 0 | 0 | 0.94428 | 0 | 0 |  | 0 |  | 0
|  |  |  | 11.16 | 22.32 | 0 | 0 | 0 | 0 | 0 | 7.48 | 0.10709 | 0 | 22.32 | 22.32 | 0 | 0 | 0 | 0 | 0 | 0.94428 | 0 | 0 |  | 0 |  | 0
|  |  |  | 12.56 | 25.12 | 0 | 0 | 0 | 0 | 0 | 7.48 | 0.10709 | 0 | 25.12 | 25.12 | 0 | 0 | 0 | 0 | 0 | 0.94428 | 0 | 0 |  | 0 |  | 0
|  |  |  | 12.88 | 25.76 | 0 | 0 | 0 | 0 | 0 | 7.48 | 0.10709 | 0 | 25.76 | 25.76 | 0 | 0 | 0 | 0 | 0 | 0.94428 | 0 | 0 |  | 0 |  | 0
|  |  |  | 14.04 | 28.08 | 0 | 0 | 0 | 0 | 0 | 7.48 | 0.10709 | 0 | 28.08 | 28.08 | 0 | 0 | 0 | 0 | 0 | 0.94428 | 0 | 0 |  | 0 |  | 0
|  |  |  | 17.28 | 34.56 | 0 | 0 | 0 | 0 | 0 | 7.48 | 0.10709 | 0 | 34.56 | 34.56 | 0 | 0 | 0 | 0 | 0 | 0.94428 | 0 | 0 |  | 0 |  | 0
|  |  |  | 24.6 | 49.2 | 0 | 0 | 0 | 0 | 0 | 7.48 | 0.10709 | 0 | 49.2 | 30.526 | 0 | 13.603 | 0 | 0 | 13.603 | 0.66337 | 0 | 5.071 |  | 0 |  | 0
|  |  |  | 25.24 | 50.48 | 0 | 0 | 0 | 0 | 0 | 7.48 | 0.10709 | 0 | 50.48 | 6.155 | 0 | 35.96 | 0 | 0 | 35.96 | 0.2 | 0 | 8.365 |  | 0 |  | 0
|  |  |  | 26.68 | 53.36 | 0 | 0 | 0 | 0 | 0 | 7.48 | 0.10709 | 0 | 53.36 | 0 | 0 | 56.219 | 2.859 | 0 | 53.36 | 0.34231 | 0 | 0 |  | 0 |  | 0
|  |  |  | 26.2 | 52.4 | 0 | 0 | 0 | 0 | 0 | 7.48 | 0.10709 | 0 | 52.4 | 0 | 12.028 | 60.765 | 8.365 | 0 | 52.4 | 0.75868 | 0 | 0 |  | 0 |  | 0
|  |  |  | 31.08 | 62.16 | 0 | 0 | 0 | 0 | 0 | 7.48 | 0.12502 | 0 | 62.16 | 0 | 15.738 | 67.008 | 4.848 | 0 | 62.16 | 1 | 0 | 0 |  | 0 |  | 0
|  |  |  | 30.44 | 60.88 | 0 | 0 | 0 | 0 | 0 | 7.48 | 0.12502 | 0 | 60.88 | 0 | 27.831 | 60.88 | 0 | 0 | 60.88 | 1 | 0 | 0 |  | 0 |  | 0
|  |  |  | 27.08 | 54.16 | 0 | 0 | 0 | 0 | 0 | 7.48 | 0.12502 | 0 | 54.16 | 0 | 34.988 | 54.16 | 0 | 0 | 54.16 | 1 | 0 | 0 |  | 0 |  | 0
|  |  |  | 26.24 | 52.48 | 0 | 0 | 0 | 0 | 0 | 12.23 | 0.12502 | 0 | 52.48 | 0 | 5.376 | 52.48 | 0 | 0 | 52.48 | 1 | 0 | 0 |  | 0 |  | 0
|  |  |  | 25.7867 | 51.5733 | 0 | 0 | 0 | 0 | 0 | 12.23 | 0.12502 | 0 | 51.573 | 0 | 0 | 51.6 | 0.261 | 0 | 51.339 | 1 | 0 | 0.234 |  | 0 |  | 0
|  |  |  | 25.12 | 50.24 | 0 | 0 | 0 | 0 | 0 | 12.23 | 0.12502 | 0 | 50.24 | 11.019 | 0 | 39.221 | 0 | 0 | 39.221 | 1 | 0 | 0 |  | 0 |  | 0
|  |  |  | 24.36 | 48.72 | 0 | 0 | 0 | 0 | 0 | 12.23 | 0.12502 | 0 | 48.72 | 17.913 | 0 | 30.807 | 0 | 0 | 30.807 | 1 | 0 | 0 |  | 0 |  | 0
|  |  |  | 25.84 | 51.68 | 0 | 0 | 0 | 0 | 0 | 7.48 | 0.12502 | 0 | 51.68 | 43.399 | 0 | 8.281 | 0 | 0 | 8.281 | 1 | 0 | 0 |  | 0 |  | 0
|  |  |  | 25.96 | 51.92 | 0 | 0 | 0 | 0 | 0 | 7.48 | 0.12502 | 0 | 51.92 | 45.843 | 0 | 0 | 0 | 0 | 0 | 0.66337 | 0 | 6.077 |  | 0 |  | 0
|  |  |  | 25.64 | 51.28 | 0 | 0 | 0 | 0 | 0 | 7.48 | 0.12502 | 0 | 51.28 | 42.915 | 0 | 0 | 0 | 0 | 0 | 0.2 | 0 | 8.365 |  | 0 |  | 0
|  |  |  | 25.44 | 50.88 | 0 | 0 | 0 | 0 | 0 | 7.48 | 0.10709 | 3.634 | 50.88 | 50.88 | 0 | 0 | 0 | 0 | 0 | 0.38089 | 0 | 0 |  | 0 |  | 0
|  |  |  | 24.36 | 48.72 | 0 | 0 | 0 | 0 | 0 | 7.48 | 0.10709 | 4.073 | 48.72 | 48.72 | 0 | 0 | 0 | 0 | 0 | 0.58364 | 0 | 0 |  | 0 |  | 0
|  |  |  | 17.68 | 35.36 | 0 | 0 | 0 | 0 | 0 | 7.48 | 0.10709 | 0 | 35.36 | 35.36 | 0 | 0 | 0 | 0 | 0 | 0.58364 | 0 | 0 |  | 0 |  | 0
|  |  |  | 12.32 | 24.64 | 0 | 0 | 0 | 0 | 0 | 7.48 | 0.10709 | 0 | 24.64 | 24.64 | 0 | 0 | 0 | 0 | 0 | 0.58364 | 0 | 0 |  | 0 |  | 0
|  |  |  | 10.44 | 20.88 | 0 | 0 | 0 | 0 | 0 | 7.48 | 0.10709 | 0 | 20.88 | 20.88 | 0 | 0 | 0 | 0 | 0 | 0.58364 | 0 | 0 |  | 0 |  | 0
|  |  |  | 11.48 | 22.96 | 0 | 0 | 0 | 0 | 0 | 7.48 | 0.10709 | 0 | 22.96 | 22.96 | 0 | 0 | 0 | 0 | 0 | 0.58364 | 0 | 0 |  | 0 |  | 0
|  |  |  | 12.92 | 25.84 | 0 | 0 | 0 | 0 | 0 | 7.48 | 0.10709 | 0 | 25.84 | 25.84 | 0 | 0 | 0 | 0 | 0 | 0.58364 | 0 | 0 |  | 0 |  | 0
|  |  |  | 13.72 | 27.44 | 0 | 0 | 0 | 0 | 0 | 7.48 | 0.10709 | 0 | 27.44 | 27.44 | 0 | 0 | 0 | 0 | 0 | 0.58364 | 0 | 0 |  | 0 |  | 0
|  |  |  | 15.56 | 31.12 | 0 | 0 | 0 | 0 | 0 | 7.48 | 0.10709 | 0 | 31.12 | 31.12 | 0 | 0 | 0 | 0 | 0 | 0.58364 | 0 | 0 |  | 0 |  | 0
|  |  |  | 18.16 | 36.32 | 0 | 0 | 0 | 0 | 0 | 7.48 | 0.10709 | 0 | 36.32 | 36.32 | 0 | 0 | 0 | 0 | 0 | 0.58364 | 0 | 0 |  | 0 |  | 0
|  |  |  | 25.48 | 50.96 | 0 | 0 | 0 | 0 | 0 | 7.48 | 0.10709 | 0 | 50.96 | 37.43 | 0 | 13.53 | 0 | 0 | 13.53 | 0.58364 | 0 | 0 |  | 0 |  | 0
|  |  |  | 26.4 | 52.8 | 0 | 0 | 0 | 0 | 0 | 7.48 | 0.10709 | 0 | 52.8 | 30.795 | 0 | 22.005 | 0 | 0 | 22.005 | 0.58364 | 0 | 0 |  | 0 |  | 0
|  |  |  | 30.44 | 60.88 | 0 | 0 | 0 | 0 | 0 | 7.48 | 0.10709 | 0 | 60.88 | 24.278 | 0 | 36.602 | 0 | 0 | 36.602 | 0.58364 | 0 | 0 |  | 0 |  | 0
|  |  |  | 27.8 | 55.6 | 0 | 0 | 0 | 0 | 0 | 7.48 | 0.10709 | 0 | 55.6 | 47.404 | 0 | 8.196 | 0 | 0 | 8.196 | 0.58364 | 0 | 0 |  | 0 |  | 0
|  |  |  | 27.76 | 55.52 | 0 | 0 | 0 | 0 | 0 | 7.48 | 0.12502 | 0 | 55.52 | 0 | 4.955 | 63.885 | 8.365 | 0 | 55.52 | 1 | 0 | 0 |  | 0 |  | 0
|  |  |  | 30.96 | 61.92 | 0 | 0 | 0 | 0 | 0 | 7.48 | 0.12502 | 0 | 61.92 | 34.071 | 0 | 27.849 | 0 | 0 | 27.849 | 1 | 0 | 0 |  | 0 |  | 0
|  |  |  | 28.52 | 57.04 | 0 | 0 | 0 | 0 | 0 | 7.48 | 0.12502 | 0 | 57.04 | 11.26 | 0 | 45.78 | 0 | 0 | 45.78 | 1 | 0 | 0 |  | 0 |  | 0
|  |  |  | 25.56 | 51.12 | 0 | 0 | 0 | 0 | 0 | 12.23 | 0.12502 | 0 | 51.12 | 0.915 | 0 | 42.689 | 0 | 0 | 42.689 | 0.58364 | 0 | 7.516 |  | 0 |  | 0
|  |  |  | 25.2 | 50.4 | 0 | 0 | 0 | 0 | 0 | 12.23 | 0.12502 | 0 | 50.4 | 0 | 2.934 | 58.765 | 8.365 | 0 | 50.4 | 1 | 0 | 0 |  | 0 |  | 0
|  |  |  | 25.68 | 51.36 | 0 | 0 | 0 | 0 | 0 | 12.23 | 0.12502 | 0 | 51.36 | 40.254 | 0 | 11.106 | 0 | 0 | 11.106 | 1 | 0 | 0 |  | 0 |  | 0
|  |  |  | 25.08 | 50.16 | 0 | 0 | 0 | 0 | 0 | 12.23 | 0.12502 | 0 | 50.16 | 44.447 | 0 | 5.104 | 0 | 0 | 5.104 | 0.96626 | 0 | 0.609 |  | 0 |  | 0
|  |  |  | 27.12 | 54.24 | 0 | 0 | 0 | 0 | 0 | 7.48 | 0.12502 | 0 | 54.24 | 46.505 | 0 | 7.735 | 0 | 0 | 7.735 | 0.96626 | 0 | 0 |  | 0 |  | 0
|  |  |  | 28.04 | 56.08 | 0 | 0 | 0 | 0 | 0 | 7.48 | 0.12502 | 0 | 56.08 | 50.612 | 0 | 0 | 0 | 0 | 0 | 0.66337 | 0 | 5.468 |  | 0 |  | 0
|  |  |  | 28.48 | 56.96 | 0 | 0 | 0 | 0 | 0 | 7.48 | 0.12502 | 0 | 56.96 | 48.595 | 0 | 0 | 0 | 0 | 0 | 0.2 | 0 | 8.365 |  | 0 |  | 0
|  |  |  | 26.08 | 52.16 | 0 | 0 | 0 | 0 | 0 | 7.48 | 0.10709 | 2.354 | 52.16 | 52.16 | 0 | 0 | 0 | 0 | 0 | 0.31718 | 0 | 0 |  | 0 |  | 0
|  |  |  | 21.64 | 43.28 | 0 | 0 | 0 | 0 | 0 | 7.48 | 0.10709 | 0.807 | 43.28 | 43.28 | 0 | 0 | 0 | 0 | 0 | 0.35737 | 0 | 0 |  | 0 |  | 0
|  |  |  | 21.04 | 42.08 | 0 | 0 | 0 | 0 | 0 | 7.48 | 0.10709 | 0 | 42.08 | 42.08 | 0 | 0 | 0 | 0 | 0 | 0.35737 | 0 | 0 |  | 0 |  | 0
|  |  |  | 12.16 | 24.32 | 0 | 0 | 0 | 0 | 0 | 7.48 | 0.10709 | 0 | 24.32 | 24.32 | 0 | 0 | 0 | 0 | 0 | 0.35737 | 0 | 0 |  | 0 |  | 0
|  |  |  | 9.32 | 18.64 | 0 | 0 | 0 | 0 | 0 | 7.48 | 0.10709 | 0 | 18.64 | 18.64 | 0 | 0 | 0 | 0 | 0 | 0.35737 | 0 | 0 |  | 0 |  | 0
|  |  |  | 10.8533 | 21.7067 | 0 | 0 | 0 | 0 | 0 | 7.48 | 0.10709 | 0 | 21.707 | 21.707 | 0 | 0 | 0 | 0 | 0 | 0.35737 | 0 | 0 |  | 0 |  | 0
|  |  |  | 14.0133 | 28.0267 | 0 | 0 | 0 | 0 | 0 | 7.48 | 0.10709 | 0 | 28.027 | 28.027 | 0 | 0 | 0 | 0 | 0 | 0.35737 | 0 | 0 |  | 0 |  | 0
|  |  |  | 15.6933 | 31.3867 | 0 | 0 | 0 | 0 | 0 | 7.48 | 0.10709 | 0 | 31.387 | 31.387 | 0 | 0 | 0 | 0 | 0 | 0.35737 | 0 | 0 |  | 0 |  | 0
|  |  |  | 17.7333 | 35.4667 | 0 | 0 | 0 | 0 | 0 | 7.48 | 0.10709 | 0 | 35.467 | 35.467 | 0 | 0 | 0 | 0 | 0 | 0.35737 | 0 | 0 |  | 0 |  | 0
|  |  |  | 17.4133 | 34.8267 | 0 | 0 | 0 | 0 | 0 | 7.48 | 0.10709 | 0 | 34.827 | 34.827 | 0 | 0 | 0 | 0 | 0 | 0.35737 | 0 | 0 |  | 0 |  | 0
|  |  |  | 17.48 | 34.96 | 0 | 0 | 0 | 0 | 0 | 7.48 | 0.10709 | 0 | 34.96 | 29.856 | 0 | 5.104 | 0 | 0 | 5.104 | 0.35737 | 0 | 0 |  | 0 |  | 0
|  |  |  | 22.72 | 45.44 | 0 | 0 | 0 | 0 | 0 | 7.48 | 0.10709 | 0 | 45.44 | 26.805 | 0 | 18.635 | 0 | 0 | 18.635 | 0.35737 | 0 | 0 |  | 0 |  | 0
|  |  |  | 23.08 | 46.16 | 0 | 0 | 0 | 0 | 0 | 7.48 | 0.10709 | 0 | 46.16 | 13.983 | 0 | 32.177 | 0 | 0 | 32.177 | 0.35737 | 0 | 0 |  | 0 |  | 0
|  |  |  | 24.64 | 49.28 | 0 | 0 | 0 | 0 | 0 | 7.48 | 0.10709 | 0 | 49.28 | 11.332 | 0 | 37.948 | 0 | 0 | 37.948 | 0.35737 | 0 | 0 |  | 0 |  | 0
|  |  |  | 23.28 | 46.56 | 0 | 0 | 0 | 0 | 0 | 7.48 | 0.12502 | 0 | 46.56 | 0 | 0 | 43.719 | 0 | 0 | 43.719 | 0.2 | 0 | 2.841 |  | 0 |  | 0
|  |  |  | 24.6 | 49.2 | 0 | 0 | 0 | 0 | 0 | 7.48 | 0.12502 | 0 | 49.2 | 0 | 2.946 | 57.565 | 8.365 | 0 | 49.2 | 0.61636 | 0 | 0 |  | 0 |  | 0
|  |  |  | 23.48 | 46.96 | 0 | 0 | 0 | 0 | 0 | 7.48 | 0.12502 | 0 | 46.96 | 0 | 1.115 | 54.667 | 7.707 | 0 | 46.96 | 1 | 0 | 0 |  | 0 |  | 0
|  |  |  | 24.24 | 48.48 | 0 | 0 | 0 | 0 | 0 | 12.23 | 0.12502 | 0 | 48.48 | 0 | 3.908 | 48.48 | 0 | 0 | 48.48 | 1 | 0 | 0 |  | 0 |  | 0
|  |  |  | 23 | 46 | 0 | 0 | 0 | 0 | 0 | 12.23 | 0.12502 | 0 | 46 | 0 | 29.314 | 46 | 0 | 0 | 46 | 1 | 0 | 0 |  | 0 |  | 0
|  |  |  | 23.08 | 46.16 | 0 | 0 | 0 | 0 | 0 | 12.23 | 0.12502 | 0 | 46.16 | 0 | 9.829 | 46.16 | 0 | 0 | 46.16 | 1 | 0 | 0 |  | 0 |  | 0
|  |  |  | 24.96 | 49.92 | 0 | 0 | 0 | 0 | 0 | 12.23 | 0.12502 | 0 | 49.92 | 16.894 | 0 | 33.026 | 0 | 0 | 33.026 | 1 | 0 | 0 |  | 0 |  | 0
|  |  |  | 27.24 | 54.48 | 0 | 0 | 0 | 0 | 0 | 7.48 | 0.12502 | 0 | 54.48 | 44.66 | 0 | 9.82 | 0 | 0 | 9.82 | 1 | 0 | 0 |  | 0 |  | 0
|  |  |  | 23.56 | 47.12 | 0 | 0 | 0 | 0 | 0 | 7.48 | 0.12502 | 0 | 47.12 | 41.043 | 0 | 0 | 0 | 0 | 0 | 0.66337 | 0 | 6.077 |  | 0 |  | 0
|  |  |  | 22.2 | 44.4 | 0 | 0 | 0 | 0 | 0 | 7.48 | 0.12502 | 0 | 44.4 | 36.035 | 0 | 0 | 0 | 0 | 0 | 0.2 | 0 | 8.365 |  | 0 |  | 0
|  |  |  | 23.08 | 46.16 | 0 | 0 | 0 | 0 | 0 | 7.48 | 0.10709 | 0 | 46.16 | 46.16 | 0 | 0 | 0 | 0 | 0 | 0.2 | 0 | 0 |  | 0 |  | 0
|  |  |  | 22.92 | 45.84 | 0 | 0 | 0 | 0 | 0 | 7.48 | 0.10709 | 0 | 45.84 | 45.84 | 0 | 0 | 0 | 0 | 0 | 0.2 | 0 | 0 |  | 0 |  | 0
|  |  |  | 20.96 | 41.92 | 0 | 0 | 0 | 0 | 0 | 7.48 | 0.10709 | 0 | 41.92 | 41.92 | 0 | 0 | 0 | 0 | 0 | 0.2 | 0 | 0 |  | 0 |  | 0
|  |  |  | 17.84 | 35.68 | 0 | 0 | 0 | 0 | 0 | 7.48 | 0.10709 | 0 | 35.68 | 35.68 | 0 | 0 | 0 | 0 | 0 | 0.2 | 0 | 0 |  | 0 |  | 0
|  |  |  | 14.52 | 29.04 | 0 | 0 | 0 | 0 | 0 | 7.48 | 0.10709 | 0 | 29.04 | 29.04 | 0 | 0 | 0 | 0 | 0 | 0.2 | 0 | 0 |  | 0 |  | 0
|  |  |  | 14.48 | 28.96 | 0 | 0 | 0 | 0 | 0 | 7.48 | 0.10709 | 0 | 28.96 | 28.96 | 0 | 0 | 0 | 0 | 0 | 0.2 | 0 | 0 |  | 0 |  | 0
|  |  |  | 16.28 | 32.56 | 0 | 0 | 0 | 0 | 0 | 7.48 | 0.10709 | 0 | 32.56 | 32.56 | 0 | 0 | 0 | 0 | 0 | 0.2 | 0 | 0 |  | 0 |  | 0
|  |  |  | 18.44 | 36.88 | 0 | 0 | 0 | 0 | 0 | 7.48 | 0.10709 | 0 | 36.88 | 36.88 | 0 | 0 | 0 | 0 | 0 | 0.2 | 0 | 0 |  | 0 |  | 0
|  |  |  | 20.68 | 41.36 | 0 | 0 | 0 | 0 | 0 | 7.48 | 0.10709 | 0 | 41.36 | 41.36 | 0 | 0 | 0 | 0 | 0 | 0.2 | 0 | 0 |  | 0 |  | 0
|  |  |  | 22.04 | 44.08 | 0 | 0 | 0 | 0 | 0 | 7.48 | 0.10709 | 0 | 44.08 | 44.08 | 0 | 0 | 0 | 0 | 0 | 0.2 | 0 | 0 |  | 0 |  | 0
|  |  |  | 19.96 | 39.92 | 0 | 0 | 0 | 0 | 0 | 7.48 | 0.10709 | 0 | 39.92 | 30.342 | 0 | 9.578 | 0 | 0 | 9.578 | 0.2 | 0 | 0 |  | 0 |  | 0
|  |  |  | 17.12 | 34.24 | 0 | 0 | 0 | 0 | 0 | 7.48 | 0.10709 | 0 | 34.24 | 22.334 | 0 | 11.906 | 0 | 0 | 11.906 | 0.2 | 0 | 0 |  | 0 |  | 0
|  |  |  | 22.4 | 44.8 | 0 | 0 | 0 | 0 | 0 | 7.48 | 0.10709 | 0 | 44.8 | 4.148 | 0 | 40.652 | 0 | 0 | 40.652 | 0.2 | 0 | 0 |  | 0 |  | 0
|  |  |  | 22.4 | 44.8 | 0 | 0 | 0 | 0 | 0 | 7.48 | 0.10709 | 0 | 44.8 | 0 | 8.328 | 53.165 | 8.365 | 0 | 44.8 | 0.61636 | 0 | 0 |  | 0 |  | 0
|  |  |  | 22.52 | 45.04 | 0 | 0 | 0 | 0 | 0 | 7.48 | 0.12502 | 0 | 45.04 | 0 | 21.294 | 52.747 | 7.707 | 0 | 45.04 | 1 | 0 | 0 |  | 0 |  | 0
|  |  |  | 22.56 | 45.12 | 0 | 0 | 0 | 0 | 0 | 7.48 | 0.12502 | 0 | 45.12 | 0 | 36.547 | 45.12 | 0 | 0 | 45.12 | 1 | 0 | 0 |  | 0 |  | 0
|  |  |  | 22.24 | 44.48 | 0 | 0 | 0 | 0 | 0 | 7.48 | 0.12502 | 0 | 44.48 | 0 | 36.169 | 44.48 | 0 | 0 | 44.48 | 1 | 0 | 0 |  | 0 |  | 0
|  |  |  | 23.52 | 47.04 | 0 | 0 | 0 | 0 | 0 | 12.23 | 0.12502 | 0 | 47.04 | 0 | 25.51 | 47.04 | 0 | 0 | 47.04 | 1 | 0 | 0 |  | 0 |  | 0
|  |  |  | 22.12 | 44.24 | 0 | 0 | 0 | 0 | 0 | 12.23 | 0.12502 | 0 | 44.24 | 0 | 22.2 | 44.24 | 0 | 0 | 44.24 | 1 | 0 | 0 |  | 0 |  | 0
|  |  |  | 24.08 | 48.16 | 0 | 0 | 0 | 0 | 0 | 12.23 | 0.12502 | 0 | 48.16 | 9.315 | 0 | 38.845 | 0 | 0 | 38.845 | 1 | 0 | 0 |  | 0 |  | 0
|  |  |  | 22.24 | 44.48 | 0 | 0 | 0 | 0 | 0 | 12.23 | 0.12502 | 0 | 44.48 | 17.334 | 0 | 27.146 | 0 | 0 | 27.146 | 1 | 0 | 0 |  | 0 |  | 0
|  |  |  | 21.64 | 43.28 | 0 | 0 | 0 | 0 | 0 | 7.48 | 0.12502 | 0 | 43.28 | 33.363 | 0 | 9.917 | 0 | 0 | 9.917 | 1 | 0 | 0 |  | 0 |  | 0
|  |  |  | 15.76 | 31.52 | 0 | 0 | 0 | 0 | 0 | 7.48 | 0.12502 | 0 | 31.52 | 25.443 | 0 | 0 | 0 | 0 | 0 | 0.66337 | 0 | 6.077 |  | 0 |  | 0
|  |  |  | 15.28 | 30.56 | 0 | 0 | 0 | 0 | 0 | 7.48 | 0.12502 | 0 | 30.56 | 22.195 | 0 | 0 | 0 | 0 | 0 | 0.2 | 0 | 8.365 |  | 0 |  | 0
|  |  |  | 15.36 | 30.72 | 0 | 0 | 0 | 0 | 0 | 7.48 | 0.10709 | 8.365 | 30.72 | 30.72 | 0 | 0 | 0 | 0 | 0 | 0.61636 | 0 | 0 |  | 0 |  | 0
|  |  |  | 17.8 | 35.6 | 0 | 0 | 0 | 0 | 0 | 7.48 | 0.10709 | 7.707 | 35.6 | 35.6 | 0 | 0 | 0 | 0 | 0 | 1 | 0 | 0 |  | 0 |  | 0
|  |  |  | 16.72 | 33.44 | 0 | 0 | 0 | 0 | 0 | 7.48 | 0.10709 | 0 | 33.44 | 33.44 | 0 | 0 | 0 | 0 | 0 | 1 | 0 | 0 |  | 0 |  | 0
|  |  |  | 11.72 | 23.44 | 0 | 0 | 0 | 0 | 0 | 7.48 | 0.10709 | 0 | 23.44 | 23.44 | 0 | 0 | 0 | 0 | 0 | 1 | 0 | 0 |  | 0 |  | 0
|  |  |  | 9.84 | 19.68 | 0 | 0 | 0 | 0 | 0 | 7.48 | 0.10709 | 0 | 19.68 | 19.68 | 0 | 0 | 0 | 0 | 0 | 1 | 0 | 0 |  | 0 |  | 0
|  |  |  | 11.4 | 22.8 | 0 | 0 | 0 | 0 | 0 | 7.48 | 0.10709 | 0 | 22.8 | 22.8 | 0 | 0 | 0 | 0 | 0 | 1 | 0 | 0 |  | 0 |  | 0
|  |  |  | 12.12 | 24.24 | 0 | 0 | 0 | 0 | 0 | 7.48 | 0.10709 | 0 | 24.24 | 24.24 | 0 | 0 | 0 | 0 | 0 | 1 | 0 | 0 |  | 0 |  | 0
|  |  |  | 12.8 | 25.6 | 0 | 0 | 0 | 0 | 0 | 7.48 | 0.10709 | 0 | 25.6 | 25.6 | 0 | 0 | 0 | 0 | 0 | 1 | 0 | 0 |  | 0 |  | 0
|  |  |  | 14.44 | 28.88 | 0 | 0 | 0 | 0 | 0 | 7.48 | 0.10709 | 0 | 28.88 | 28.88 | 0 | 0 | 0 | 0 | 0 | 1 | 0 | 0 |  | 0 |  | 0
|  |  |  | 15.56 | 31.12 | 0 | 0 | 0 | 0 | 0 | 7.48 | 0.10709 | 0 | 31.12 | 31.12 | 0 | 0 | 0 | 0 | 0 | 1 | 0 | 0 |  | 0 |  | 0
|  |  |  | 22.48 | 44.96 | 0 | 0 | 0 | 0 | 0 | 7.48 | 0.10709 | 0 | 44.96 | 44.936 | 0 | 0.024 | 0 | 0 | 0.024 | 1 | 0 | 0 |  | 0 |  | 0
|  |  |  | 23.8 | 47.6 | 0 | 0 | 0 | 0 | 0 | 7.48 | 0.10709 | 0 | 47.6 | 37.804 | 0 | 9.796 | 0 | 0 | 9.796 | 1 | 0 | 0 |  | 0 |  | 0
|  |  |  | 28.44 | 56.88 | 0 | 0 | 0 | 0 | 0 | 7.48 | 0.10709 | 0 | 56.88 | 47.666 | 0 | 9.214 | 0 | 0 | 9.214 | 1 | 0 | 0 |  | 0 |  | 0
|  |  |  | 26.88 | 53.76 | 0 | 0 | 0 | 0 | 0 | 7.48 | 0.10709 | 0 | 53.76 | 45.843 | 0 | 7.917 | 0 | 0 | 7.917 | 1 | 0 | 0 |  | 0 |  | 0
|  |  |  | 28.36 | 56.72 | 0 | 0 | 0 | 0 | 0 | 7.48 | 0.12502 | 0 | 56.72 | 51.107 | 0 | 5.613 | 0 | 0 | 5.613 | 1 | 0 | 0 |  | 0 |  | 0
|  |  |  | 32.68 | 65.36 | 0 | 0 | 0 | 0 | 0 | 7.48 | 0.12502 | 0 | 65.36 | 50.726 | 0 | 14.634 | 0 | 0 | 14.634 | 1 | 0 | 0 |  | 0 |  | 0
|  |  |  | 28.2 | 56.4 | 0 | 0 | 0 | 0 | 0 | 7.48 | 0.12502 | 0 | 56.4 | 51.199 | 0 | 5.201 | 0 | 0 | 5.201 | 1 | 0 | 0 |  | 0 |  | 0
|  |  |  | 27.8 | 55.6 | 0 | 0 | 0 | 0 | 0 | 12.23 | 0.12502 | 0 | 55.6 | 44.447 | 0 | 2.789 | 0 | 0 | 2.789 | 0.53663 | 0 | 8.365 |  | 0 |  | 0
|  |  |  | 25.84 | 51.68 | 0 | 0 | 0 | 0 | 0 | 12.23 | 0.12502 | 4.852 | 51.68 | 29.942 | 0 | 21.738 | 0 | 0 | 21.738 | 0.77813 | 0 | 0 |  | 0 |  | 0
|  |  |  | 25.16 | 50.32 | 0 | 0 | 0 | 0 | 0 | 12.23 | 0.12502 | 0 | 50.32 | 44.447 | 0 | 1.625 | 0 | 0 | 1.625 | 0.54277 | 0 | 4.249 |  | 0 |  | 0
|  |  |  | 22.8 | 45.6 | 0 | 0 | 0 | 0 | 0 | 12.23 | 0.12502 | 0 | 45.6 | 44.447 | 0 | 1.103 | 0 | 0 | 1.103 | 0.54001 | 0 | 0.05 |  | 0 |  | 0
|  |  |  | 24.84 | 49.68 | 0 | 0 | 0 | 0 | 0 | 7.48 | 0.12502 | 0 | 49.68 | 49.547 | 0 | 0.133 | 0 | 0 | 0.133 | 0.54001 | 0 | 0 |  | 0 |  | 0
|  |  |  | 27.4 | 54.8 | 0 | 0 | 0 | 0 | 0 | 7.48 | 0.12502 | 0 | 54.8 | 54.514 | 0 | 0 | 0 | 0 | 0 | 0.52417 | 0 | 0.286 |  | 0 |  | 0
|  |  |  | 28.8 | 57.6 | 0 | 0 | 0 | 0 | 0 | 7.48 | 0.12502 | 0 | 57.6 | 54.514 | 0 | 0 | 0 | 0 | 0 | 0.35322 | 0 | 3.086 |  | 0 |  | 0
|  |  |  | 28.64 | 57.28 | 0 | 0 | 0 | 0 | 0 | 7.48 | 0.10709 | 0 | 57.28 | 54.514 | 0 | 0 | 0 | 0 | 0 | 0.2 | 0 | 2.766 |  | 0 |  | 0
|  |  |  | 25.24 | 50.48 | 0 | 0 | 0 | 0 | 0 | 7.48 | 0.10709 | 0 | 50.48 | 50.48 | 0 | 0 | 0 | 0 | 0 | 0.2 | 0 | 0 |  | 0 |  | 0
|  |  |  | 16.96 | 33.92 | 0 | 0 | 0 | 0 | 0 | 7.48 | 0.10709 | 0 | 33.92 | 33.92 | 0 | 0 | 0 | 0 | 0 | 0.2 | 0 | 0 |  | 0 |  | 0
|  |  |  | 12.2 | 24.4 | 0 | 0 | 0 | 0 | 0 | 7.48 | 0.10709 | 0 | 24.4 | 24.4 | 0 | 0 | 0 | 0 | 0 | 0.2 | 0 | 0 |  | 0 |  | 0
|  |  |  | 9.92 | 19.84 | 0 | 0 | 0 | 0 | 0 | 7.48 | 0.10709 | 0 | 19.84 | 19.84 | 0 | 0 | 0 | 0 | 0 | 0.2 | 0 | 0 |  | 0 |  | 0
|  |  |  | 11.28 | 22.56 | 0 | 0 | 0 | 0 | 0 | 7.48 | 0.10709 | 0 | 22.56 | 22.56 | 0 | 0 | 0 | 0 | 0 | 0.2 | 0 | 0 |  | 0 |  | 0
|  |  |  | 11.72 | 23.44 | 0 | 0 | 0 | 0 | 0 | 7.48 | 0.10709 | 0 | 23.44 | 23.44 | 0 | 0 | 0 | 0 | 0 | 0.2 | 0 | 0 |  | 0 |  | 0
|  |  |  | 12.76 | 25.52 | 0 | 0 | 0 | 0 | 0 | 7.48 | 0.10709 | 0 | 25.52 | 25.52 | 0 | 0 | 0 | 0 | 0 | 0.2 | 0 | 0 |  | 0 |  | 0
|  |  |  | 14.24 | 28.48 | 0 | 0 | 0 | 0 | 0 | 7.48 | 0.10709 | 0 | 28.48 | 28.48 | 0 | 0 | 0 | 0 | 0 | 0.2 | 0 | 0 |  | 0 |  | 0
|  |  |  | 17.08 | 34.16 | 0 | 0 | 0 | 0 | 0 | 7.48 | 0.10709 | 0 | 34.16 | 34.16 | 0 | 0 | 0 | 0 | 0 | 0.2 | 0 | 0 |  | 0 |  | 0
|  |  |  | 24.08 | 48.16 | 0 | 0 | 0 | 0 | 0 | 7.48 | 0.10709 | 0 | 48.16 | 40.207 | 0 | 7.953 | 0 | 0 | 7.953 | 0.2 | 0 | 0 |  | 0 |  | 0
|  |  |  | 24.76 | 49.52 | 0 | 0 | 0 | 0 | 0 | 7.48 | 0.10709 | 0 | 49.52 | 33.553 | 0 | 15.967 | 0 | 0 | 15.967 | 0.2 | 0 | 0 |  | 0 |  | 0
|  |  |  | 26 | 52 | 0 | 0 | 0 | 0 | 0 | 7.48 | 0.10709 | 0 | 52 | 46.738 | 0 | 5.262 | 0 | 0 | 5.262 | 0.2 | 0 | 0 |  | 0 |  | 0
|  |  |  | 26.92 | 53.84 | 0 | 0 | 0 | 0 | 0 | 7.48 | 0.10709 | 0 | 53.84 | 15.104 | 0 | 38.736 | 0 | 0 | 38.736 | 0.2 | 0 | 0 |  | 0 |  | 0
|  |  |  | 30.84 | 61.68 | 0 | 0 | 0 | 0 | 0 | 7.48 | 0.10709 | 0 | 61.68 | 0 | 11.635 | 70.045 | 8.365 | 0 | 61.68 | 0.61636 | 0 | 0 |  | 0 |  | 0
|  |  |  | 33.2 | 66.4 | 0 | 0 | 0 | 0 | 0 | 7.48 | 0.10709 | 0 | 66.4 | 0 | 22.921 | 74.107 | 7.707 | 0 | 66.4 | 1 | 0 | 0 |  | 0 |  | 0
|  |  |  | 32 | 64 | 0 | 0 | 0 | 0 | 0 | 7.48 | 0.10709 | 0 | 64 | 0 | 31.755 | 64 | 0 | 0 | 64 | 1 | 0 | 0 |  | 0 |  | 0
|  |  |  | 25.2 | 50.4 | 0 | 0 | 0 | 0 | 0 | 7.48 | 0.10709 | 0 | 50.4 | 0 | 38.372 | 50.4 | 0 | 0 | 50.4 | 1 | 0 | 0 |  | 0 |  | 0
|  |  |  | 24.04 | 48.08 | 0 | 0 | 0 | 0 | 0 | 7.48 | 0.10709 | 0 | 48.08 | 0 | 2.416 | 48.08 | 0 | 0 | 48.08 | 1 | 0 | 0 |  | 0 |  | 0
|  |  |  | 29.16 | 58.32 | 0 | 0 | 0 | 0 | 0 | 7.48 | 0.10709 | 0 | 58.32 | 0.646 | 0 | 57.674 | 0 | 0 | 57.674 | 1 | 0 | 0 |  | 0 |  | 0
|  |  |  | 26.72 | 53.44 | 0 | 0 | 0 | 0 | 0 | 7.48 | 0.10709 | 0 | 53.44 | 19.481 | 0 | 33.959 | 0 | 0 | 33.959 | 1 | 0 | 0 |  | 0 |  | 0
|  |  |  | 26.96 | 53.92 | 0 | 0 | 0 | 0 | 0 | 7.48 | 0.10709 | 0 | 53.92 | 51.338 | 0 | 2.582 | 0 | 0 | 2.582 | 1 | 0 | 0 |  | 0 |  | 0
|  |  |  | 27.68 | 55.36 | 0 | 0 | 0 | 0 | 0 | 7.48 | 0.10709 | 0 | 55.36 | 54.514 | 0 | 0 | 0 | 0 | 0 | 0.95314 | 0 | 0.846 |  | 0 |  | 0
|  |  |  | 27.68 | 55.36 | 0 | 0 | 0 | 0 | 0 | 7.48 | 0.10709 | 0 | 55.36 | 54.514 | 0 | 0 | 0 | 0 | 0 | 0.90628 | 0 | 0.846 |  | 0 |  | 0
|  |  |  | 24.92 | 49.84 | 0 | 0 | 0 | 0 | 0 | 7.48 | 0.10709 | 0 | 49.84 | 49.84 | 0 | 0 | 0 | 0 | 0 | 0.90628 | 0 | 0 |  | 0 |  | 0
|  |  |  | 18.64 | 37.28 | 0 | 0 | 0 | 0 | 0 | 7.48 | 0.10709 | 0 | 37.28 | 37.28 | 0 | 0 | 0 | 0 | 0 | 0.90628 | 0 | 0 |  | 0 |  | 0
|  |  |  | 16.12 | 32.24 | 0 | 0 | 0 | 0 | 0 | 7.48 | 0.10709 | 0 | 32.24 | 32.24 | 0 | 0 | 0 | 0 | 0 | 0.90628 | 0 | 0 |  | 0 |  | 0
|  |  |  | 11.2 | 22.4 | 0 | 0 | 0 | 0 | 0 | 7.48 | 0.10709 | 0 | 22.4 | 22.4 | 0 | 0 | 0 | 0 | 0 | 0.90628 | 0 | 0 |  | 0 |  | 0
|  |  |  | 9.12 | 18.24 | 0 | 0 | 0 | 0 | 0 | 7.48 | 0.10709 | 0 | 18.24 | 18.24 | 0 | 0 | 0 | 0 | 0 | 0.90628 | 0 | 0 |  | 0 |  | 0
|  |  |  | 10.68 | 21.36 | 0 | 0 | 0 | 0 | 0 | 7.48 | 0.10709 | 0 | 21.36 | 21.36 | 0 | 0 | 0 | 0 | 0 | 0.90628 | 0 | 0 |  | 0 |  | 0
|  |  |  | 11.2 | 22.4 | 0 | 0 | 0 | 0 | 0 | 7.48 | 0.10709 | 0 | 22.4 | 22.4 | 0 | 0 | 0 | 0 | 0 | 0.90628 | 0 | 0 |  | 0 |  | 0
|  |  |  | 13.36 | 26.72 | 0 | 0 | 0 | 0 | 0 | 7.48 | 0.10709 | 0 | 26.72 | 26.72 | 0 | 0 | 0 | 0 | 0 | 0.90628 | 0 | 0 |  | 0 |  | 0
|  |  |  | 15.12 | 30.24 | 0 | 0 | 0 | 0 | 0 | 7.48 | 0.10709 | 0 | 30.24 | 30.24 | 0 | 0 | 0 | 0 | 0 | 0.90628 | 0 | 0 |  | 0 |  | 0
|  |  |  | 20.4 | 40.8 | 0 | 0 | 0 | 0 | 0 | 7.48 | 0.10709 | 0 | 40.8 | 39.927 | 0 | 0.873 | 0 | 0 | 0.873 | 0.90628 | 0 | 0 |  | 0 |  | 0
|  |  |  | 23.76 | 47.52 | 0 | 0 | 0 | 0 | 0 | 7.48 | 0.10709 | 0 | 47.52 | 26.84 | 0 | 16.295 | 0 | 0 | 16.295 | 0.66337 | 0 | 4.385 |  | 0 |  | 0
|  |  |  | 25.56 | 51.12 | 0 | 0 | 0 | 0 | 0 | 7.48 | 0.10709 | 0 | 51.12 | 2.297 | 0 | 40.458 | 0 | 0 | 40.458 | 0.2 | 0 | 8.365 |  | 0 |  | 0
|  |  |  | 27.88 | 55.76 | 0 | 0 | 0 | 0 | 0 | 7.48 | 0.10709 | 0 | 55.76 | 0 | 0 | 59.42 | 3.66 | 0 | 55.76 | 0.38217 | 0 | 0 |  | 0 |  | 0
|  |  |  | 31.84 | 63.68 | 0 | 0 | 0 | 0 | 0 | 7.48 | 0.10709 | 0 | 63.68 | 0 | 1.318 | 72.045 | 8.365 | 0 | 63.68 | 0.79853 | 0 | 0 |  | 0 |  | 0
|  |  |  | 33.6 | 67.2 | 0 | 0 | 0 | 0 | 0 | 7.48 | 0.10709 | 0 | 67.2 | 0 | 10.711 | 71.247 | 4.047 | 0 | 67.2 | 1 | 0 | 0 |  | 0 |  | 0
|  |  |  | 33 | 66 | 0 | 0 | 0 | 0 | 0 | 7.48 | 0.10709 | 0 | 66 | 0 | 22.82 | 66 | 0 | 0 | 66 | 1 | 0 | 0 |  | 0 |  | 0
|  |  |  | 27.24 | 54.48 | 0 | 0 | 0 | 0 | 0 | 7.48 | 0.10709 | 0 | 54.48 | 0 | 35.468 | 54.48 | 0 | 0 | 54.48 | 1 | 0 | 0 |  | 0 |  | 0
|  |  |  | 24.88 | 49.76 | 0 | 0 | 0 | 0 | 0 | 7.48 | 0.10709 | 0 | 49.76 | 0 | 35.351 | 49.76 | 0 | 0 | 49.76 | 1 | 0 | 0 |  | 0 |  | 0
|  |  |  | 24.64 | 49.28 | 0 | 0 | 0 | 0 | 0 | 7.48 | 0.10709 | 0 | 49.28 | 0 | 24.87 | 49.28 | 0 | 0 | 49.28 | 1 | 0 | 0 |  | 0 |  | 0
|  |  |  | 24.64 | 49.28 | 0 | 0 | 0 | 0 | 0 | 7.48 | 0.10709 | 0 | 49.28 | 0 | 6.6 | 49.28 | 0 | 0 | 49.28 | 1 | 0 | 0 |  | 0 |  | 0
|  |  |  | 24.88 | 49.76 | 0 | 0 | 0 | 0 | 0 | 7.48 | 0.10709 | 0 | 49.76 | 16.298 | 0 | 33.462 | 0 | 0 | 33.462 | 1 | 0 | 0 |  | 0 |  | 0
|  |  |  | 26.68 | 53.36 | 0 | 0 | 0 | 0 | 0 | 7.48 | 0.10709 | 0 | 53.36 | 42.945 | 0 | 10.415 | 0 | 0 | 10.415 | 1 | 0 | 0 |  | 0 |  | 0
|  |  |  | 26.52 | 53.04 | 0 | 0 | 0 | 0 | 0 | 7.48 | 0.10709 | 0 | 53.04 | 53.04 | 0 | 0 | 0 | 0 | 0 | 1 | 0 | 0 |  | 0 |  | 0
|  |  |  | 25.2 | 50.4 | 0 | 0 | 0 | 0 | 0 | 7.48 | 0.10709 | 0 | 50.4 | 50.4 | 0 | 0 | 0 | 0 | 0 | 1 | 0 | 0 |  | 0 |  | 0
|  |  |  | 25.4 | 50.8 | 0 | 0 | 0 | 0 | 0 | 7.48 | 0.10709 | 0 | 50.8 | 50.8 | 0 | 0 | 0 | 0 | 0 | 1 | 0 | 0 |  | 0 |  | 0
|  |  |  | 24.04 | 48.08 | 0 | 0 | 0 | 0 | 0 | 7.48 | 0.10709 | 0 | 48.08 | 48.08 | 0 | 0 | 0 | 0 | 0 | 1 | 0 | 0 |  | 0 |  | 0
|  |  |  | 19.24 | 38.48 | 0 | 0 | 0 | 0 | 0 | 7.48 | 0.10709 | 0 | 38.48 | 38.48 | 0 | 0 | 0 | 0 | 0 | 1 | 0 | 0 |  | 0 |  | 0
|  |  |  | 10.64 | 21.28 | 0 | 0 | 0 | 0 | 0 | 7.48 | 0.10709 | 0 | 21.28 | 21.28 | 0 | 0 | 0 | 0 | 0 | 1 | 0 | 0 |  | 0 |  | 0
|  |  |  | 9.68 | 19.36 | 0 | 0 | 0 | 0 | 0 | 7.48 | 0.10709 | 0 | 19.36 | 19.36 | 0 | 0 | 0 | 0 | 0 | 1 | 0 | 0 |  | 0 |  | 0
|  |  |  | 10.6 | 21.2 | 0 | 0 | 0 | 0 | 0 | 7.48 | 0.10709 | 0 | 21.2 | 21.2 | 0 | 0 | 0 | 0 | 0 | 1 | 0 | 0 |  | 0 |  | 0
|  |  |  | 12.16 | 24.32 | 0 | 0 | 0 | 0 | 0 | 7.48 | 0.10709 | 0 | 24.32 | 24.32 | 0 | 0 | 0 | 0 | 0 | 1 | 0 | 0 |  | 0 |  | 0
|  |  |  | 13.6 | 27.2 | 0 | 0 | 0 | 0 | 0 | 7.48 | 0.10709 | 0 | 27.2 | 27.2 | 0 | 0 | 0 | 0 | 0 | 1 | 0 | 0 |  | 0 |  | 0
|  |  |  | 15.96 | 31.92 | 0 | 0 | 0 | 0 | 0 | 7.48 | 0.10709 | 0 | 31.92 | 31.92 | 0 | 0 | 0 | 0 | 0 | 1 | 0 | 0 |  | 0 |  | 0
|  |  |  | 18.6 | 37.2 | 0 | 0 | 0 | 0 | 0 | 7.48 | 0.10709 | 0 | 37.2 | 36.242 | 0 | 0.958 | 0 | 0 | 0.958 | 1 | 0 | 0 |  | 0 |  | 0
|  |  |  | 25.16 | 50.32 | 0 | 0 | 0 | 0 | 0 | 7.48 | 0.10709 | 0 | 50.32 | 30.41 | 0 | 13.833 | 0 | 0 | 13.833 | 0.66337 | 0 | 6.077 |  | 0 |  | 0
|  |  |  | 25.36 | 50.72 | 0 | 0 | 0 | 0 | 0 | 7.48 | 0.10709 | 0 | 50.72 | 2.673 | 0 | 39.682 | 0 | 0 | 39.682 | 0.2 | 0 | 8.365 |  | 0 |  | 0
|  |  |  | 26.36 | 52.72 | 0 | 0 | 0 | 0 | 0 | 7.48 | 0.10709 | 0 | 52.72 | 0 | 0 | 59.771 | 7.051 | 0 | 52.72 | 0.55099 | 0 | 0 |  | 0 |  | 0
|  |  |  | 25.96 | 51.92 | 0 | 0 | 0 | 0 | 0 | 7.48 | 0.10709 | 0 | 51.92 | 0 | 13.963 | 60.285 | 8.365 | 0 | 51.92 | 0.96736 | 0 | 0 |  | 0 |  | 0
|  |  |  | 31.68 | 63.36 | 0 | 0 | 0 | 0 | 0 | 7.48 | 0.12502 | 0 | 63.36 | 0 | 19.312 | 64.016 | 0.656 | 0 | 63.36 | 1 | 0 | 0 |  | 0 |  | 0
|  |  |  | 28.36 | 56.72 | 0 | 0 | 0 | 0 | 0 | 7.48 | 0.12502 | 0 | 56.72 | 0 | 33.483 | 56.72 | 0 | 0 | 56.72 | 1 | 0 | 0 |  | 0 |  | 0
|  |  |  | 27.64 | 55.28 | 0 | 0 | 0 | 0 | 0 | 7.48 | 0.12502 | 0 | 55.28 | 0 | 34.086 | 55.28 | 0 | 0 | 55.28 | 1 | 0 | 0 |  | 0 |  | 0
|  |  |  | 26.6 | 53.2 | 0 | 0 | 0 | 0 | 0 | 12.23 | 0.12502 | 0 | 53.2 | 0 | 31.51 | 53.2 | 0 | 0 | 53.2 | 1 | 0 | 0 |  | 0 |  | 0
|  |  |  | 24.6 | 49.2 | 0 | 0 | 0 | 0 | 0 | 12.23 | 0.12502 | 0 | 49.2 | 0 | 23.859 | 49.2 | 0 | 0 | 49.2 | 1 | 0 | 0 |  | 0 |  | 0
|  |  |  | 24.16 | 48.32 | 0 | 0 | 0 | 0 | 0 | 12.23 | 0.12502 | 0 | 48.32 | 0 | 6.638 | 48.32 | 0 | 0 | 48.32 | 1 | 0 | 0 |  | 0 |  | 0
|  |  |  | 23.72 | 47.44 | 0 | 0 | 0 | 0 | 0 | 12.23 | 0.12502 | 0 | 47.44 | 14.802 | 0 | 32.638 | 0 | 0 | 32.638 | 1 | 0 | 0 |  | 0 |  | 0
|  |  |  | 27.96 | 55.92 | 0 | 0 | 0 | 0 | 0 | 7.48 | 0.12502 | 0 | 55.92 | 45.627 | 0 | 10.293 | 0 | 0 | 10.293 | 1 | 0 | 0 |  | 0 |  | 0
|  |  |  | 26.152 | 52.304 | 0 | 0 | 0 | 0 | 0 | 7.48 | 0.12502 | 0 | 52.304 | 46.227 | 0 | 0 | 0 | 0 | 0 | 0.66337 | 0 | 6.077 |  | 0 |  | 0
|  |  |  | 25.168 | 50.336 | 0 | 0 | 0 | 0 | 0 | 7.48 | 0.12502 | 0 | 50.336 | 41.971 | 0 | 0 | 0 | 0 | 0 | 0.2 | 0 | 8.365 |  | 0 |  | 0
|  |  |  | 24.96 | 49.92 | 0 | 0 | 0 | 0 | 0 | 7.48 | 0.10709 | 4.594 | 49.92 | 49.92 | 0 | 0 | 0 | 0 | 0 | 0.42868 | 0 | 0 |  | 0 |  | 0
|  |  |  | 23.92 | 47.84 | 0 | 0 | 0 | 0 | 0 | 7.48 | 0.10709 | 6.674 | 47.84 | 47.84 | 0 | 0 | 0 | 0 | 0 | 0.76089 | 0 | 0 |  | 0 |  | 0
|  |  |  | 18.64 | 37.28 | 0 | 0 | 0 | 0 | 0 | 7.48 | 0.10709 | 4.804 | 37.28 | 37.28 | 0 | 0 | 0 | 0 | 0 | 1 | 0 | 0 |  | 0 |  | 0
|  |  |  | 12.76 | 25.52 | 0 | 0 | 0 | 0 | 0 | 7.48 | 0.10709 | 0 | 25.52 | 25.52 | 0 | 0 | 0 | 0 | 0 | 1 | 0 | 0 |  | 0 |  | 0
|  |  |  | 10.4 | 20.8 | 0 | 0 | 0 | 0 | 0 | 7.48 | 0.10709 | 0 | 20.8 | 20.8 | 0 | 0 | 0 | 0 | 0 | 1 | 0 | 0 |  | 0 |  | 0
|  |  |  | 10.16 | 20.32 | 0 | 0 | 0 | 0 | 0 | 7.48 | 0.10709 | 0 | 20.32 | 20.32 | 0 | 0 | 0 | 0 | 0 | 1 | 0 | 0 |  | 0 |  | 0
|  |  |  | 12.04 | 24.08 | 0 | 0 | 0 | 0 | 0 | 7.48 | 0.10709 | 0 | 24.08 | 24.08 | 0 | 0 | 0 | 0 | 0 | 1 | 0 | 0 |  | 0 |  | 0
|  |  |  | 13.48 | 26.96 | 0 | 0 | 0 | 0 | 0 | 7.48 | 0.10709 | 0 | 26.96 | 26.96 | 0 | 0 | 0 | 0 | 0 | 1 | 0 | 0 |  | 0 |  | 0
|  |  |  | 15.92 | 31.84 | 0 | 0 | 0 | 0 | 0 | 7.48 | 0.10709 | 0 | 31.84 | 31.84 | 0 | 0 | 0 | 0 | 0 | 1 | 0 | 0 |  | 0 |  | 0
|  |  |  | 18 | 36 | 0 | 0 | 0 | 0 | 0 | 7.48 | 0.10709 | 0 | 36 | 36 | 0 | 0 | 0 | 0 | 0 | 1 | 0 | 0 |  | 0 |  | 0
|  |  |  | 25.36 | 50.72 | 0 | 0 | 0 | 0 | 0 | 7.48 | 0.10709 | 0 | 50.72 | 50.259 | 0 | 0.461 | 0 | 0 | 0.461 | 1 | 0 | 0 |  | 0 |  | 0
|  |  |  | 27.64 | 55.28 | 0 | 0 | 0 | 0 | 0 | 7.48 | 0.10709 | 0 | 55.28 | 45.338 | 0 | 9.942 | 0 | 0 | 9.942 | 1 | 0 | 0 |  | 0 |  | 0
|  |  |  | 28.6 | 57.2 | 0 | 0 | 0 | 0 | 0 | 7.48 | 0.10709 | 0 | 57.2 | 43.754 | 0 | 13.446 | 0 | 0 | 13.446 | 1 | 0 | 0 |  | 0 |  | 0
|  |  |  | 27.52 | 55.04 | 0 | 0 | 0 | 0 | 0 | 7.48 | 0.10709 | 0 | 55.04 | 44.322 | 0 | 10.718 | 0 | 0 | 10.718 | 1 | 0 | 0 |  | 0 |  | 0
|  |  |  | 31.2 | 62.4 | 0 | 0 | 0 | 0 | 0 | 7.48 | 0.12502 | 0 | 62.4 | 40.54 | 0 | 21.86 | 0 | 0 | 21.86 | 1 | 0 | 0 |  | 0 |  | 0
|  |  |  | 28.64 | 57.28 | 0 | 0 | 0 | 0 | 0 | 7.48 | 0.12502 | 0 | 57.28 | 31.068 | 0 | 26.212 | 0 | 0 | 26.212 | 1 | 0 | 0 |  | 0 |  | 0
|  |  |  | 27.92 | 55.84 | 0 | 0 | 0 | 0 | 0 | 7.48 | 0.12502 | 0 | 55.84 | 37.472 | 0 | 18.368 | 0 | 0 | 18.368 | 1 | 0 | 0 |  | 0 |  | 0
|  |  |  | 28.56 | 57.12 | 0 | 0 | 0 | 0 | 0 | 12.23 | 0.12502 | 0 | 57.12 | 10.94 | 0 | 46.18 | 0 | 0 | 46.18 | 1 | 0 | 0 |  | 0 |  | 0
|  |  |  | 32.4 | 64.8 | 0 | 0 | 0 | 0 | 0 | 12.23 | 0.12502 | 0 | 64.8 | 34.272 | 0 | 30.528 | 0 | 0 | 30.528 | 1 | 0 | 0 |  | 0 |  | 0
|  |  |  | 31.76 | 63.52 | 0 | 0 | 0 | 0 | 0 | 12.23 | 0.12502 | 0 | 63.52 | 40.278 | 0 | 23.242 | 0 | 0 | 23.242 | 1 | 0 | 0 |  | 0 |  | 0
|  |  |  | 28.4 | 56.8 | 0 | 0 | 0 | 0 | 0 | 12.23 | 0.12502 | 0 | 56.8 | 44.447 | 0 | 6.207 | 0 | 0 | 6.207 | 0.65955 | 0 | 6.146 |  | 0 |  | 0
|  |  |  | 27.64 | 55.28 | 0 | 0 | 0 | 0 | 0 | 7.48 | 0.12502 | 0 | 55.28 | 54.514 | 0 | 3.528 | 2.762 | 0 | 0.766 | 0.79704 | 0 | 0 |  | 0 |  | 0
|  |  |  | 29.04 | 58.08 | 0 | 0 | 0 | 0 | 0 | 7.48 | 0.12502 | 0 | 58.08 | 54.514 | 0 | 0 | 0 | 0 | 0 | 0.59951 | 0 | 3.566 |  | 0 |  | 0
|  |  |  | 30.56 | 61.12 | 0 | 0 | 0 | 0 | 0 | 7.48 | 0.12502 | 0 | 61.12 | 54.514 | 0 | 0 | 0 | 0 | 0 | 0.23357 | 0 | 6.606 |  | 0 |  | 0
|  |  |  | 27.56 | 55.12 | 0 | 0 | 0 | 0 | 0 | 7.48 | 0.10709 | 0 | 55.12 | 54.514 | 0 | 0 | 0 | 0 | 0 | 0.2 | 0 | 0.606 |  | 0 |  | 0
|  |  |  | 22.4 | 44.8 | 0 | 0 | 0 | 0 | 0 | 7.48 | 0.10709 | 8.365 | 44.8 | 44.8 | 0 | 0 | 0 | 0 | 0 | 0.61636 | 0 | 0 |  | 0 |  | 0
|  |  |  | 22.36 | 44.72 | 0 | 0 | 0 | 0 | 0 | 7.48 | 0.10709 | 7.707 | 44.72 | 44.72 | 0 | 0 | 0 | 0 | 0 | 1 | 0 | 0 |  | 0 |  | 0
|  |  |  | 15.92 | 31.84 | 0 | 0 | 0 | 0 | 0 | 7.48 | 0.10709 | 0 | 31.84 | 31.84 | 0 | 0 | 0 | 0 | 0 | 1 | 0 | 0 |  | 0 |  | 0
|  |  |  | 14.12 | 28.24 | 0 | 0 | 0 | 0 | 0 | 7.48 | 0.10709 | 0 | 28.24 | 28.24 | 0 | 0 | 0 | 0 | 0 | 1 | 0 | 0 |  | 0 |  | 0
|  |  |  | 13.56 | 27.12 | 0 | 0 | 0 | 0 | 0 | 7.48 | 0.10709 | 0 | 27.12 | 27.12 | 0 | 0 | 0 | 0 | 0 | 1 | 0 | 0 |  | 0 |  | 0
|  |  |  | 13.6 | 27.2 | 0 | 0 | 0 | 0 | 0 | 7.48 | 0.10709 | 0 | 27.2 | 27.2 | 0 | 0 | 0 | 0 | 0 | 1 | 0 | 0 |  | 0 |  | 0
|  |  |  | 16.7733 | 33.5467 | 0 | 0 | 0 | 0 | 0 | 7.48 | 0.10709 | 0 | 33.547 | 33.547 | 0 | 0 | 0 | 0 | 0 | 1 | 0 | 0 |  | 0 |  | 0
|  |  |  | 18.7067 | 37.4133 | 0 | 0 | 0 | 0 | 0 | 7.48 | 0.10709 | 0 | 37.413 | 37.413 | 0 | 0 | 0 | 0 | 0 | 1 | 0 | 0 |  | 0 |  | 0
|  |  |  | 16.56 | 33.12 | 0 | 0 | 0 | 0 | 0 | 7.48 | 0.10709 | 0 | 33.12 | 31.859 | 0 | 1.261 | 0 | 0 | 1.261 | 1 | 0 | 0 |  | 0 |  | 0
|  |  |  | 15.88 | 31.76 | 0 | 0 | 0 | 0 | 0 | 7.48 | 0.10709 | 0 | 31.76 | 29.687 | 0 | 2.073 | 0 | 0 | 2.073 | 1 | 0 | 0 |  | 0 |  | 0
|  |  |  | 22.8 | 45.6 | 0 | 0 | 0 | 0 | 0 | 7.48 | 0.10709 | 0 | 45.6 | 39.635 | 0 | 5.965 | 0 | 0 | 5.965 | 1 | 0 | 0 |  | 0 |  | 0
|  |  |  | 23.64 | 47.28 | 0 | 0 | 0 | 0 | 0 | 7.48 | 0.10709 | 0 | 47.28 | 20.098 | 0 | 27.182 | 0 | 0 | 27.182 | 1 | 0 | 0 |  | 0 |  | 0
|  |  |  | 25.04 | 50.08 | 0 | 0 | 0 | 0 | 0 | 7.48 | 0.10709 | 0 | 50.08 | 28.56 | 0 | 21.52 | 0 | 0 | 21.52 | 1 | 0 | 0 |  | 0 |  | 0
|  |  |  | 24.6 | 49.2 | 0 | 0 | 0 | 0 | 0 | 7.48 | 0.12502 | 0 | 49.2 | 27.92 | 0 | 15.204 | 0 | 0 | 15.204 | 0.66337 | 0 | 6.077 |  | 0 |  | 0
|  |  |  | 25.04 | 50.08 | 0 | 0 | 0 | 0 | 0 | 7.48 | 0.12502 | 0 | 50.08 | 16.582 | 0 | 25.133 | 0 | 0 | 25.133 | 0.2 | 0 | 8.365 |  | 0 |  | 0
|  |  |  | 24.44 | 48.88 | 0 | 0 | 0 | 0 | 0 | 7.48 | 0.12502 | 0 | 48.88 | 0 | 0.005 | 57.245 | 8.365 | 0 | 48.88 | 0.61636 | 0 | 0 |  | 0 |  | 0
|  |  |  | 24.28 | 48.56 | 0 | 0 | 0 | 0 | 0 | 12.23 | 0.12502 | 0 | 48.56 | 0 | 3.201 | 56.267 | 7.707 | 0 | 48.56 | 1 | 0 | 0 |  | 0 |  | 0
|  |  |  | 25.44 | 50.88 | 0 | 0 | 0 | 0 | 0 | 12.23 | 0.12502 | 0 | 50.88 | 0 | 1.617 | 50.88 | 0 | 0 | 50.88 | 1 | 0 | 0 |  | 0 |  | 0
|  |  |  | 27.08 | 54.16 | 0 | 0 | 0 | 0 | 0 | 12.23 | 0.12502 | 0 | 54.16 | 33.392 | 0 | 20.768 | 0 | 0 | 20.768 | 1 | 0 | 0 |  | 0 |  | 0
|  |  |  | 28 | 56 | 0 | 0 | 0 | 0 | 0 | 12.23 | 0.12502 | 0 | 56 | 23.059 | 0 | 32.941 | 0 | 0 | 32.941 | 1 | 0 | 0 |  | 0 |  | 0
|  |  |  | 26 | 52 | 0 | 0 | 0 | 0 | 0 | 7.48 | 0.12502 | 0 | 52 | 41.222 | 0 | 10.778 | 0 | 0 | 10.778 | 1 | 0 | 0 |  | 0 |  | 0
|  |  |  | 22.16 | 44.32 | 0 | 0 | 0 | 0 | 0 | 7.48 | 0.12502 | 0 | 44.32 | 38.243 | 0 | 0 | 0 | 0 | 0 | 0.66337 | 0 | 6.077 |  | 0 |  | 0
|  |  |  | 21.88 | 43.76 | 0 | 0 | 0 | 0 | 0 | 7.48 | 0.12502 | 0 | 43.76 | 35.395 | 0 | 0 | 0 | 0 | 0 | 0.2 | 0 | 8.365 |  | 0 |  | 0
|  |  |  | 22.36 | 44.72 | 0 | 0 | 0 | 0 | 0 | 7.48 | 0.10709 | 0 | 44.72 | 44.72 | 0 | 0 | 0 | 0 | 0 | 0.2 | 0 | 0 |  | 0 |  | 0
|  |  |  | 23.24 | 46.48 | 0 | 0 | 0 | 0 | 0 | 7.48 | 0.10709 | 0 | 46.48 | 46.48 | 0 | 0 | 0 | 0 | 0 | 0.2 | 0 | 0 |  | 0 |  | 0
|  |  |  | 19.52 | 39.04 | 0 | 0 | 0 | 0 | 0 | 7.48 | 0.10709 | 0 | 39.04 | 39.04 | 0 | 0 | 0 | 0 | 0 | 0.2 | 0 | 0 |  | 0 |  | 0
|  |  |  | 12.52 | 25.04 | 0 | 0 | 0 | 0 | 0 | 7.48 | 0.10709 | 0 | 25.04 | 25.04 | 0 | 0 | 0 | 0 | 0 | 0.2 | 0 | 0 |  | 0 |  | 0
|  |  |  | 10.72 | 21.44 | 0 | 0 | 0 | 0 | 0 | 7.48 | 0.10709 | 0 | 21.44 | 21.44 | 0 | 0 | 0 | 0 | 0 | 0.2 | 0 | 0 |  | 0 |  | 0
|  |  |  | 10.4 | 20.8 | 0 | 0 | 0 | 0 | 0 | 7.48 | 0.10709 | 0 | 20.8 | 20.8 | 0 | 0 | 0 | 0 | 0 | 0.2 | 0 | 0 |  | 0 |  | 0
|  |  |  | 16.72 | 33.44 | 0 | 0 | 0 | 0 | 0 | 7.48 | 0.10709 | 0 | 33.44 | 33.44 | 0 | 0 | 0 | 0 | 0 | 0.2 | 0 | 0 |  | 0 |  | 0
|  |  |  | 18.52 | 37.04 | 0 | 0 | 0 | 0 | 0 | 7.48 | 0.10709 | 0 | 37.04 | 37.04 | 0 | 0 | 0 | 0 | 0 | 0.2 | 0 | 0 |  | 0 |  | 0
|  |  |  | 14.36 | 28.72 | 0 | 0 | 0 | 0 | 0 | 7.48 | 0.10709 | 0 | 28.72 | 28.72 | 0 | 0 | 0 | 0 | 0 | 0.2 | 0 | 0 |  | 0 |  | 0
|  |  |  | 15.04 | 30.08 | 0 | 0 | 0 | 0 | 0 | 7.48 | 0.10709 | 0 | 30.08 | 28.637 | 0 | 1.443 | 0 | 0 | 1.443 | 0.2 | 0 | 0 |  | 0 |  | 0
|  |  |  | 16.04 | 32.08 | 0 | 0 | 0 | 0 | 0 | 7.48 | 0.10709 | 0 | 32.08 | 27.97 | 0 | 4.11 | 0 | 0 | 4.11 | 0.2 | 0 | 0 |  | 0 |  | 0
|  |  |  | 16.04 | 32.08 | 0 | 0 | 0 | 0 | 0 | 7.48 | 0.10709 | 0 | 32.08 | 17.822 | 0 | 14.258 | 0 | 0 | 14.258 | 0.2 | 0 | 0 |  | 0 |  | 0
|  |  |  | 22.36 | 44.72 | 0 | 0 | 0 | 0 | 0 | 7.48 | 0.10709 | 0 | 44.72 | 13.525 | 0 | 31.195 | 0 | 0 | 31.195 | 0.2 | 0 | 0 |  | 0 |  | 0
|  |  |  | 23.68 | 47.36 | 0 | 0 | 0 | 0 | 0 | 7.48 | 0.10709 | 0 | 47.36 | 0 | 11.079 | 55.725 | 8.365 | 0 | 47.36 | 0.61636 | 0 | 0 |  | 0 |  | 0
|  |  |  | 23.2 | 46.4 | 0 | 0 | 0 | 0 | 0 | 7.48 | 0.12502 | 0 | 46.4 | 0 | 32.628 | 54.107 | 7.707 | 0 | 46.4 | 1 | 0 | 0 |  | 0 |  | 0
|  |  |  | 23 | 46 | 0 | 0 | 0 | 0 | 0 | 7.48 | 0.12502 | 0 | 46 | 0 | 44.53 | 46 | 0 | 0 | 46 | 1 | 0 | 0 |  | 0 |  | 0
|  |  |  | 22.84 | 45.68 | 0 | 0 | 0 | 0 | 0 | 7.48 | 0.12502 | 0 | 45.68 | 0 | 20.008 | 45.68 | 0 | 0 | 45.68 | 1 | 0 | 0 |  | 0 |  | 0
|  |  |  | 22.8 | 45.6 | 0 | 0 | 0 | 0 | 0 | 12.23 | 0.12502 | 0 | 45.6 | 0 | 15.808 | 45.6 | 0 | 0 | 45.6 | 1 | 0 | 0 |  | 0 |  | 0
|  |  |  | 23.68 | 47.36 | 0 | 0 | 0 | 0 | 0 | 12.23 | 0.12502 | 0 | 47.36 | 0 | 5.476 | 47.36 | 0 | 0 | 47.36 | 1 | 0 | 0 |  | 0 |  | 0
|  |  |  | 23.64 | 47.28 | 0 | 0 | 0 | 0 | 0 | 12.23 | 0.12502 | 0 | 47.28 | 12.787 | 0 | 34.493 | 0 | 0 | 34.493 | 1 | 0 | 0 |  | 0 |  | 0
|  |  |  | 23.2 | 46.4 | 0 | 0 | 0 | 0 | 0 | 12.23 | 0.12502 | 0 | 46.4 | 12.998 | 0 | 33.402 | 0 | 0 | 33.402 | 1 | 0 | 0 |  | 0 |  | 0
|  |  |  | 25.44 | 50.88 | 0 | 0 | 0 | 0 | 0 | 7.48 | 0.12502 | 0 | 50.88 | 40.005 | 0 | 10.875 | 0 | 0 | 10.875 | 1 | 0 | 0 |  | 0 |  | 0
|  |  |  | 24.64 | 49.28 | 0 | 0 | 0 | 0 | 0 | 7.48 | 0.12502 | 0 | 49.28 | 43.203 | 0 | 0 | 0 | 0 | 0 | 0.66337 | 0 | 6.077 |  | 0 |  | 0
|  |  |  | 23.12 | 46.24 | 0 | 0 | 0 | 0 | 0 | 7.48 | 0.12502 | 0 | 46.24 | 37.875 | 0 | 0 | 0 | 0 | 0 | 0.2 | 0 | 8.365 |  | 0 |  | 0
|  |  |  | 22.96 | 45.92 | 0 | 0 | 0 | 0 | 0 | 7.48 | 0.10709 | 0 | 45.92 | 45.92 | 0 | 0 | 0 | 0 | 0 | 0.2 | 0 | 0 |  | 0 |  | 0
|  |  |  | 24.28 | 48.56 | 0 | 0 | 0 | 0 | 0 | 7.48 | 0.10709 | 0 | 48.56 | 48.56 | 0 | 0 | 0 | 0 | 0 | 0.2 | 0 | 0 |  | 0 |  | 0
|  |  |  | 23.96 | 47.92 | 0 | 0 | 0 | 0 | 0 | 7.48 | 0.10709 | 0 | 47.92 | 47.92 | 0 | 0 | 0 | 0 | 0 | 0.2 | 0 | 0 |  | 0 |  | 0
|  |  |  | 18.52 | 37.04 | 0 | 0 | 0 | 0 | 0 | 7.48 | 0.10709 | 0 | 37.04 | 37.04 | 0 | 0 | 0 | 0 | 0 | 0.2 | 0 | 0 |  | 0 |  | 0
|  |  |  | 16.4 | 32.8 | 0 | 0 | 0 | 0 | 0 | 7.48 | 0.10709 | 0 | 32.8 | 32.8 | 0 | 0 | 0 | 0 | 0 | 0.2 | 0 | 0 |  | 0 |  | 0
|  |  |  | 16.08 | 32.16 | 0 | 0 | 0 | 0 | 0 | 7.48 | 0.10709 | 0 | 32.16 | 32.16 | 0 | 0 | 0 | 0 | 0 | 0.2 | 0 | 0 |  | 0 |  | 0
|  |  |  | 18.52 | 37.04 | 0 | 0 | 0 | 0 | 0 | 7.48 | 0.10709 | 0 | 37.04 | 37.04 | 0 | 0 | 0 | 0 | 0 | 0.2 | 0 | 0 |  | 0 |  | 0
|  |  |  | 16.28 | 32.56 | 0 | 0 | 0 | 0 | 0 | 7.48 | 0.10709 | 0 | 32.56 | 32.56 | 0 | 0 | 0 | 0 | 0 | 0.2 | 0 | 0 |  | 0 |  | 0
|  |  |  | 14.88 | 29.76 | 0 | 0 | 0 | 0 | 0 | 7.48 | 0.10709 | 0 | 29.76 | 29.76 | 0 | 0 | 0 | 0 | 0 | 0.2 | 0 | 0 |  | 0 |  | 0
|  |  |  | 17.76 | 35.52 | 0 | 0 | 0 | 0 | 0 | 7.48 | 0.10709 | 0 | 35.52 | 33.98 | 0 | 1.54 | 0 | 0 | 1.54 | 0.2 | 0 | 0 |  | 0 |  | 0
|  |  |  | 23.84 | 47.68 | 0 | 0 | 0 | 0 | 0 | 7.48 | 0.10709 | 0 | 47.68 | 29.943 | 0 | 17.737 | 0 | 0 | 17.737 | 0.2 | 0 | 0 |  | 0 |  | 0
|  |  |  | 25.78 | 51.56 | 0 | 0 | 0 | 0 | 0 | 7.48 | 0.10709 | 0 | 51.56 | 10.132 | 0 | 41.428 | 0 | 0 | 41.428 | 0.2 | 0 | 0 |  | 0 |  | 0
|  |  |  | 28.28 | 56.56 | 0 | 0 | 0 | 0 | 0 | 7.48 | 0.10709 | 0 | 56.56 | 0 | 0 | 62.196 | 5.636 | 0 | 56.56 | 0.48055 | 0 | 0 |  | 0 |  | 0
|  |  |  | 29.52 | 59.04 | 0 | 0 | 0 | 0 | 0 | 7.48 | 0.10709 | 0 | 59.04 | 0 | 8.552 | 67.405 | 8.365 | 0 | 59.04 | 0.89691 | 0 | 0 |  | 0 |  | 0
|  |  |  | 29.04 | 58.08 | 0 | 0 | 0 | 0 | 0 | 7.48 | 0.12502 | 0 | 58.08 | 0 | 22.607 | 60.151 | 2.071 | 0 | 58.08 | 1 | 0 | 0 |  | 0 |  | 0
|  |  |  | 31.52 | 63.04 | 0 | 0 | 0 | 0 | 0 | 7.48 | 0.12502 | 0 | 63.04 | 0 | 19.949 | 63.04 | 0 | 0 | 63.04 | 1 | 0 | 0 |  | 0 |  | 0
|  |  |  | 29.6 | 59.2 | 0 | 0 | 0 | 0 | 0 | 7.48 | 0.12502 | 0 | 59.2 | 0 | 22.346 | 59.2 | 0 | 0 | 59.2 | 1 | 0 | 0 |  | 0 |  | 0
|  |  |  | 26.48 | 52.96 | 0 | 0 | 0 | 0 | 0 | 12.23 | 0.12502 | 0 | 52.96 | 0 | 25.701 | 52.96 | 0 | 0 | 52.96 | 1 | 0 | 0 |  | 0 |  | 0
|  |  |  | 24.5467 | 49.0933 | 0 | 0 | 0 | 0 | 0 | 12.23 | 0.12502 | 0 | 49.093 | 0 | 19.274 | 49.093 | 0 | 0 | 49.093 | 1 | 0 | 0 |  | 0 |  | 0
|  |  |  | 22.9733 | 45.9467 | 0 | 0 | 0 | 0 | 0 | 12.23 | 0.12502 | 0 | 45.947 | 0 | 7.726 | 45.947 | 0 | 0 | 45.947 | 1 | 0 | 0 |  | 0 |  | 0
|  |  |  | 23.28 | 46.56 | 0 | 0 | 0 | 0 | 0 | 12.23 | 0.12502 | 0 | 46.56 | 13.898 | 0 | 32.662 | 0 | 0 | 32.662 | 1 | 0 | 0 |  | 0 |  | 0
|  |  |  | 24.96 | 49.92 | 0 | 0 | 0 | 0 | 0 | 7.48 | 0.12502 | 0 | 49.92 | 39.311 | 0 | 10.609 | 0 | 0 | 10.609 | 1 | 0 | 0 |  | 0 |  | 0
|  |  |  | 26.92 | 53.84 | 0 | 0 | 0 | 0 | 0 | 7.48 | 0.12502 | 0 | 53.84 | 48.849 | 0 | 0 | 0 | 0 | 0 | 0.72352 | 0 | 4.991 |  | 0 |  | 0
|  |  |  | 27.04 | 54.08 | 0 | 0 | 0 | 0 | 0 | 7.48 | 0.12502 | 0 | 54.08 | 45.715 | 0 | 0 | 0 | 0 | 0 | 0.26016 | 0 | 8.365 |  | 0 |  | 0
|  |  |  | 27.8 | 55.6 | 0 | 0 | 0 | 0 | 0 | 7.48 | 0.10709 | 0 | 55.6 | 54.514 | 0 | 0 | 0 | 0 | 0 | 0.2 | 0 | 1.086 |  | 0 |  | 0
|  |  |  | 26.12 | 52.24 | 0 | 0 | 0 | 0 | 0 | 7.48 | 0.10709 | 0 | 52.24 | 52.24 | 0 | 0 | 0 | 0 | 0 | 0.2 | 0 | 0 |  | 0 |  | 0
|  |  |  | 21.28 | 42.56 | 0 | 0 | 0 | 0 | 0 | 7.48 | 0.10709 | 0 | 42.56 | 42.56 | 0 | 0 | 0 | 0 | 0 | 0.2 | 0 | 0 |  | 0 |  | 0
|  |  |  | 11.68 | 23.36 | 0 | 0 | 0 | 0 | 0 | 7.48 | 0.10709 | 0 | 23.36 | 23.36 | 0 | 0 | 0 | 0 | 0 | 0.2 | 0 | 0 |  | 0 |  | 0
|  |  |  | 9.68 | 19.36 | 0 | 0 | 0 | 0 | 0 | 7.48 | 0.10709 | 0 | 19.36 | 19.36 | 0 | 0 | 0 | 0 | 0 | 0.2 | 0 | 0 |  | 0 |  | 0
|  |  |  | 11.4 | 22.8 | 0 | 0 | 0 | 0 | 0 | 7.48 | 0.10709 | 0 | 22.8 | 22.8 | 0 | 0 | 0 | 0 | 0 | 0.2 | 0 | 0 |  | 0 |  | 0
|  |  |  | 17.8 | 35.6 | 0 | 0 | 0 | 0 | 0 | 7.48 | 0.10709 | 0 | 35.6 | 35.6 | 0 | 0 | 0 | 0 | 0 | 0.2 | 0 | 0 |  | 0 |  | 0
|  |  |  | 16.16 | 32.32 | 0 | 0 | 0 | 0 | 0 | 7.48 | 0.10709 | 0 | 32.32 | 32.32 | 0 | 0 | 0 | 0 | 0 | 0.2 | 0 | 0 |  | 0 |  | 0
|  |  |  | 15.48 | 30.96 | 0 | 0 | 0 | 0 | 0 | 7.48 | 0.10709 | 0 | 30.96 | 30.96 | 0 | 0 | 0 | 0 | 0 | 0.2 | 0 | 0 |  | 0 |  | 0
|  |  |  | 18.04 | 36.08 | 0 | 0 | 0 | 0 | 0 | 7.48 | 0.10709 | 0 | 36.08 | 34.407 | 0 | 1.673 | 0 | 0 | 1.673 | 0.2 | 0 | 0 |  | 0 |  | 0
|  |  |  | 24.88 | 49.76 | 0 | 0 | 0 | 0 | 0 | 7.48 | 0.10709 | 0 | 49.76 | 32.204 | 0 | 17.556 | 0 | 0 | 17.556 | 0.2 | 0 | 0 |  | 0 |  | 0
|  |  |  | 24.68 | 49.36 | 0 | 0 | 0 | 0 | 0 | 7.48 | 0.10709 | 0 | 49.36 | 8.769 | 0 | 40.591 | 0 | 0 | 40.591 | 0.2 | 0 | 0 |  | 0 |  | 0
|  |  |  | 26.12 | 52.24 | 0 | 0 | 0 | 0 | 0 | 7.48 | 0.10709 | 0 | 52.24 | 0 | 0 | 59.638 | 7.398 | 0 | 52.24 | 0.56824 | 0 | 0 |  | 0 |  | 0
|  |  |  | 26.96 | 53.92 | 0 | 0 | 0 | 0 | 0 | 7.48 | 0.10709 | 0 | 53.92 | 0 | 8.519 | 62.285 | 8.365 | 0 | 53.92 | 0.98461 | 0 | 0 |  | 0 |  | 0
|  |  |  | 26.64 | 53.28 | 0 | 0 | 0 | 0 | 0 | 7.48 | 0.10709 | 0 | 53.28 | 0 | 25.168 | 53.589 | 0.309 | 0 | 53.28 | 1 | 0 | 0 |  | 0 |  | 0
|  |  |  | 30.04 | 60.08 | 0 | 0 | 0 | 0 | 0 | 7.48 | 0.10709 | 0 | 60.08 | 0 | 25.067 | 60.08 | 0 | 0 | 60.08 | 1 | 0 | 0 |  | 0 |  | 0
|  |  |  | 27.44 | 54.88 | 0 | 0 | 0 | 0 | 0 | 7.48 | 0.10709 | 0 | 54.88 | 0 | 31.346 | 54.88 | 0 | 0 | 54.88 | 1 | 0 | 0 |  | 0 |  | 0
|  |  |  | 25.72 | 51.44 | 0 | 0 | 0 | 0 | 0 | 7.48 | 0.10709 | 0 | 51.44 | 0 | 30.518 | 51.44 | 0 | 0 | 51.44 | 1 | 0 | 0 |  | 0 |  | 0
|  |  |  | 25.52 | 51.04 | 0 | 0 | 0 | 0 | 0 | 7.48 | 0.10709 | 0 | 51.04 | 0 | 19.57 | 51.04 | 0 | 0 | 51.04 | 1 | 0 | 0 |  | 0 |  | 0
|  |  |  | 24.96 | 49.92 | 0 | 0 | 0 | 0 | 0 | 7.48 | 0.10709 | 0 | 49.92 | 0 | 3.195 | 49.92 | 0 | 0 | 49.92 | 1 | 0 | 0 |  | 0 |  | 0
|  |  |  | 24.88 | 49.76 | 0 | 0 | 0 | 0 | 0 | 7.48 | 0.10709 | 0 | 49.76 | 17.716 | 0 | 32.044 | 0 | 0 | 32.044 | 1 | 0 | 0 |  | 0 |  | 0
|  |  |  | 26.48 | 52.96 | 0 | 0 | 0 | 0 | 0 | 7.48 | 0.10709 | 0 | 52.96 | 42.267 | 0 | 10.693 | 0 | 0 | 10.693 | 1 | 0 | 0 |  | 0 |  | 0
|  |  |  | 26.12 | 52.24 | 0 | 0 | 0 | 0 | 0 | 7.48 | 0.10709 | 0 | 52.24 | 52.24 | 0 | 0 | 0 | 0 | 0 | 1 | 0 | 0 |  | 0 |  | 0
|  |  |  | 25.2 | 50.4 | 0 | 0 | 0 | 0 | 0 | 7.48 | 0.10709 | 0 | 50.4 | 50.4 | 0 | 0 | 0 | 0 | 0 | 1 | 0 | 0 |  | 0 |  | 0
|  |  |  | 25.64 | 51.28 | 0 | 0 | 0 | 0 | 0 | 7.48 | 0.10709 | 0 | 51.28 | 51.28 | 0 | 0 | 0 | 0 | 0 | 1 | 0 | 0 |  | 0 |  | 0
|  |  |  | 21.12 | 42.24 | 0 | 0 | 0 | 0 | 0 | 7.48 | 0.10709 | 0 | 42.24 | 42.24 | 0 | 0 | 0 | 0 | 0 | 1 | 0 | 0 |  | 0 |  | 0
|  |  |  | 18.08 | 36.16 | 0 | 0 | 0 | 0 | 0 | 7.48 | 0.10709 | 0 | 36.16 | 36.16 | 0 | 0 | 0 | 0 | 0 | 1 | 0 | 0 |  | 0 |  | 0
|  |  |  | 12.96 | 25.92 | 0 | 0 | 0 | 0 | 0 | 7.48 | 0.10709 | 0 | 25.92 | 25.92 | 0 | 0 | 0 | 0 | 0 | 1 | 0 | 0 |  | 0 |  | 0
|  |  |  | 10.36 | 20.72 | 0 | 0 | 0 | 0 | 0 | 7.48 | 0.10709 | 0 | 20.72 | 20.72 | 0 | 0 | 0 | 0 | 0 | 1 | 0 | 0 |  | 0 |  | 0
|  |  |  | 12.8 | 25.6 | 0 | 0 | 0 | 0 | 0 | 7.48 | 0.10709 | 0 | 25.6 | 25.6 | 0 | 0 | 0 | 0 | 0 | 1 | 0 | 0 |  | 0 |  | 0
|  |  |  | 17.4 | 34.8 | 0 | 0 | 0 | 0 | 0 | 7.48 | 0.10709 | 0 | 34.8 | 34.8 | 0 | 0 | 0 | 0 | 0 | 1 | 0 | 0 |  | 0 |  | 0
|  |  |  | 15.28 | 30.56 | 0 | 0 | 0 | 0 | 0 | 7.48 | 0.10709 | 0 | 30.56 | 30.56 | 0 | 0 | 0 | 0 | 0 | 1 | 0 | 0 |  | 0 |  | 0
|  |  |  | 14.8 | 29.6 | 0 | 0 | 0 | 0 | 0 | 7.48 | 0.10709 | 0 | 29.6 | 29.6 | 0 | 0 | 0 | 0 | 0 | 1 | 0 | 0 |  | 0 |  | 0
|  |  |  | 16.84 | 33.68 | 0 | 0 | 0 | 0 | 0 | 7.48 | 0.10709 | 0 | 33.68 | 31.789 | 0 | 1.891 | 0 | 0 | 1.891 | 1 | 0 | 0 |  | 0 |  | 0
|  |  |  | 24.32 | 48.64 | 0 | 0 | 0 | 0 | 0 | 7.48 | 0.10709 | 0 | 48.64 | 24.51 | 0 | 18.053 | 0 | 0 | 18.053 | 0.66337 | 0 | 6.077 |  | 0 |  | 0
|  |  |  | 25.64 | 51.28 | 0 | 0 | 0 | 0 | 0 | 7.48 | 0.10709 | 0 | 51.28 | 1.415 | 0 | 41.5 | 0 | 0 | 41.5 | 0.2 | 0 | 8.365 |  | 0 |  | 0
|  |  |  | 27.48 | 54.96 | 0 | 0 | 0 | 0 | 0 | 7.48 | 0.10709 | 0 | 54.96 | 0 | 0 | 60.305 | 5.345 | 0 | 54.96 | 0.46605 | 0 | 0 |  | 0 |  | 0
|  |  |  | 29.64 | 59.28 | 0 | 0 | 0 | 0 | 0 | 7.48 | 0.10709 | 0 | 59.28 | 0 | 6.057 | 67.645 | 8.365 | 0 | 59.28 | 0.88241 | 0 | 0 |  | 0 |  | 0
|  |  |  | 31.8533 | 63.7067 | 0 | 0 | 0 | 0 | 0 | 7.48 | 0.10709 | 0 | 63.707 | 0 | 15.489 | 66.069 | 2.362 | 0 | 63.707 | 1 | 0 | 0 |  | 0 |  | 0
|  |  |  | 31.2 | 62.4 | 0 | 0 | 0 | 0 | 0 | 7.48 | 0.10709 | 0 | 62.4 | 0 | 25.123 | 62.4 | 0 | 0 | 62.4 | 1 | 0 | 0 |  | 0 |  | 0
|  |  |  | 27.1733 | 54.3467 | 0 | 0 | 0 | 0 | 0 | 7.48 | 0.10709 | 0 | 54.347 | 0 | 32.122 | 54.347 | 0 | 0 | 54.347 | 1 | 0 | 0 |  | 0 |  | 0
|  |  |  | 26.72 | 53.44 | 0 | 0 | 0 | 0 | 0 | 7.48 | 0.10709 | 0 | 53.44 | 0 | 27.524 | 53.44 | 0 | 0 | 53.44 | 1 | 0 | 0 |  | 0 |  | 0
|  |  |  | 26.72 | 53.44 | 0 | 0 | 0 | 0 | 0 | 7.48 | 0.10709 | 0 | 53.44 | 0 | 16.552 | 53.44 | 0 | 0 | 53.44 | 1 | 0 | 0 |  | 0 |  | 0
|  |  |  | 24.96 | 49.92 | 0 | 0 | 0 | 0 | 0 | 7.48 | 0.10709 | 0 | 49.92 | 0 | 3.935 | 49.92 | 0 | 0 | 49.92 | 1 | 0 | 0 |  | 0 |  | 0
|  |  |  | 25.48 | 50.96 | 0 | 0 | 0 | 0 | 0 | 7.48 | 0.10709 | 0 | 50.96 | 18.613 | 0 | 32.347 | 0 | 0 | 32.347 | 1 | 0 | 0 |  | 0 |  | 0
|  |  |  | 27.32 | 54.64 | 0 | 0 | 0 | 0 | 0 | 7.48 | 0.10709 | 0 | 54.64 | 43.583 | 0 | 11.057 | 0 | 0 | 11.057 | 1 | 0 | 0 |  | 0 |  | 0
|  |  |  | 26.2 | 52.4 | 0 | 0 | 0 | 0 | 0 | 7.48 | 0.10709 | 0 | 52.4 | 52.4 | 0 | 0 | 0 | 0 | 0 | 1 | 0 | 0 |  | 0 |  | 0
|  |  |  | 24.8 | 49.6 | 0 | 0 | 0 | 0 | 0 | 7.48 | 0.10709 | 0 | 49.6 | 49.6 | 0 | 0 | 0 | 0 | 0 | 1 | 0 | 0 |  | 0 |  | 0
|  |  |  | 24.62 | 49.24 | 0 | 0 | 0 | 0 | 0 | 7.48 | 0.10709 | 0 | 49.24 | 49.24 | 0 | 0 | 0 | 0 | 0 | 1 | 0 | 0 |  | 0 |  | 0
|  |  |  | 22.76 | 45.52 | 0 | 0 | 0 | 0 | 0 | 7.48 | 0.10709 | 0 | 45.52 | 45.52 | 0 | 0 | 0 | 0 | 0 | 1 | 0 | 0 |  | 0 |  | 0
|  |  |  | 21.96 | 43.92 | 0 | 0 | 0 | 0 | 0 | 7.48 | 0.10709 | 0 | 43.92 | 43.92 | 0 | 0 | 0 | 0 | 0 | 1 | 0 | 0 |  | 0 |  | 0
|  |  |  | 16.28 | 32.56 | 0 | 0 | 0 | 0 | 0 | 7.48 | 0.10709 | 0 | 32.56 | 32.56 | 0 | 0 | 0 | 0 | 0 | 1 | 0 | 0 |  | 0 |  | 0
|  |  |  | 14.24 | 28.48 | 0 | 0 | 0 | 0 | 0 | 7.48 | 0.10709 | 0 | 28.48 | 28.48 | 0 | 0 | 0 | 0 | 0 | 1 | 0 | 0 |  | 0 |  | 0
|  |  |  | 14.832 | 29.664 | 0 | 0 | 0 | 0 | 0 | 7.48 | 0.10709 | 0 | 29.664 | 29.664 | 0 | 0 | 0 | 0 | 0 | 1 | 0 | 0 |  | 0 |  | 0
|  |  |  | 17.448 | 34.896 | 0 | 0 | 0 | 0 | 0 | 7.48 | 0.10709 | 0 | 34.896 | 34.896 | 0 | 0 | 0 | 0 | 0 | 1 | 0 | 0 |  | 0 |  | 0
|  |  |  | 14.4 | 28.8 | 0 | 0 | 0 | 0 | 0 | 7.48 | 0.10709 | 0 | 28.8 | 28.8 | 0 | 0 | 0 | 0 | 0 | 1 | 0 | 0 |  | 0 |  | 0
|  |  |  | 15.04 | 30.08 | 0 | 0 | 0 | 0 | 0 | 7.48 | 0.10709 | 0 | 30.08 | 30.08 | 0 | 0 | 0 | 0 | 0 | 1 | 0 | 0 |  | 0 |  | 0
|  |  |  | 17.72 | 35.44 | 0 | 0 | 0 | 0 | 0 | 7.48 | 0.10709 | 0 | 35.44 | 33.524 | 0 | 1.916 | 0 | 0 | 1.916 | 1 | 0 | 0 |  | 0 |  | 0
|  |  |  | 24.6667 | 49.3333 | 0 | 0 | 0 | 0 | 0 | 7.48 | 0.10709 | 0 | 49.333 | 24.876 | 0 | 18.38 | 0 | 0 | 18.38 | 0.66337 | 0 | 6.077 |  | 0 |  | 0
|  |  |  | 25.6933 | 51.3867 | 0 | 0 | 0 | 0 | 0 | 7.48 | 0.10709 | 0 | 51.387 | 11.657 | 0 | 31.365 | 0 | 0 | 31.365 | 0.2 | 0 | 8.365 |  | 0 |  | 0
|  |  |  | 28.56 | 57.12 | 0 | 0 | 0 | 0 | 0 | 7.48 | 0.10709 | 0 | 57.12 | 0 | 0 | 60.935 | 3.815 | 0 | 57.12 | 0.38991 | 0 | 0 |  | 0 |  | 0
|  |  |  | 31.64 | 63.28 | 0 | 0 | 0 | 0 | 0 | 7.48 | 0.10709 | 0 | 63.28 | 0 | 2.906 | 71.645 | 8.365 | 0 | 63.28 | 0.80627 | 0 | 0 |  | 0 |  | 0
|  |  |  | 32.28 | 64.56 | 0 | 0 | 0 | 0 | 0 | 7.48 | 0.12502 | 0 | 64.56 | 0 | 15.907 | 68.452 | 3.892 | 0 | 64.56 | 1 | 0 | 0 |  | 0 |  | 0
|  |  |  | 31.92 | 63.84 | 0 | 0 | 0 | 0 | 0 | 7.48 | 0.12502 | 0 | 63.84 | 0 | 24.556 | 63.84 | 0 | 0 | 63.84 | 1 | 0 | 0 |  | 0 |  | 0
|  |  |  | 30.04 | 60.08 | 0 | 0 | 0 | 0 | 0 | 7.48 | 0.12502 | 0 | 60.08 | 0 | 28.753 | 60.08 | 0 | 0 | 60.08 | 1 | 0 | 0 |  | 0 |  | 0
|  |  |  | 25.28 | 50.56 | 0 | 0 | 0 | 0 | 0 | 12.23 | 0.12502 | 0 | 50.56 | 0 | 31.714 | 50.56 | 0 | 0 | 50.56 | 1 | 0 | 0 |  | 0 |  | 0
|  |  |  | 23.64 | 47.28 | 0 | 0 | 0 | 0 | 0 | 12.23 | 0.12502 | 0 | 47.28 | 0 | 23.294 | 47.28 | 0 | 0 | 47.28 | 1 | 0 | 0 |  | 0 |  | 0
|  |  |  | 23.48 | 46.96 | 0 | 0 | 0 | 0 | 0 | 12.23 | 0.12502 | 0 | 46.96 | 0 | 5.719 | 46.96 | 0 | 0 | 46.96 | 1 | 0 | 0 |  | 0 |  | 0
|  |  |  | 24.04 | 48.08 | 0 | 0 | 0 | 0 | 0 | 12.23 | 0.12502 | 0 | 48.08 | 16.436 | 0 | 31.644 | 0 | 0 | 31.644 | 1 | 0 | 0 |  | 0 |  | 0
|  |  |  | 25.24 | 50.48 | 0 | 0 | 0 | 0 | 0 | 7.48 | 0.12502 | 0 | 50.48 | 39.399 | 0 | 11.081 | 0 | 0 | 11.081 | 1 | 0 | 0 |  | 0 |  | 0
|  |  |  | 26.16 | 52.32 | 0 | 0 | 0 | 0 | 0 | 7.48 | 0.12502 | 0 | 52.32 | 46.243 | 0 | 0 | 0 | 0 | 0 | 0.66337 | 0 | 6.077 |  | 0 |  | 0
|  |  |  | 27.32 | 54.64 | 0 | 0 | 0 | 0 | 0 | 7.48 | 0.12502 | 0 | 54.64 | 46.275 | 0 | 0 | 0 | 0 | 0 | 0.2 | 0 | 8.365 |  | 0 |  | 0
|  |  |  | 26.44 | 52.88 | 0 | 0 | 0 | 0 | 0 | 7.48 | 0.10709 | 1.634 | 52.88 | 52.88 | 0 | 0 | 0 | 0 | 0 | 0.28134 | 0 | 0 |  | 0 |  | 0
|  |  |  | 26.32 | 52.64 | 0 | 0 | 0 | 0 | 0 | 7.48 | 0.10709 | 1.874 | 52.64 | 52.64 | 0 | 0 | 0 | 0 | 0 | 0.37462 | 0 | 0 |  | 0 |  | 0
|  |  |  | 19.96 | 39.92 | 0 | 0 | 0 | 0 | 0 | 7.48 | 0.10709 | 8.365 | 39.92 | 39.92 | 0 | 0 | 0 | 0 | 0 | 0.79099 | 0 | 0 |  | 0 |  | 0
|  |  |  | 13.6 | 27.2 | 0 | 0 | 0 | 0 | 0 | 7.48 | 0.10709 | 4.199 | 27.2 | 27.2 | 0 | 0 | 0 | 0 | 0 | 1 | 0 | 0 |  | 0 |  | 0
|  |  |  | 11.6 | 23.2 | 0 | 0 | 0 | 0 | 0 | 7.48 | 0.10709 | 0 | 23.2 | 23.2 | 0 | 0 | 0 | 0 | 0 | 1 | 0 | 0 |  | 0 |  | 0
|  |  |  | 12.2 | 24.4 | 0 | 0 | 0 | 0 | 0 | 7.48 | 0.10709 | 0 | 24.4 | 24.4 | 0 | 0 | 0 | 0 | 0 | 1 | 0 | 0 |  | 0 |  | 0
|  |  |  | 17.64 | 35.28 | 0 | 0 | 0 | 0 | 0 | 7.48 | 0.10709 | 0 | 35.28 | 35.28 | 0 | 0 | 0 | 0 | 0 | 1 | 0 | 0 |  | 0 |  | 0
|  |  |  | 14.76 | 29.52 | 0 | 0 | 0 | 0 | 0 | 7.48 | 0.10709 | 0 | 29.52 | 29.52 | 0 | 0 | 0 | 0 | 0 | 1 | 0 | 0 |  | 0 |  | 0
|  |  |  | 15 | 30 | 0 | 0 | 0 | 0 | 0 | 7.48 | 0.10709 | 0 | 30 | 30 | 0 | 0 | 0 | 0 | 0 | 1 | 0 | 0 |  | 0 |  | 0
|  |  |  | 17.52 | 35.04 | 0 | 0 | 0 | 0 | 0 | 7.48 | 0.10709 | 0 | 35.04 | 32.93 | 0 | 2.11 | 0 | 0 | 2.11 | 1 | 0 | 0 |  | 0 |  | 0
|  |  |  | 24.68 | 49.36 | 0 | 0 | 0 | 0 | 0 | 7.48 | 0.10709 | 0 | 49.36 | 48.584 | 0 | 0.776 | 0 | 0 | 0.776 | 1 | 0 | 0 |  | 0 |  | 0
|  |  |  | 25.16 | 50.32 | 0 | 0 | 0 | 0 | 0 | 7.48 | 0.10709 | 0 | 50.32 | 44.622 | 0 | 5.698 | 0 | 0 | 5.698 | 1 | 0 | 0 |  | 0 |  | 0
|  |  |  | 28.24 | 56.48 | 0 | 0 | 0 | 0 | 0 | 7.48 | 0.10709 | 0 | 56.48 | 50.503 | 0 | 5.977 | 0 | 0 | 5.977 | 1 | 0 | 0 |  | 0 |  | 0
|  |  |  | 27.56 | 55.12 | 0 | 0 | 0 | 0 | 0 | 7.48 | 0.10709 | 0 | 55.12 | 32.921 | 0 | 22.199 | 0 | 0 | 22.199 | 1 | 0 | 0 |  | 0 |  | 0
|  |  |  | 29.76 | 59.52 | 0 | 0 | 0 | 0 | 0 | 7.48 | 0.12502 | 0 | 59.52 | 48.305 | 0 | 11.215 | 0 | 0 | 11.215 | 1 | 0 | 0 |  | 0 |  | 0
|  |  |  | 28.8 | 57.6 | 0 | 0 | 0 | 0 | 0 | 7.48 | 0.12502 | 0 | 57.6 | 21.83 | 0 | 31.668 | 0 | 0 | 31.668 | 0.77274 | 0 | 4.103 |  | 0 |  | 0
|  |  |  | 27.24 | 54.48 | 0 | 0 | 0 | 0 | 0 | 7.48 | 0.12502 | 0 | 54.48 | 0 | 0 | 51.066 | 0 | 0 | 51.066 | 0.58364 | 0 | 3.414 |  | 0 |  | 0
|  |  |  | 27.32 | 54.64 | 0 | 0 | 0 | 0 | 0 | 12.23 | 0.12502 | 0 | 54.64 | 0 | 5.144 | 63.005 | 8.365 | 0 | 54.64 | 1 | 0 | 0 |  | 0 |  | 0
|  |  |  | 26.24 | 52.48 | 0 | 0 | 0 | 0 | 0 | 12.23 | 0.12502 | 0 | 52.48 | 10.051 | 0 | 40.058 | 0 | 0 | 40.058 | 0.86866 | 0 | 2.371 |  | 0 |  | 0
|  |  |  | 27.16 | 54.32 | 0 | 0 | 0 | 0 | 0 | 12.23 | 0.12502 | 0 | 54.32 | 0 | 0 | 56.959 | 2.639 | 0 | 54.32 | 1 | 0 | 0 |  | 0 |  | 0
|  |  |  | 27.36 | 54.72 | 0 | 0 | 0 | 0 | 0 | 12.23 | 0.12502 | 0 | 54.72 | 21.209 | 0 | 33.511 | 0 | 0 | 33.511 | 1 | 0 | 0 |  | 0 |  | 0
|  |  |  | 27.68 | 55.36 | 0 | 0 | 0 | 0 | 0 | 7.48 | 0.12502 | 0 | 55.36 | 45.552 | 0 | 9.808 | 0 | 0 | 9.808 | 1 | 0 | 0 |  | 0 |  | 0
|  |  |  | 26.6 | 53.2 | 0 | 0 | 0 | 0 | 0 | 7.48 | 0.12502 | 0 | 53.2 | 47.123 | 0 | 0 | 0 | 0 | 0 | 0.66337 | 0 | 6.077 |  | 0 |  | 0
|  |  |  | 25.96 | 51.92 | 0 | 0 | 0 | 0 | 0 | 7.48 | 0.12502 | 0 | 51.92 | 43.555 | 0 | 0 | 0 | 0 | 0 | 0.2 | 0 | 8.365 |  | 0 |  | 0
|  |  |  | 24.88 | 49.76 | 0 | 0 | 0 | 0 | 0 | 7.48 | 0.10709 | 0 | 49.76 | 49.76 | 0 | 0 | 0 | 0 | 0 | 0.2 | 0 | 0 |  | 0 |  | 0
|  |  |  | 25.16 | 50.32 | 0 | 0 | 0 | 0 | 0 | 7.48 | 0.10709 | 0 | 50.32 | 50.32 | 0 | 0 | 0 | 0 | 0 | 0.2 | 0 | 0 |  | 0 |  | 0
|  |  |  | 19.2 | 38.4 | 0 | 0 | 0 | 0 | 0 | 7.48 | 0.10709 | 0 | 38.4 | 38.4 | 0 | 0 | 0 | 0 | 0 | 0.2 | 0 | 0 |  | 0 |  | 0
|  |  |  | 11.48 | 22.96 | 0 | 0 | 0 | 0 | 0 | 7.48 | 0.10709 | 0 | 22.96 | 22.96 | 0 | 0 | 0 | 0 | 0 | 0.2 | 0 | 0 |  | 0 |  | 0
|  |  |  | 12.1333 | 24.2667 | 0 | 0 | 0 | 0 | 0 | 7.48 | 0.10709 | 0 | 24.267 | 24.267 | 0 | 0 | 0 | 0 | 0 | 0.2 | 0 | 0 |  | 0 |  | 0
|  |  |  | 8.84 | 17.68 | 0 | 0 | 0 | 0 | 0 | 7.48 | 0.10709 | 0 | 17.68 | 17.68 | 0 | 0 | 0 | 0 | 0 | 0.2 | 0 | 0 |  | 0 |  | 0
|  |  |  | 11.96 | 23.92 | 0 | 0 | 0 | 0 | 0 | 7.48 | 0.10709 | 0 | 23.92 | 23.92 | 0 | 0 | 0 | 0 | 0 | 0.2 | 0 | 0 |  | 0 |  | 0
|  |  |  | 14.04 | 28.08 | 0 | 0 | 0 | 0 | 0 | 7.48 | 0.10709 | 0 | 28.08 | 28.08 | 0 | 0 | 0 | 0 | 0 | 0.2 | 0 | 0 |  | 0 |  | 0
|  |  |  | 15.92 | 31.84 | 0 | 0 | 0 | 0 | 0 | 7.48 | 0.10709 | 0 | 31.84 | 31.84 | 0 | 0 | 0 | 0 | 0 | 0.2 | 0 | 0 |  | 0 |  | 0
|  |  |  | 18.04 | 36.08 | 0 | 0 | 0 | 0 | 0 | 7.48 | 0.10709 | 0 | 36.08 | 33.704 | 0 | 2.376 | 0 | 0 | 2.376 | 0.2 | 0 | 0 |  | 0 |  | 0
|  |  |  | 19.6 | 39.2 | 0 | 0 | 0 | 0 | 0 | 7.48 | 0.10709 | 0 | 39.2 | 19.426 | 0 | 19.774 | 0 | 0 | 19.774 | 0.2 | 0 | 0 |  | 0 |  | 0
|  |  |  | 23.68 | 47.36 | 0 | 0 | 0 | 0 | 0 | 7.48 | 0.10709 | 0 | 47.36 | 3.617 | 0 | 43.743 | 0 | 0 | 43.743 | 0.2 | 0 | 0 |  | 0 |  | 0
|  |  |  | 23.2 | 46.4 | 0 | 0 | 0 | 0 | 0 | 7.48 | 0.10709 | 0 | 46.4 | 0 | 8.535 | 54.765 | 8.365 | 0 | 46.4 | 0.61636 | 0 | 0 |  | 0 |  | 0
|  |  |  | 24.68 | 49.36 | 0 | 0 | 0 | 0 | 0 | 7.48 | 0.10709 | 0 | 49.36 | 0 | 19.86 | 57.067 | 7.707 | 0 | 49.36 | 1 | 0 | 0 |  | 0 |  | 0
|  |  |  | 24.44 | 48.88 | 0 | 0 | 0 | 0 | 0 | 7.48 | 0.12502 | 0 | 48.88 | 0 | 36.703 | 48.88 | 0 | 0 | 48.88 | 1 | 0 | 0 |  | 0 |  | 0
|  |  |  | 25.56 | 51.12 | 0 | 0 | 0 | 0 | 0 | 7.48 | 0.12502 | 0 | 51.12 | 0 | 37.87 | 51.12 | 0 | 0 | 51.12 | 1 | 0 | 0 |  | 0 |  | 0
|  |  |  | 24.32 | 48.64 | 0 | 0 | 0 | 0 | 0 | 7.48 | 0.12502 | 0 | 48.64 | 0 | 38.738 | 48.64 | 0 | 0 | 48.64 | 1 | 0 | 0 |  | 0 |  | 0
|  |  |  | 26.12 | 52.24 | 0 | 0 | 0 | 0 | 0 | 12.23 | 0.12502 | 0 | 52.24 | 0 | 28.954 | 52.24 | 0 | 0 | 52.24 | 1 | 0 | 0 |  | 0 |  | 0
|  |  |  | 25.28 | 50.56 | 0 | 0 | 0 | 0 | 0 | 12.23 | 0.12502 | 0 | 50.56 | 0 | 20.087 | 50.56 | 0 | 0 | 50.56 | 1 | 0 | 0 |  | 0 |  | 0
|  |  |  | 24.48 | 48.96 | 0 | 0 | 0 | 0 | 0 | 12.23 | 0.12502 | 0 | 48.96 | 0 | 5.343 | 48.96 | 0 | 0 | 48.96 | 1 | 0 | 0 |  | 0 |  | 0
|  |  |  | 23 | 46 | 0 | 0 | 0 | 0 | 0 | 12.23 | 0.12502 | 0 | 46 | 12.307 | 0 | 33.693 | 0 | 0 | 33.693 | 1 | 0 | 0 |  | 0 |  | 0
|  |  |  | 26.84 | 53.68 | 0 | 0 | 0 | 0 | 0 | 7.48 | 0.12502 | 0 | 53.68 | 42.053 | 0 | 11.627 | 0 | 0 | 11.627 | 1 | 0 | 0 |  | 0 |  | 0
|  |  |  | 21.64 | 43.28 | 0 | 0 | 0 | 0 | 0 | 7.48 | 0.12502 | 0 | 43.28 | 37.203 | 0 | 0 | 0 | 0 | 0 | 0.66337 | 0 | 6.077 |  | 0 |  | 0
|  |  |  | 20.24 | 40.48 | 0 | 0 | 0 | 0 | 0 | 7.48 | 0.12502 | 0 | 40.48 | 32.115 | 0 | 0 | 0 | 0 | 0 | 0.2 | 0 | 8.365 |  | 0 |  | 0
|  |  |  | 16.48 | 32.96 | 0 | 0 | 0 | 0 | 0 | 7.48 | 0.10709 | 0 | 32.96 | 32.96 | 0 | 0 | 0 | 0 | 0 | 0.2 | 0 | 0 |  | 0 |  | 0
|  |  |  | 16 | 32 | 0 | 0 | 0 | 0 | 0 | 7.48 | 0.10709 | 0 | 32 | 32 | 0 | 0 | 0 | 0 | 0 | 0.2 | 0 | 0 |  | 0 |  | 0
|  |  |  | 16.48 | 32.96 | 0 | 0 | 0 | 0 | 0 | 7.48 | 0.10709 | 0 | 32.96 | 32.96 | 0 | 0 | 0 | 0 | 0 | 0.2 | 0 | 0 |  | 0 |  | 0
|  |  |  | 14.56 | 29.12 | 0 | 0 | 0 | 0 | 0 | 7.48 | 0.10709 | 0 | 29.12 | 29.12 | 0 | 0 | 0 | 0 | 0 | 0.2 | 0 | 0 |  | 0 |  | 0
|  |  |  | 12.4 | 24.8 | 0 | 0 | 0 | 0 | 0 | 7.48 | 0.10709 | 0 | 24.8 | 24.8 | 0 | 0 | 0 | 0 | 0 | 0.2 | 0 | 0 |  | 0 |  | 0
|  |  |  | 9.6 | 19.2 | 0 | 0 | 0 | 0 | 0 | 7.48 | 0.10709 | 0 | 19.2 | 19.2 | 0 | 0 | 0 | 0 | 0 | 0.2 | 0 | 0 |  | 0 |  | 0
|  |  |  | 11.28 | 22.56 | 0 | 0 | 0 | 0 | 0 | 7.48 | 0.10709 | 0 | 22.56 | 22.56 | 0 | 0 | 0 | 0 | 0 | 0.2 | 0 | 0 |  | 0 |  | 0
|  |  |  | 13.48 | 26.96 | 0 | 0 | 0 | 0 | 0 | 7.48 | 0.10709 | 0 | 26.96 | 26.96 | 0 | 0 | 0 | 0 | 0 | 0.2 | 0 | 0 |  | 0 |  | 0
|  |  |  | 14.68 | 29.36 | 0 | 0 | 0 | 0 | 0 | 7.48 | 0.10709 | 0 | 29.36 | 29.36 | 0 | 0 | 0 | 0 | 0 | 0.2 | 0 | 0 |  | 0 |  | 0
|  |  |  | 16.08 | 32.16 | 0 | 0 | 0 | 0 | 0 | 7.48 | 0.10709 | 0 | 32.16 | 29.869 | 0 | 2.291 | 0 | 0 | 2.291 | 0.2 | 0 | 0 |  | 0 |  | 0
|  |  |  | 16.72 | 33.44 | 0 | 0 | 0 | 0 | 0 | 7.48 | 0.10709 | 0 | 33.44 | 14.393 | 0 | 19.047 | 0 | 0 | 19.047 | 0.2 | 0 | 0 |  | 0 |  | 0
|  |  |  | 16.16 | 32.32 | 0 | 0 | 0 | 0 | 0 | 7.48 | 0.10709 | 0 | 32.32 | 0 | 1.858 | 40.685 | 8.365 | 0 | 32.32 | 0.61636 | 0 | 0 |  | 0 |  | 0
|  |  |  | 17.2 | 34.4 | 0 | 0 | 0 | 0 | 0 | 7.48 | 0.10709 | 0 | 34.4 | 0 | 19.046 | 42.107 | 7.707 | 0 | 34.4 | 1 | 0 | 0 |  | 0 |  | 0
|  |  |  | 22.56 | 45.12 | 0 | 0 | 0 | 0 | 0 | 7.48 | 0.10709 | 0 | 45.12 | 0 | 29.552 | 45.12 | 0 | 0 | 45.12 | 1 | 0 | 0 |  | 0 |  | 0
|  |  |  | 22.76 | 45.52 | 0 | 0 | 0 | 0 | 0 | 7.48 | 0.12502 | 0 | 45.52 | 0 | 37.748 | 45.52 | 0 | 0 | 45.52 | 1 | 0 | 0 |  | 0 |  | 0
|  |  |  | 23.16 | 46.32 | 0 | 0 | 0 | 0 | 0 | 7.48 | 0.12502 | 0 | 46.32 | 0 | 40.258 | 46.32 | 0 | 0 | 46.32 | 1 | 0 | 0 |  | 0 |  | 0
|  |  |  | 23.8 | 47.6 | 0 | 0 | 0 | 0 | 0 | 7.48 | 0.12502 | 0 | 47.6 | 0 | 39.923 | 47.6 | 0 | 0 | 47.6 | 1 | 0 | 0 |  | 0 |  | 0
|  |  |  | 24.4 | 48.8 | 0 | 0 | 0 | 0 | 0 | 12.23 | 0.12502 | 0 | 48.8 | 0 | 33.267 | 48.8 | 0 | 0 | 48.8 | 1 | 0 | 0 |  | 0 |  | 0
|  |  |  | 25.68 | 51.36 | 0 | 0 | 0 | 0 | 0 | 12.23 | 0.12502 | 0 | 51.36 | 0 | 20.717 | 51.36 | 0 | 0 | 51.36 | 1 | 0 | 0 |  | 0 |  | 0
|  |  |  | 24.08 | 48.16 | 0 | 0 | 0 | 0 | 0 | 12.23 | 0.12502 | 0 | 48.16 | 0 | 7.21 | 48.16 | 0 | 0 | 48.16 | 1 | 0 | 0 |  | 0 |  | 0
|  |  |  | 22.4 | 44.8 | 0 | 0 | 0 | 0 | 0 | 12.23 | 0.12502 | 0 | 44.8 | 11.58 | 0 | 33.22 | 0 | 0 | 33.22 | 1 | 0 | 0 |  | 0 |  | 0
|  |  |  | 23.2 | 46.4 | 0 | 0 | 0 | 0 | 0 | 7.48 | 0.12502 | 0 | 46.4 | 34.822 | 0 | 11.578 | 0 | 0 | 11.578 | 1 | 0 | 0 |  | 0 |  | 0
|  |  |  | 22.52 | 45.04 | 0 | 0 | 0 | 0 | 0 | 7.48 | 0.12502 | 0 | 45.04 | 38.963 | 0 | 0 | 0 | 0 | 0 | 0.66337 | 0 | 6.077 |  | 0 |  | 0
|  |  |  | 20.96 | 41.92 | 0 | 0 | 0 | 0 | 0 | 7.48 | 0.12502 | 0 | 41.92 | 33.555 | 0 | 0 | 0 | 0 | 0 | 0.2 | 0 | 8.365 |  | 0 |  | 0
|  |  |  | 21.96 | 43.92 | 0 | 0 | 0 | 0 | 0 | 7.48 | 0.10709 | 0 | 43.92 | 43.92 | 0 | 0 | 0 | 0 | 0 | 0.2 | 0 | 0 |  | 0 |  | 0
|  |  |  | 18.92 | 37.84 | 0 | 0 | 0 | 0 | 0 | 7.48 | 0.10709 | 0 | 37.84 | 37.84 | 0 | 0 | 0 | 0 | 0 | 0.2 | 0 | 0 |  | 0 |  | 0
|  |  |  | 17.44 | 34.88 | 0 | 0 | 0 | 0 | 0 | 7.48 | 0.10709 | 0 | 34.88 | 34.88 | 0 | 0 | 0 | 0 | 0 | 0.2 | 0 | 0 |  | 0 |  | 0
|  |  |  | 12.24 | 24.48 | 0 | 0 | 0 | 0 | 0 | 7.48 | 0.10709 | 0 | 24.48 | 24.48 | 0 | 0 | 0 | 0 | 0 | 0.2 | 0 | 0 |  | 0 |  | 0
|  |  |  | 10.4 | 20.8 | 0 | 0 | 0 | 0 | 0 | 7.48 | 0.10709 | 0 | 20.8 | 20.8 | 0 | 0 | 0 | 0 | 0 | 0.2 | 0 | 0 |  | 0 |  | 0
|  |  |  | 11.12 | 22.24 | 0 | 0 | 0 | 0 | 0 | 7.48 | 0.10709 | 0 | 22.24 | 22.24 | 0 | 0 | 0 | 0 | 0 | 0.2 | 0 | 0 |  | 0 |  | 0
|  |  |  | 13.12 | 26.24 | 0 | 0 | 0 | 0 | 0 | 7.48 | 0.10709 | 0 | 26.24 | 26.24 | 0 | 0 | 0 | 0 | 0 | 0.2 | 0 | 0 |  | 0 |  | 0
|  |  |  | 14.4 | 28.8 | 0 | 0 | 0 | 0 | 0 | 7.48 | 0.10709 | 0 | 28.8 | 28.8 | 0 | 0 | 0 | 0 | 0 | 0.2 | 0 | 0 |  | 0 |  | 0
|  |  |  | 16.04 | 32.08 | 0 | 0 | 0 | 0 | 0 | 7.48 | 0.10709 | 0 | 32.08 | 32.08 | 0 | 0 | 0 | 0 | 0 | 0.2 | 0 | 0 |  | 0 |  | 0
|  |  |  | 18.52 | 37.04 | 0 | 0 | 0 | 0 | 0 | 7.48 | 0.10709 | 0 | 37.04 | 34.639 | 0 | 2.401 | 0 | 0 | 2.401 | 0.2 | 0 | 0 |  | 0 |  | 0
|  |  |  | 24.32 | 48.64 | 0 | 0 | 0 | 0 | 0 | 7.48 | 0.10709 | 0 | 48.64 | 35.219 | 0 | 13.421 | 0 | 0 | 13.421 | 0.2 | 0 | 0 |  | 0 |  | 0
|  |  |  | 26.12 | 52.24 | 0 | 0 | 0 | 0 | 0 | 7.48 | 0.10709 | 0 | 52.24 | 33.157 | 0 | 19.083 | 0 | 0 | 19.083 | 0.2 | 0 | 0 |  | 0 |  | 0
|  |  |  | 29.24 | 58.48 | 0 | 0 | 0 | 0 | 0 | 7.48 | 0.10709 | 0 | 58.48 | 0 | 0 | 59.371 | 0.891 | 0 | 58.48 | 0.24436 | 0 | 0 |  | 0 |  | 0
|  |  |  | 28.56 | 57.12 | 0 | 0 | 0 | 0 | 0 | 7.48 | 0.10709 | 0 | 57.12 | 0 | 8.763 | 65.485 | 8.365 | 0 | 57.12 | 0.66073 | 0 | 0 |  | 0 |  | 0
|  |  |  | 27.92 | 55.84 | 0 | 0 | 0 | 0 | 0 | 7.48 | 0.12502 | 0 | 55.84 | 0 | 22.503 | 62.656 | 6.816 | 0 | 55.84 | 1 | 0 | 0 |  | 0 |  | 0
|  |  |  | 29.68 | 59.36 | 0 | 0 | 0 | 0 | 0 | 7.48 | 0.12502 | 0 | 59.36 | 0 | 31.121 | 59.36 | 0 | 0 | 59.36 | 1 | 0 | 0 |  | 0 |  | 0
|  |  |  | 32.28 | 64.56 | 0 | 0 | 0 | 0 | 0 | 7.48 | 0.12502 | 0 | 64.56 | 0 | 24.661 | 64.56 | 0 | 0 | 64.56 | 1 | 0 | 0 |  | 0 |  | 0
|  |  |  | 27.04 | 54.08 | 0 | 0 | 0 | 0 | 0 | 12.23 | 0.12502 | 0 | 54.08 | 0 | 30.097 | 54.08 | 0 | 0 | 54.08 | 1 | 0 | 0 |  | 0 |  | 0
|  |  |  | 26.4533 | 52.9067 | 0 | 0 | 0 | 0 | 0 | 12.23 | 0.12502 | 0 | 52.907 | 0 | 18.952 | 52.907 | 0 | 0 | 52.907 | 1 | 0 | 0 |  | 0 |  | 0
|  |  |  | 26.2667 | 52.5333 | 0 | 0 | 0 | 0 | 0 | 12.23 | 0.12502 | 0 | 52.533 | 0 | 2.679 | 52.533 | 0 | 0 | 52.533 | 1 | 0 | 0 |  | 0 |  | 0
|  |  |  | 24 | 48 | 0 | 0 | 0 | 0 | 0 | 12.23 | 0.12502 | 0 | 48 | 14.392 | 0 | 33.608 | 0 | 0 | 33.608 | 1 | 0 | 0 |  | 0 |  | 0
|  |  |  | 25.44 | 50.88 | 0 | 0 | 0 | 0 | 0 | 7.48 | 0.12502 | 0 | 50.88 | 39.144 | 0 | 11.736 | 0 | 0 | 11.736 | 1 | 0 | 0 |  | 0 |  | 0
|  |  |  | 27.24 | 54.48 | 0 | 0 | 0 | 0 | 0 | 7.48 | 0.12502 | 0 | 54.48 | 48.403 | 0 | 0 | 0 | 0 | 0 | 0.66337 | 0 | 6.077 |  | 0 |  | 0
|  |  |  | 26.24 | 52.48 | 0 | 0 | 0 | 0 | 0 | 7.48 | 0.12502 | 0 | 52.48 | 44.115 | 0 | 0 | 0 | 0 | 0 | 0.2 | 0 | 8.365 |  | 0 |  | 0
|  |  |  | 27.84 | 55.68 | 0 | 0 | 0 | 0 | 0 | 7.48 | 0.10709 | 0 | 55.68 | 55.68 | 0 | 0 | 0 | 0 | 0 | 0.2 | 0 | 0 |  | 0 |  | 0
|  |  |  | 25.48 | 50.96 | 0 | 0 | 0 | 0 | 0 | 7.48 | 0.10709 | 0 | 50.96 | 50.96 | 0 | 0 | 0 | 0 | 0 | 0.2 | 0 | 0 |  | 0 |  | 0
|  |  |  | 22.76 | 45.52 | 0 | 0 | 0 | 0 | 0 | 7.48 | 0.10709 | 0 | 45.52 | 45.52 | 0 | 0 | 0 | 0 | 0 | 0.2 | 0 | 0 |  | 0 |  | 0
|  |  |  | 18.24 | 36.48 | 0 | 0 | 0 | 0 | 0 | 7.48 | 0.10709 | 0 | 36.48 | 36.48 | 0 | 0 | 0 | 0 | 0 | 0.2 | 0 | 0 |  | 0 |  | 0
|  |  |  | 17.72 | 35.44 | 0 | 0 | 0 | 0 | 0 | 7.48 | 0.10709 | 0 | 35.44 | 35.44 | 0 | 0 | 0 | 0 | 0 | 0.2 | 0 | 0 |  | 0 |  | 0
|  |  |  | 17.28 | 34.56 | 0 | 0 | 0 | 0 | 0 | 7.48 | 0.10709 | 0 | 34.56 | 34.56 | 0 | 0 | 0 | 0 | 0 | 0.2 | 0 | 0 |  | 0 |  | 0
|  |  |  | 17.4 | 34.8 | 0 | 0 | 0 | 0 | 0 | 7.48 | 0.10709 | 0 | 34.8 | 34.8 | 0 | 0 | 0 | 0 | 0 | 0.2 | 0 | 0 |  | 0 |  | 0
|  |  |  | 17.52 | 35.04 | 0 | 0 | 0 | 0 | 0 | 7.48 | 0.10709 | 0 | 35.04 | 35.04 | 0 | 0 | 0 | 0 | 0 | 0.2 | 0 | 0 |  | 0 |  | 0
|  |  |  | 14.32 | 28.64 | 0 | 0 | 0 | 0 | 0 | 7.48 | 0.10709 | 0 | 28.64 | 28.64 | 0 | 0 | 0 | 0 | 0 | 0.2 | 0 | 0 |  | 0 |  | 0
|  |  |  | 16.6 | 33.2 | 0 | 0 | 0 | 0 | 0 | 7.48 | 0.10709 | 0 | 33.2 | 30.448 | 0 | 2.752 | 0 | 0 | 2.752 | 0.2 | 0 | 0 |  | 0 |  | 0
|  |  |  | 24.72 | 49.44 | 0 | 0 | 0 | 0 | 0 | 7.48 | 0.10709 | 0 | 49.44 | 36.007 | 0 | 13.433 | 0 | 0 | 13.433 | 0.2 | 0 | 0 |  | 0 |  | 0
|  |  |  | 24.56 | 49.12 | 0 | 0 | 0 | 0 | 0 | 7.48 | 0.10709 | 0 | 49.12 | 19.428 | 0 | 29.692 | 0 | 0 | 29.692 | 0.2 | 0 | 0 |  | 0 |  | 0
|  |  |  | 26.28 | 52.56 | 0 | 0 | 0 | 0 | 0 | 7.48 | 0.10709 | 0 | 52.56 | 2.694 | 0 | 49.866 | 0 | 0 | 49.866 | 0.2 | 0 | 0 |  | 0 |  | 0
|  |  |  | 26.28 | 52.56 | 0 | 0 | 0 | 0 | 0 | 7.48 | 0.10709 | 0 | 52.56 | 0 | 16.73 | 60.925 | 8.365 | 0 | 52.56 | 0.61636 | 0 | 0 |  | 0 |  | 0
|  |  |  | 29.88 | 59.76 | 0 | 0 | 0 | 0 | 0 | 7.48 | 0.10709 | 0 | 59.76 | 0 | 18.274 | 67.467 | 7.707 | 0 | 59.76 | 1 | 0 | 0 |  | 0 |  | 0
|  |  |  | 27.48 | 54.96 | 0 | 0 | 0 | 0 | 0 | 7.48 | 0.10709 | 0 | 54.96 | 0 | 34.127 | 54.96 | 0 | 0 | 54.96 | 1 | 0 | 0 |  | 0 |  | 0
|  |  |  | 26.72 | 53.44 | 0 | 0 | 0 | 0 | 0 | 7.48 | 0.10709 | 0 | 53.44 | 0 | 37.235 | 53.44 | 0 | 0 | 53.44 | 1 | 0 | 0 |  | 0 |  | 0
|  |  |  | 26.48 | 52.96 | 0 | 0 | 0 | 0 | 0 | 7.48 | 0.10709 | 0 | 52.96 | 1.558 | 0 | 50.545 | 0 | 0 | 50.545 | 0.95251 | 0 | 0.857 |  | 0 |  | 0
|  |  |  | 28.76 | 57.52 | 0 | 0 | 0 | 0 | 0 | 7.48 | 0.10709 | 0 | 57.52 | 0 | 0 | 58.474 | 0.954 | 0 | 57.52 | 1 | 0 | 0 |  | 0 |  | 0
|  |  |  | 31.08 | 62.16 | 0 | 0 | 0 | 0 | 0 | 7.48 | 0.10709 | 0 | 62.16 | 7.262 | 0 | 54.898 | 0 | 0 | 54.898 | 1 | 0 | 0 |  | 0 |  | 0
|  |  |  | 29 | 58 | 0 | 0 | 0 | 0 | 0 | 7.48 | 0.10709 | 0 | 58 | 24.732 | 0 | 33.268 | 0 | 0 | 33.268 | 1 | 0 | 0 |  | 0 |  | 0
|  |  |  | 31.88 | 63.76 | 0 | 0 | 0 | 0 | 0 | 7.48 | 0.10709 | 0 | 63.76 | 51.187 | 0 | 12.573 | 0 | 0 | 12.573 | 1 | 0 | 0 |  | 0 |  | 0
|  |  |  | 31.32 | 62.64 | 0 | 0 | 0 | 0 | 0 | 7.48 | 0.10709 | 0 | 62.64 | 62.64 | 0 | 0 | 0 | 0 | 0 | 1 | 0 | 0 |  | 0 |  | 0
|  |  |  | 30.04 | 60.08 | 0 | 0 | 0 | 0 | 0 | 7.48 | 0.10709 | 0 | 60.08 | 60.08 | 0 | 0 | 0 | 0 | 0 | 1 | 0 | 0 |  | 0 |  | 0
|  |  |  | 25.16 | 50.32 | 0 | 0 | 0 | 0 | 0 | 7.48 | 0.10709 | 0 | 50.32 | 50.32 | 0 | 0 | 0 | 0 | 0 | 1 | 0 | 0 |  | 0 |  | 0
|  |  |  | 18.4 | 36.8 | 0 | 0 | 0 | 0 | 0 | 7.48 | 0.10709 | 0 | 36.8 | 36.8 | 0 | 0 | 0 | 0 | 0 | 1 | 0 | 0 |  | 0 |  | 0
|  |  |  | 18.48 | 36.96 | 0 | 0 | 0 | 0 | 0 | 7.48 | 0.10709 | 0 | 36.96 | 36.96 | 0 | 0 | 0 | 0 | 0 | 1 | 0 | 0 |  | 0 |  | 0
|  |  |  | 13.56 | 27.12 | 0 | 0 | 0 | 0 | 0 | 7.48 | 0.10709 | 0 | 27.12 | 27.12 | 0 | 0 | 0 | 0 | 0 | 1 | 0 | 0 |  | 0 |  | 0
|  |  |  | 12.08 | 24.16 | 0 | 0 | 0 | 0 | 0 | 7.48 | 0.10709 | 0 | 24.16 | 24.16 | 0 | 0 | 0 | 0 | 0 | 1 | 0 | 0 |  | 0 |  | 0
|  |  |  | 12.04 | 24.08 | 0 | 0 | 0 | 0 | 0 | 7.48 | 0.10709 | 0 | 24.08 | 24.08 | 0 | 0 | 0 | 0 | 0 | 1 | 0 | 0 |  | 0 |  | 0
|  |  |  | 12.56 | 25.12 | 0 | 0 | 0 | 0 | 0 | 7.48 | 0.10709 | 0 | 25.12 | 25.12 | 0 | 0 | 0 | 0 | 0 | 1 | 0 | 0 |  | 0 |  | 0
|  |  |  | 15.24 | 30.48 | 0 | 0 | 0 | 0 | 0 | 7.48 | 0.10709 | 0 | 30.48 | 30.48 | 0 | 0 | 0 | 0 | 0 | 1 | 0 | 0 |  | 0 |  | 0
|  |  |  | 13.56 | 27.12 | 0 | 0 | 0 | 0 | 0 | 7.48 | 0.10709 | 0 | 27.12 | 27.12 | 0 | 0 | 0 | 0 | 0 | 1 | 0 | 0 |  | 0 |  | 0
|  |  |  | 16.76 | 33.52 | 0 | 0 | 0 | 0 | 0 | 7.48 | 0.10709 | 0 | 33.52 | 30.518 | 0 | 2.716 | 0 | 0 | 2.716 | 0.98414 | 0 | 0.286 |  | 0 |  | 0
|  |  |  | 23.8 | 47.6 | 0 | 0 | 0 | 0 | 0 | 7.48 | 0.10709 | 0 | 47.6 | 18.418 | 0 | 20.817 | 0 | 0 | 20.817 | 0.52077 | 0 | 8.365 |  | 0 |  | 0
|  |  |  | 26.04 | 52.08 | 0 | 0 | 0 | 0 | 0 | 7.48 | 0.10709 | 0 | 52.08 | 0 | 0 | 46.289 | 0 | 0 | 46.289 | 0.2 | 0 | 5.791 |  | 0 |  | 0
|  |  |  | 29.28 | 58.56 | 0 | 0 | 0 | 0 | 0 | 7.48 | 0.10709 | 0 | 58.56 | 0 | 1.055 | 66.925 | 8.365 | 0 | 58.56 | 0.61636 | 0 | 0 |  | 0 |  | 0
|  |  |  | 35.16 | 70.32 | 0 | 0 | 0 | 0 | 0 | 7.48 | 0.10709 | 0 | 70.32 | 0 | 5.398 | 78.027 | 7.707 | 0 | 70.32 | 1 | 0 | 0 |  | 0 |  | 0
|  |  |  | 41.64 | 83.28 | 0 | 0 | 0 | 0 | 0 | 7.48 | 0.10709 | 0 | 83.28 | 0 | 8.474 | 83.28 | 0 | 0 | 83.28 | 1 | 0 | 0 |  | 0 |  | 0
|  |  |  | 37.72 | 75.44 | 0 | 0 | 0 | 0 | 0 | 7.48 | 0.10709 | 0 | 75.44 | 0 | 20.073 | 75.44 | 0 | 0 | 75.44 | 1 | 0 | 0 |  | 0 |  | 0
|  |  |  | 38.44 | 76.88 | 0 | 0 | 0 | 0 | 0 | 7.48 | 0.10709 | 0 | 76.88 | 0 | 15.141 | 76.88 | 0 | 0 | 76.88 | 1 | 0 | 0 |  | 0 |  | 0
|  |  |  | 37.8 | 75.6 | 0 | 0 | 0 | 0 | 0 | 7.48 | 0.10709 | 0 | 75.6 | 0 | 9.608 | 75.6 | 0 | 0 | 75.6 | 1 | 0 | 0 |  | 0 |  | 0
|  |  |  | 40.28 | 80.56 | 0 | 0 | 0 | 0 | 0 | 7.48 | 0.10709 | 0 | 80.56 | 8.762 | 0 | 71.798 | 0 | 0 | 71.798 | 1 | 0 | 0 |  | 0 |  | 0
|  |  |  | 39.64 | 79.28 | 0 | 0 | 0 | 0 | 0 | 7.48 | 0.10709 | 0 | 79.28 | 23.425 | 0 | 55.855 | 0 | 0 | 55.855 | 1 | 0 | 0 |  | 0 |  | 0
|  |  |  | 40.12 | 80.24 | 0 | 0 | 0 | 0 | 0 | 7.48 | 0.10709 | 0 | 80.24 | 46.305 | 0 | 33.935 | 0 | 0 | 33.935 | 1 | 0 | 0 |  | 0 |  | 0
|  |  |  | 45.2 | 90.4 | 0 | 0 | 0 | 0 | 0 | 7.48 | 0.10709 | 0 | 90.4 | 78.3 | 0 | 12.1 | 0 | 0 | 12.1 | 1 | 0 | 0 |  | 0 |  | 0
|  |  |  | 44.88 | 89.76 | 0 | 0 | 0 | 0 | 0 | 7.48 | 0.10709 | 0 | 89.76 | 89.76 | 0 | 0 | 0 | 0 | 0 | 1 | 0 | 0 |  | 0 |  | 0
|  |  |  | 40.92 | 81.84 | 0 | 0 | 0 | 0 | 0 | 7.48 | 0.10709 | 0 | 81.84 | 81.84 | 0 | 0 | 0 | 0 | 0 | 1 | 0 | 0 |  | 0 |  | 0
|  |  |  | 37.08 | 74.16 | 0 | 0 | 0 | 0 | 0 | 7.48 | 0.10709 | 0 | 74.16 | 74.16 | 0 | 0 | 0 | 0 | 0 | 1 | 0 | 0 |  | 0 |  | 0
|  |  |  | 30.04 | 60.08 | 0 | 0 | 0 | 0 | 0 | 7.48 | 0.10709 | 0 | 60.08 | 60.08 | 0 | 0 | 0 | 0 | 0 | 1 | 0 | 0 |  | 0 |  | 0
|  |  |  | 22.12 | 44.24 | 0 | 0 | 0 | 0 | 0 | 7.48 | 0.10709 | 0 | 44.24 | 44.24 | 0 | 0 | 0 | 0 | 0 | 1 | 0 | 0 |  | 0 |  | 0
|  |  |  | 12.8 | 25.6 | 0 | 0 | 0 | 0 | 0 | 7.48 | 0.10709 | 0 | 25.6 | 25.6 | 0 | 0 | 0 | 0 | 0 | 1 | 0 | 0 |  | 0 |  | 0
|  |  |  | 10.68 | 21.36 | 0 | 0 | 0 | 0 | 0 | 7.48 | 0.10709 | 0 | 21.36 | 21.36 | 0 | 0 | 0 | 0 | 0 | 1 | 0 | 0 |  | 0 |  | 0
|  |  |  | 13.68 | 27.36 | 0 | 0 | 0 | 0 | 0 | 7.48 | 0.10709 | 0 | 27.36 | 27.36 | 0 | 0 | 0 | 0 | 0 | 1 | 0 | 0 |  | 0 |  | 0
|  |  |  | 16.28 | 32.56 | 0 | 0 | 0 | 0 | 0 | 7.48 | 0.10709 | 0 | 32.56 | 32.56 | 0 | 0 | 0 | 0 | 0 | 1 | 0 | 0 |  | 0 |  | 0
|  |  |  | 13.08 | 26.16 | 0 | 0 | 0 | 0 | 0 | 7.48 | 0.10709 | 0 | 26.16 | 26.16 | 0 | 0 | 0 | 0 | 0 | 1 | 0 | 0 |  | 0 |  | 0
|  |  |  | 13.48 | 26.96 | 0 | 0 | 0 | 0 | 0 | 7.48 | 0.10709 | 0 | 26.96 | 26.96 | 0 | 0 | 0 | 0 | 0 | 1 | 0 | 0 |  | 0 |  | 0
|  |  |  | 16.12 | 32.24 | 0 | 0 | 0 | 0 | 0 | 7.48 | 0.10709 | 0 | 32.24 | 29.536 | 0 | 2.704 | 0 | 0 | 2.704 | 1 | 0 | 0 |  | 0 |  | 0
|  |  |  | 23.48 | 46.96 | 0 | 0 | 0 | 0 | 0 | 7.48 | 0.10709 | 0 | 46.96 | 26.58 | 0 | 20.38 | 0 | 0 | 20.38 | 1 | 0 | 0 |  | 0 |  | 0
|  |  |  | 24.16 | 48.32 | 0 | 0 | 0 | 0 | 0 | 7.48 | 0.10709 | 0 | 48.32 | 4.237 | 0 | 44.083 | 0 | 0 | 44.083 | 1 | 0 | 0 |  | 0 |  | 0
|  |  |  | 32.12 | 64.24 | 0 | 0 | 0 | 0 | 0 | 7.48 | 0.10709 | 0 | 64.24 | 1.559 | 0 | 62.681 | 0 | 0 | 62.681 | 1 | 0 | 0 |  | 0 |  | 0
|  |  |  | 40.16 | 80.32 | 0 | 0 | 0 | 0 | 0 | 7.48 | 0.10709 | 0 | 80.32 | 6.691 | 0 | 73.629 | 0 | 0 | 73.629 | 1 | 0 | 0 |  | 0 |  | 0
|  |  |  | 44.32 | 88.64 | 0 | 0 | 0 | 0 | 0 | 7.48 | 0.12502 | 0 | 88.64 | 0.891 | 0 | 81.449 | 0 | 0 | 81.449 | 0.65103 | 0 | 6.3 |  | 0 |  | 0
|  |  |  | 41.44 | 82.88 | 0 | 0 | 0 | 0 | 0 | 7.48 | 0.12502 | 0 | 82.88 | 0 | 0 | 88.226 | 5.346 | 0 | 82.88 | 0.91716 | 0 | 0 |  | 0 |  | 0
|  |  |  | 43.96 | 87.92 | 0 | 0 | 0 | 0 | 0 | 7.48 | 0.12502 | 0 | 87.92 | 0 | 0 | 89.584 | 1.664 | 0 | 87.92 | 1 | 0 | 0 |  | 0 |  | 0
|  |  |  | 46.16 | 92.32 | 0 | 0 | 0 | 0 | 0 | 12.23 | 0.12502 | 0 | 92.32 | 7.246 | 0 | 85.074 | 0 | 0 | 85.074 | 1 | 0 | 0 |  | 0 |  | 0
|  |  |  | 47.72 | 95.44 | 0 | 0 | 0 | 0 | 0 | 12.23 | 0.12502 | 0 | 95.44 | 21.908 | 0 | 73.532 | 0 | 0 | 73.532 | 1 | 0 | 0 |  | 0 |  | 0
|  |  |  | 45.48 | 90.96 | 0 | 0 | 0 | 0 | 0 | 12.23 | 0.12502 | 0 | 90.96 | 33.892 | 0 | 57.068 | 0 | 0 | 57.068 | 1 | 0 | 0 |  | 0 |  | 0
|  |  |  | 43.96 | 87.92 | 0 | 0 | 0 | 0 | 0 | 12.23 | 0.12502 | 0 | 87.92 | 53.076 | 0 | 34.844 | 0 | 0 | 34.844 | 1 | 0 | 0 |  | 0 |  | 0
|  |  |  | 43.52 | 87.04 | 0 | 0 | 0 | 0 | 0 | 7.48 | 0.12502 | 0 | 87.04 | 74.904 | 0 | 12.136 | 0 | 0 | 12.136 | 1 | 0 | 0 |  | 0 |  | 0
|  |  |  | 41.48 | 82.96 | 0 | 0 | 0 | 0 | 0 | 7.48 | 0.12502 | 0 | 82.96 | 76.738 | 0 | 0.145 | 0 | 0 | 0.145 | 0.66337 | 0 | 6.077 |  | 0 |  | 0
|  |  |  | 37.68 | 75.36 | 0 | 0 | 0 | 0 | 0 | 7.48 | 0.12502 | 0 | 75.36 | 66.995 | 0 | 0 | 0 | 0 | 0 | 0.2 | 0 | 8.365 |  | 0 |  | 0
|  |  |  | 33 | 66 | 0 | 0 | 0 | 0 | 0 | 7.48 | 0.10709 | 0 | 66 | 66 | 0 | 0 | 0 | 0 | 0 | 0.2 | 0 | 0 |  | 0 |  | 0
|  |  |  | 30.36 | 60.72 | 0 | 0 | 0 | 0 | 0 | 7.48 | 0.10709 | 0 | 60.72 | 60.72 | 0 | 0 | 0 | 0 | 0 | 0.2 | 0 | 0 |  | 0 |  | 0
|  |  |  | 24.44 | 48.88 | 0 | 0 | 0 | 0 | 0 | 7.48 | 0.10709 | 0 | 48.88 | 48.88 | 0 | 0 | 0 | 0 | 0 | 0.2 | 0 | 0 |  | 0 |  | 0
|  |  |  | 14.72 | 29.44 | 0 | 0 | 0 | 0 | 0 | 7.48 | 0.10709 | 0 | 29.44 | 29.44 | 0 | 0 | 0 | 0 | 0 | 0.2 | 0 | 0 |  | 0 |  | 0
|  |  |  | 11.6267 | 23.2533 | 0 | 0 | 0 | 0 | 0 | 7.48 | 0.10709 | 0 | 23.253 | 23.253 | 0 | 0 | 0 | 0 | 0 | 0.2 | 0 | 0 |  | 0 |  | 0
|  |  |  | 11.68 | 23.36 | 0 | 0 | 0 | 0 | 0 | 7.48 | 0.10709 | 0 | 23.36 | 23.36 | 0 | 0 | 0 | 0 | 0 | 0.2 | 0 | 0 |  | 0 |  | 0
|  |  |  | 11.2 | 22.4 | 0 | 0 | 0 | 0 | 0 | 7.48 | 0.10709 | 0 | 22.4 | 22.4 | 0 | 0 | 0 | 0 | 0 | 0.2 | 0 | 0 |  | 0 |  | 0
|  |  |  | 12.24 | 24.48 | 0 | 0 | 0 | 0 | 0 | 7.48 | 0.10709 | 0 | 24.48 | 24.48 | 0 | 0 | 0 | 0 | 0 | 0.2 | 0 | 0 |  | 0 |  | 0
|  |  |  | 15.4933 | 30.9867 | 0 | 0 | 0 | 0 | 0 | 7.48 | 0.10709 | 0 | 30.987 | 30.987 | 0 | 0 | 0 | 0 | 0 | 0.2 | 0 | 0 |  | 0 |  | 0
|  |  |  | 17.8933 | 35.7867 | 0 | 0 | 0 | 0 | 0 | 7.48 | 0.10709 | 0 | 35.787 | 32.938 | 0 | 2.849 | 0 | 0 | 2.849 | 0.2 | 0 | 0 |  | 0 |  | 0
|  |  |  | 24.4933 | 48.9867 | 0 | 0 | 0 | 0 | 0 | 7.48 | 0.10709 | 0 | 48.987 | 29.164 | 0 | 19.823 | 0 | 0 | 19.823 | 0.2 | 0 | 0 |  | 0 |  | 0
|  |  |  | 24.32 | 48.64 | 0 | 0 | 0 | 0 | 0 | 7.48 | 0.10709 | 0 | 48.64 | 6.606 | 0 | 42.034 | 0 | 0 | 42.034 | 0.2 | 0 | 0 |  | 0 |  | 0
|  |  |  | 27.04 | 54.08 | 0 | 0 | 0 | 0 | 0 | 7.48 | 0.10709 | 0 | 54.08 | 0 | 0 | 60.608 | 6.528 | 0 | 54.08 | 0.52494 | 0 | 0 |  | 0 |  | 0
|  |  |  | 26.36 | 52.72 | 0 | 0 | 0 | 0 | 0 | 7.48 | 0.10709 | 0 | 52.72 | 0 | 13.005 | 61.085 | 8.365 | 0 | 52.72 | 0.9413 | 0 | 0 |  | 0 |  | 0
|  |  |  | 29.92 | 59.84 | 0 | 0 | 0 | 0 | 0 | 7.48 | 0.12502 | 0 | 59.84 | 0 | 23.558 | 61.019 | 1.179 | 0 | 59.84 | 1 | 0 | 0 |  | 0 |  | 0
|  |  |  | 31.24 | 62.48 | 0 | 0 | 0 | 0 | 0 | 7.48 | 0.12502 | 0 | 62.48 | 0 | 26.11 | 62.48 | 0 | 0 | 62.48 | 1 | 0 | 0 |  | 0 |  | 0
|  |  |  | 31.64 | 63.28 | 0 | 0 | 0 | 0 | 0 | 7.48 | 0.12502 | 0 | 63.28 | 0 | 25.443 | 63.28 | 0 | 0 | 63.28 | 1 | 0 | 0 |  | 0 |  | 0
|  |  |  | 27.48 | 54.96 | 0 | 0 | 0 | 0 | 0 | 12.23 | 0.12502 | 0 | 54.96 | 0 | 28.247 | 54.96 | 0 | 0 | 54.96 | 1 | 0 | 0 |  | 0 |  | 0
|  |  |  | 27 | 54 | 0 | 0 | 0 | 0 | 0 | 12.23 | 0.12502 | 0 | 54 | 0 | 18.089 | 54 | 0 | 0 | 54 | 1 | 0 | 0 |  | 0 |  | 0
|  |  |  | 26.2 | 52.4 | 0 | 0 | 0 | 0 | 0 | 12.23 | 0.12502 | 0 | 52.4 | 0 | 2.34 | 52.4 | 0 | 0 | 52.4 | 1 | 0 | 0 |  | 0 |  | 0
|  |  |  | 29.84 | 59.68 | 0 | 0 | 0 | 0 | 0 | 12.23 | 0.12502 | 0 | 59.68 | 25.83 | 0 | 33.85 | 0 | 0 | 33.85 | 1 | 0 | 0 |  | 0 |  | 0
|  |  |  | 27.84 | 55.68 | 0 | 0 | 0 | 0 | 0 | 7.48 | 0.12502 | 0 | 55.68 | 43.423 | 0 | 12.257 | 0 | 0 | 12.257 | 1 | 0 | 0 |  | 0 |  | 0
|  |  |  | 26.92 | 53.84 | 0 | 0 | 0 | 0 | 0 | 7.48 | 0.12502 | 0 | 53.84 | 47.521 | 0 | 0.242 | 0 | 0 | 0.242 | 0.66337 | 0 | 6.077 |  | 0 |  | 0
|  |  |  | 26.48 | 52.96 | 0 | 0 | 0 | 0 | 0 | 7.48 | 0.12502 | 0 | 52.96 | 44.595 | 0 | 0 | 0 | 0 | 0 | 0.2 | 0 | 8.365 |  | 0 |  | 0
|  |  |  | 24.76 | 49.52 | 0 | 0 | 0 | 0 | 0 | 7.48 | 0.10709 | 0 | 49.52 | 49.52 | 0 | 0 | 0 | 0 | 0 | 0.2 | 0 | 0 |  | 0 |  | 0
|  |  |  | 24.28 | 48.56 | 0 | 0 | 0 | 0 | 0 | 7.48 | 0.10709 | 0 | 48.56 | 48.56 | 0 | 0 | 0 | 0 | 0 | 0.2 | 0 | 0 |  | 0 |  | 0
|  |  |  | 20.08 | 40.16 | 0 | 0 | 0 | 0 | 0 | 7.48 | 0.10709 | 0 | 40.16 | 40.16 | 0 | 0 | 0 | 0 | 0 | 0.2 | 0 | 0 |  | 0 |  | 0
|  |  |  | 12.44 | 24.88 | 0 | 0 | 0 | 0 | 0 | 7.48 | 0.10709 | 0 | 24.88 | 24.88 | 0 | 0 | 0 | 0 | 0 | 0.2 | 0 | 0 |  | 0 |  | 0
|  |  |  | 11.08 | 22.16 | 0 | 0 | 0 | 0 | 0 | 7.48 | 0.10709 | 0 | 22.16 | 22.16 | 0 | 0 | 0 | 0 | 0 | 0.2 | 0 | 0 |  | 0 |  | 0
|  |  |  | 9.84 | 19.68 | 0 | 0 | 0 | 0 | 0 | 7.48 | 0.10709 | 0 | 19.68 | 19.68 | 0 | 0 | 0 | 0 | 0 | 0.2 | 0 | 0 |  | 0 |  | 0
|  |  |  | 11.96 | 23.92 | 0 | 0 | 0 | 0 | 0 | 7.48 | 0.10709 | 0 | 23.92 | 23.92 | 0 | 0 | 0 | 0 | 0 | 0.2 | 0 | 0 |  | 0 |  | 0
|  |  |  | 15 | 30 | 0 | 0 | 0 | 0 | 0 | 7.48 | 0.10709 | 0 | 30 | 30 | 0 | 0 | 0 | 0 | 0 | 0.2 | 0 | 0 |  | 0 |  | 0
|  |  |  | 16.24 | 32.48 | 0 | 0 | 0 | 0 | 0 | 7.48 | 0.10709 | 0 | 32.48 | 32.48 | 0 | 0 | 0 | 0 | 0 | 0.2 | 0 | 0 |  | 0 |  | 0
|  |  |  | 17.12 | 34.24 | 0 | 0 | 0 | 0 | 0 | 7.48 | 0.10709 | 0 | 34.24 | 31.161 | 0 | 3.079 | 0 | 0 | 3.079 | 0.2 | 0 | 0 |  | 0 |  | 0
|  |  |  | 18.6 | 37.2 | 0 | 0 | 0 | 0 | 0 | 7.48 | 0.10709 | 0 | 37.2 | 17.462 | 0 | 19.738 | 0 | 0 | 19.738 | 0.2 | 0 | 0 |  | 0 |  | 0
|  |  |  | 24.56 | 49.12 | 0 | 0 | 0 | 0 | 0 | 7.48 | 0.10709 | 0 | 49.12 | 8.117 | 0 | 41.003 | 0 | 0 | 41.003 | 0.2 | 0 | 0 |  | 0 |  | 0
|  |  |  | 23.52 | 47.04 | 0 | 0 | 0 | 0 | 0 | 7.48 | 0.10709 | 0 | 47.04 | 0 | 3.494 | 55.405 | 8.365 | 0 | 47.04 | 0.61636 | 0 | 0 |  | 0 |  | 0
|  |  |  | 25.68 | 51.36 | 0 | 0 | 0 | 0 | 0 | 7.48 | 0.10709 | 0 | 51.36 | 0 | 14.659 | 59.067 | 7.707 | 0 | 51.36 | 1 | 0 | 0 |  | 0 |  | 0
|  |  |  | 26 | 52 | 0 | 0 | 0 | 0 | 0 | 7.48 | 0.12502 | 0 | 52 | 0 | 30.698 | 52 | 0 | 0 | 52 | 1 | 0 | 0 |  | 0 |  | 0
|  |  |  | 24.96 | 49.92 | 0 | 0 | 0 | 0 | 0 | 7.48 | 0.12502 | 0 | 49.92 | 0 | 39.022 | 49.92 | 0 | 0 | 49.92 | 1 | 0 | 0 |  | 0 |  | 0
|  |  |  | 24.08 | 48.16 | 0 | 0 | 0 | 0 | 0 | 7.48 | 0.12502 | 0 | 48.16 | 0 | 39.654 | 48.16 | 0 | 0 | 48.16 | 1 | 0 | 0 |  | 0 |  | 0
|  |  |  | 25.2 | 50.4 | 0 | 0 | 0 | 0 | 0 | 12.23 | 0.12502 | 0 | 50.4 | 0 | 31.376 | 50.4 | 0 | 0 | 50.4 | 1 | 0 | 0 |  | 0 |  | 0
|  |  |  | 23.84 | 47.68 | 0 | 0 | 0 | 0 | 0 | 12.23 | 0.12502 | 0 | 47.68 | 0 | 23.452 | 47.68 | 0 | 0 | 47.68 | 1 | 0 | 0 |  | 0 |  | 0
|  |  |  | 24.36 | 48.72 | 0 | 0 | 0 | 0 | 0 | 12.23 | 0.12502 | 0 | 48.72 | 0 | 6.262 | 48.72 | 0 | 0 | 48.72 | 1 | 0 | 0 |  | 0 |  | 0
|  |  |  | 24.28 | 48.56 | 0 | 0 | 0 | 0 | 0 | 12.23 | 0.12502 | 0 | 48.56 | 14.734 | 0 | 33.826 | 0 | 0 | 33.826 | 1 | 0 | 0 |  | 0 |  | 0
|  |  |  | 26.52 | 53.04 | 0 | 0 | 0 | 0 | 0 | 7.48 | 0.12502 | 0 | 53.04 | 40.649 | 0 | 12.391 | 0 | 0 | 12.391 | 1 | 0 | 0 |  | 0 |  | 0
|  |  |  | 22.64 | 45.28 | 0 | 0 | 0 | 0 | 0 | 7.48 | 0.12502 | 0 | 45.28 | 38.791 | 0 | 0.412 | 0 | 0 | 0.412 | 0.66337 | 0 | 6.077 |  | 0 |  | 0
|  |  |  | 20.72 | 41.44 | 0 | 0 | 0 | 0 | 0 | 7.48 | 0.12502 | 0 | 41.44 | 33.075 | 0 | 0 | 0 | 0 | 0 | 0.2 | 0 | 8.365 |  | 0 |  | 0
|  |  |  | 22.12 | 44.24 | 0 | 0 | 0 | 0 | 0 | 7.48 | 0.10709 | 0 | 44.24 | 44.24 | 0 | 0 | 0 | 0 | 0 | 0.2 | 0 | 0 |  | 0 |  | 0
|  |  |  | 22.12 | 44.24 | 0 | 0 | 0 | 0 | 0 | 7.48 | 0.10709 | 0 | 44.24 | 44.24 | 0 | 0 | 0 | 0 | 0 | 0.2 | 0 | 0 |  | 0 |  | 0
|  |  |  | 22.8 | 45.6 | 0 | 0 | 0 | 0 | 0 | 7.48 | 0.10709 | 0 | 45.6 | 45.6 | 0 | 0 | 0 | 0 | 0 | 0.2 | 0 | 0 |  | 0 |  | 0
|  |  |  | 17.8 | 35.6 | 0 | 0 | 0 | 0 | 0 | 7.48 | 0.10709 | 0 | 35.6 | 35.6 | 0 | 0 | 0 | 0 | 0 | 0.2 | 0 | 0 |  | 0 |  | 0
|  |  |  | 15.8 | 31.6 | 0 | 0 | 0 | 0 | 0 | 7.48 | 0.10709 | 0 | 31.6 | 31.6 | 0 | 0 | 0 | 0 | 0 | 0.2 | 0 | 0 |  | 0 |  | 0
|  |  |  | 15.16 | 30.32 | 0 | 0 | 0 | 0 | 0 | 7.48 | 0.10709 | 0 | 30.32 | 30.32 | 0 | 0 | 0 | 0 | 0 | 0.2 | 0 | 0 |  | 0 |  | 0
|  |  |  | 16.12 | 32.24 | 0 | 0 | 0 | 0 | 0 | 7.48 | 0.10709 | 0 | 32.24 | 32.24 | 0 | 0 | 0 | 0 | 0 | 0.2 | 0 | 0 |  | 0 |  | 0
|  |  |  | 18.8 | 37.6 | 0 | 0 | 0 | 0 | 0 | 7.48 | 0.10709 | 0 | 37.6 | 37.6 | 0 | 0 | 0 | 0 | 0 | 0.2 | 0 | 0 |  | 0 |  | 0
|  |  |  | 16.04 | 32.08 | 0 | 0 | 0 | 0 | 0 | 7.48 | 0.10709 | 0 | 32.08 | 32.08 | 0 | 0 | 0 | 0 | 0 | 0.2 | 0 | 0 |  | 0 |  | 0
|  |  |  | 16.4 | 32.8 | 0 | 0 | 0 | 0 | 0 | 7.48 | 0.10709 | 0 | 32.8 | 29.854 | 0 | 2.946 | 0 | 0 | 2.946 | 0.2 | 0 | 0 |  | 0 |  | 0
|  |  |  | 16.4 | 32.8 | 0 | 0 | 0 | 0 | 0 | 7.48 | 0.10709 | 0 | 32.8 | 12.832 | 0 | 19.968 | 0 | 0 | 19.968 | 0.2 | 0 | 0 |  | 0 |  | 0
|  |  |  | 16.68 | 33.36 | 0 | 0 | 0 | 0 | 0 | 7.48 | 0.10709 | 0 | 33.36 | 0 | 0 | 41.016 | 7.656 | 0 | 33.36 | 0.58106 | 0 | 0 |  | 0 |  | 0
|  |  |  | 21.88 | 43.76 | 0 | 0 | 0 | 0 | 0 | 7.48 | 0.10709 | 0 | 43.76 | 0 | 6.228 | 52.125 | 8.365 | 0 | 43.76 | 0.99743 | 0 | 0 |  | 0 |  | 0
|  |  |  | 22.04 | 44.08 | 0 | 0 | 0 | 0 | 0 | 7.48 | 0.10709 | 0 | 44.08 | 0 | 26.757 | 44.132 | 0.052 | 0 | 44.08 | 1 | 0 | 0 |  | 0 |  | 0
|  |  |  | 22.16 | 44.32 | 0 | 0 | 0 | 0 | 0 | 7.48 | 0.12502 | 0 | 44.32 | 0 | 37.287 | 44.32 | 0 | 0 | 44.32 | 1 | 0 | 0 |  | 0 |  | 0
|  |  |  | 23.96 | 47.92 | 0 | 0 | 0 | 0 | 0 | 7.48 | 0.12502 | 0 | 47.92 | 0 | 36.754 | 47.92 | 0 | 0 | 47.92 | 1 | 0 | 0 |  | 0 |  | 0
|  |  |  | 23.84 | 47.68 | 0 | 0 | 0 | 0 | 0 | 7.48 | 0.12502 | 0 | 47.68 | 0 | 38.461 | 47.68 | 0 | 0 | 47.68 | 1 | 0 | 0 |  | 0 |  | 0
|  |  |  | 27.44 | 54.88 | 0 | 0 | 0 | 0 | 0 | 12.23 | 0.12502 | 0 | 54.88 | 0 | 25.296 | 54.88 | 0 | 0 | 54.88 | 1 | 0 | 0 |  | 0 |  | 0
|  |  |  | 27.08 | 54.16 | 0 | 0 | 0 | 0 | 0 | 12.23 | 0.12502 | 0 | 54.16 | 0 | 16.632 | 54.16 | 0 | 0 | 54.16 | 1 | 0 | 0 |  | 0 |  | 0
|  |  |  | 25.8 | 51.6 | 0 | 0 | 0 | 0 | 0 | 12.23 | 0.12502 | 0 | 51.6 | 0 | 2.897 | 51.6 | 0 | 0 | 51.6 | 1 | 0 | 0 |  | 0 |  | 0
|  |  |  | 23.56 | 47.12 | 0 | 0 | 0 | 0 | 0 | 12.23 | 0.12502 | 0 | 47.12 | 13.573 | 0 | 33.547 | 0 | 0 | 33.547 | 1 | 0 | 0 |  | 0 |  | 0
|  |  |  | 24.0933 | 48.1867 | 0 | 0 | 0 | 0 | 0 | 7.48 | 0.12502 | 0 | 48.187 | 35.954 | 0 | 12.233 | 0 | 0 | 12.233 | 1 | 0 | 0 |  | 0 |  | 0
|  |  |  | 23.0133 | 46.0267 | 0 | 0 | 0 | 0 | 0 | 7.48 | 0.12502 | 0 | 46.027 | 39.538 | 0 | 0.412 | 0 | 0 | 0.412 | 0.66337 | 0 | 6.077 |  | 0 |  | 0
|  |  |  | 18.36 | 36.72 | 0 | 0 | 0 | 0 | 0 | 7.48 | 0.12502 | 0 | 36.72 | 28.355 | 0 | 0 | 0 | 0 | 0 | 0.2 | 0 | 8.365 |  | 0 |  | 0
|  |  |  | 15.12 | 30.24 | 0 | 0 | 0 | 0 | 0 | 7.48 | 0.10709 | 0 | 30.24 | 30.24 | 0 | 0 | 0 | 0 | 0 | 0.2 | 0 | 0 |  | 0 |  | 0
|  |  |  | 15.64 | 31.28 | 0 | 0 | 0 | 0 | 0 | 7.48 | 0.10709 | 0 | 31.28 | 31.28 | 0 | 0 | 0 | 0 | 0 | 0.2 | 0 | 0 |  | 0 |  | 0
|  |  |  | 16.28 | 32.56 | 0 | 0 | 0 | 0 | 0 | 7.48 | 0.10709 | 0 | 32.56 | 32.56 | 0 | 0 | 0 | 0 | 0 | 0.2 | 0 | 0 |  | 0 |  | 0
|  |  |  | 11.76 | 23.52 | 0 | 0 | 0 | 0 | 0 | 7.48 | 0.10709 | 0 | 23.52 | 23.52 | 0 | 0 | 0 | 0 | 0 | 0.2 | 0 | 0 |  | 0 |  | 0
|  |  |  | 9.52 | 19.04 | 0 | 0 | 0 | 0 | 0 | 7.48 | 0.10709 | 0 | 19.04 | 19.04 | 0 | 0 | 0 | 0 | 0 | 0.2 | 0 | 0 |  | 0 |  | 0
|  |  |  | 9.52 | 19.04 | 0 | 0 | 0 | 0 | 0 | 7.48 | 0.10709 | 0 | 19.04 | 19.04 | 0 | 0 | 0 | 0 | 0 | 0.2 | 0 | 0 |  | 0 |  | 0
|  |  |  | 10.44 | 20.88 | 0 | 0 | 0 | 0 | 0 | 7.48 | 0.10709 | 0 | 20.88 | 20.88 | 0 | 0 | 0 | 0 | 0 | 0.2 | 0 | 0 |  | 0 |  | 0
|  |  |  | 12.72 | 25.44 | 0 | 0 | 0 | 0 | 0 | 7.48 | 0.10709 | 0 | 25.44 | 25.44 | 0 | 0 | 0 | 0 | 0 | 0.2 | 0 | 0 |  | 0 |  | 0
|  |  |  | 15.12 | 30.24 | 0 | 0 | 0 | 0 | 0 | 7.48 | 0.10709 | 0 | 30.24 | 30.24 | 0 | 0 | 0 | 0 | 0 | 0.2 | 0 | 0 |  | 0 |  | 0
|  |  |  | 17 | 34 | 0 | 0 | 0 | 0 | 0 | 7.48 | 0.10709 | 0 | 34 | 31.114 | 0 | 2.886 | 0 | 0 | 2.886 | 0.2 | 0 | 0 |  | 0 |  | 0
|  |  |  | 23.52 | 47.04 | 0 | 0 | 0 | 0 | 0 | 7.48 | 0.10709 | 0 | 47.04 | 27.363 | 0 | 19.677 | 0 | 0 | 19.677 | 0.2 | 0 | 0 |  | 0 |  | 0
|  |  |  | 27.16 | 54.32 | 0 | 0 | 0 | 0 | 0 | 7.48 | 0.10709 | 0 | 54.32 | 13.947 | 0 | 40.373 | 0 | 0 | 40.373 | 0.2 | 0 | 0 |  | 0 |  | 0
|  |  |  | 28.36 | 56.72 | 0 | 0 | 0 | 0 | 0 | 7.48 | 0.10709 | 0 | 56.72 | 0 | 0 | 57.383 | 0.663 | 0 | 56.72 | 0.233 | 0 | 0 |  | 0 |  | 0
|  |  |  | 28.04 | 56.08 | 0 | 0 | 0 | 0 | 0 | 7.48 | 0.10709 | 0 | 56.08 | 0 | 5.002 | 64.445 | 8.365 | 0 | 56.08 | 0.64936 | 0 | 0 |  | 0 |  | 0
|  |  |  | 31.92 | 63.84 | 0 | 0 | 0 | 0 | 0 | 7.48 | 0.12502 | 0 | 63.84 | 0 | 9.413 | 70.884 | 7.044 | 0 | 63.84 | 1 | 0 | 0 |  | 0 |  | 0
|  |  |  | 33.72 | 67.44 | 0 | 0 | 0 | 0 | 0 | 7.48 | 0.12502 | 0 | 67.44 | 0 | 18.774 | 67.44 | 0 | 0 | 67.44 | 1 | 0 | 0 |  | 0 |  | 0
|  |  |  | 32.24 | 64.48 | 0 | 0 | 0 | 0 | 0 | 7.48 | 0.12502 | 0 | 64.48 | 0 | 22.182 | 64.48 | 0 | 0 | 64.48 | 1 | 0 | 0 |  | 0 |  | 0
|  |  |  | 35.16 | 70.32 | 0 | 0 | 0 | 0 | 0 | 12.23 | 0.12502 | 0 | 70.32 | 0 | 10.365 | 70.32 | 0 | 0 | 70.32 | 1 | 0 | 0 |  | 0 |  | 0
|  |  |  | 34.76 | 69.52 | 0 | 0 | 0 | 0 | 0 | 12.23 | 0.12502 | 0 | 69.52 | 0 | 0.46 | 69.52 | 0 | 0 | 69.52 | 1 | 0 | 0 |  | 0 |  | 0
|  |  |  | 31.68 | 63.36 | 0 | 0 | 0 | 0 | 0 | 12.23 | 0.12502 | 0 | 63.36 | 9.42 | 0 | 53.94 | 0 | 0 | 53.94 | 1 | 0 | 0 |  | 0 |  | 0
|  |  |  | 32.96 | 65.92 | 0 | 0 | 0 | 0 | 0 | 12.23 | 0.12502 | 0 | 65.92 | 32.64 | 0 | 33.28 | 0 | 0 | 33.28 | 1 | 0 | 0 |  | 0 |  | 0
|  |  |  | 32.72 | 65.44 | 0 | 0 | 0 | 0 | 0 | 7.48 | 0.12502 | 0 | 65.44 | 53.243 | 0 | 12.197 | 0 | 0 | 12.197 | 1 | 0 | 0 |  | 0 |  | 0
|  |  |  | 36.12 | 72.24 | 0 | 0 | 0 | 0 | 0 | 7.48 | 0.12502 | 0 | 72.24 | 65.666 | 0 | 0.497 | 0 | 0 | 0.497 | 0.66337 | 0 | 6.077 |  | 0 |  | 0
|  |  |  | 33.88 | 67.76 | 0 | 0 | 0 | 0 | 0 | 7.48 | 0.12502 | 0 | 67.76 | 59.395 | 0 | 0 | 0 | 0 | 0 | 0.2 | 0 | 8.365 |  | 0 |  | 0
|  |  |  | 32.32 | 64.64 | 0 | 0 | 0 | 0 | 0 | 7.48 | 0.10709 | 0 | 64.64 | 64.64 | 0 | 0 | 0 | 0 | 0 | 0.2 | 0 | 0 |  | 0 |  | 0
|  |  |  | 29.16 | 58.32 | 0 | 0 | 0 | 0 | 0 | 7.48 | 0.10709 | 0 | 58.32 | 58.32 | 0 | 0 | 0 | 0 | 0 | 0.2 | 0 | 0 |  | 0 |  | 0
|  |  |  | 16.88 | 33.76 | 0 | 0 | 0 | 0 | 0 | 7.48 | 0.10709 | 0 | 33.76 | 33.76 | 0 | 0 | 0 | 0 | 0 | 0.2 | 0 | 0 |  | 0 |  | 0
|  |  |  | 10.72 | 21.44 | 0 | 0 | 0 | 0 | 0 | 7.48 | 0.10709 | 0 | 21.44 | 21.44 | 0 | 0 | 0 | 0 | 0 | 0.2 | 0 | 0 |  | 0 |  | 0
|  |  |  | 9.2 | 18.4 | 0 | 0 | 0 | 0 | 0 | 7.48 | 0.10709 | 0 | 18.4 | 18.4 | 0 | 0 | 0 | 0 | 0 | 0.2 | 0 | 0 |  | 0 |  | 0
|  |  |  | 10.08 | 20.16 | 0 | 0 | 0 | 0 | 0 | 7.48 | 0.10709 | 0 | 20.16 | 20.16 | 0 | 0 | 0 | 0 | 0 | 0.2 | 0 | 0 |  | 0 |  | 0
|  |  |  | 9.52 | 19.04 | 0 | 0 | 0 | 0 | 0 | 7.48 | 0.10709 | 0 | 19.04 | 19.04 | 0 | 0 | 0 | 0 | 0 | 0.2 | 0 | 0 |  | 0 |  | 0
|  |  |  | 12.56 | 25.12 | 0 | 0 | 0 | 0 | 0 | 7.48 | 0.10709 | 0 | 25.12 | 25.12 | 0 | 0 | 0 | 0 | 0 | 0.2 | 0 | 0 |  | 0 |  | 0
|  |  |  | 14 | 28 | 0 | 0 | 0 | 0 | 0 | 7.48 | 0.10709 | 0 | 28 | 28 | 0 | 0 | 0 | 0 | 0 | 0.2 | 0 | 0 |  | 0 |  | 0
|  |  |  | 14.96 | 29.92 | 0 | 0 | 0 | 0 | 0 | 7.48 | 0.10709 | 0 | 29.92 | 26.889 | 0 | 3.031 | 0 | 0 | 3.031 | 0.2 | 0 | 0 |  | 0 |  | 0
|  |  |  | 20.08 | 40.16 | 0 | 0 | 0 | 0 | 0 | 7.48 | 0.10709 | 0 | 40.16 | 20.24 | 0 | 19.92 | 0 | 0 | 19.92 | 0.2 | 0 | 0 |  | 0 |  | 0
|  |  |  | 23.88 | 47.76 | 0 | 0 | 0 | 0 | 0 | 7.48 | 0.10709 | 0 | 47.76 | 7.035 | 0 | 40.725 | 0 | 0 | 40.725 | 0.2 | 0 | 0 |  | 0 |  | 0
|  |  |  | 25.92 | 51.84 | 0 | 0 | 0 | 0 | 0 | 7.48 | 0.10709 | 0 | 51.84 | 0 | 0 | 57.759 | 5.919 | 0 | 51.84 | 0.49461 | 0 | 0 |  | 0 |  | 0
|  |  |  | 32.36 | 64.72 | 0 | 0 | 0 | 0 | 0 | 7.48 | 0.10709 | 0 | 64.72 | 0 | 0 | 72.405 | 7.685 | 0 | 64.72 | 0.87712 | 0 | 0 |  | 0 |  | 0
|  |  |  | 32.36 | 64.72 | 0 | 0 | 0 | 0 | 0 | 7.48 | 0.10709 | 0 | 64.72 | 0 | 13.412 | 67.189 | 2.469 | 0 | 64.72 | 1 | 0 | 0 |  | 0 |  | 0
|  |  |  | 33.28 | 66.56 | 0 | 0 | 0 | 0 | 0 | 7.48 | 0.10709 | 0 | 66.56 | 0 | 20.005 | 66.56 | 0 | 0 | 66.56 | 1 | 0 | 0 |  | 0 |  | 0
|  |  |  | 37.32 | 74.64 | 0 | 0 | 0 | 0 | 0 | 7.48 | 0.10709 | 0 | 74.64 | 0 | 10.846 | 74.64 | 0 | 0 | 74.64 | 1 | 0 | 0 |  | 0 |  | 0
|  |  |  | 38.32 | 76.64 | 0 | 0 | 0 | 0 | 0 | 7.48 | 0.10709 | 0 | 76.64 | 0 | 3.682 | 76.64 | 0 | 0 | 76.64 | 1 | 0 | 0 |  | 0 |  | 0
|  |  |  | 35.24 | 70.48 | 0 | 0 | 0 | 0 | 0 | 7.48 | 0.10709 | 0 | 70.48 | 0.621 | 0 | 69.859 | 0 | 0 | 69.859 | 1 | 0 | 0 |  | 0 |  | 0
|  |  |  | 37.96 | 75.92 | 0 | 0 | 0 | 0 | 0 | 7.48 | 0.10709 | 0 | 75.92 | 21.895 | 0 | 54.025 | 0 | 0 | 54.025 | 1 | 0 | 0 |  | 0 |  | 0
|  |  |  | 39.2 | 78.4 | 0 | 0 | 0 | 0 | 0 | 7.48 | 0.10709 | 0 | 78.4 | 44.756 | 0 | 33.644 | 0 | 0 | 33.644 | 1 | 0 | 0 |  | 0 |  | 0
|  |  |  | 39.08 | 78.16 | 0 | 0 | 0 | 0 | 0 | 7.48 | 0.10709 | 0 | 78.16 | 65.612 | 0 | 12.548 | 0 | 0 | 12.548 | 1 | 0 | 0 |  | 0 |  | 0
|  |  |  | 37.32 | 74.64 | 0 | 0 | 0 | 0 | 0 | 7.48 | 0.10709 | 0 | 74.64 | 74.143 | 0 | 0.497 | 0 | 0 | 0.497 | 1 | 0 | 0 |  | 0 |  | 0
|  |  |  | 35 | 70 | 0 | 0 | 0 | 0 | 0 | 7.48 | 0.10709 | 0 | 70 | 70 | 0 | 0 | 0 | 0 | 0 | 1 | 0 | 0 |  | 0 |  | 0
|  |  |  | 32.76 | 65.52 | 0 | 0 | 0 | 0 | 0 | 7.48 | 0.10709 | 0 | 65.52 | 65.52 | 0 | 0 | 0 | 0 | 0 | 1 | 0 | 0 |  | 0 |  | 0
|  |  |  | 29.28 | 58.56 | 0 | 0 | 0 | 0 | 0 | 7.48 | 0.10709 | 0 | 58.56 | 58.56 | 0 | 0 | 0 | 0 | 0 | 1 | 0 | 0 |  | 0 |  | 0
|  |  |  | 17.64 | 35.28 | 0 | 0 | 0 | 0 | 0 | 7.48 | 0.10709 | 0 | 35.28 | 35.28 | 0 | 0 | 0 | 0 | 0 | 1 | 0 | 0 |  | 0 |  | 0
|  |  |  | 11.12 | 22.24 | 0 | 0 | 0 | 0 | 0 | 7.48 | 0.10709 | 0 | 22.24 | 22.24 | 0 | 0 | 0 | 0 | 0 | 1 | 0 | 0 |  | 0 |  | 0
|  |  |  | 9.52 | 19.04 | 0 | 0 | 0 | 0 | 0 | 7.48 | 0.10709 | 0 | 19.04 | 19.04 | 0 | 0 | 0 | 0 | 0 | 1 | 0 | 0 |  | 0 |  | 0
|  |  |  | 11.48 | 22.96 | 0 | 0 | 0 | 0 | 0 | 7.48 | 0.10709 | 0 | 22.96 | 22.96 | 0 | 0 | 0 | 0 | 0 | 1 | 0 | 0 |  | 0 |  | 0
|  |  |  | 9.72 | 19.44 | 0 | 0 | 0 | 0 | 0 | 7.48 | 0.10709 | 0 | 19.44 | 19.44 | 0 | 0 | 0 | 0 | 0 | 1 | 0 | 0 |  | 0 |  | 0
|  |  |  | 12.08 | 24.16 | 0 | 0 | 0 | 0 | 0 | 7.48 | 0.10709 | 0 | 24.16 | 24.16 | 0 | 0 | 0 | 0 | 0 | 1 | 0 | 0 |  | 0 |  | 0
|  |  |  | 13.44 | 26.88 | 0 | 0 | 0 | 0 | 0 | 7.48 | 0.10709 | 0 | 26.88 | 26.88 | 0 | 0 | 0 | 0 | 0 | 1 | 0 | 0 |  | 0 |  | 0
|  |  |  | 16.52 | 33.04 | 0 | 0 | 0 | 0 | 0 | 7.48 | 0.10709 | 0 | 33.04 | 28.567 | 0 | 3.516 | 0 | 0 | 3.516 | 0.94699 | 0 | 0.957 |  | 0 |  | 0
|  |  |  | 24.36 | 48.72 | 0 | 0 | 0 | 0 | 0 | 7.48 | 0.10709 | 0 | 48.72 | 19.781 | 0 | 20.574 | 0 | 0 | 20.574 | 0.48362 | 0 | 8.365 |  | 0 |  | 0
|  |  |  | 23.88 | 47.76 | 0 | 0 | 0 | 0 | 0 | 7.48 | 0.10709 | 0 | 47.76 | 0 | 0 | 42.64 | 0 | 0 | 42.64 | 0.2 | 0 | 5.12 |  | 0 |  | 0
|  |  |  | 25.12 | 50.24 | 0 | 0 | 0 | 0 | 0 | 7.48 | 0.10709 | 0 | 50.24 | 0 | 2.173 | 58.605 | 8.365 | 0 | 50.24 | 0.61636 | 0 | 0 |  | 0 |  | 0
|  |  |  | 28.88 | 57.76 | 0 | 0 | 0 | 0 | 0 | 7.48 | 0.10709 | 0 | 57.76 | 0 | 8.744 | 65.467 | 7.707 | 0 | 57.76 | 1 | 0 | 0 |  | 0 |  | 0
|  |  |  | 33.12 | 66.24 | 0 | 0 | 0 | 0 | 0 | 7.48 | 0.10709 | 0 | 66.24 | 0 | 18.495 | 66.24 | 0 | 0 | 66.24 | 1 | 0 | 0 |  | 0 |  | 0
|  |  |  | 36.16 | 72.32 | 0 | 0 | 0 | 0 | 0 | 7.48 | 0.10709 | 0 | 72.32 | 0 | 15.458 | 72.32 | 0 | 0 | 72.32 | 1 | 0 | 0 |  | 0 |  | 0
|  |  |  | 38.88 | 77.76 | 0 | 0 | 0 | 0 | 0 | 7.48 | 0.10709 | 0 | 77.76 | 0 | 9.157 | 77.76 | 0 | 0 | 77.76 | 1 | 0 | 0 |  | 0 |  | 0
|  |  |  | 36.48 | 72.96 | 0 | 0 | 0 | 0 | 0 | 7.48 | 0.10709 | 0 | 72.96 | 0 | 8.016 | 72.96 | 0 | 0 | 72.96 | 1 | 0 | 0 |  | 0 |  | 0
|  |  |  | 34.92 | 69.84 | 0 | 0 | 0 | 0 | 0 | 7.48 | 0.10709 | 0 | 69.84 | 0 | 0.455 | 69.84 | 0 | 0 | 69.84 | 1 | 0 | 0 |  | 0 |  | 0
|  |  |  | 37.12 | 74.24 | 0 | 0 | 0 | 0 | 0 | 7.48 | 0.10709 | 0 | 74.24 | 20.688 | 0 | 53.552 | 0 | 0 | 53.552 | 1 | 0 | 0 |  | 0 |  | 0
|  |  |  | 35.36 | 70.72 | 0 | 0 | 0 | 0 | 0 | 7.48 | 0.10709 | 0 | 70.72 | 36.846 | 0 | 33.874 | 0 | 0 | 33.874 | 1 | 0 | 0 |  | 0 |  | 0
|  |  |  | 37.16 | 74.32 | 0 | 0 | 0 | 0 | 0 | 7.48 | 0.10709 | 0 | 74.32 | 61.541 | 0 | 12.779 | 0 | 0 | 12.779 | 1 | 0 | 0 |  | 0 |  | 0
|  |  |  | 35.72 | 71.44 | 0 | 0 | 0 | 0 | 0 | 7.48 | 0.10709 | 0 | 71.44 | 70.846 | 0 | 0.594 | 0 | 0 | 0.594 | 1 | 0 | 0 |  | 0 |  | 0
|  |  |  | 33.88 | 67.76 | 0 | 0 | 0 | 0 | 0 | 7.48 | 0.10709 | 0 | 67.76 | 67.76 | 0 | 0 | 0 | 0 | 0 | 1 | 0 | 0 |  | 0 |  | 0
|  |  |  | 33.88 | 67.76 | 0 | 0 | 0 | 0 | 0 | 7.48 | 0.10709 | 0 | 67.76 | 67.76 | 0 | 0 | 0 | 0 | 0 | 1 | 0 | 0 |  | 0 |  | 0
|  |  |  | 29.36 | 58.72 | 0 | 0 | 0 | 0 | 0 | 7.48 | 0.10709 | 0 | 58.72 | 58.72 | 0 | 0 | 0 | 0 | 0 | 1 | 0 | 0 |  | 0 |  | 0
|  |  |  | 21.48 | 42.96 | 0 | 0 | 0 | 0 | 0 | 7.48 | 0.10709 | 0 | 42.96 | 42.96 | 0 | 0 | 0 | 0 | 0 | 1 | 0 | 0 |  | 0 |  | 0
|  |  |  | 10.64 | 21.28 | 0 | 0 | 0 | 0 | 0 | 7.48 | 0.10709 | 0 | 21.28 | 21.28 | 0 | 0 | 0 | 0 | 0 | 1 | 0 | 0 |  | 0 |  | 0
|  |  |  | 8.76 | 17.52 | 0 | 0 | 0 | 0 | 0 | 7.48 | 0.10709 | 0 | 17.52 | 17.52 | 0 | 0 | 0 | 0 | 0 | 1 | 0 | 0 |  | 0 |  | 0
|  |  |  | 12.04 | 24.08 | 0 | 0 | 0 | 0 | 0 | 7.48 | 0.10709 | 0 | 24.08 | 24.08 | 0 | 0 | 0 | 0 | 0 | 1 | 0 | 0 |  | 0 |  | 0
|  |  |  | 8.44 | 16.88 | 0 | 0 | 0 | 0 | 0 | 7.48 | 0.10709 | 0 | 16.88 | 16.88 | 0 | 0 | 0 | 0 | 0 | 1 | 0 | 0 |  | 0 |  | 0
|  |  |  | 11.96 | 23.92 | 0 | 0 | 0 | 0 | 0 | 7.48 | 0.10709 | 0 | 23.92 | 23.92 | 0 | 0 | 0 | 0 | 0 | 1 | 0 | 0 |  | 0 |  | 0
|  |  |  | 13.68 | 27.36 | 0 | 0 | 0 | 0 | 0 | 7.48 | 0.10709 | 0 | 27.36 | 27.36 | 0 | 0 | 0 | 0 | 0 | 1 | 0 | 0 |  | 0 |  | 0
|  |  |  | 16.12 | 32.24 | 0 | 0 | 0 | 0 | 0 | 7.48 | 0.10709 | 0 | 32.24 | 27.869 | 0 | 3.686 | 0 | 0 | 3.686 | 0.96204 | 0 | 0.685 |  | 0 |  | 0
|  |  |  | 23.4 | 46.8 | 0 | 0 | 0 | 0 | 0 | 7.48 | 0.10709 | 0 | 46.8 | 21.898 | 0 | 16.537 | 0 | 0 | 16.537 | 0.49867 | 0 | 8.365 |  | 0 |  | 0
|  |  |  | 23.64 | 47.28 | 0 | 0 | 0 | 0 | 0 | 7.48 | 0.10709 | 0 | 47.28 | 0 | 0 | 41.888 | 0 | 0 | 41.888 | 0.2 | 0 | 5.392 |  | 0 |  | 0
|  |  |  | 25.72 | 51.44 | 0 | 0 | 0 | 0 | 0 | 7.48 | 0.10709 | 0 | 51.44 | 0 | 0 | 58.595 | 7.155 | 0 | 51.44 | 0.55617 | 0 | 0 |  | 0 |  | 0
|  |  |  | 29.88 | 59.76 | 0 | 0 | 0 | 0 | 0 | 7.48 | 0.10709 | 0 | 59.76 | 0 | 4.789 | 68.125 | 8.365 | 0 | 59.76 | 0.97253 | 0 | 0 |  | 0 |  | 0
|  |  |  | 35.6933 | 71.3867 | 0 | 0 | 0 | 0 | 0 | 7.48 | 0.12502 | 0 | 71.387 | 0 | 8.662 | 71.939 | 0.552 | 0 | 71.387 | 1 | 0 | 0 |  | 0 |  | 0
|  |  |  | 33.4933 | 66.9867 | 0 | 0 | 0 | 0 | 0 | 7.48 | 0.12502 | 0 | 66.987 | 0 | 19.324 | 66.987 | 0 | 0 | 66.987 | 1 | 0 | 0 |  | 0 |  | 0
|  |  |  | 34 | 68 | 0 | 0 | 0 | 0 | 0 | 7.48 | 0.12502 | 0 | 68 | 0 | 17.208 | 68 | 0 | 0 | 68 | 1 | 0 | 0 |  | 0 |  | 0
|  |  |  | 25.68 | 51.36 | 0 | 0 | 0 | 0 | 0 | 12.23 | 0.12502 | 0 | 51.36 | 0 | 20.208 | 51.36 | 0 | 0 | 51.36 | 1 | 0 | 0 |  | 0 |  | 0
|  |  |  | 24.88 | 49.76 | 0 | 0 | 0 | 0 | 0 | 12.23 | 0.12502 | 0 | 49.76 | 0 | 13.891 | 49.76 | 0 | 0 | 49.76 | 1 | 0 | 0 |  | 0 |  | 0
|  |  |  | 24.44 | 48.88 | 0 | 0 | 0 | 0 | 0 | 12.23 | 0.12502 | 0 | 48.88 | 0 | 4.066 | 48.88 | 0 | 0 | 48.88 | 1 | 0 | 0 |  | 0 |  | 0
|  |  |  | 23.68 | 47.36 | 0 | 0 | 0 | 0 | 0 | 12.23 | 0.12502 | 0 | 47.36 | 18.044 | 0 | 29.316 | 0 | 0 | 29.316 | 1 | 0 | 0 |  | 0 |  | 0
|  |  |  | 24.32 | 48.64 | 0 | 0 | 0 | 0 | 0 | 7.48 | 0.12502 | 0 | 48.64 | 38.492 | 0 | 10.148 | 0 | 0 | 10.148 | 1 | 0 | 0 |  | 0 |  | 0
|  |  |  | 24.76 | 49.52 | 0 | 0 | 0 | 0 | 0 | 7.48 | 0.12502 | 0 | 49.52 | 43.128 | 0 | 0.315 | 0 | 0 | 0.315 | 0.66337 | 0 | 6.077 |  | 0 |  | 0
|  |  |  | 23.8 | 47.6 | 0 | 0 | 0 | 0 | 0 | 7.48 | 0.12502 | 0 | 47.6 | 39.235 | 0 | 0 | 0 | 0 | 0 | 0.2 | 0 | 8.365 |  | 0 |  | 0
|  |  |  | 23.88 | 47.76 | 0 | 0 | 0 | 0 | 0 | 7.48 | 0.10709 | 8.365 | 47.76 | 47.76 | 0 | 0 | 0 | 0 | 0 | 0.61636 | 0 | 0 |  | 0 |  | 0
|  |  |  | 23.68 | 47.36 | 0 | 0 | 0 | 0 | 0 | 7.48 | 0.10709 | 7.707 | 47.36 | 47.36 | 0 | 0 | 0 | 0 | 0 | 1 | 0 | 0 |  | 0 |  | 0
|  |  |  | 18.24 | 36.48 | 0 | 0 | 0 | 0 | 0 | 7.48 | 0.10709 | 0 | 36.48 | 36.48 | 0 | 0 | 0 | 0 | 0 | 1 | 0 | 0 |  | 0 |  | 0
|  |  |  | 10.76 | 21.52 | 0 | 0 | 0 | 0 | 0 | 7.48 | 0.10709 | 0 | 21.52 | 21.52 | 0 | 0 | 0 | 0 | 0 | 1 | 0 | 0 |  | 0 |  | 0
|  |  |  | 9.08 | 18.16 | 0 | 0 | 0 | 0 | 0 | 7.48 | 0.10709 | 0 | 18.16 | 18.16 | 0 | 0 | 0 | 0 | 0 | 1 | 0 | 0 |  | 0 |  | 0
|  |  |  | 9.84 | 19.68 | 0 | 0 | 0 | 0 | 0 | 7.48 | 0.10709 | 0 | 19.68 | 19.68 | 0 | 0 | 0 | 0 | 0 | 1 | 0 | 0 |  | 0 |  | 0
|  |  |  | 11.36 | 22.72 | 0 | 0 | 0 | 0 | 0 | 7.48 | 0.10709 | 0 | 22.72 | 22.72 | 0 | 0 | 0 | 0 | 0 | 1 | 0 | 0 |  | 0 |  | 0
|  |  |  | 13.6 | 27.2 | 0 | 0 | 0 | 0 | 0 | 7.48 | 0.10709 | 0 | 27.2 | 27.2 | 0 | 0 | 0 | 0 | 0 | 1 | 0 | 0 |  | 0 |  | 0
|  |  |  | 15.4 | 30.8 | 0 | 0 | 0 | 0 | 0 | 7.48 | 0.10709 | 0 | 30.8 | 30.8 | 0 | 0 | 0 | 0 | 0 | 1 | 0 | 0 |  | 0 |  | 0
|  |  |  | 17.6 | 35.2 | 0 | 0 | 0 | 0 | 0 | 7.48 | 0.10709 | 0 | 35.2 | 35.176 | 0 | 0.024 | 0 | 0 | 0.024 | 1 | 0 | 0 |  | 0 |  | 0
|  |  |  | 24.64 | 49.28 | 0 | 0 | 0 | 0 | 0 | 7.48 | 0.10709 | 0 | 49.28 | 48.08 | 0 | 1.2 | 0 | 0 | 1.2 | 1 | 0 | 0 |  | 0 |  | 0
|  |  |  | 24.92 | 49.84 | 0 | 0 | 0 | 0 | 0 | 7.48 | 0.10709 | 0 | 49.84 | 23.07 | 0 | 26.77 | 0 | 0 | 26.77 | 1 | 0 | 0 |  | 0 |  | 0
|  |  |  | 27.28 | 54.56 | 0 | 0 | 0 | 0 | 0 | 7.48 | 0.10709 | 0 | 54.56 | 51.529 | 0 | 3.031 | 0 | 0 | 3.031 | 1 | 0 | 0 |  | 0 |  | 0
|  |  |  | 29.96 | 59.92 | 0 | 0 | 0 | 0 | 0 | 7.48 | 0.10709 | 0 | 59.92 | 44.644 | 0 | 15.276 | 0 | 0 | 15.276 | 1 | 0 | 0 |  | 0 |  | 0
|  |  |  | 33.12 | 66.24 | 0 | 0 | 0 | 0 | 0 | 7.48 | 0.12502 | 0 | 66.24 | 25.746 | 0 | 40.494 | 0 | 0 | 40.494 | 1 | 0 | 0 |  | 0 |  | 0
|  |  |  | 32.76 | 65.52 | 0 | 0 | 0 | 0 | 0 | 7.48 | 0.12502 | 0 | 65.52 | 22.609 | 0 | 36.869 | 0 | 0 | 36.869 | 0.66533 | 0 | 6.041 |  | 0 |  | 0
|  |  |  | 30.96 | 61.92 | 0 | 0 | 0 | 0 | 0 | 7.48 | 0.12502 | 0 | 61.92 | 5.629 | 0 | 47.926 | 0 | 0 | 47.926 | 0.20196 | 0 | 8.365 |  | 0 |  | 0
|  |  |  | 27.32 | 54.64 | 0 | 0 | 0 | 0 | 0 | 12.23 | 0.12502 | 0 | 54.64 | 0 | 9.921 | 63.005 | 8.365 | 0 | 54.64 | 0.61833 | 0 | 0 |  | 0 |  | 0
|  |  |  | 27.44 | 54.88 | 0 | 0 | 0 | 0 | 0 | 12.23 | 0.12502 | 0 | 54.88 | 0 | 0 | 62.548 | 7.668 | 0 | 54.88 | 1 | 0 | 0 |  | 0 |  | 0
|  |  |  | 29.76 | 59.52 | 0 | 0 | 0 | 0 | 0 | 12.23 | 0.12502 | 0 | 59.52 | 5.374 | 0 | 54.146 | 0 | 0 | 54.146 | 1 | 0 | 0 |  | 0 |  | 0
|  |  |  | 25.88 | 51.76 | 0 | 0 | 0 | 0 | 0 | 12.23 | 0.12502 | 0 | 51.76 | 17.825 | 0 | 33.935 | 0 | 0 | 33.935 | 1 | 0 | 0 |  | 0 |  | 0
|  |  |  | 26.24 | 52.48 | 0 | 0 | 0 | 0 | 0 | 7.48 | 0.12502 | 0 | 52.48 | 44.551 | 0 | 7.929 | 0 | 0 | 7.929 | 1 | 0 | 0 |  | 0 |  | 0
|  |  |  | 25.72 | 51.44 | 0 | 0 | 0 | 0 | 0 | 7.48 | 0.12502 | 0 | 51.44 | 44.502 | 0 | 0.861 | 0 | 0 | 0.861 | 0.66337 | 0 | 6.077 |  | 0 |  | 0
|  |  |  | 25.92 | 51.84 | 0 | 0 | 0 | 0 | 0 | 7.48 | 0.12502 | 0 | 51.84 | 43.475 | 0 | 0 | 0 | 0 | 0 | 0.2 | 0 | 8.365 |  | 0 |  | 0
|  |  |  | 26.08 | 52.16 | 0 | 0 | 0 | 0 | 0 | 7.48 | 0.10709 | 8.365 | 52.16 | 52.16 | 0 | 0 | 0 | 0 | 0 | 0.61636 | 0 | 0 |  | 0 |  | 0
|  |  |  | 23.48 | 46.96 | 0 | 0 | 0 | 0 | 0 | 7.48 | 0.10709 | 0.944 | 46.96 | 46.96 | 0 | 0 | 0 | 0 | 0 | 0.66337 | 0 | 0 |  | 0 |  | 0
|  |  |  | 20.24 | 40.48 | 0 | 0 | 0 | 0 | 0 | 7.48 | 0.10709 | 0 | 40.48 | 40.48 | 0 | 0 | 0 | 0 | 0 | 0.66337 | 0 | 0 |  | 0 |  | 0
|  |  |  | 11.56 | 23.12 | 0 | 0 | 0 | 0 | 0 | 7.48 | 0.10709 | 0 | 23.12 | 23.12 | 0 | 0 | 0 | 0 | 0 | 0.66337 | 0 | 0 |  | 0 |  | 0
|  |  |  | 9.88 | 19.76 | 0 | 0 | 0 | 0 | 0 | 7.48 | 0.10709 | 0 | 19.76 | 19.76 | 0 | 0 | 0 | 0 | 0 | 0.66337 | 0 | 0 |  | 0 |  | 0
|  |  |  | 9.56 | 19.12 | 0 | 0 | 0 | 0 | 0 | 7.48 | 0.10709 | 0 | 19.12 | 19.12 | 0 | 0 | 0 | 0 | 0 | 0.66337 | 0 | 0 |  | 0 |  | 0
|  |  |  | 11.8133 | 23.6267 | 0 | 0 | 0 | 0 | 0 | 7.48 | 0.10709 | 0 | 23.627 | 23.627 | 0 | 0 | 0 | 0 | 0 | 0.66337 | 0 | 0 |  | 0 |  | 0
|  |  |  | 14.1867 | 28.3733 | 0 | 0 | 0 | 0 | 0 | 7.48 | 0.10709 | 0 | 28.373 | 28.373 | 0 | 0 | 0 | 0 | 0 | 0.66337 | 0 | 0 |  | 0 |  | 0
|  |  |  | 15.92 | 31.84 | 0 | 0 | 0 | 0 | 0 | 7.48 | 0.10709 | 0 | 31.84 | 31.84 | 0 | 0 | 0 | 0 | 0 | 0.66337 | 0 | 0 |  | 0 |  | 0
|  |  |  | 16.72 | 33.44 | 0 | 0 | 0 | 0 | 0 | 7.48 | 0.10709 | 0 | 33.44 | 29.245 | 0 | 4.195 | 0 | 0 | 4.195 | 0.66337 | 0 | 0 |  | 0 |  | 0
|  |  |  | 17.36 | 34.72 | 0 | 0 | 0 | 0 | 0 | 7.48 | 0.10709 | 0 | 34.72 | 29.713 | 0 | 5.007 | 0 | 0 | 5.007 | 0.66337 | 0 | 0 |  | 0 |  | 0
|  |  |  | 21.84 | 43.68 | 0 | 0 | 0 | 0 | 0 | 7.48 | 0.10709 | 0 | 43.68 | 30.877 | 0 | 12.803 | 0 | 0 | 12.803 | 0.66337 | 0 | 0 |  | 0 |  | 0
|  |  |  | 22.32 | 44.64 | 0 | 0 | 0 | 0 | 0 | 7.48 | 0.10709 | 0 | 44.64 | 21.289 | 0 | 23.351 | 0 | 0 | 23.351 | 0.66337 | 0 | 0 |  | 0 |  | 0
|  |  |  | 23.84 | 47.68 | 0 | 0 | 0 | 0 | 0 | 7.48 | 0.10709 | 0 | 47.68 | 21.141 | 0 | 26.539 | 0 | 0 | 26.539 | 0.66337 | 0 | 0 |  | 0 |  | 0
|  |  |  | 23.4 | 46.8 | 0 | 0 | 0 | 0 | 0 | 7.48 | 0.12502 | 0 | 46.8 | 9.98 | 0 | 28.455 | 0 | 0 | 28.455 | 0.2 | 0 | 8.365 |  | 0 |  | 0
|  |  |  | 23.64 | 47.28 | 0 | 0 | 0 | 0 | 0 | 7.48 | 0.12502 | 0 | 47.28 | 0 | 11.922 | 55.645 | 8.365 | 0 | 47.28 | 0.61636 | 0 | 0 |  | 0 |  | 0
|  |  |  | 22.52 | 45.04 | 0 | 0 | 0 | 0 | 0 | 7.48 | 0.12502 | 0 | 45.04 | 0 | 38.086 | 52.747 | 7.707 | 0 | 45.04 | 1 | 0 | 0 |  | 0 |  | 0
|  |  |  | 23.304 | 46.608 | 0 | 0 | 0 | 0 | 0 | 12.23 | 0.12502 | 0 | 46.608 | 0 | 38.248 | 46.608 | 0 | 0 | 46.608 | 1 | 0 | 0 |  | 0 |  | 0
|  |  |  | 22.176 | 44.352 | 0 | 0 | 0 | 0 | 0 | 12.23 | 0.12502 | 0 | 44.352 | 0 | 29.313 | 44.352 | 0 | 0 | 44.352 | 1 | 0 | 0 |  | 0 |  | 0
|  |  |  | 22.72 | 45.44 | 0 | 0 | 0 | 0 | 0 | 12.23 | 0.12502 | 0 | 45.44 | 0 | 11.664 | 45.44 | 0 | 0 | 45.44 | 1 | 0 | 0 |  | 0 |  | 0
|  |  |  | 24.08 | 48.16 | 0 | 0 | 0 | 0 | 0 | 12.23 | 0.12502 | 0 | 48.16 | 12.406 | 0 | 35.754 | 0 | 0 | 35.754 | 1 | 0 | 0 |  | 0 |  | 0
|  |  |  | 24.24 | 48.48 | 0 | 0 | 0 | 0 | 0 | 7.48 | 0.12502 | 0 | 48.48 | 34.634 | 0 | 13.846 | 0 | 0 | 13.846 | 1 | 0 | 0 |  | 0 |  | 0
|  |  |  | 22.8343 | 45.6686 | 0 | 0 | 0 | 0 | 0 | 7.48 | 0.12502 | 0 | 45.669 | 38.598 | 0 | 0.994 | 0 | 0 | 0.994 | 0.66337 | 0 | 6.077 |  | 0 |  | 0
|  |  |  | 19.2 | 38.4 | 0 | 0 | 0 | 0 | 0 | 7.48 | 0.12502 | 0 | 38.4 | 30.035 | 0 | 0 | 0 | 0 | 0 | 0.2 | 0 | 8.365 |  | 0 |  | 0
|  |  |  | 16.1657 | 32.3314 | 0 | 0 | 0 | 0 | 0 | 7.48 | 0.10709 | 0 | 32.331 | 32.331 | 0 | 0 | 0 | 0 | 0 | 0.2 | 0 | 0 |  | 0 |  | 0
|  |  |  | 17 | 34 | 0 | 0 | 0 | 0 | 0 | 7.48 | 0.10709 | 0 | 34 | 34 | 0 | 0 | 0 | 0 | 0 | 0.2 | 0 | 0 |  | 0 |  | 0
|  |  |  | 16.6 | 33.2 | 0 | 0 | 0 | 0 | 0 | 7.48 | 0.10709 | 0 | 33.2 | 33.2 | 0 | 0 | 0 | 0 | 0 | 0.2 | 0 | 0 |  | 0 |  | 0
|  |  |  | 13.4 | 26.8 | 0 | 0 | 0 | 0 | 0 | 7.48 | 0.10709 | 0 | 26.8 | 26.8 | 0 | 0 | 0 | 0 | 0 | 0.2 | 0 | 0 |  | 0 |  | 0
|  |  |  | 13.2533 | 26.5067 | 0 | 0 | 0 | 0 | 0 | 7.48 | 0.10709 | 0 | 26.507 | 26.507 | 0 | 0 | 0 | 0 | 0 | 0.2 | 0 | 0 |  | 0 |  | 0
|  |  |  | 10.0667 | 20.1333 | 0 | 0 | 0 | 0 | 0 | 7.48 | 0.10709 | 0 | 20.133 | 20.133 | 0 | 0 | 0 | 0 | 0 | 0.2 | 0 | 0 |  | 0 |  | 0
|  |  |  | 12.12 | 24.24 | 0 | 0 | 0 | 0 | 0 | 7.48 | 0.10709 | 0 | 24.24 | 24.24 | 0 | 0 | 0 | 0 | 0 | 0.2 | 0 | 0 |  | 0 |  | 0
|  |  |  | 13.76 | 27.52 | 0 | 0 | 0 | 0 | 0 | 7.48 | 0.10709 | 0 | 27.52 | 27.52 | 0 | 0 | 0 | 0 | 0 | 0.2 | 0 | 0 |  | 0 |  | 0
|  |  |  | 15.4 | 30.8 | 0 | 0 | 0 | 0 | 0 | 7.48 | 0.10709 | 0 | 30.8 | 30.8 | 0 | 0 | 0 | 0 | 0 | 0.2 | 0 | 0 |  | 0 |  | 0
|  |  |  | 16 | 32 | 0 | 0 | 0 | 0 | 0 | 7.48 | 0.10709 | 0 | 32 | 30.885 | 0 | 1.115 | 0 | 0 | 1.115 | 0.2 | 0 | 0 |  | 0 |  | 0
|  |  |  | 16.64 | 33.28 | 0 | 0 | 0 | 0 | 0 | 7.48 | 0.10709 | 0 | 33.28 | 26.491 | 0 | 6.789 | 0 | 0 | 6.789 | 0.2 | 0 | 0 |  | 0 |  | 0
|  |  |  | 16 | 32 | 0 | 0 | 0 | 0 | 0 | 7.48 | 0.10709 | 0 | 32 | 19.815 | 0 | 12.185 | 0 | 0 | 12.185 | 0.2 | 0 | 0 |  | 0 |  | 0
|  |  |  | 21.04 | 42.08 | 0 | 0 | 0 | 0 | 0 | 7.48 | 0.10709 | 0 | 42.08 | 17.796 | 0 | 24.284 | 0 | 0 | 24.284 | 0.2 | 0 | 0 |  | 0 |  | 0
|  |  |  | 21.72 | 43.44 | 0 | 0 | 0 | 0 | 0 | 7.48 | 0.10709 | 0 | 43.44 | 1.345 | 0 | 42.095 | 0 | 0 | 42.095 | 0.2 | 0 | 0 |  | 0 |  | 0
|  |  |  | 21.8666 | 43.7333 | 0 | 0 | 0 | 0 | 0 | 7.48 | 0.12502 | 0 | 43.733 | 0 | 35.098 | 52.098 | 8.365 | 0 | 43.733 | 0.61636 | 0 | 0 |  | 0 |  | 0
|  |  |  | 22.2933 | 44.5866 | 0 | 0 | 0 | 0 | 0 | 7.48 | 0.12502 | 0 | 44.587 | 0 | 37.691 | 52.294 | 7.707 | 0 | 44.587 | 1 | 0 | 0 |  | 0 |  | 0
|  |  |  | 22.28 | 44.56 | 0 | 0 | 0 | 0 | 0 | 7.48 | 0.12502 | 0 | 44.56 | 0 | 45.655 | 44.56 | 0 | 0 | 44.56 | 1 | 0 | 0 |  | 0 |  | 0
|  |  |  | 22.2 | 44.4 | 0 | 0 | 0 | 0 | 0 | 12.23 | 0.12502 | 0 | 44.4 | 0 | 40.298 | 44.4 | 0 | 0 | 44.4 | 1 | 0 | 0 |  | 0 |  | 0
|  |  |  | 22.6 | 45.2 | 0 | 0 | 0 | 0 | 0 | 12.23 | 0.12502 | 0 | 45.2 | 0 | 28.078 | 45.2 | 0 | 0 | 45.2 | 1 | 0 | 0 |  | 0 |  | 0
|  |  |  | 22.8 | 45.6 | 0 | 0 | 0 | 0 | 0 | 12.23 | 0.12502 | 0 | 45.6 | 0 | 11.225 | 45.6 | 0 | 0 | 45.6 | 1 | 0 | 0 |  | 0 |  | 0
|  |  |  | 22.84 | 45.68 | 0 | 0 | 0 | 0 | 0 | 12.23 | 0.12502 | 0 | 45.68 | 10.132 | 0 | 35.548 | 0 | 0 | 35.548 | 1 | 0 | 0 |  | 0 |  | 0
|  |  |  | 21.8 | 43.6 | 0 | 0 | 0 | 0 | 0 | 7.48 | 0.12502 | 0 | 43.6 | 29.718 | 0 | 13.882 | 0 | 0 | 13.882 | 1 | 0 | 0 |  | 0 |  | 0
|  |  |  | 16.12 | 32.24 | 0 | 0 | 0 | 0 | 0 | 7.48 | 0.12502 | 0 | 32.24 | 24.587 | 0 | 1.576 | 0 | 0 | 1.576 | 0.66337 | 0 | 6.077 |  | 0 |  | 0
|  |  |  | 14.6 | 29.2 | 0 | 0 | 0 | 0 | 0 | 7.48 | 0.12502 | 0 | 29.2 | 20.835 | 0 | 0 | 0 | 0 | 0 | 0.2 | 0 | 8.365 |  | 0 |  | 0
|  |  |  | 15.04 | 30.08 | 0 | 0 | 0 | 0 | 0 | 7.48 | 0.10709 | 0 | 30.08 | 30.08 | 0 | 0 | 0 | 0 | 0 | 0.2 | 0 | 0 |  | 0 |  | 0
|  |  |  | 16.24 | 32.48 | 0 | 0 | 0 | 0 | 0 | 7.48 | 0.10709 | 0 | 32.48 | 32.48 | 0 | 0 | 0 | 0 | 0 | 0.2 | 0 | 0 |  | 0 |  | 0
|  |  |  | 17 | 34 | 0 | 0 | 0 | 0 | 0 | 7.48 | 0.10709 | 0 | 34 | 34 | 0 | 0 | 0 | 0 | 0 | 0.2 | 0 | 0 |  | 0 |  | 0
|  |  |  | 11.48 | 22.96 | 0 | 0 | 0 | 0 | 0 | 7.48 | 0.10709 | 0 | 22.96 | 22.96 | 0 | 0 | 0 | 0 | 0 | 0.2 | 0 | 0 |  | 0 |  | 0
|  |  |  | 8.96 | 17.92 | 0 | 0 | 0 | 0 | 0 | 7.48 | 0.10709 | 0 | 17.92 | 17.92 | 0 | 0 | 0 | 0 | 0 | 0.2 | 0 | 0 |  | 0 |  | 0
|  |  |  | 10.36 | 20.72 | 0 | 0 | 0 | 0 | 0 | 7.48 | 0.10709 | 0 | 20.72 | 20.72 | 0 | 0 | 0 | 0 | 0 | 0.2 | 0 | 0 |  | 0 |  | 0
|  |  |  | 12.84 | 25.68 | 0 | 0 | 0 | 0 | 0 | 7.48 | 0.10709 | 0 | 25.68 | 25.68 | 0 | 0 | 0 | 0 | 0 | 0.2 | 0 | 0 |  | 0 |  | 0
|  |  |  | 13.64 | 27.28 | 0 | 0 | 0 | 0 | 0 | 7.48 | 0.10709 | 0 | 27.28 | 27.28 | 0 | 0 | 0 | 0 | 0 | 0.2 | 0 | 0 |  | 0 |  | 0
|  |  |  | 15.36 | 30.72 | 0 | 0 | 0 | 0 | 0 | 7.48 | 0.10709 | 0 | 30.72 | 30.72 | 0 | 0 | 0 | 0 | 0 | 0.2 | 0 | 0 |  | 0 |  | 0
|  |  |  | 16.32 | 32.64 | 0 | 0 | 0 | 0 | 0 | 7.48 | 0.10709 | 0 | 32.64 | 28.954 | 0 | 3.686 | 0 | 0 | 3.686 | 0.2 | 0 | 0 |  | 0 |  | 0
|  |  |  | 23.76 | 47.52 | 0 | 0 | 0 | 0 | 0 | 7.48 | 0.10709 | 0 | 47.52 | 30.498 | 0 | 17.022 | 0 | 0 | 17.022 | 0.2 | 0 | 0 |  | 0 |  | 0
|  |  |  | 23.88 | 47.76 | 0 | 0 | 0 | 0 | 0 | 7.48 | 0.10709 | 0 | 47.76 | 13.461 | 0 | 34.299 | 0 | 0 | 34.299 | 0.2 | 0 | 0 |  | 0 |  | 0
|  |  |  | 27.93 | 55.86 | 0 | 0 | 0 | 0 | 0 | 7.48 | 0.10709 | 0 | 55.86 | 4.248 | 0 | 51.612 | 0 | 0 | 51.612 | 0.2 | 0 | 0 |  | 0 |  | 0
|  |  |  | 32.17 | 64.34 | 0 | 0 | 0 | 0 | 0 | 7.48 | 0.10709 | 0 | 64.34 | 0.083 | 0 | 64.257 | 0 | 0 | 64.257 | 0.2 | 0 | 0 |  | 0 |  | 0
|  |  |  | 30.8 | 61.6 | 0 | 0 | 0 | 0 | 0 | 7.48 | 0.12502 | 0 | 61.6 | 0 | 2.961 | 69.965 | 8.365 | 0 | 61.6 | 0.61636 | 0 | 0 |  | 0 |  | 0
|  |  |  | 32.92 | 65.84 | 0 | 0 | 0 | 0 | 0 | 7.48 | 0.12502 | 0 | 65.84 | 0 | 9.963 | 73.547 | 7.707 | 0 | 65.84 | 1 | 0 | 0 |  | 0 |  | 0
|  |  |  | 28.56 | 57.12 | 0 | 0 | 0 | 0 | 0 | 7.48 | 0.12502 | 0 | 57.12 | 0 | 23.299 | 57.12 | 0 | 0 | 57.12 | 1 | 0 | 0 |  | 0 |  | 0
|  |  |  | 27.68 | 55.36 | 0 | 0 | 0 | 0 | 0 | 12.23 | 0.12502 | 0 | 55.36 | 0 | 18.33 | 55.36 | 0 | 0 | 55.36 | 1 | 0 | 0 |  | 0 |  | 0
|  |  |  | 26.52 | 53.04 | 0 | 0 | 0 | 0 | 0 | 12.23 | 0.12502 | 0 | 53.04 | 0 | 10.078 | 53.04 | 0 | 0 | 53.04 | 1 | 0 | 0 |  | 0 |  | 0
|  |  |  | 25.16 | 50.32 | 0 | 0 | 0 | 0 | 0 | 12.23 | 0.12502 | 0 | 50.32 | 0 | 0.589 | 50.32 | 0 | 0 | 50.32 | 1 | 0 | 0 |  | 0 |  | 0
|  |  |  | 25.88 | 51.76 | 0 | 0 | 0 | 0 | 0 | 12.23 | 0.12502 | 0 | 51.76 | 16.891 | 0 | 34.869 | 0 | 0 | 34.869 | 1 | 0 | 0 |  | 0 |  | 0
|  |  |  | 26.32 | 52.64 | 0 | 0 | 0 | 0 | 0 | 7.48 | 0.12502 | 0 | 52.64 | 41.001 | 0 | 11.639 | 0 | 0 | 11.639 | 1 | 0 | 0 |  | 0 |  | 0
|  |  |  | 25.08 | 50.16 | 0 | 0 | 0 | 0 | 0 | 7.48 | 0.12502 | 0 | 50.16 | 43.247 | 0 | 0.837 | 0 | 0 | 0.837 | 0.66337 | 0 | 6.077 |  | 0 |  | 0
|  |  |  | 25.56 | 51.12 | 0 | 0 | 0 | 0 | 0 | 7.48 | 0.12502 | 0 | 51.12 | 42.755 | 0 | 0 | 0 | 0 | 0 | 0.2 | 0 | 8.365 |  | 0 |  | 0
|  |  |  | 26.4 | 52.8 | 0 | 0 | 0 | 0 | 0 | 7.48 | 0.10709 | 0 | 52.8 | 52.8 | 0 | 0 | 0 | 0 | 0 | 0.2 | 0 | 0 |  | 0 |  | 0
|  |  |  | 24.52 | 49.04 | 0 | 0 | 0 | 0 | 0 | 7.48 | 0.10709 | 0 | 49.04 | 49.04 | 0 | 0 | 0 | 0 | 0 | 0.2 | 0 | 0 |  | 0 |  | 0
|  |  |  | 18.76 | 37.52 | 0 | 0 | 0 | 0 | 0 | 7.48 | 0.10709 | 0 | 37.52 | 37.52 | 0 | 0 | 0 | 0 | 0 | 0.2 | 0 | 0 |  | 0 |  | 0
|  |  |  | 12.96 | 25.92 | 0 | 0 | 0 | 0 | 0 | 7.48 | 0.10709 | 0 | 25.92 | 25.92 | 0 | 0 | 0 | 0 | 0 | 0.2 | 0 | 0 |  | 0 |  | 0
|  |  |  | 10.96 | 21.92 | 0 | 0 | 0 | 0 | 0 | 7.48 | 0.10709 | 0 | 21.92 | 21.92 | 0 | 0 | 0 | 0 | 0 | 0.2 | 0 | 0 |  | 0 |  | 0
|  |  |  | 12.04 | 24.08 | 0 | 0 | 0 | 0 | 0 | 7.48 | 0.10709 | 0 | 24.08 | 24.08 | 0 | 0 | 0 | 0 | 0 | 0.2 | 0 | 0 |  | 0 |  | 0
|  |  |  | 14.2 | 28.4 | 0 | 0 | 0 | 0 | 0 | 7.48 | 0.10709 | 0 | 28.4 | 28.4 | 0 | 0 | 0 | 0 | 0 | 0.2 | 0 | 0 |  | 0 |  | 0
|  |  |  | 13 | 26 | 0 | 0 | 0 | 0 | 0 | 7.48 | 0.10709 | 0 | 26 | 26 | 0 | 0 | 0 | 0 | 0 | 0.2 | 0 | 0 |  | 0 |  | 0
|  |  |  | 14.72 | 29.44 | 0 | 0 | 0 | 0 | 0 | 7.48 | 0.10709 | 0 | 29.44 | 29.44 | 0 | 0 | 0 | 0 | 0 | 0.2 | 0 | 0 |  | 0 |  | 0
|  |  |  | 17.16 | 34.32 | 0 | 0 | 0 | 0 | 0 | 7.48 | 0.10709 | 0 | 34.32 | 30.707 | 0 | 3.613 | 0 | 0 | 3.613 | 0.2 | 0 | 0 |  | 0 |  | 0
|  |  |  | 24.68 | 49.36 | 0 | 0 | 0 | 0 | 0 | 7.48 | 0.10709 | 0 | 49.36 | 28.773 | 0 | 20.587 | 0 | 0 | 20.587 | 0.2 | 0 | 0 |  | 0 |  | 0
|  |  |  | 23.44 | 46.88 | 0 | 0 | 0 | 0 | 0 | 7.48 | 0.10709 | 0 | 46.88 | 5.161 | 0 | 41.719 | 0 | 0 | 41.719 | 0.2 | 0 | 0 |  | 0 |  | 0
|  |  |  | 24.72 | 49.44 | 0 | 0 | 0 | 0 | 0 | 7.48 | 0.10709 | 0 | 49.44 | 0 | 2.84 | 57.805 | 8.365 | 0 | 49.44 | 0.61636 | 0 | 0 |  | 0 |  | 0
|  |  |  | 26.88 | 53.76 | 0 | 0 | 0 | 0 | 0 | 7.48 | 0.10709 | 0 | 53.76 | 0 | 13.677 | 61.467 | 7.707 | 0 | 53.76 | 1 | 0 | 0 |  | 0 |  | 0
|  |  |  | 30.24 | 60.48 | 0 | 0 | 0 | 0 | 0 | 7.48 | 0.10709 | 0 | 60.48 | 0 | 23.661 | 60.48 | 0 | 0 | 60.48 | 1 | 0 | 0 |  | 0 |  | 0
|  |  |  | 30.8 | 61.6 | 0 | 0 | 0 | 0 | 0 | 7.48 | 0.10709 | 0 | 61.6 | 0 | 26.166 | 61.6 | 0 | 0 | 61.6 | 1 | 0 | 0 |  | 0 |  | 0
|  |  |  | 28.4 | 56.8 | 0 | 0 | 0 | 0 | 0 | 7.48 | 0.10709 | 0 | 56.8 | 0 | 31.099 | 56.8 | 0 | 0 | 56.8 | 1 | 0 | 0 |  | 0 |  | 0
|  |  |  | 27 | 54 | 0 | 0 | 0 | 0 | 0 | 7.48 | 0.10709 | 0 | 54 | 0 | 28.346 | 54 | 0 | 0 | 54 | 1 | 0 | 0 |  | 0 |  | 0
|  |  |  | 26.8 | 53.6 | 0 | 0 | 0 | 0 | 0 | 7.48 | 0.10709 | 0 | 53.6 | 0 | 17.944 | 53.6 | 0 | 0 | 53.6 | 1 | 0 | 0 |  | 0 |  | 0
|  |  |  | 27.52 | 55.04 | 0 | 0 | 0 | 0 | 0 | 7.48 | 0.10709 | 0 | 55.04 | 0.07 | 0 | 54.97 | 0 | 0 | 54.97 | 1 | 0 | 0 |  | 0 |  | 0
|  |  |  | 26.56 | 53.12 | 0 | 0 | 0 | 0 | 0 | 7.48 | 0.10709 | 0 | 53.12 | 18.106 | 0 | 35.014 | 0 | 0 | 35.014 | 1 | 0 | 0 |  | 0 |  | 0
|  |  |  | 24.64 | 49.28 | 0 | 0 | 0 | 0 | 0 | 7.48 | 0.10709 | 0 | 49.28 | 35.956 | 0 | 13.324 | 0 | 0 | 13.324 | 1 | 0 | 0 |  | 0 |  | 0
|  |  |  | 24.8 | 49.6 | 0 | 0 | 0 | 0 | 0 | 7.48 | 0.10709 | 0 | 49.6 | 48.679 | 0 | 0.921 | 0 | 0 | 0.921 | 1 | 0 | 0 |  | 0 |  | 0
|  |  |  | 24.8 | 49.6 | 0 | 0 | 0 | 0 | 0 | 7.48 | 0.10709 | 0 | 49.6 | 49.6 | 0 | 0 | 0 | 0 | 0 | 1 | 0 | 0 |  | 0 |  | 0
|  |  |  | 25.12 | 50.24 | 0 | 0 | 0 | 0 | 0 | 7.48 | 0.10709 | 0 | 50.24 | 50.24 | 0 | 0 | 0 | 0 | 0 | 1 | 0 | 0 |  | 0 |  | 0
|  |  |  | 18.44 | 36.88 | 0 | 0 | 0 | 0 | 0 | 7.48 | 0.10709 | 0 | 36.88 | 36.88 | 0 | 0 | 0 | 0 | 0 | 1 | 0 | 0 |  | 0 |  | 0
|  |  |  | 17.32 | 34.64 | 0 | 0 | 0 | 0 | 0 | 7.48 | 0.10709 | 0 | 34.64 | 34.64 | 0 | 0 | 0 | 0 | 0 | 1 | 0 | 0 |  | 0 |  | 0
|  |  |  | 11.64 | 23.28 | 0 | 0 | 0 | 0 | 0 | 7.48 | 0.10709 | 0 | 23.28 | 23.28 | 0 | 0 | 0 | 0 | 0 | 1 | 0 | 0 |  | 0 |  | 0
|  |  |  | 9.72 | 19.44 | 0 | 0 | 0 | 0 | 0 | 7.48 | 0.10709 | 0 | 19.44 | 19.44 | 0 | 0 | 0 | 0 | 0 | 1 | 0 | 0 |  | 0 |  | 0
|  |  |  | 10.8 | 21.6 | 0 | 0 | 0 | 0 | 0 | 7.48 | 0.10709 | 0 | 21.6 | 21.6 | 0 | 0 | 0 | 0 | 0 | 1 | 0 | 0 |  | 0 |  | 0
|  |  |  | 12.16 | 24.32 | 0 | 0 | 0 | 0 | 0 | 7.48 | 0.10709 | 0 | 24.32 | 24.32 | 0 | 0 | 0 | 0 | 0 | 1 | 0 | 0 |  | 0 |  | 0
|  |  |  | 13.76 | 27.52 | 0 | 0 | 0 | 0 | 0 | 7.48 | 0.10709 | 0 | 27.52 | 27.52 | 0 | 0 | 0 | 0 | 0 | 1 | 0 | 0 |  | 0 |  | 0
|  |  |  | 14.72 | 29.44 | 0 | 0 | 0 | 0 | 0 | 7.48 | 0.10709 | 0 | 29.44 | 29.44 | 0 | 0 | 0 | 0 | 0 | 1 | 0 | 0 |  | 0 |  | 0
|  |  |  | 17.44 | 34.88 | 0 | 0 | 0 | 0 | 0 | 7.48 | 0.10709 | 0 | 34.88 | 30.915 | 0 | 3.965 | 0 | 0 | 3.965 | 1 | 0 | 0 |  | 0 |  | 0
|  |  |  | 24.72 | 49.44 | 0 | 0 | 0 | 0 | 0 | 7.48 | 0.10709 | 0 | 49.44 | 39.959 | 0 | 9.481 | 0 | 0 | 9.481 | 1 | 0 | 0 |  | 0 |  | 0
|  |  |  | 25.36 | 50.72 | 0 | 0 | 0 | 0 | 0 | 7.48 | 0.10709 | 0 | 50.72 | 25.117 | 0 | 18.332 | 0 | 0 | 18.332 | 0.59721 | 0 | 7.271 |  | 0 |  | 0
|  |  |  | 25.56 | 51.12 | 0 | 0 | 0 | 0 | 0 | 7.48 | 0.10709 | 0 | 51.12 | 0 | 0 | 43.95 | 0 | 0 | 43.95 | 0.2 | 0 | 7.17 |  | 0 |  | 0
|  |  |  | 28.44 | 56.88 | 0 | 0 | 0 | 0 | 0 | 7.48 | 0.10709 | 0 | 56.88 | 0 | 8.991 | 65.245 | 8.365 | 0 | 56.88 | 0.61636 | 0 | 0 |  | 0 |  | 0
|  |  |  | 31.52 | 63.04 | 0 | 0 | 0 | 0 | 0 | 7.48 | 0.10709 | 0 | 63.04 | 0 | 12.957 | 70.747 | 7.707 | 0 | 63.04 | 1 | 0 | 0 |  | 0 |  | 0
|  |  |  | 30.64 | 61.28 | 0 | 0 | 0 | 0 | 0 | 7.48 | 0.10709 | 0 | 61.28 | 0 | 25.734 | 61.28 | 0 | 0 | 61.28 | 1 | 0 | 0 |  | 0 |  | 0
|  |  |  | 26.64 | 53.28 | 0 | 0 | 0 | 0 | 0 | 7.48 | 0.10709 | 0 | 53.28 | 0 | 34.025 | 53.28 | 0 | 0 | 53.28 | 1 | 0 | 0 |  | 0 |  | 0
|  |  |  | 26.88 | 53.76 | 0 | 0 | 0 | 0 | 0 | 7.48 | 0.10709 | 0 | 53.76 | 0 | 27.98 | 53.76 | 0 | 0 | 53.76 | 1 | 0 | 0 |  | 0 |  | 0
|  |  |  | 25.56 | 51.12 | 0 | 0 | 0 | 0 | 0 | 7.48 | 0.10709 | 0 | 51.12 | 0 | 19.575 | 51.12 | 0 | 0 | 51.12 | 1 | 0 | 0 |  | 0 |  | 0
|  |  |  | 24.8 | 49.6 | 0 | 0 | 0 | 0 | 0 | 7.48 | 0.10709 | 0 | 49.6 | 0 | 5.116 | 49.6 | 0 | 0 | 49.6 | 1 | 0 | 0 |  | 0 |  | 0
|  |  |  | 25.12 | 50.24 | 0 | 0 | 0 | 0 | 0 | 7.48 | 0.10709 | 0 | 50.24 | 15.699 | 0 | 34.541 | 0 | 0 | 34.541 | 1 | 0 | 0 |  | 0 |  | 0
|  |  |  | 25.96 | 51.92 | 0 | 0 | 0 | 0 | 0 | 7.48 | 0.10709 | 0 | 51.92 | 38.208 | 0 | 13.712 | 0 | 0 | 13.712 | 1 | 0 | 0 |  | 0 |  | 0
|  |  |  | 24.72 | 49.44 | 0 | 0 | 0 | 0 | 0 | 7.48 | 0.10709 | 0 | 49.44 | 48.264 | 0 | 1.176 | 0 | 0 | 1.176 | 1 | 0 | 0 |  | 0 |  | 0
|  |  |  | 24.4 | 48.8 | 0 | 0 | 0 | 0 | 0 | 7.48 | 0.10709 | 0 | 48.8 | 48.8 | 0 | 0 | 0 | 0 | 0 | 1 | 0 | 0 |  | 0 |  | 0
|  |  |  | 24.84 | 49.68 | 0 | 0 | 0 | 0 | 0 | 7.48 | 0.10709 | 0 | 49.68 | 49.68 | 0 | 0 | 0 | 0 | 0 | 1 | 0 | 0 |  | 0 |  | 0
|  |  |  | 22.76 | 45.52 | 0 | 0 | 0 | 0 | 0 | 7.48 | 0.10709 | 0 | 45.52 | 45.52 | 0 | 0 | 0 | 0 | 0 | 1 | 0 | 0 |  | 0 |  | 0
|  |  |  | 19.56 | 39.12 | 0 | 0 | 0 | 0 | 0 | 7.48 | 0.10709 | 0 | 39.12 | 39.12 | 0 | 0 | 0 | 0 | 0 | 1 | 0 | 0 |  | 0 |  | 0
|  |  |  | 13.16 | 26.32 | 0 | 0 | 0 | 0 | 0 | 7.48 | 0.10709 | 0 | 26.32 | 26.32 | 0 | 0 | 0 | 0 | 0 | 1 | 0 | 0 |  | 0 |  | 0
|  |  |  | 11.52 | 23.04 | 0 | 0 | 0 | 0 | 0 | 7.48 | 0.10709 | 0 | 23.04 | 23.04 | 0 | 0 | 0 | 0 | 0 | 1 | 0 | 0 |  | 0 |  | 0
|  |  |  | 10.68 | 21.36 | 0 | 0 | 0 | 0 | 0 | 7.48 | 0.10709 | 0 | 21.36 | 21.36 | 0 | 0 | 0 | 0 | 0 | 1 | 0 | 0 |  | 0 |  | 0
|  |  |  | 12.04 | 24.08 | 0 | 0 | 0 | 0 | 0 | 7.48 | 0.10709 | 0 | 24.08 | 24.08 | 0 | 0 | 0 | 0 | 0 | 1 | 0 | 0 |  | 0 |  | 0
|  |  |  | 14.28 | 28.56 | 0 | 0 | 0 | 0 | 0 | 7.48 | 0.10709 | 0 | 28.56 | 28.56 | 0 | 0 | 0 | 0 | 0 | 1 | 0 | 0 |  | 0 |  | 0
|  |  |  | 15.92 | 31.84 | 0 | 0 | 0 | 0 | 0 | 7.48 | 0.10709 | 0 | 31.84 | 31.84 | 0 | 0 | 0 | 0 | 0 | 1 | 0 | 0 |  | 0 |  | 0
|  |  |  | 18.04 | 36.08 | 0 | 0 | 0 | 0 | 0 | 7.48 | 0.10709 | 0 | 36.08 | 31.4 | 0 | 4.68 | 0 | 0 | 4.68 | 1 | 0 | 0 |  | 0 |  | 0
|  |  |  | 25.08 | 50.16 | 0 | 0 | 0 | 0 | 0 | 7.48 | 0.10709 | 0 | 50.16 | 42.655 | 0 | 7.505 | 0 | 0 | 7.505 | 1 | 0 | 0 |  | 0 |  | 0
|  |  |  | 24.4533 | 48.9067 | 0 | 0 | 0 | 0 | 0 | 7.48 | 0.10709 | 0 | 48.907 | 33.352 | 0 | 15.555 | 0 | 0 | 15.555 | 1 | 0 | 0 |  | 0 |  | 0
|  |  |  | 25.6667 | 51.3333 | 0 | 0 | 0 | 0 | 0 | 7.48 | 0.10709 | 0 | 51.333 | 32.226 | 0 | 19.107 | 0 | 0 | 19.107 | 1 | 0 | 0 |  | 0 |  | 0
|  |  |  | 27.4 | 54.8 | 0 | 0 | 0 | 0 | 0 | 7.48 | 0.10709 | 0 | 54.8 | 37.705 | 0 | 17.095 | 0 | 0 | 17.095 | 1 | 0 | 0 |  | 0 |  | 0
|  |  |  | 32.8 | 65.6 | 0 | 0 | 0 | 0 | 0 | 7.48 | 0.12502 | 0 | 65.6 | 47.924 | 0 | 15.022 | 0 | 0 | 15.022 | 0.85298 | 0 | 2.654 |  | 0 |  | 0
|  |  |  | 34.96 | 69.92 | 0 | 0 | 0 | 0 | 0 | 7.48 | 0.12502 | 0 | 69.92 | 14.053 | 0 | 47.502 | 0 | 0 | 47.502 | 0.38961 | 0 | 8.365 |  | 0 |  | 0
|  |  |  | 35.24 | 70.48 | 0 | 0 | 0 | 0 | 0 | 7.48 | 0.12502 | 0 | 70.48 | 0 | 0 | 69.313 | 0 | 0 | 69.313 | 0.32496 | 0 | 1.167 |  | 0 |  | 0
|  |  |  | 30.32 | 60.64 | 0 | 0 | 0 | 0 | 0 | 12.23 | 0.12502 | 0 | 60.64 | 0 | 13.499 | 69.005 | 8.365 | 0 | 60.64 | 0.74132 | 0 | 0 |  | 0 |  | 0
|  |  |  | 32.44 | 64.88 | 0 | 0 | 0 | 0 | 0 | 12.23 | 0.12502 | 0 | 64.88 | 0 | 0 | 70.077 | 5.197 | 0 | 64.88 | 1 | 0 | 0 |  | 0 |  | 0
|  |  |  | 32.56 | 65.12 | 0 | 0 | 0 | 0 | 0 | 12.23 | 0.12502 | 0 | 65.12 | 10.841 | 0 | 54.279 | 0 | 0 | 54.279 | 1 | 0 | 0 |  | 0 |  | 0
|  |  |  | 31.56 | 63.12 | 0 | 0 | 0 | 0 | 0 | 12.23 | 0.12502 | 0 | 63.12 | 28.773 | 0 | 34.347 | 0 | 0 | 34.347 | 1 | 0 | 0 |  | 0 |  | 0
|  |  |  | 30.96 | 61.92 | 0 | 0 | 0 | 0 | 0 | 7.48 | 0.12502 | 0 | 61.92 | 47.856 | 0 | 14.064 | 0 | 0 | 14.064 | 1 | 0 | 0 |  | 0 |  | 0
|  |  |  | 33.48 | 66.96 | 0 | 0 | 0 | 0 | 0 | 7.48 | 0.12502 | 0 | 66.96 | 59.598 | 0 | 1.285 | 0 | 0 | 1.285 | 0.66337 | 0 | 6.077 |  | 0 |  | 0
|  |  |  | 30.32 | 60.64 | 0 | 0 | 0 | 0 | 0 | 7.48 | 0.12502 | 0 | 60.64 | 52.275 | 0 | 0 | 0 | 0 | 0 | 0.2 | 0 | 8.365 |  | 0 |  | 0
|  |  |  | 28.4 | 56.8 | 0 | 0 | 0 | 0 | 0 | 7.48 | 0.10709 | 8.365 | 56.8 | 56.8 | 0 | 0 | 0 | 0 | 0 | 0.61636 | 0 | 0 |  | 0 |  | 0
|  |  |  | 26.64 | 53.28 | 0 | 0 | 0 | 0 | 0 | 7.48 | 0.10709 | 7.707 | 53.28 | 53.28 | 0 | 0 | 0 | 0 | 0 | 1 | 0 | 0 |  | 0 |  | 0
|  |  |  | 22.76 | 45.52 | 0 | 0 | 0 | 0 | 0 | 7.48 | 0.10709 | 0 | 45.52 | 45.52 | 0 | 0 | 0 | 0 | 0 | 1 | 0 | 0 |  | 0 |  | 0
|  |  |  | 11.52 | 23.04 | 0 | 0 | 0 | 0 | 0 | 7.48 | 0.10709 | 0 | 23.04 | 23.04 | 0 | 0 | 0 | 0 | 0 | 1 | 0 | 0 |  | 0 |  | 0
|  |  |  | 9.24 | 18.48 | 0 | 0 | 0 | 0 | 0 | 7.48 | 0.10709 | 0 | 18.48 | 18.48 | 0 | 0 | 0 | 0 | 0 | 1 | 0 | 0 |  | 0 |  | 0
|  |  |  | 9.4 | 18.8 | 0 | 0 | 0 | 0 | 0 | 7.48 | 0.10709 | 0 | 18.8 | 18.8 | 0 | 0 | 0 | 0 | 0 | 1 | 0 | 0 |  | 0 |  | 0
|  |  |  | 9 | 18 | 0 | 0 | 0 | 0 | 0 | 7.48 | 0.10709 | 0 | 18 | 18 | 0 | 0 | 0 | 0 | 0 | 1 | 0 | 0 |  | 0 |  | 0
|  |  |  | 12.2 | 24.4 | 0 | 0 | 0 | 0 | 0 | 7.48 | 0.10709 | 0 | 24.4 | 24.4 | 0 | 0 | 0 | 0 | 0 | 1 | 0 | 0 |  | 0 |  | 0
|  |  |  | 13.8 | 27.6 | 0 | 0 | 0 | 0 | 0 | 7.48 | 0.10709 | 0 | 27.6 | 27.6 | 0 | 0 | 0 | 0 | 0 | 1 | 0 | 0 |  | 0 |  | 0
|  |  |  | 17.36 | 34.72 | 0 | 0 | 0 | 0 | 0 | 7.48 | 0.10709 | 0 | 34.72 | 34.72 | 0 | 0 | 0 | 0 | 0 | 1 | 0 | 0 |  | 0 |  | 0
|  |  |  | 24.08 | 48.16 | 0 | 0 | 0 | 0 | 0 | 7.48 | 0.10709 | 0 | 48.16 | 42.874 | 0 | 5.286 | 0 | 0 | 5.286 | 1 | 0 | 0 |  | 0 |  | 0
|  |  |  | 23.76 | 47.52 | 0 | 0 | 0 | 0 | 0 | 7.48 | 0.10709 | 0 | 47.52 | 38.609 | 0 | 8.911 | 0 | 0 | 8.911 | 1 | 0 | 0 |  | 0 |  | 0
|  |  |  | 27.48 | 54.96 | 0 | 0 | 0 | 0 | 0 | 7.48 | 0.10709 | 0 | 54.96 | 43.418 | 0 | 11.542 | 0 | 0 | 11.542 | 1 | 0 | 0 |  | 0 |  | 0
|  |  |  | 31.56 | 63.12 | 0 | 0 | 0 | 0 | 0 | 7.48 | 0.10709 | 0 | 63.12 | 25.232 | 0 | 37.888 | 0 | 0 | 37.888 | 1 | 0 | 0 |  | 0 |  | 0
|  |  |  | 38.4 | 76.8 | 0 | 0 | 0 | 0 | 0 | 7.48 | 0.12502 | 0 | 76.8 | 49.715 | 0 | 27.085 | 0 | 0 | 27.085 | 1 | 0 | 0 |  | 0 |  | 0
|  |  |  | 40.8 | 81.6 | 0 | 0 | 0 | 0 | 0 | 7.48 | 0.12502 | 0 | 81.6 | 44.231 | 0 | 36.493 | 0 | 0 | 36.493 | 0.95151 | 0 | 0.875 |  | 0 |  | 0
|  |  |  | 38.2 | 76.4 | 0 | 0 | 0 | 0 | 0 | 7.48 | 0.12502 | 0 | 76.4 | 0 | 0 | 74.041 | 0 | 0 | 74.041 | 0.82085 | 0 | 2.359 |  | 0 |  | 0
|  |  |  | 38.24 | 76.48 | 0 | 0 | 0 | 0 | 0 | 12.23 | 0.12502 | 0 | 76.48 | 0 | 0 | 80.079 | 3.599 | 0 | 76.48 | 1 | 0 | 0 |  | 0 |  | 0
|  |  |  | 39.96 | 79.92 | 0 | 0 | 0 | 0 | 0 | 12.23 | 0.12502 | 0 | 79.92 | 11.989 | 0 | 67.931 | 0 | 0 | 67.931 | 1 | 0 | 0 |  | 0 |  | 0
|  |  |  | 40.64 | 81.28 | 0 | 0 | 0 | 0 | 0 | 12.23 | 0.12502 | 0 | 81.28 | 28.735 | 0 | 52.545 | 0 | 0 | 52.545 | 1 | 0 | 0 |  | 0 |  | 0
|  |  |  | 36.68 | 73.36 | 0 | 0 | 0 | 0 | 0 | 12.23 | 0.12502 | 0 | 73.36 | 39.946 | 0 | 33.414 | 0 | 0 | 33.414 | 1 | 0 | 0 |  | 0 |  | 0
|  |  |  | 38.32 | 76.64 | 0 | 0 | 0 | 0 | 0 | 7.48 | 0.12502 | 0 | 76.64 | 62.746 | 0 | 13.894 | 0 | 0 | 13.894 | 1 | 0 | 0 |  | 0 |  | 0
|  |  |  | 37.28 | 74.56 | 0 | 0 | 0 | 0 | 0 | 7.48 | 0.12502 | 0 | 74.56 | 67.222 | 0 | 1.261 | 0 | 0 | 1.261 | 0.66337 | 0 | 6.077 |  | 0 |  | 0
|  |  |  | 35.32 | 70.64 | 0 | 0 | 0 | 0 | 0 | 7.48 | 0.12502 | 0 | 70.64 | 62.275 | 0 | 0 | 0 | 0 | 0 | 0.2 | 0 | 8.365 |  | 0 |  | 0
|  |  |  | 33.36 | 66.72 | 0 | 0 | 0 | 0 | 0 | 7.48 | 0.10709 | 0 | 66.72 | 66.72 | 0 | 0 | 0 | 0 | 0 | 0.2 | 0 | 0 |  | 0 |  | 0
|  |  |  | 29.48 | 58.96 | 0 | 0 | 0 | 0 | 0 | 7.48 | 0.10709 | 0 | 58.96 | 58.96 | 0 | 0 | 0 | 0 | 0 | 0.2 | 0 | 0 |  | 0 |  | 0
|  |  |  | 21.6 | 43.2 | 0 | 0 | 0 | 0 | 0 | 7.48 | 0.10709 | 0 | 43.2 | 43.2 | 0 | 0 | 0 | 0 | 0 | 0.2 | 0 | 0 |  | 0 |  | 0
|  |  |  | 12.16 | 24.32 | 0 | 0 | 0 | 0 | 0 | 7.48 | 0.10709 | 0 | 24.32 | 24.32 | 0 | 0 | 0 | 0 | 0 | 0.2 | 0 | 0 |  | 0 |  | 0
|  |  |  | 9.44 | 18.88 | 0 | 0 | 0 | 0 | 0 | 7.48 | 0.10709 | 0 | 18.88 | 18.88 | 0 | 0 | 0 | 0 | 0 | 0.2 | 0 | 0 |  | 0 |  | 0
|  |  |  | 9.92 | 19.84 | 0 | 0 | 0 | 0 | 0 | 7.48 | 0.10709 | 0 | 19.84 | 19.84 | 0 | 0 | 0 | 0 | 0 | 0.2 | 0 | 0 |  | 0 |  | 0
|  |  |  | 9.2 | 18.4 | 0 | 0 | 0 | 0 | 0 | 7.48 | 0.10709 | 0 | 18.4 | 18.4 | 0 | 0 | 0 | 0 | 0 | 0.2 | 0 | 0 |  | 0 |  | 0
|  |  |  | 12.24 | 24.48 | 0 | 0 | 0 | 0 | 0 | 7.48 | 0.10709 | 0 | 24.48 | 24.48 | 0 | 0 | 0 | 0 | 0 | 0.2 | 0 | 0 |  | 0 |  | 0
|  |  |  | 14.28 | 28.56 | 0 | 0 | 0 | 0 | 0 | 7.48 | 0.10709 | 0 | 28.56 | 28.56 | 0 | 0 | 0 | 0 | 0 | 0.2 | 0 | 0 |  | 0 |  | 0
|  |  |  | 15.88 | 31.76 | 0 | 0 | 0 | 0 | 0 | 7.48 | 0.10709 | 0 | 31.76 | 27.02 | 0 | 4.74 | 0 | 0 | 4.74 | 0.2 | 0 | 0 |  | 0 |  | 0
|  |  |  | 16.36 | 32.72 | 0 | 0 | 0 | 0 | 0 | 7.48 | 0.10709 | 0 | 32.72 | 26.428 | 0 | 6.292 | 0 | 0 | 6.292 | 0.2 | 0 | 0 |  | 0 |  | 0
|  |  |  | 20.32 | 40.64 | 0 | 0 | 0 | 0 | 0 | 7.48 | 0.10709 | 0 | 40.64 | 28.08 | 0 | 12.56 | 0 | 0 | 12.56 | 0.2 | 0 | 0 |  | 0 |  | 0
|  |  |  | 20.92 | 41.84 | 0 | 0 | 0 | 0 | 0 | 7.48 | 0.10709 | 0 | 41.84 | 23.108 | 0 | 18.732 | 0 | 0 | 18.732 | 0.2 | 0 | 0 |  | 0 |  | 0
|  |  |  | 21.8 | 43.6 | 0 | 0 | 0 | 0 | 0 | 7.48 | 0.10709 | 0 | 43.6 | 17.715 | 0 | 25.885 | 0 | 0 | 25.885 | 0.2 | 0 | 0 |  | 0 |  | 0
|  |  |  | 22.52 | 45.04 | 0 | 0 | 0 | 0 | 0 | 7.48 | 0.12502 | 0 | 45.04 | 0 | 0 | 47.332 | 2.292 | 0 | 45.04 | 0.31409 | 0 | 0 |  | 0 |  | 0
|  |  |  | 24.08 | 48.16 | 0 | 0 | 0 | 0 | 0 | 7.48 | 0.12502 | 0 | 48.16 | 0 | 30.889 | 56.525 | 8.365 | 0 | 48.16 | 0.73046 | 0 | 0 |  | 0 |  | 0
|  |  |  | 24.72 | 49.44 | 0 | 0 | 0 | 0 | 0 | 7.48 | 0.12502 | 0 | 49.44 | 0 | 30.825 | 54.855 | 5.415 | 0 | 49.44 | 1 | 0 | 0 |  | 0 |  | 0
|  |  |  | 26.36 | 52.72 | 0 | 0 | 0 | 0 | 0 | 12.23 | 0.12502 | 0 | 52.72 | 0 | 28.693 | 52.72 | 0 | 0 | 52.72 | 1 | 0 | 0 |  | 0 |  | 0
|  |  |  | 27.88 | 55.76 | 0 | 0 | 0 | 0 | 0 | 12.23 | 0.12502 | 0 | 55.76 | 0 | 15.178 | 55.76 | 0 | 0 | 55.76 | 1 | 0 | 0 |  | 0 |  | 0
|  |  |  | 29.16 | 58.32 | 0 | 0 | 0 | 0 | 0 | 12.23 | 0.12502 | 0 | 58.32 | 2.61 | 0 | 55.71 | 0 | 0 | 55.71 | 1 | 0 | 0 |  | 0 |  | 0
|  |  |  | 29.44 | 58.88 | 0 | 0 | 0 | 0 | 0 | 12.23 | 0.12502 | 0 | 58.88 | 23.551 | 0 | 35.329 | 0 | 0 | 35.329 | 1 | 0 | 0 |  | 0 |  | 0
|  |  |  | 29.36 | 58.72 | 0 | 0 | 0 | 0 | 0 | 7.48 | 0.12502 | 0 | 58.72 | 44.414 | 0 | 14.306 | 0 | 0 | 14.306 | 1 | 0 | 0 |  | 0 |  | 0
|  |  |  | 26.44 | 52.88 | 0 | 0 | 0 | 0 | 0 | 7.48 | 0.12502 | 0 | 52.88 | 45.36 | 0 | 1.443 | 0 | 0 | 1.443 | 0.66337 | 0 | 6.077 |  | 0 |  | 0
|  |  |  | 26.36 | 52.72 | 0 | 0 | 0 | 0 | 0 | 7.48 | 0.12502 | 0 | 52.72 | 44.355 | 0 | 0 | 0 | 0 | 0 | 0.2 | 0 | 8.365 |  | 0 |  | 0
|  |  |  | 26 | 52 | 0 | 0 | 0 | 0 | 0 | 7.48 | 0.10709 | 8.365 | 52 | 52 | 0 | 0 | 0 | 0 | 0 | 0.61636 | 0 | 0 |  | 0 |  | 0
|  |  |  | 23.8 | 47.6 | 0 | 0 | 0 | 0 | 0 | 7.48 | 0.10709 | 7.707 | 47.6 | 47.6 | 0 | 0 | 0 | 0 | 0 | 1 | 0 | 0 |  | 0 |  | 0
|  |  |  | 20.84 | 41.68 | 0 | 0 | 0 | 0 | 0 | 7.48 | 0.10709 | 0 | 41.68 | 41.68 | 0 | 0 | 0 | 0 | 0 | 1 | 0 | 0 |  | 0 |  | 0
|  |  |  | 14.48 | 28.96 | 0 | 0 | 0 | 0 | 0 | 7.48 | 0.10709 | 0 | 28.96 | 28.96 | 0 | 0 | 0 | 0 | 0 | 1 | 0 | 0 |  | 0 |  | 0
|  |  |  | 12.6 | 25.2 | 0 | 0 | 0 | 0 | 0 | 7.48 | 0.10709 | 0 | 25.2 | 25.2 | 0 | 0 | 0 | 0 | 0 | 1 | 0 | 0 |  | 0 |  | 0
|  |  |  | 11.52 | 23.04 | 0 | 0 | 0 | 0 | 0 | 7.48 | 0.10709 | 0 | 23.04 | 23.04 | 0 | 0 | 0 | 0 | 0 | 1 | 0 | 0 |  | 0 |  | 0
|  |  |  | 9.32 | 18.64 | 0 | 0 | 0 | 0 | 0 | 7.48 | 0.10709 | 0 | 18.64 | 18.64 | 0 | 0 | 0 | 0 | 0 | 1 | 0 | 0 |  | 0 |  | 0
|  |  |  | 11.72 | 23.44 | 0 | 0 | 0 | 0 | 0 | 7.48 | 0.10709 | 0 | 23.44 | 23.44 | 0 | 0 | 0 | 0 | 0 | 1 | 0 | 0 |  | 0 |  | 0
|  |  |  | 15.64 | 31.28 | 0 | 0 | 0 | 0 | 0 | 7.48 | 0.10709 | 0 | 31.28 | 31.28 | 0 | 0 | 0 | 0 | 0 | 1 | 0 | 0 |  | 0 |  | 0
|  |  |  | 16.2 | 32.4 | 0 | 0 | 0 | 0 | 0 | 7.48 | 0.10709 | 0 | 32.4 | 31.842 | 0 | 0.558 | 0 | 0 | 0.558 | 1 | 0 | 0 |  | 0 |  | 0
|  |  |  | 17.72 | 35.44 | 0 | 0 | 0 | 0 | 0 | 7.48 | 0.10709 | 0 | 35.44 | 31.682 | 0 | 3.758 | 0 | 0 | 3.758 | 1 | 0 | 0 |  | 0 |  | 0
|  |  |  | 15.56 | 31.12 | 0 | 0 | 0 | 0 | 0 | 7.48 | 0.10709 | 0 | 31.12 | 24.185 | 0 | 6.935 | 0 | 0 | 6.935 | 1 | 0 | 0 |  | 0 |  | 0
|  |  |  | 20.52 | 41.04 | 0 | 0 | 0 | 0 | 0 | 7.48 | 0.10709 | 0 | 41.04 | 25.849 | 0 | 15.191 | 0 | 0 | 15.191 | 1 | 0 | 0 |  | 0 |  | 0
|  |  |  | 24.52 | 49.04 | 0 | 0 | 0 | 0 | 0 | 7.48 | 0.10709 | 0 | 49.04 | 23.616 | 0 | 25.424 | 0 | 0 | 25.424 | 1 | 0 | 0 |  | 0 |  | 0
|  |  |  | 27.08 | 54.16 | 0 | 0 | 0 | 0 | 0 | 7.48 | 0.12502 | 0 | 54.16 | 12.871 | 0 | 33.596 | 0 | 0 | 33.596 | 0.57383 | 0 | 7.693 |  | 0 |  | 0
|  |  |  | 32.8 | 65.6 | 0 | 0 | 0 | 0 | 0 | 7.48 | 0.12502 | 0 | 65.6 | 0 | 0 | 65.797 | 0.197 | 0 | 65.6 | 0.58364 | 0 | 0 |  | 0 |  | 0
|  |  |  | 38 | 76 | 0 | 0 | 0 | 0 | 0 | 7.48 | 0.12502 | 0 | 76 | 0 | 1.97 | 84.365 | 8.365 | 0 | 76 | 1 | 0 | 0 |  | 0 |  | 0
|  |  |  | 41.56 | 83.12 | 0 | 0 | 0 | 0 | 0 | 12.23 | 0.12502 | 0 | 83.12 | 1.137 | 0 | 81.983 | 0 | 0 | 81.983 | 1 | 0 | 0 |  | 0 |  | 0
|  |  |  | 43.76 | 87.52 | 0 | 0 | 0 | 0 | 0 | 12.23 | 0.12502 | 0 | 87.52 | 16.097 | 0 | 71.423 | 0 | 0 | 71.423 | 1 | 0 | 0 |  | 0 |  | 0
|  |  |  | 45.68 | 91.36 | 0 | 0 | 0 | 0 | 0 | 12.23 | 0.12502 | 0 | 91.36 | 35.711 | 0 | 55.649 | 0 | 0 | 55.649 | 1 | 0 | 0 |  | 0 |  | 0
|  |  |  | 42 | 84 | 0 | 0 | 0 | 0 | 0 | 12.23 | 0.12502 | 0 | 84 | 48.38 | 0 | 35.62 | 0 | 0 | 35.62 | 1 | 0 | 0 |  | 0 |  | 0
|  |  |  | 41.68 | 83.36 | 0 | 0 | 0 | 0 | 0 | 7.48 | 0.12502 | 0 | 83.36 | 69.139 | 0 | 14.221 | 0 | 0 | 14.221 | 1 | 0 | 0 |  | 0 |  | 0
|  |  |  | 36.2 | 72.4 | 0 | 0 | 0 | 0 | 0 | 7.48 | 0.12502 | 0 | 72.4 | 65.038 | 0 | 1.285 | 0 | 0 | 1.285 | 0.66337 | 0 | 6.077 |  | 0 |  | 0
|  |  |  | 30.56 | 61.12 | 0 | 0 | 0 | 0 | 0 | 7.48 | 0.12502 | 0 | 61.12 | 52.755 | 0 | 0 | 0 | 0 | 0 | 0.2 | 0 | 8.365 |  | 0 |  | 0
|  |  |  | 25.48 | 50.96 | 0 | 0 | 0 | 0 | 0 | 7.48 | 0.10709 | 8.365 | 50.96 | 50.96 | 0 | 0 | 0 | 0 | 0 | 0.61636 | 0 | 0 |  | 0 |  | 0
|  |  |  | 24.4 | 48.8 | 0 | 0 | 0 | 0 | 0 | 7.48 | 0.10709 | 7.707 | 48.8 | 48.8 | 0 | 0 | 0 | 0 | 0 | 1 | 0 | 0 |  | 0 |  | 0
|  |  |  | 25.64 | 51.28 | 0 | 0 | 0 | 0 | 0 | 7.48 | 0.10709 | 0 | 51.28 | 51.28 | 0 | 0 | 0 | 0 | 0 | 1 | 0 | 0 |  | 0 |  | 0
|  |  |  | 14.8 | 29.6 | 0 | 0 | 0 | 0 | 0 | 7.48 | 0.10709 | 0 | 29.6 | 29.6 | 0 | 0 | 0 | 0 | 0 | 1 | 0 | 0 |  | 0 |  | 0
|  |  |  | 9.84 | 19.68 | 0 | 0 | 0 | 0 | 0 | 7.48 | 0.10709 | 0 | 19.68 | 19.68 | 0 | 0 | 0 | 0 | 0 | 1 | 0 | 0 |  | 0 |  | 0
|  |  |  | 11.72 | 23.44 | 0 | 0 | 0 | 0 | 0 | 7.48 | 0.10709 | 0 | 23.44 | 23.44 | 0 | 0 | 0 | 0 | 0 | 1 | 0 | 0 |  | 0 |  | 0
|  |  |  | 9.96 | 19.92 | 0 | 0 | 0 | 0 | 0 | 7.48 | 0.10709 | 0 | 19.92 | 19.92 | 0 | 0 | 0 | 0 | 0 | 1 | 0 | 0 |  | 0 |  | 0
|  |  |  | 11.92 | 23.84 | 0 | 0 | 0 | 0 | 0 | 7.48 | 0.10709 | 0 | 23.84 | 23.84 | 0 | 0 | 0 | 0 | 0 | 1 | 0 | 0 |  | 0 |  | 0
|  |  |  | 14.2 | 28.4 | 0 | 0 | 0 | 0 | 0 | 7.48 | 0.10709 | 0 | 28.4 | 28.4 | 0 | 0 | 0 | 0 | 0 | 1 | 0 | 0 |  | 0 |  | 0
|  |  |  | 16.32 | 32.64 | 0 | 0 | 0 | 0 | 0 | 7.48 | 0.10709 | 0 | 32.64 | 28.554 | 0 | 4.086 | 0 | 0 | 4.086 | 1 | 0 | 0 |  | 0 |  | 0
|  |  |  | 22.72 | 45.44 | 0 | 0 | 0 | 0 | 0 | 7.48 | 0.10709 | 0 | 45.44 | 31.206 | 0 | 14.234 | 0 | 0 | 14.234 | 1 | 0 | 0 |  | 0 |  | 0
|  |  |  | 23.64 | 47.28 | 0 | 0 | 0 | 0 | 0 | 7.48 | 0.10709 | 0 | 47.28 | 24.269 | 0 | 23.011 | 0 | 0 | 23.011 | 1 | 0 | 0 |  | 0 |  | 0
|  |  |  | 31.44 | 62.88 | 0 | 0 | 0 | 0 | 0 | 7.48 | 0.10709 | 0 | 62.88 | 4.03 | 0 | 58.85 | 0 | 0 | 58.85 | 1 | 0 | 0 |  | 0 |  | 0
|  |  |  | 40 | 80 | 0 | 0 | 0 | 0 | 0 | 7.48 | 0.10709 | 0 | 80 | 10.117 | 0 | 69.883 | 0 | 0 | 69.883 | 1 | 0 | 0 |  | 0 |  | 0
|  |  |  | 42.64 | 85.28 | 0 | 0 | 0 | 0 | 0 | 7.48 | 0.12502 | 0 | 85.28 | 5.286 | 0 | 79.994 | 0 | 0 | 79.994 | 1 | 0 | 0 |  | 0 |  | 0
|  |  |  | 47.32 | 94.64 | 0 | 0 | 0 | 0 | 0 | 7.48 | 0.12502 | 0 | 94.64 | 9.141 | 0 | 85.499 | 0 | 0 | 85.499 | 1 | 0 | 0 |  | 0 |  | 0
|  |  |  | 45.84 | 91.68 | 0 | 0 | 0 | 0 | 0 | 7.48 | 0.12502 | 0 | 91.68 | 7.176 | 0 | 84.504 | 0 | 0 | 84.504 | 1 | 0 | 0 |  | 0 |  | 0
|  |  |  | 45 | 90 | 0 | 0 | 0 | 0 | 0 | 12.23 | 0.12502 | 0 | 90 | 10.491 | 0 | 79.509 | 0 | 0 | 79.509 | 1 | 0 | 0 |  | 0 |  | 0
|  |  |  | 48.72 | 97.44 | 0 | 0 | 0 | 0 | 0 | 12.23 | 0.12502 | 0 | 97.44 | 28.273 | 0 | 69.167 | 0 | 0 | 69.167 | 1 | 0 | 0 |  | 0 |  | 0
|  |  |  | 45.12 | 90.24 | 0 | 0 | 0 | 0 | 0 | 12.23 | 0.12502 | 0 | 90.24 | 36.3 | 0 | 53.94 | 0 | 0 | 53.94 | 1 | 0 | 0 |  | 0 |  | 0
|  |  |  | 44.8 | 89.6 | 0 | 0 | 0 | 0 | 0 | 12.23 | 0.12502 | 0 | 89.6 | 55.131 | 0 | 34.469 | 0 | 0 | 34.469 | 1 | 0 | 0 |  | 0 |  | 0
|  |  |  | 42.04 | 84.08 | 0 | 0 | 0 | 0 | 0 | 7.48 | 0.12502 | 0 | 84.08 | 70.028 | 0 | 14.052 | 0 | 0 | 14.052 | 1 | 0 | 0 |  | 0 |  | 0
|  |  |  | 45.92 | 91.84 | 0 | 0 | 0 | 0 | 0 | 7.48 | 0.12502 | 0 | 91.84 | 84.445 | 0 | 1.406 | 0 | 0 | 1.406 | 0.66828 | 0 | 5.988 |  | 0 |  | 0
|  |  |  | 49.48 | 98.96 | 0 | 0 | 0 | 0 | 0 | 7.48 | 0.12502 | 0 | 98.96 | 90.595 | 0 | 0 | 0 | 0 | 0 | 0.20491 | 0 | 8.365 |  | 0 |  | 0
|  |  |  | 47.24 | 94.48 | 0 | 0 | 0 | 0 | 0 | 7.48 | 0.10709 | 0 | 94.48 | 94.391 | 0 | 0 | 0 | 0 | 0 | 0.2 | 0 | 0.089 |  | 0 |  | 0
|  |  |  | 41.12 | 82.24 | 0 | 0 | 0 | 0 | 0 | 7.48 | 0.10709 | 5.896 | 82.24 | 82.24 | 0 | 0 | 0 | 0 | 0 | 0.49349 | 0 | 0 |  | 0 |  | 0
|  |  |  | 31.72 | 63.44 | 0 | 0 | 0 | 0 | 0 | 7.48 | 0.10709 | 0 | 63.44 | 63.44 | 0 | 0 | 0 | 0 | 0 | 0.49349 | 0 | 0 |  | 0 |  | 0
|  |  |  | 14.56 | 29.12 | 0 | 0 | 0 | 0 | 0 | 7.48 | 0.10709 | 0 | 29.12 | 29.12 | 0 | 0 | 0 | 0 | 0 | 0.49349 | 0 | 0 |  | 0 |  | 0
|  |  |  | 9.32 | 18.64 | 0 | 0 | 0 | 0 | 0 | 7.48 | 0.10709 | 0 | 18.64 | 18.64 | 0 | 0 | 0 | 0 | 0 | 0.49349 | 0 | 0 |  | 0 |  | 0
|  |  |  | 11.84 | 23.68 | 0 | 0 | 0 | 0 | 0 | 7.48 | 0.10709 | 0 | 23.68 | 23.68 | 0 | 0 | 0 | 0 | 0 | 0.49349 | 0 | 0 |  | 0 |  | 0
|  |  |  | 11.72 | 23.44 | 0 | 0 | 0 | 0 | 0 | 7.48 | 0.10709 | 0 | 23.44 | 23.44 | 0 | 0 | 0 | 0 | 0 | 0.49349 | 0 | 0 |  | 0 |  | 0
|  |  |  | 12.84 | 25.68 | 0 | 0 | 0 | 0 | 0 | 7.48 | 0.10709 | 0 | 25.68 | 25.68 | 0 | 0 | 0 | 0 | 0 | 0.49349 | 0 | 0 |  | 0 |  | 0
|  |  |  | 14.28 | 28.56 | 0 | 0 | 0 | 0 | 0 | 7.48 | 0.10709 | 0 | 28.56 | 28.56 | 0 | 0 | 0 | 0 | 0 | 0.49349 | 0 | 0 |  | 0 |  | 0
|  |  |  | 21.28 | 42.56 | 0 | 0 | 0 | 0 | 0 | 7.48 | 0.10709 | 0 | 42.56 | 38.353 | 0 | 4.207 | 0 | 0 | 4.207 | 0.49349 | 0 | 0 |  | 0 |  | 0
|  |  |  | 27.84 | 55.68 | 0 | 0 | 0 | 0 | 0 | 7.48 | 0.10709 | 0 | 55.68 | 34.572 | 0 | 21.108 | 0 | 0 | 21.108 | 0.49349 | 0 | 0 |  | 0 |  | 0
|  |  |  | 30.4 | 60.8 | 0 | 0 | 0 | 0 | 0 | 7.48 | 0.10709 | 0 | 60.8 | 20.282 | 0 | 40.518 | 0 | 0 | 40.518 | 0.49349 | 0 | 0 |  | 0 |  | 0
|  |  |  | 34.84 | 69.68 | 0 | 0 | 0 | 0 | 0 | 7.48 | 0.10709 | 0 | 69.68 | 12.697 | 0 | 56.983 | 0 | 0 | 56.983 | 0.49349 | 0 | 0 |  | 0 |  | 0
|  |  |  | 39.48 | 78.96 | 0 | 0 | 0 | 0 | 0 | 7.48 | 0.10709 | 0 | 78.96 | 7.683 | 0 | 71.277 | 0 | 0 | 71.277 | 0.49349 | 0 | 0 |  | 0 |  | 0
|  |  |  | 43.28 | 86.56 | 0 | 0 | 0 | 0 | 0 | 7.48 | 0.10709 | 0 | 86.56 | 5.269 | 0 | 81.291 | 0 | 0 | 81.291 | 0.49349 | 0 | 0 |  | 0 |  | 0
|  |  |  | 42.92 | 85.84 | 0 | 0 | 0 | 0 | 0 | 7.48 | 0.10709 | 0 | 85.84 | 0.839 | 0 | 85.001 | 0 | 0 | 85.001 | 0.49349 | 0 | 0 |  | 0 |  | 0
|  |  |  | 39.84 | 79.68 | 0 | 0 | 0 | 0 | 0 | 7.48 | 0.10709 | 0 | 79.68 | 0 | 0 | 85.595 | 5.915 | 0 | 79.68 | 0.78794 | 0 | 0 |  | 0 |  | 0
|  |  |  | 40.44 | 80.88 | 0 | 0 | 0 | 0 | 0 | 7.48 | 0.10709 | 0 | 80.88 | 1.189 | 0 | 79.691 | 0 | 0 | 79.691 | 0.78794 | 0 | 0 |  | 0 |  | 0
|  |  |  | 43.2 | 86.4 | 0 | 0 | 0 | 0 | 0 | 7.48 | 0.10709 | 0 | 86.4 | 17.342 | 0 | 69.058 | 0 | 0 | 69.058 | 0.78794 | 0 | 0 |  | 0 |  | 0
|  |  |  | 47.6 | 95.2 | 0 | 0 | 0 | 0 | 0 | 7.48 | 0.10709 | 0 | 95.2 | 41.236 | 0 | 53.964 | 0 | 0 | 53.964 | 0.78794 | 0 | 0 |  | 0 |  | 0
|  |  |  | 60.44 | 120.88 | 0 | 0 | 0 | 0 | 0 | 7.48 | 0.10709 | 0 | 120.88 | 86.436 | 0 | 34.444 | 0 | 0 | 34.444 | 0.78794 | 0 | 0 |  | 0 |  | 0
|  |  |  | 51.52 | 103.04 | 0 | 0 | 0 | 0 | 0 | 7.48 | 0.10709 | 0 | 103.04 | 88.879 | 0 | 14.161 | 0 | 0 | 14.161 | 0.78794 | 0 | 0 |  | 0 |  | 0
|  |  |  | 52.16 | 104.32 | 0 | 0 | 0 | 0 | 0 | 7.48 | 0.10709 | 0 | 104.32 | 94.391 | 0 | 1.564 | 0 | 0 | 1.564 | 0.32457 | 0 | 8.365 |  | 0 |  | 0
|  |  |  | 48.32 | 96.64 | 0 | 0 | 0 | 0 | 0 | 7.48 | 0.10709 | 0 | 96.64 | 94.391 | 0 | 0 | 0 | 0 | 0 | 0.2 | 0 | 2.249 |  | 0 |  | 0
|  |  |  | 35.4 | 70.8 | 0 | 0 | 0 | 0 | 0 | 7.48 | 0.10709 | 0 | 70.8 | 70.8 | 0 | 0 | 0 | 0 | 0 | 0.2 | 0 | 0 |  | 0 |  | 0
|  |  |  | 29.92 | 59.84 | 0 | 0 | 0 | 0 | 0 | 7.48 | 0.10709 | 0 | 59.84 | 59.84 | 0 | 0 | 0 | 0 | 0 | 0.2 | 0 | 0 |  | 0 |  | 0
|  |  |  | 21.08 | 42.16 | 0 | 0 | 0 | 0 | 0 | 7.48 | 0.10709 | 0 | 42.16 | 42.16 | 0 | 0 | 0 | 0 | 0 | 0.2 | 0 | 0 |  | 0 |  | 0
|  |  |  | 11.32 | 22.64 | 0 | 0 | 0 | 0 | 0 | 7.48 | 0.10709 | 0 | 22.64 | 22.64 | 0 | 0 | 0 | 0 | 0 | 0.2 | 0 | 0 |  | 0 |  | 0
|  |  |  | 9.8 | 19.6 | 0 | 0 | 0 | 0 | 0 | 7.48 | 0.10709 | 0 | 19.6 | 19.6 | 0 | 0 | 0 | 0 | 0 | 0.2 | 0 | 0 |  | 0 |  | 0
|  |  |  | 9.72 | 19.44 | 0 | 0 | 0 | 0 | 0 | 7.48 | 0.10709 | 0 | 19.44 | 19.44 | 0 | 0 | 0 | 0 | 0 | 0.2 | 0 | 0 |  | 0 |  | 0
|  |  |  | 9.72 | 19.44 | 0 | 0 | 0 | 0 | 0 | 7.48 | 0.10709 | 0 | 19.44 | 19.44 | 0 | 0 | 0 | 0 | 0 | 0.2 | 0 | 0 |  | 0 |  | 0
|  |  |  | 12.6 | 25.2 | 0 | 0 | 0 | 0 | 0 | 7.48 | 0.10709 | 0 | 25.2 | 25.2 | 0 | 0 | 0 | 0 | 0 | 0.2 | 0 | 0 |  | 0 |  | 0
|  |  |  | 14.84 | 29.68 | 0 | 0 | 0 | 0 | 0 | 7.48 | 0.10709 | 0 | 29.68 | 29.68 | 0 | 0 | 0 | 0 | 0 | 0.2 | 0 | 0 |  | 0 |  | 0
|  |  |  | 18 | 36 | 0 | 0 | 0 | 0 | 0 | 7.48 | 0.10709 | 0 | 36 | 31.526 | 0 | 4.474 | 0 | 0 | 4.474 | 0.2 | 0 | 0 |  | 0 |  | 0
|  |  |  | 23.88 | 47.76 | 0 | 0 | 0 | 0 | 0 | 7.48 | 0.10709 | 0 | 47.76 | 40.607 | 0 | 7.153 | 0 | 0 | 7.153 | 0.2 | 0 | 0 |  | 0 |  | 0
|  |  |  | 23.76 | 47.52 | 0 | 0 | 0 | 0 | 0 | 7.48 | 0.10709 | 0 | 47.52 | 32.51 | 0 | 15.01 | 0 | 0 | 15.01 | 0.2 | 0 | 0 |  | 0 |  | 0
|  |  |  | 24.88 | 49.76 | 0 | 0 | 0 | 0 | 0 | 7.48 | 0.10709 | 0 | 49.76 | 24.93 | 0 | 24.83 | 0 | 0 | 24.83 | 0.2 | 0 | 0 |  | 0 |  | 0
|  |  |  | 29.36 | 58.72 | 0 | 0 | 0 | 0 | 0 | 7.48 | 0.10709 | 0 | 58.72 | 13.958 | 0 | 44.762 | 0 | 0 | 44.762 | 0.2 | 0 | 0 |  | 0 |  | 0
|  |  |  | 33.08 | 66.16 | 0 | 0 | 0 | 0 | 0 | 7.48 | 0.10709 | 0 | 66.16 | 0 | 0 | 71.495 | 5.335 | 0 | 66.16 | 0.46557 | 0 | 0 |  | 0 |  | 0
|  |  |  | 30.16 | 60.32 | 0 | 0 | 0 | 0 | 0 | 7.48 | 0.10709 | 0 | 60.32 | 0 | 21.397 | 68.685 | 8.365 | 0 | 60.32 | 0.88193 | 0 | 0 |  | 0 |  | 0
|  |  |  | 28.56 | 57.12 | 0 | 0 | 0 | 0 | 0 | 7.48 | 0.10709 | 0 | 57.12 | 0 | 29.45 | 59.492 | 2.372 | 0 | 57.12 | 1 | 0 | 0 |  | 0 |  | 0
|  |  |  | 31.12 | 62.24 | 0 | 0 | 0 | 0 | 0 | 7.48 | 0.10709 | 0 | 62.24 | 0 | 19.161 | 62.24 | 0 | 0 | 62.24 | 1 | 0 | 0 |  | 0 |  | 0
|  |  |  | 32.96 | 65.92 | 0 | 0 | 0 | 0 | 0 | 7.48 | 0.10709 | 0 | 65.92 | 0 | 5.187 | 65.92 | 0 | 0 | 65.92 | 1 | 0 | 0 |  | 0 |  | 0
|  |  |  | 33 | 66 | 0 | 0 | 0 | 0 | 0 | 7.48 | 0.10709 | 0 | 66 | 10.193 | 0 | 55.807 | 0 | 0 | 55.807 | 1 | 0 | 0 |  | 0 |  | 0
|  |  |  | 36.4 | 72.8 | 0 | 0 | 0 | 0 | 0 | 7.48 | 0.10709 | 0 | 72.8 | 36.804 | 0 | 35.996 | 0 | 0 | 35.996 | 1 | 0 | 0 |  | 0 |  | 0
|  |  |  | 35.16 | 70.32 | 0 | 0 | 0 | 0 | 0 | 7.48 | 0.10709 | 0 | 70.32 | 55.395 | 0 | 14.925 | 0 | 0 | 14.925 | 1 | 0 | 0 |  | 0 |  | 0
|  |  |  | 31.16 | 62.32 | 0 | 0 | 0 | 0 | 0 | 7.48 | 0.10709 | 0 | 62.32 | 60.514 | 0 | 1.806 | 0 | 0 | 1.806 | 1 | 0 | 0 |  | 0 |  | 0
|  |  |  | 28.92 | 57.84 | 0 | 0 | 0 | 0 | 0 | 7.48 | 0.10709 | 0 | 57.84 | 57.84 | 0 | 0 | 0 | 0 | 0 | 1 | 0 | 0 |  | 0 |  | 0
|  |  |  | 26.68 | 53.36 | 0 | 0 | 0 | 0 | 0 | 7.48 | 0.10709 | 0 | 53.36 | 53.36 | 0 | 0 | 0 | 0 | 0 | 1 | 0 | 0 |  | 0 |  | 0
|  |  |  | 22.56 | 45.12 | 0 | 0 | 0 | 0 | 0 | 7.48 | 0.10709 | 0 | 45.12 | 45.12 | 0 | 0 | 0 | 0 | 0 | 1 | 0 | 0 |  | 0 |  | 0
|  |  |  | 19.48 | 38.96 | 0 | 0 | 0 | 0 | 0 | 7.48 | 0.10709 | 0 | 38.96 | 38.96 | 0 | 0 | 0 | 0 | 0 | 1 | 0 | 0 |  | 0 |  | 0
|  |  |  | 11.04 | 22.08 | 0 | 0 | 0 | 0 | 0 | 7.48 | 0.10709 | 0 | 22.08 | 22.08 | 0 | 0 | 0 | 0 | 0 | 1 | 0 | 0 |  | 0 |  | 0
|  |  |  | 9.92 | 19.84 | 0 | 0 | 0 | 0 | 0 | 7.48 | 0.10709 | 0 | 19.84 | 19.84 | 0 | 0 | 0 | 0 | 0 | 1 | 0 | 0 |  | 0 |  | 0
|  |  |  | 9.76 | 19.52 | 0 | 0 | 0 | 0 | 0 | 7.48 | 0.10709 | 0 | 19.52 | 19.52 | 0 | 0 | 0 | 0 | 0 | 1 | 0 | 0 |  | 0 |  | 0
|  |  |  | 9.56 | 19.12 | 0 | 0 | 0 | 0 | 0 | 7.48 | 0.10709 | 0 | 19.12 | 19.12 | 0 | 0 | 0 | 0 | 0 | 1 | 0 | 0 |  | 0 |  | 0
|  |  |  | 12.52 | 25.04 | 0 | 0 | 0 | 0 | 0 | 7.48 | 0.10709 | 0 | 25.04 | 25.04 | 0 | 0 | 0 | 0 | 0 | 1 | 0 | 0 |  | 0 |  | 0
|  |  |  | 14.52 | 29.04 | 0 | 0 | 0 | 0 | 0 | 7.48 | 0.10709 | 0 | 29.04 | 29.04 | 0 | 0 | 0 | 0 | 0 | 1 | 0 | 0 |  | 0 |  | 0
|  |  |  | 17.2 | 34.4 | 0 | 0 | 0 | 0 | 0 | 7.48 | 0.10709 | 0 | 34.4 | 26.71 | 0 | 4.813 | 0 | 0 | 4.813 | 0.84062 | 0 | 2.877 |  | 0 |  | 0
|  |  |  | 24.36 | 48.72 | 0 | 0 | 0 | 0 | 0 | 7.48 | 0.10709 | 0 | 48.72 | 25.649 | 0 | 14.706 | 0 | 0 | 14.706 | 0.37725 | 0 | 8.365 |  | 0 |  | 0
|  |  |  | 23.12 | 46.24 | 0 | 0 | 0 | 0 | 0 | 7.48 | 0.10709 | 0 | 46.24 | 0 | 0 | 43.04 | 0 | 0 | 43.04 | 0.2 | 0 | 3.2 |  | 0 |  | 0
|  |  |  | 24.92 | 49.84 | 0 | 0 | 0 | 0 | 0 | 7.48 | 0.10709 | 0 | 49.84 | 0 | 1.421 | 58.205 | 8.365 | 0 | 49.84 | 0.61636 | 0 | 0 |  | 0 |  | 0
|  |  |  | 26.76 | 53.52 | 0 | 0 | 0 | 0 | 0 | 7.48 | 0.10709 | 0 | 53.52 | 0 | 12.838 | 61.227 | 7.707 | 0 | 53.52 | 1 | 0 | 0 |  | 0 |  | 0
|  |  |  | 28.2 | 56.4 | 0 | 0 | 0 | 0 | 0 | 7.48 | 0.12502 | 0 | 56.4 | 0 | 27.619 | 56.4 | 0 | 0 | 56.4 | 1 | 0 | 0 |  | 0 |  | 0
|  |  |  | 29.44 | 58.88 | 0 | 0 | 0 | 0 | 0 | 7.48 | 0.12502 | 0 | 58.88 | 0 | 28.401 | 58.88 | 0 | 0 | 58.88 | 1 | 0 | 0 |  | 0 |  | 0
|  |  |  | 30.16 | 60.32 | 0 | 0 | 0 | 0 | 0 | 7.48 | 0.12502 | 0 | 60.32 | 0 | 27.615 | 60.32 | 0 | 0 | 60.32 | 1 | 0 | 0 |  | 0 |  | 0
|  |  |  | 33.4 | 66.8 | 0 | 0 | 0 | 0 | 0 | 12.23 | 0.12502 | 0 | 66.8 | 0 | 15.946 | 66.8 | 0 | 0 | 66.8 | 1 | 0 | 0 |  | 0 |  | 0
|  |  |  | 33.28 | 66.56 | 0 | 0 | 0 | 0 | 0 | 12.23 | 0.12502 | 0 | 66.56 | 0 | 5.578 | 66.56 | 0 | 0 | 66.56 | 1 | 0 | 0 |  | 0 |  | 0
|  |  |  | 37.92 | 75.84 | 0 | 0 | 0 | 0 | 0 | 12.23 | 0.12502 | 0 | 75.84 | 20.154 | 0 | 55.686 | 0 | 0 | 55.686 | 1 | 0 | 0 |  | 0 |  | 0
|  |  |  | 40.56 | 81.12 | 0 | 0 | 0 | 0 | 0 | 12.23 | 0.12502 | 0 | 81.12 | 45.585 | 0 | 35.535 | 0 | 0 | 35.535 | 1 | 0 | 0 |  | 0 |  | 0
|  |  |  | 40.88 | 81.76 | 0 | 0 | 0 | 0 | 0 | 7.48 | 0.12502 | 0 | 81.76 | 66.932 | 0 | 14.828 | 0 | 0 | 14.828 | 1 | 0 | 0 |  | 0 |  | 0
|  |  |  | 40.48 | 80.96 | 0 | 0 | 0 | 0 | 0 | 7.48 | 0.12502 | 0 | 80.96 | 73.307 | 0 | 1.576 | 0 | 0 | 1.576 | 0.66337 | 0 | 6.077 |  | 0 |  | 0
|  |  |  | 39.88 | 79.76 | 0 | 0 | 0 | 0 | 0 | 7.48 | 0.12502 | 0 | 79.76 | 71.395 | 0 | 0 | 0 | 0 | 0 | 0.2 | 0 | 8.365 |  | 0 |  | 0
|  |  |  | 36.36 | 72.72 | 0 | 0 | 0 | 0 | 0 | 7.48 | 0.10709 | 8.365 | 72.72 | 72.72 | 0 | 0 | 0 | 0 | 0 | 0.61636 | 0 | 0 |  | 0 |  | 0
|  |  |  | 28.28 | 56.56 | 0 | 0 | 0 | 0 | 0 | 7.48 | 0.10709 | 7.707 | 56.56 | 56.56 | 0 | 0 | 0 | 0 | 0 | 1 | 0 | 0 |  | 0 |  | 0
|  |  |  | 18.28 | 36.56 | 0 | 0 | 0 | 0 | 0 | 7.48 | 0.10709 | 0 | 36.56 | 36.56 | 0 | 0 | 0 | 0 | 0 | 1 | 0 | 0 |  | 0 |  | 0
|  |  |  | 11.44 | 22.88 | 0 | 0 | 0 | 0 | 0 | 7.48 | 0.10709 | 0 | 22.88 | 22.88 | 0 | 0 | 0 | 0 | 0 | 1 | 0 | 0 |  | 0 |  | 0
|  |  |  | 11.12 | 22.24 | 0 | 0 | 0 | 0 | 0 | 7.48 | 0.10709 | 0 | 22.24 | 22.24 | 0 | 0 | 0 | 0 | 0 | 1 | 0 | 0 |  | 0 |  | 0
|  |  |  | 8.84 | 17.68 | 0 | 0 | 0 | 0 | 0 | 7.48 | 0.10709 | 0 | 17.68 | 17.68 | 0 | 0 | 0 | 0 | 0 | 1 | 0 | 0 |  | 0 |  | 0
|  |  |  | 8.24 | 16.48 | 0 | 0 | 0 | 0 | 0 | 7.48 | 0.10709 | 0 | 16.48 | 16.48 | 0 | 0 | 0 | 0 | 0 | 1 | 0 | 0 |  | 0 |  | 0
|  |  |  | 10.76 | 21.52 | 0 | 0 | 0 | 0 | 0 | 7.48 | 0.10709 | 0 | 21.52 | 21.52 | 0 | 0 | 0 | 0 | 0 | 1 | 0 | 0 |  | 0 |  | 0
|  |  |  | 13.32 | 26.64 | 0 | 0 | 0 | 0 | 0 | 7.48 | 0.10709 | 0 | 26.64 | 26.64 | 0 | 0 | 0 | 0 | 0 | 1 | 0 | 0 |  | 0 |  | 0
|  |  |  | 16.36 | 32.72 | 0 | 0 | 0 | 0 | 0 | 7.48 | 0.10709 | 0 | 32.72 | 27.992 | 0 | 4.728 | 0 | 0 | 4.728 | 1 | 0 | 0 |  | 0 |  | 0
|  |  |  | 22.2 | 44.4 | 0 | 0 | 0 | 0 | 0 | 7.48 | 0.10709 | 0 | 44.4 | 34.458 | 0 | 9.942 | 0 | 0 | 9.942 | 1 | 0 | 0 |  | 0 |  | 0
|  |  |  | 23.36 | 46.72 | 0 | 0 | 0 | 0 | 0 | 7.48 | 0.10709 | 0 | 46.72 | 31.941 | 0 | 14.779 | 0 | 0 | 14.779 | 1 | 0 | 0 |  | 0 |  | 0
|  |  |  | 27.44 | 54.88 | 0 | 0 | 0 | 0 | 0 | 7.48 | 0.10709 | 0 | 54.88 | 38.27 | 0 | 16.61 | 0 | 0 | 16.61 | 1 | 0 | 0 |  | 0 |  | 0
|  |  |  | 33.68 | 67.36 | 0 | 0 | 0 | 0 | 0 | 7.48 | 0.10709 | 0 | 67.36 | 37.341 | 0 | 30.019 | 0 | 0 | 30.019 | 1 | 0 | 0 |  | 0 |  | 0
|  |  |  | 41.96 | 83.92 | 0 | 0 | 0 | 0 | 0 | 7.48 | 0.12502 | 0 | 83.92 | 55.695 | 0 | 28.225 | 0 | 0 | 28.225 | 1 | 0 | 0 |  | 0 |  | 0
|  |  |  | 47 | 94 | 0 | 0 | 0 | 0 | 0 | 7.48 | 0.12502 | 0 | 94 | 60.623 | 0 | 33.377 | 0 | 0 | 33.377 | 1 | 0 | 0 |  | 0 |  | 0
|  |  |  | 40.16 | 80.32 | 0 | 0 | 0 | 0 | 0 | 7.48 | 0.12502 | 0 | 80.32 | 48.349 | 0 | 31.971 | 0 | 0 | 31.971 | 1 | 0 | 0 |  | 0 |  | 0
|  |  |  | 34.44 | 68.88 | 0 | 0 | 0 | 0 | 0 | 12.23 | 0.12502 | 0 | 68.88 | 22.36 | 0 | 46.52 | 0 | 0 | 46.52 | 1 | 0 | 0 |  | 0 |  | 0
|  |  |  | 35.96 | 71.92 | 0 | 0 | 0 | 0 | 0 | 12.23 | 0.12502 | 0 | 71.92 | 11.118 | 0 | 60.802 | 0 | 0 | 60.802 | 1 | 0 | 0 |  | 0 |  | 0
|  |  |  | 36.32 | 72.64 | 0 | 0 | 0 | 0 | 0 | 12.23 | 0.12502 | 0 | 72.64 | 15.354 | 0 | 57.286 | 0 | 0 | 57.286 | 1 | 0 | 0 |  | 0 |  | 0
|  |  |  | 35.52 | 71.04 | 0 | 0 | 0 | 0 | 0 | 12.23 | 0.12502 | 0 | 71.04 | 49.387 | 0 | 21.653 | 0 | 0 | 21.653 | 1 | 0 | 0 |  | 0 |  | 0
|  |  |  | 32.64 | 65.28 | 0 | 0 | 0 | 0 | 0 | 7.48 | 0.12502 | 0 | 65.28 | 61.037 | 0 | 4.243 | 0 | 0 | 4.243 | 1 | 0 | 0 |  | 0 |  | 0
|  |  |  | 32.28 | 64.56 | 0 | 0 | 0 | 0 | 0 | 7.48 | 0.12502 | 0 | 64.56 | 56.543 | 0 | 1.94 | 0 | 0 | 1.94 | 0.66337 | 0 | 6.077 |  | 0 |  | 0
|  |  |  | 30.04 | 60.08 | 0 | 0 | 0 | 0 | 0 | 7.48 | 0.12502 | 0 | 60.08 | 51.715 | 0 | 0 | 0 | 0 | 0 | 0.2 | 0 | 8.365 |  | 0 |  | 0
|  |  |  | 28.56 | 57.12 | 0 | 0 | 0 | 0 | 0 | 7.48 | 0.10709 | 8.365 | 57.12 | 57.12 | 0 | 0 | 0 | 0 | 0 | 0.61636 | 0 | 0 |  | 0 |  | 0
|  |  |  | 24.92 | 49.84 | 0 | 0 | 0 | 0 | 0 | 7.48 | 0.10709 | 7.707 | 49.84 | 49.84 | 0 | 0 | 0 | 0 | 0 | 1 | 0 | 0 |  | 0 |  | 0
|  |  |  | 19 | 38 | 0 | 0 | 0 | 0 | 0 | 7.48 | 0.10709 | 0 | 38 | 38 | 0 | 0 | 0 | 0 | 0 | 1 | 0 | 0 |  | 0 |  | 0
|  |  |  | 11.2 | 22.4 | 0 | 0 | 0 | 0 | 0 | 7.48 | 0.10709 | 0 | 22.4 | 22.4 | 0 | 0 | 0 | 0 | 0 | 1 | 0 | 0 |  | 0 |  | 0
|  |  |  | 14.12 | 28.24 | 0 | 0 | 0 | 0 | 0 | 7.48 | 0.10709 | 0 | 28.24 | 28.24 | 0 | 0 | 0 | 0 | 0 | 1 | 0 | 0 |  | 0 |  | 0
|  |  |  | 10.24 | 20.48 | 0 | 0 | 0 | 0 | 0 | 7.48 | 0.10709 | 0 | 20.48 | 20.48 | 0 | 0 | 0 | 0 | 0 | 1 | 0 | 0 |  | 0 |  | 0
|  |  |  | 9.84 | 19.68 | 0 | 0 | 0 | 0 | 0 | 7.48 | 0.10709 | 0 | 19.68 | 19.68 | 0 | 0 | 0 | 0 | 0 | 1 | 0 | 0 |  | 0 |  | 0
|  |  |  | 11.16 | 22.32 | 0 | 0 | 0 | 0 | 0 | 7.48 | 0.10709 | 0 | 22.32 | 22.32 | 0 | 0 | 0 | 0 | 0 | 1 | 0 | 0 |  | 0 |  | 0
|  |  |  | 11.76 | 23.52 | 0 | 0 | 0 | 0 | 0 | 7.48 | 0.10709 | 0 | 23.52 | 23.52 | 0 | 0 | 0 | 0 | 0 | 1 | 0 | 0 |  | 0 |  | 0
|  |  |  | 13.48 | 26.96 | 0 | 0 | 0 | 0 | 0 | 7.48 | 0.10709 | 0 | 26.96 | 21.735 | 0 | 5.225 | 0 | 0 | 5.225 | 1 | 0 | 0 |  | 0 |  | 0
|  |  |  | 16.8 | 33.6 | 0 | 0 | 0 | 0 | 0 | 7.48 | 0.10709 | 0 | 33.6 | 29.999 | 0 | 3.601 | 0 | 0 | 3.601 | 1 | 0 | 0 |  | 0 |  | 0
|  |  |  | 20.24 | 40.48 | 0 | 0 | 0 | 0 | 0 | 7.48 | 0.10709 | 0 | 40.48 | 33.509 | 0 | 6.971 | 0 | 0 | 6.971 | 1 | 0 | 0 |  | 0 |  | 0
|  |  |  | 22.6 | 45.2 | 0 | 0 | 0 | 0 | 0 | 7.48 | 0.10709 | 0 | 45.2 | 31.173 | 0 | 14.027 | 0 | 0 | 14.027 | 1 | 0 | 0 |  | 0 |  | 0
|  |  |  | 25.48 | 50.96 | 0 | 0 | 0 | 0 | 0 | 7.48 | 0.10709 | 0 | 50.96 | 33.307 | 0 | 17.653 | 0 | 0 | 17.653 | 1 | 0 | 0 |  | 0 |  | 0
|  |  |  | 28.56 | 57.12 | 0 | 0 | 0 | 0 | 0 | 7.48 | 0.12502 | 0 | 57.12 | 39.734 | 0 | 17.386 | 0 | 0 | 17.386 | 1 | 0 | 0 |  | 0 |  | 0
|  |  |  | 31.56 | 63.12 | 0 | 0 | 0 | 0 | 0 | 7.48 | 0.12502 | 0 | 63.12 | 46.062 | 0 | 17.058 | 0 | 0 | 17.058 | 1 | 0 | 0 |  | 0 |  | 0
|  |  |  | 33.32 | 66.64 | 0 | 0 | 0 | 0 | 0 | 7.48 | 0.12502 | 0 | 66.64 | 45.69 | 0 | 20.95 | 0 | 0 | 20.95 | 1 | 0 | 0 |  | 0 |  | 0
|  |  |  | 33.28 | 66.56 | 0 | 0 | 0 | 0 | 0 | 12.23 | 0.12502 | 0 | 66.56 | 19.834 | 0 | 46.726 | 0 | 0 | 46.726 | 1 | 0 | 0 |  | 0 |  | 0
|  |  |  | 34.32 | 68.64 | 0 | 0 | 0 | 0 | 0 | 12.23 | 0.12502 | 0 | 68.64 | 37.991 | 0 | 30.649 | 0 | 0 | 30.649 | 1 | 0 | 0 |  | 0 |  | 0
|  |  |  | 35.8 | 71.6 | 0 | 0 | 0 | 0 | 0 | 12.23 | 0.12502 | 0 | 71.6 | 40.793 | 0 | 30.807 | 0 | 0 | 30.807 | 1 | 0 | 0 |  | 0 |  | 0
|  |  |  | 38.6 | 77.2 | 0 | 0 | 0 | 0 | 0 | 12.23 | 0.12502 | 0 | 77.2 | 60.106 | 0 | 8.729 | 0 | 0 | 8.729 | 0.53663 | 0 | 8.365 |  | 0 |  | 0
|  |  |  | 38.16 | 76.32 | 0 | 0 | 0 | 0 | 0 | 7.48 | 0.12502 | 0 | 76.32 | 69.785 | 0 | 6.535 | 0 | 0 | 6.535 | 0.53663 | 0 | 0 |  | 0 |  | 0
|  |  |  | 34.6 | 69.2 | 0 | 0 | 0 | 0 | 0 | 7.48 | 0.12502 | 0 | 69.2 | 67.224 | 0 | 1.976 | 0 | 0 | 1.976 | 0.53663 | 0 | 0 |  | 0 |  | 0
|  |  |  | 33.16 | 66.32 | 0 | 0 | 0 | 0 | 0 | 7.48 | 0.12502 | 0 | 66.32 | 60.243 | 0 | 0 | 0 | 0 | 0 | 0.2 | 0 | 6.077 |  | 0 |  | 0
|  |  |  | 31.04 | 62.08 | 0 | 0 | 0 | 0 | 0 | 7.48 | 0.10709 | 8.365 | 62.08 | 62.08 | 0 | 0 | 0 | 0 | 0 | 0.61636 | 0 | 0 |  | 0 |  | 0
|  |  |  | 28 | 56 | 0 | 0 | 0 | 0 | 0 | 7.48 | 0.10709 | 4.705 | 56 | 56 | 0 | 0 | 0 | 0 | 0 | 0.85057 | 0 | 0 |  | 0 |  | 0
|  |  |  | 23 | 46 | 0 | 0 | 0 | 0 | 0 | 7.48 | 0.10709 | 0 | 46 | 46 | 0 | 0 | 0 | 0 | 0 | 0.85057 | 0 | 0 |  | 0 |  | 0
|  |  |  | 14.08 | 28.16 | 0 | 0 | 0 | 0 | 0 | 7.48 | 0.10709 | 0 | 28.16 | 28.16 | 0 | 0 | 0 | 0 | 0 | 0.85057 | 0 | 0 |  | 0 |  | 0
|  |  |  | 12.36 | 24.72 | 0 | 0 | 0 | 0 | 0 | 7.48 | 0.10709 | 0 | 24.72 | 24.72 | 0 | 0 | 0 | 0 | 0 | 0.85057 | 0 | 0 |  | 0 |  | 0
|  |  |  | 12 | 24 | 0 | 0 | 0 | 0 | 0 | 7.48 | 0.10709 | 0 | 24 | 24 | 0 | 0 | 0 | 0 | 0 | 0.85057 | 0 | 0 |  | 0 |  | 0
|  |  |  | 11.6 | 23.2 | 0 | 0 | 0 | 0 | 0 | 7.48 | 0.10709 | 0 | 23.2 | 23.2 | 0 | 0 | 0 | 0 | 0 | 0.85057 | 0 | 0 |  | 0 |  | 0
|  |  |  | 12.32 | 24.64 | 0 | 0 | 0 | 0 | 0 | 7.48 | 0.10709 | 0 | 24.64 | 24.64 | 0 | 0 | 0 | 0 | 0 | 0.85057 | 0 | 0 |  | 0 |  | 0
|  |  |  | 13.2 | 26.4 | 0 | 0 | 0 | 0 | 0 | 7.48 | 0.10709 | 0 | 26.4 | 26.4 | 0 | 0 | 0 | 0 | 0 | 0.85057 | 0 | 0 |  | 0 |  | 0
|  |  |  | 13.96 | 27.92 | 0 | 0 | 0 | 0 | 0 | 7.48 | 0.10709 | 0 | 27.92 | 22.501 | 0 | 5.419 | 0 | 0 | 5.419 | 0.85057 | 0 | 0 |  | 0 |  | 0
|  |  |  | 14.96 | 29.92 | 0 | 0 | 0 | 0 | 0 | 7.48 | 0.10709 | 0 | 29.92 | 7.224 | 0 | 22.696 | 0 | 0 | 22.696 | 0.85057 | 0 | 0 |  | 0 |  | 0
|  |  |  | 16.16 | 32.32 | 0 | 0 | 0 | 0 | 0 | 7.48 | 0.10709 | 0 | 32.32 | 8.605 | 0 | 23.715 | 0 | 0 | 23.715 | 0.85057 | 0 | 0 |  | 0 |  | 0
|  |  |  | 22.08 | 44.16 | 0 | 0 | 0 | 0 | 0 | 7.48 | 0.10709 | 0 | 44.16 | 4.684 | 0 | 39.476 | 0 | 0 | 39.476 | 0.85057 | 0 | 0 |  | 0 |  | 0
|  |  |  | 24.6 | 49.2 | 0 | 0 | 0 | 0 | 0 | 7.48 | 0.10709 | 0 | 49.2 | 10.597 | 0 | 38.603 | 0 | 0 | 38.603 | 0.85057 | 0 | 0 |  | 0 |  | 0
|  |  |  | 26.76 | 53.52 | 0 | 0 | 0 | 0 | 0 | 7.48 | 0.12502 | 0 | 53.52 | 0 | 0 | 56.522 | 3.002 | 0 | 53.52 | 1 | 0 | 0 |  | 0 |  | 0
|  |  |  | 29.88 | 59.76 | 0 | 0 | 0 | 0 | 0 | 7.48 | 0.12502 | 0 | 59.76 | 24.176 | 0 | 35.584 | 0 | 0 | 35.584 | 1 | 0 | 0 |  | 0 |  | 0
|  |  |  | 32 | 64 | 0 | 0 | 0 | 0 | 0 | 7.48 | 0.12502 | 0 | 64 | 4.301 | 0 | 59.699 | 0 | 0 | 59.699 | 1 | 0 | 0 |  | 0 |  | 0
|  |  |  | 33.16 | 66.32 | 0 | 0 | 0 | 0 | 0 | 12.23 | 0.12502 | 0 | 66.32 | 5.385 | 0 | 60.935 | 0 | 0 | 60.935 | 1 | 0 | 0 |  | 0 |  | 0
|  |  |  | 34.2 | 68.4 | 0 | 0 | 0 | 0 | 0 | 12.23 | 0.12502 | 0 | 68.4 | 9.429 | 0 | 58.971 | 0 | 0 | 58.971 | 1 | 0 | 0 |  | 0 |  | 0
|  |  |  | 36.12 | 72.24 | 0 | 0 | 0 | 0 | 0 | 12.23 | 0.12502 | 0 | 72.24 | 24.314 | 0 | 47.926 | 0 | 0 | 47.926 | 1 | 0 | 0 |  | 0 |  | 0
|  |  |  | 37.4 | 74.8 | 0 | 0 | 0 | 0 | 0 | 12.23 | 0.12502 | 0 | 74.8 | 36.997 | 0 | 37.803 | 0 | 0 | 37.803 | 1 | 0 | 0 |  | 0 |  | 0
|  |  |  | 37.8 | 75.6 | 0 | 0 | 0 | 0 | 0 | 7.48 | 0.12502 | 0 | 75.6 | 59.693 | 0 | 15.907 | 0 | 0 | 15.907 | 1 | 0 | 0 |  | 0 |  | 0
|  |  |  | 31.12 | 62.24 | 0 | 0 | 0 | 0 | 0 | 7.48 | 0.12502 | 0 | 62.24 | 54.272 | 0 | 1.891 | 0 | 0 | 1.891 | 0.66337 | 0 | 6.077 |  | 0 |  | 0
|  |  |  | 24.4 | 48.8 | 0 | 0 | 0 | 0 | 0 | 7.48 | 0.12502 | 0 | 48.8 | 40.435 | 0 | 0 | 0 | 0 | 0 | 0.2 | 0 | 8.365 |  | 0 |  | 0
|  |  |  | 22.44 | 44.88 | 0 | 0 | 0 | 0 | 0 | 7.48 | 0.10709 | 0 | 44.88 | 44.88 | 0 | 0 | 0 | 0 | 0 | 0.2 | 0 | 0 |  | 0 |  | 0
|  |  |  | 20.52 | 41.04 | 0 | 0 | 0 | 0 | 0 | 7.48 | 0.10709 | 0 | 41.04 | 41.04 | 0 | 0 | 0 | 0 | 0 | 0.2 | 0 | 0 |  | 0 |  | 0
|  |  |  | 19.36 | 38.72 | 0 | 0 | 0 | 0 | 0 | 7.48 | 0.10709 | 0 | 38.72 | 38.72 | 0 | 0 | 0 | 0 | 0 | 0.2 | 0 | 0 |  | 0 |  | 0
|  |  |  | 12.36 | 24.72 | 0 | 0 | 0 | 0 | 0 | 7.48 | 0.10709 | 0 | 24.72 | 24.72 | 0 | 0 | 0 | 0 | 0 | 0.2 | 0 | 0 |  | 0 |  | 0
|  |  |  | 9.88 | 19.76 | 0 | 0 | 0 | 0 | 0 | 7.48 | 0.10709 | 0 | 19.76 | 19.76 | 0 | 0 | 0 | 0 | 0 | 0.2 | 0 | 0 |  | 0 |  | 0
|  |  |  | 10.72 | 21.44 | 0 | 0 | 0 | 0 | 0 | 7.48 | 0.10709 | 0 | 21.44 | 21.44 | 0 | 0 | 0 | 0 | 0 | 0.2 | 0 | 0 |  | 0 |  | 0
|  |  |  | 10.72 | 21.44 | 0 | 0 | 0 | 0 | 0 | 7.48 | 0.10709 | 0 | 21.44 | 21.44 | 0 | 0 | 0 | 0 | 0 | 0.2 | 0 | 0 |  | 0 |  | 0
|  |  |  | 11.6 | 23.2 | 0 | 0 | 0 | 0 | 0 | 7.48 | 0.10709 | 0 | 23.2 | 23.2 | 0 | 0 | 0 | 0 | 0 | 0.2 | 0 | 0 |  | 0 |  | 0
|  |  |  | 12.84 | 25.68 | 0 | 0 | 0 | 0 | 0 | 7.48 | 0.10709 | 0 | 25.68 | 25.68 | 0 | 0 | 0 | 0 | 0 | 0.2 | 0 | 0 |  | 0 |  | 0
|  |  |  | 14.04 | 28.08 | 0 | 0 | 0 | 0 | 0 | 7.48 | 0.10709 | 0 | 28.08 | 23.243 | 0 | 4.837 | 0 | 0 | 4.837 | 0.2 | 0 | 0 |  | 0 |  | 0
|  |  |  | 14.84 | 29.68 | 0 | 0 | 0 | 0 | 0 | 7.48 | 0.10709 | 0 | 29.68 | 7.166 | 0 | 22.514 | 0 | 0 | 22.514 | 0.2 | 0 | 0 |  | 0 |  | 0
|  |  |  | 12.6 | 25.2 | 0 | 0 | 0 | 0 | 0 | 7.48 | 0.10709 | 0 | 25.2 | 0 | 9.645 | 33.565 | 8.365 | 0 | 25.2 | 0.61636 | 0 | 0 |  | 0 |  | 0
|  |  |  | 12.64 | 25.28 | 0 | 0 | 0 | 0 | 0 | 7.48 | 0.10709 | 0 | 25.28 | 0 | 26.857 | 32.987 | 7.707 | 0 | 25.28 | 1 | 0 | 0 |  | 0 |  | 0
|  |  |  | 17.08 | 34.16 | 0 | 0 | 0 | 0 | 0 | 7.48 | 0.10709 | 0 | 34.16 | 0 | 37.505 | 34.16 | 0 | 0 | 34.16 | 1 | 0 | 0 |  | 0 |  | 0
|  |  |  | 20.88 | 41.76 | 0 | 0 | 0 | 0 | 0 | 7.48 | 0.12502 | 0 | 41.76 | 0 | 39.98 | 41.76 | 0 | 0 | 41.76 | 1 | 0 | 0 |  | 0 |  | 0
|  |  |  | 22 | 44 | 0 | 0 | 0 | 0 | 0 | 7.48 | 0.12502 | 0 | 44 | 0 | 43.232 | 44 | 0 | 0 | 44 | 1 | 0 | 0 |  | 0 |  | 0
|  |  |  | 22.08 | 44.16 | 0 | 0 | 0 | 0 | 0 | 7.48 | 0.12502 | 0 | 44.16 | 0 | 43.206 | 44.16 | 0 | 0 | 44.16 | 1 | 0 | 0 |  | 0 |  | 0
|  |  |  | 22.44 | 44.88 | 0 | 0 | 0 | 0 | 0 | 12.23 | 0.12502 | 0 | 44.88 | 0 | 37.272 | 44.88 | 0 | 0 | 44.88 | 1 | 0 | 0 |  | 0 |  | 0
|  |  |  | 24.24 | 48.48 | 0 | 0 | 0 | 0 | 0 | 12.23 | 0.12502 | 0 | 48.48 | 0 | 23.391 | 48.48 | 0 | 0 | 48.48 | 1 | 0 | 0 |  | 0 |  | 0
|  |  |  | 28.4 | 56.8 | 0 | 0 | 0 | 0 | 0 | 12.23 | 0.12502 | 0 | 56.8 | 0.435 | 0 | 56.365 | 0 | 0 | 56.365 | 1 | 0 | 0 |  | 0 |  | 0
|  |  |  | 32.2 | 64.4 | 0 | 0 | 0 | 0 | 0 | 12.23 | 0.12502 | 0 | 64.4 | 27.931 | 0 | 36.469 | 0 | 0 | 36.469 | 1 | 0 | 0 |  | 0 |  | 0
|  |  |  | 30.08 | 60.16 | 0 | 0 | 0 | 0 | 0 | 7.48 | 0.12502 | 0 | 60.16 | 44.787 | 0 | 15.373 | 0 | 0 | 15.373 | 1 | 0 | 0 |  | 0 |  | 0
|  |  |  | 21.84 | 43.68 | 0 | 0 | 0 | 0 | 0 | 7.48 | 0.12502 | 0 | 43.68 | 35.748 | 0 | 1.855 | 0 | 0 | 1.855 | 0.66337 | 0 | 6.077 |  | 0 |  | 0
|  |  |  | 18.84 | 37.68 | 0 | 0 | 0 | 0 | 0 | 7.48 | 0.12502 | 0 | 37.68 | 29.315 | 0 | 0 | 0 | 0 | 0 | 0.2 | 0 | 8.365 |  | 0 |  | 0
|  |  |  | 18 | 36 | 0 | 0 | 0 | 0 | 0 | 7.48 | 0.10709 | 0 | 36 | 36 | 0 | 0 | 0 | 0 | 0 | 0.2 | 0 | 0 |  | 0 |  | 0
|  |  |  | 17 | 34 | 0 | 0 | 0 | 0 | 0 | 7.48 | 0.10709 | 0 | 34 | 34 | 0 | 0 | 0 | 0 | 0 | 0.2 | 0 | 0 |  | 0 |  | 0
|  |  |  | 18.92 | 37.84 | 0 | 0 | 0 | 0 | 0 | 7.48 | 0.10709 | 0 | 37.84 | 37.84 | 0 | 0 | 0 | 0 | 0 | 0.2 | 0 | 0 |  | 0 |  | 0
|  |  |  | 15.76 | 31.52 | 0 | 0 | 0 | 0 | 0 | 7.48 | 0.10709 | 0 | 31.52 | 31.52 | 0 | 0 | 0 | 0 | 0 | 0.2 | 0 | 0 |  | 0 |  | 0
|  |  |  | 14.36 | 28.72 | 0 | 0 | 0 | 0 | 0 | 7.48 | 0.10709 | 0 | 28.72 | 28.72 | 0 | 0 | 0 | 0 | 0 | 0.2 | 0 | 0 |  | 0 |  | 0
|  |  |  | 15.08 | 30.16 | 0 | 0 | 0 | 0 | 0 | 7.48 | 0.10709 | 0 | 30.16 | 30.16 | 0 | 0 | 0 | 0 | 0 | 0.2 | 0 | 0 |  | 0 |  | 0
|  |  |  | 14.28 | 28.56 | 0 | 0 | 0 | 0 | 0 | 7.48 | 0.10709 | 0 | 28.56 | 28.56 | 0 | 0 | 0 | 0 | 0 | 0.2 | 0 | 0 |  | 0 |  | 0
|  |  |  | 12.24 | 24.48 | 0 | 0 | 0 | 0 | 0 | 7.48 | 0.10709 | 0 | 24.48 | 24.48 | 0 | 0 | 0 | 0 | 0 | 0.2 | 0 | 0 |  | 0 |  | 0
|  |  |  | 13.2 | 26.4 | 0 | 0 | 0 | 0 | 0 | 7.48 | 0.10709 | 0 | 26.4 | 26.4 | 0 | 0 | 0 | 0 | 0 | 0.2 | 0 | 0 |  | 0 |  | 0
|  |  |  | 15.96 | 31.92 | 0 | 0 | 0 | 0 | 0 | 7.48 | 0.10709 | 0 | 31.92 | 27.228 | 0 | 4.692 | 0 | 0 | 4.692 | 0.2 | 0 | 0 |  | 0 |  | 0
|  |  |  | 22.4 | 44.8 | 0 | 0 | 0 | 0 | 0 | 7.48 | 0.10709 | 0 | 44.8 | 22.831 | 0 | 21.969 | 0 | 0 | 21.969 | 0.2 | 0 | 0 |  | 0 |  | 0
|  |  |  | 20.52 | 41.04 | 0 | 0 | 0 | 0 | 0 | 7.48 | 0.10709 | 0 | 41.04 | 0 | 0 | 42.095 | 1.055 | 0 | 41.04 | 0.25249 | 0 | 0 |  | 0 |  | 0
|  |  |  | 24.28 | 48.56 | 0 | 0 | 0 | 0 | 0 | 7.48 | 0.10709 | 0 | 48.56 | 0 | 1.44 | 56.925 | 8.365 | 0 | 48.56 | 0.66886 | 0 | 0 |  | 0 |  | 0
|  |  |  | 25.88 | 51.76 | 0 | 0 | 0 | 0 | 0 | 7.48 | 0.10709 | 0 | 51.76 | 0 | 13.968 | 58.413 | 6.653 | 0 | 51.76 | 1 | 0 | 0 |  | 0 |  | 0
|  |  |  | 26.44 | 52.88 | 0 | 0 | 0 | 0 | 0 | 7.48 | 0.10709 | 0 | 52.88 | 0 | 29.284 | 52.88 | 0 | 0 | 52.88 | 1 | 0 | 0 |  | 0 |  | 0
|  |  |  | 31.68 | 63.36 | 0 | 0 | 0 | 0 | 0 | 7.48 | 0.10709 | 0 | 63.36 | 0 | 22.357 | 63.36 | 0 | 0 | 63.36 | 1 | 0 | 0 |  | 0 |  | 0
|  |  |  | 27.08 | 54.16 | 0 | 0 | 0 | 0 | 0 | 7.48 | 0.10709 | 0 | 54.16 | 0 | 32.09 | 54.16 | 0 | 0 | 54.16 | 1 | 0 | 0 |  | 0 |  | 0
|  |  |  | 24.56 | 49.12 | 0 | 0 | 0 | 0 | 0 | 7.48 | 0.10709 | 0 | 49.12 | 0 | 32.002 | 49.12 | 0 | 0 | 49.12 | 1 | 0 | 0 |  | 0 |  | 0
|  |  |  | 24.44 | 48.88 | 0 | 0 | 0 | 0 | 0 | 7.48 | 0.10709 | 0 | 48.88 | 0 | 21.9 | 48.88 | 0 | 0 | 48.88 | 1 | 0 | 0 |  | 0 |  | 0
|  |  |  | 23.88 | 47.76 | 0 | 0 | 0 | 0 | 0 | 7.48 | 0.10709 | 0 | 47.76 | 0 | 7.598 | 47.76 | 0 | 0 | 47.76 | 1 | 0 | 0 |  | 0 |  | 0
|  |  |  | 23.92 | 47.84 | 0 | 0 | 0 | 0 | 0 | 7.48 | 0.10709 | 0 | 47.84 | 11.917 | 0 | 35.923 | 0 | 0 | 35.923 | 1 | 0 | 0 |  | 0 |  | 0
|  |  |  | 26.6 | 53.2 | 0 | 0 | 0 | 0 | 0 | 7.48 | 0.10709 | 0 | 53.2 | 37.875 | 0 | 15.325 | 0 | 0 | 15.325 | 1 | 0 | 0 |  | 0 |  | 0
|  |  |  | 24.8 | 49.6 | 0 | 0 | 0 | 0 | 0 | 7.48 | 0.10709 | 0 | 49.6 | 47.684 | 0 | 1.916 | 0 | 0 | 1.916 | 1 | 0 | 0 |  | 0 |  | 0
|  |  |  | 24.88 | 49.76 | 0 | 0 | 0 | 0 | 0 | 7.48 | 0.10709 | 0 | 49.76 | 49.76 | 0 | 0 | 0 | 0 | 0 | 1 | 0 | 0 |  | 0 |  | 0
|  |  |  | 23.84 | 47.68 | 0 | 0 | 0 | 0 | 0 | 7.48 | 0.10709 | 0 | 47.68 | 47.68 | 0 | 0 | 0 | 0 | 0 | 1 | 0 | 0 |  | 0 |  | 0
|  |  |  | 22.24 | 44.48 | 0 | 0 | 0 | 0 | 0 | 7.48 | 0.10709 | 0 | 44.48 | 44.48 | 0 | 0 | 0 | 0 | 0 | 1 | 0 | 0 |  | 0 |  | 0
|  |  |  | 18.4 | 36.8 | 0 | 0 | 0 | 0 | 0 | 7.48 | 0.10709 | 0 | 36.8 | 36.8 | 0 | 0 | 0 | 0 | 0 | 1 | 0 | 0 |  | 0 |  | 0
|  |  |  | 11.32 | 22.64 | 0 | 0 | 0 | 0 | 0 | 7.48 | 0.10709 | 0 | 22.64 | 22.64 | 0 | 0 | 0 | 0 | 0 | 1 | 0 | 0 |  | 0 |  | 0
|  |  |  | 9.68 | 19.36 | 0 | 0 | 0 | 0 | 0 | 7.48 | 0.10709 | 0 | 19.36 | 19.36 | 0 | 0 | 0 | 0 | 0 | 1 | 0 | 0 |  | 0 |  | 0
|  |  |  | 10.4 | 20.8 | 0 | 0 | 0 | 0 | 0 | 7.48 | 0.10709 | 0 | 20.8 | 20.8 | 0 | 0 | 0 | 0 | 0 | 1 | 0 | 0 |  | 0 |  | 0
|  |  |  | 9.72 | 19.44 | 0 | 0 | 0 | 0 | 0 | 7.48 | 0.10709 | 0 | 19.44 | 19.44 | 0 | 0 | 0 | 0 | 0 | 1 | 0 | 0 |  | 0 |  | 0
|  |  |  | 11.72 | 23.44 | 0 | 0 | 0 | 0 | 0 | 7.48 | 0.10709 | 0 | 23.44 | 23.44 | 0 | 0 | 0 | 0 | 0 | 1 | 0 | 0 |  | 0 |  | 0
|  |  |  | 12.4 | 24.8 | 0 | 0 | 0 | 0 | 0 | 7.48 | 0.10709 | 0 | 24.8 | 24.8 | 0 | 0 | 0 | 0 | 0 | 1 | 0 | 0 |  | 0 |  | 0
|  |  |  | 15.56 | 31.12 | 0 | 0 | 0 | 0 | 0 | 7.48 | 0.10709 | 0 | 31.12 | 22.7 | 0 | 4.801 | 0 | 0 | 4.801 | 0.79955 | 0 | 3.619 |  | 0 |  | 0
|  |  |  | 21.44 | 42.88 | 0 | 0 | 0 | 0 | 0 | 7.48 | 0.10709 | 0 | 42.88 | 12.971 | 0 | 21.544 | 0 | 0 | 21.544 | 0.33618 | 0 | 8.365 |  | 0 |  | 0
|  |  |  | 22.04 | 44.08 | 0 | 0 | 0 | 0 | 0 | 7.48 | 0.10709 | 0 | 44.08 | 0 | 0 | 41.622 | 0 | 0 | 41.622 | 0.2 | 0 | 2.458 |  | 0 |  | 0
|  |  |  | 25.24 | 50.48 | 0 | 0 | 0 | 0 | 0 | 7.48 | 0.10709 | 0 | 50.48 | 0 | 0 | 58.026 | 7.546 | 0 | 50.48 | 0.57559 | 0 | 0 |  | 0 |  | 0
|  |  |  | 33.16 | 66.32 | 0 | 0 | 0 | 0 | 0 | 7.48 | 0.10709 | 0 | 66.32 | 0 | 0 | 69.604 | 3.284 | 0 | 66.32 | 0.73905 | 0 | 0 |  | 0 |  | 0
|  |  |  | 32.16 | 64.32 | 0 | 0 | 0 | 0 | 0 | 7.48 | 0.10709 | 0 | 64.32 | 0 | 10.141 | 69.562 | 5.242 | 0 | 64.32 | 1 | 0 | 0 |  | 0 |  | 0
|  |  |  | 33.52 | 67.04 | 0 | 0 | 0 | 0 | 0 | 7.48 | 0.10709 | 0 | 67.04 | 0 | 18.64 | 67.04 | 0 | 0 | 67.04 | 1 | 0 | 0 |  | 0 |  | 0
|  |  |  | 32.24 | 64.48 | 0 | 0 | 0 | 0 | 0 | 7.48 | 0.10709 | 0 | 64.48 | 0 | 20.206 | 64.48 | 0 | 0 | 64.48 | 1 | 0 | 0 |  | 0 |  | 0
|  |  |  | 31.88 | 63.76 | 0 | 0 | 0 | 0 | 0 | 7.48 | 0.10709 | 0 | 63.76 | 0 | 16.283 | 63.76 | 0 | 0 | 63.76 | 1 | 0 | 0 |  | 0 |  | 0
|  |  |  | 31.2 | 62.4 | 0 | 0 | 0 | 0 | 0 | 7.48 | 0.10709 | 0 | 62.4 | 0 | 7.325 | 62.4 | 0 | 0 | 62.4 | 1 | 0 | 0 |  | 0 |  | 0
|  |  |  | 31.6 | 63.2 | 0 | 0 | 0 | 0 | 0 | 7.48 | 0.10709 | 0 | 63.2 | 8.315 | 0 | 54.885 | 0 | 0 | 54.885 | 1 | 0 | 0 |  | 0 |  | 0
|  |  |  | 30.32 | 60.64 | 0 | 0 | 0 | 0 | 0 | 7.48 | 0.10709 | 0 | 60.64 | 23.832 | 0 | 36.808 | 0 | 0 | 36.808 | 1 | 0 | 0 |  | 0 |  | 0
|  |  |  | 31.04 | 62.08 | 0 | 0 | 0 | 0 | 0 | 7.48 | 0.10709 | 0 | 62.08 | 46.464 | 0 | 15.616 | 0 | 0 | 15.616 | 1 | 0 | 0 |  | 0 |  | 0
|  |  |  | 29.36 | 58.72 | 0 | 0 | 0 | 0 | 0 | 7.48 | 0.10709 | 0 | 58.72 | 56.889 | 0 | 1.831 | 0 | 0 | 1.831 | 1 | 0 | 0 |  | 0 |  | 0
|  |  |  | 28 | 56 | 0 | 0 | 0 | 0 | 0 | 7.48 | 0.10709 | 0 | 56 | 56 | 0 | 0 | 0 | 0 | 0 | 1 | 0 | 0 |  | 0 |  | 0
|  |  |  | 28 | 56 | 0 | 0 | 0 | 0 | 0 | 7.48 | 0.10709 | 0 | 56 | 56 | 0 | 0 | 0 | 0 | 0 | 1 | 0 | 0 |  | 0 |  | 0
|  |  |  | 24.88 | 49.76 | 0 | 0 | 0 | 0 | 0 | 7.48 | 0.10709 | 0 | 49.76 | 49.76 | 0 | 0 | 0 | 0 | 0 | 1 | 0 | 0 |  | 0 |  | 0
|  |  |  | 20.68 | 41.36 | 0 | 0 | 0 | 0 | 0 | 7.48 | 0.10709 | 0 | 41.36 | 35.283 | 0 | 0 | 0 | 0 | 0 | 0.66337 | 0 | 6.077 |  | 0 |  | 0
|  |  |  | 11 | 22 | 0 | 0 | 0 | 0 | 0 | 7.48 | 0.10709 | 0 | 22 | 13.635 | 0 | 0 | 0 | 0 | 0 | 0.2 | 0 | 8.365 |  | 0 |  | 0
|  |  |  | 9.2 | 18.4 | 0 | 0 | 0 | 0 | 0 | 7.48 | 0.10336 | 0 | 18.4 | 18.4 | 0 | 0 | 0 | 0 | 0 | 0.2 | 0 | 0 |  | 0 |  | 0
|  |  |  | 11.48 | 22.96 | 0 | 0 | 0 | 0 | 0 | 7.48 | 0.10336 | 0 | 22.96 | 22.96 | 0 | 0 | 0 | 0 | 0 | 0.2 | 0 | 0 |  | 0 |  | 0
|  |  |  | 12.88 | 25.76 | 0 | 0 | 0 | 0 | 0 | 7.48 | 0.10336 | 0 | 25.76 | 25.76 | 0 | 0 | 0 | 0 | 0 | 0.2 | 0 | 0 |  | 0 |  | 0
|  |  |  | 12.32 | 24.64 | 0 | 0 | 0 | 0 | 0 | 7.48 | 0.10336 | 0 | 24.64 | 24.64 | 0 | 0 | 0 | 0 | 0 | 0.2 | 0 | 0 |  | 0 |  | 0
|  |  |  | 12.76 | 25.52 | 0 | 0 | 0 | 0 | 0 | 7.48 | 0.10336 | 0 | 25.52 | 25.52 | 0 | 0 | 0 | 0 | 0 | 0.2 | 0 | 0 |  | 0 |  | 0
|  |  |  | 14.28 | 28.56 | 0 | 0 | 0 | 0 | 0 | 7.48 | 0.10336 | 0 | 28.56 | 24.074 | 0 | 4.486 | 0 | 0 | 4.486 | 0.2 | 0 | 0 |  | 0 |  | 0
|  |  |  | 22.52 | 45.04 | 0 | 0 | 0 | 0 | 0 | 7.48 | 0.10336 | 0 | 45.04 | 22.429 | 0 | 22.611 | 0 | 0 | 22.611 | 0.2 | 0 | 0 |  | 0 |  | 0
|  |  |  | 21.76 | 43.52 | 0 | 0 | 0 | 0 | 0 | 7.48 | 0.10336 | 0 | 43.52 | 0.674 | 0 | 42.846 | 0 | 0 | 42.846 | 0.2 | 0 | 0 |  | 0 |  | 0
|  |  |  | 24.24 | 48.48 | 0 | 0 | 0 | 0 | 0 | 7.48 | 0.10336 | 0 | 48.48 | 0 | 2.393 | 56.845 | 8.365 | 0 | 48.48 | 0.61636 | 0 | 0 |  | 0 |  | 0
|  |  |  | 28.52 | 57.04 | 0 | 0 | 0 | 0 | 0 | 7.48 | 0.10336 | 0 | 57.04 | 0 | 8.809 | 64.747 | 7.707 | 0 | 57.04 | 1 | 0 | 0 |  | 0 |  | 0
|  |  |  | 32.88 | 65.76 | 0 | 0 | 0 | 0 | 0 | 11.23 | 0.12409 | 0 | 65.76 | 0 | 18.211 | 65.76 | 0 | 0 | 65.76 | 1 | 0 | 0 |  | 0 |  | 0
|  |  |  | 31.24 | 62.48 | 0 | 0 | 0 | 0 | 0 | 11.23 | 0.12409 | 0 | 62.48 | 0 | 24.655 | 62.48 | 0 | 0 | 62.48 | 1 | 0 | 0 |  | 0 |  | 0
|  |  |  | 31.44 | 62.88 | 0 | 0 | 0 | 0 | 0 | 11.23 | 0.12409 | 0 | 62.88 | 0 | 23.188 | 62.88 | 0 | 0 | 62.88 | 1 | 0 | 0 |  | 0 |  | 0
|  |  |  | 31.04 | 62.08 | 0 | 0 | 0 | 0 | 0 | 17.48 | 0.13136 | 0 | 62.08 | 0 | 20.885 | 62.08 | 0 | 0 | 62.08 | 1 | 0 | 0 |  | 0 |  | 0
|  |  |  | 30.4 | 60.8 | 0 | 0 | 0 | 0 | 0 | 17.48 | 0.13136 | 0 | 60.8 | 0 | 11.459 | 60.8 | 0 | 0 | 60.8 | 1 | 0 | 0 |  | 0 |  | 0
|  |  |  | 32.16 | 64.32 | 0 | 0 | 0 | 0 | 0 | 17.48 | 0.13136 | 0 | 64.32 | 1.782 | 0 | 56.462 | 0 | 0 | 56.462 | 0.66337 | 0 | 6.077 |  | 0 |  | 0
|  |  |  | 32.28 | 64.56 | 0 | 0 | 0 | 0 | 0 | 17.48 | 0.13136 | 0 | 64.56 | 19.084 | 0 | 37.112 | 0 | 0 | 37.112 | 0.2 | 0 | 8.365 |  | 0 |  | 0
|  |  |  | 31.36 | 62.72 | 0 | 0 | 0 | 0 | 0 | 11.23 | 0.12409 | 0 | 62.72 | 47.056 | 0 | 15.664 | 0 | 0 | 15.664 | 0.2 | 0 | 0 |  | 0 |  | 0
|  |  |  | 28.52 | 57.04 | 0 | 0 | 0 | 0 | 0 | 11.23 | 0.12409 | 0 | 57.04 | 55.197 | 0 | 1.843 | 0 | 0 | 1.843 | 0.2 | 0 | 0 |  | 0 |  | 0
|  |  |  | 26.56 | 53.12 | 0 | 0 | 0 | 0 | 0 | 11.23 | 0.12409 | 0 | 53.12 | 53.12 | 0 | 0 | 0 | 0 | 0 | 0.2 | 0 | 0 |  | 0 |  | 0
|  |  |  | 26.6 | 53.2 | 0 | 0 | 0 | 0 | 0 | 7.48 | 0.10336 | 0 | 53.2 | 53.2 | 0 | 0 | 0 | 0 | 0 | 0.2 | 0 | 0 |  | 0 |  | 0
|  |  |  | 28.72 | 57.44 | 0 | 0 | 0 | 0 | 0 | 7.48 | 0.10336 | 0 | 57.44 | 57.44 | 0 | 0 | 0 | 0 | 0 | 0.2 | 0 | 0 |  | 0 |  | 0
|  |  |  | 29.8 | 59.6 | 0 | 0 | 0 | 0 | 0 | 7.48 | 0.10336 | 0 | 59.6 | 59.6 | 0 | 0 | 0 | 0 | 0 | 0.2 | 0 | 0 |  | 0 |  | 0
|  |  |  | 23.08 | 46.16 | 0 | 0 | 0 | 0 | 0 | 7.48 | 0.10336 | 0 | 46.16 | 46.16 | 0 | 0 | 0 | 0 | 0 | 0.2 | 0 | 0 |  | 0 |  | 0
|  |  |  | 21.88 | 43.76 | 0 | 0 | 0 | 0 | 0 | 7.48 | 0.10336 | 0 | 43.76 | 43.76 | 0 | 0 | 0 | 0 | 0 | 0.2 | 0 | 0 |  | 0 |  | 0
|  |  |  | 22.04 | 44.08 | 0 | 0 | 0 | 0 | 0 | 7.48 | 0.10336 | 0 | 44.08 | 44.08 | 0 | 0 | 0 | 0 | 0 | 0.2 | 0 | 0 |  | 0 |  | 0
|  |  |  | 20.08 | 40.16 | 0 | 0 | 0 | 0 | 0 | 7.48 | 0.10336 | 0 | 40.16 | 40.16 | 0 | 0 | 0 | 0 | 0 | 0.2 | 0 | 0 |  | 0 |  | 0
|  |  |  | 21.56 | 43.12 | 0 | 0 | 0 | 0 | 0 | 7.48 | 0.10336 | 0 | 43.12 | 43.12 | 0 | 0 | 0 | 0 | 0 | 0.2 | 0 | 0 |  | 0 |  | 0
|  |  |  | 16.44 | 32.88 | 0 | 0 | 0 | 0 | 0 | 7.48 | 0.10336 | 0 | 32.88 | 32.88 | 0 | 0 | 0 | 0 | 0 | 0.2 | 0 | 0 |  | 0 |  | 0
|  |  |  | 16.48 | 32.96 | 0 | 0 | 0 | 0 | 0 | 7.48 | 0.10336 | 0 | 32.96 | 28.317 | 0 | 4.643 | 0 | 0 | 4.643 | 0.2 | 0 | 0 |  | 0 |  | 0
|  |  |  | 22.44 | 44.88 | 0 | 0 | 0 | 0 | 0 | 7.48 | 0.10336 | 0 | 44.88 | 22.147 | 0 | 22.733 | 0 | 0 | 22.733 | 0.2 | 0 | 0 |  | 0 |  | 0
|  |  |  | 23.68 | 47.36 | 0 | 0 | 0 | 0 | 0 | 7.48 | 0.10336 | 0 | 47.36 | 3.447 | 0 | 43.913 | 0 | 0 | 43.913 | 0.2 | 0 | 0 |  | 0 |  | 0
|  |  |  | 25.72 | 51.44 | 0 | 0 | 0 | 0 | 0 | 7.48 | 0.10336 | 0 | 51.44 | 0 | 1.349 | 59.805 | 8.365 | 0 | 51.44 | 0.61636 | 0 | 0 |  | 0 |  | 0
|  |  |  | 29.52 | 59.04 | 0 | 0 | 0 | 0 | 0 | 7.48 | 0.10336 | 0 | 59.04 | 0 | 8.713 | 66.747 | 7.707 | 0 | 59.04 | 1 | 0 | 0 |  | 0 |  | 0
|  |  |  | 31.16 | 62.32 | 0 | 0 | 0 | 0 | 0 | 11.23 | 0.12409 | 0 | 62.32 | 0 | 13.564 | 62.32 | 0 | 0 | 62.32 | 1 | 0 | 0 |  | 0 |  | 0
|  |  |  | 38.08 | 76.16 | 0 | 0 | 0 | 0 | 0 | 11.23 | 0.12409 | 0 | 76.16 | 0 | 6.683 | 76.16 | 0 | 0 | 76.16 | 1 | 0 | 0 |  | 0 |  | 0
|  |  |  | 35.48 | 70.96 | 0 | 0 | 0 | 0 | 0 | 11.23 | 0.12409 | 0 | 70.96 | 0 | 10.344 | 70.96 | 0 | 0 | 70.96 | 1 | 0 | 0 |  | 0 |  | 0
|  |  |  | 34 | 68 | 0 | 0 | 0 | 0 | 0 | 17.48 | 0.13136 | 0 | 68 | 0 | 8.854 | 68 | 0 | 0 | 68 | 1 | 0 | 0 |  | 0 |  | 0
|  |  |  | 33.76 | 67.52 | 0 | 0 | 0 | 0 | 0 | 17.48 | 0.13136 | 0 | 67.52 | 0 | 4.291 | 67.52 | 0 | 0 | 67.52 | 1 | 0 | 0 |  | 0 |  | 0
|  |  |  | 35.2 | 70.4 | 0 | 0 | 0 | 0 | 0 | 17.48 | 0.13136 | 0 | 70.4 | 7.753 | 0 | 56.571 | 0 | 0 | 56.571 | 0.66337 | 0 | 6.077 |  | 0 |  | 0
|  |  |  | 36.36 | 72.72 | 0 | 0 | 0 | 0 | 0 | 17.48 | 0.13136 | 0 | 72.72 | 27.717 | 0 | 36.639 | 0 | 0 | 36.639 | 0.2 | 0 | 8.365 |  | 0 |  | 0
|  |  |  | 35.68 | 71.36 | 0 | 0 | 0 | 0 | 0 | 11.23 | 0.12409 | 0 | 71.36 | 55.732 | 0 | 15.628 | 0 | 0 | 15.628 | 0.2 | 0 | 0 |  | 0 |  | 0
|  |  |  | 36.32 | 72.64 | 0 | 0 | 0 | 0 | 0 | 11.23 | 0.12409 | 0 | 72.64 | 70.724 | 0 | 1.916 | 0 | 0 | 1.916 | 0.2 | 0 | 0 |  | 0 |  | 0
|  |  |  | 33.84 | 67.68 | 0 | 0 | 0 | 0 | 0 | 11.23 | 0.12409 | 0 | 67.68 | 67.68 | 0 | 0 | 0 | 0 | 0 | 0.2 | 0 | 0 |  | 0 |  | 0
|  |  |  | 28.44 | 56.88 | 0 | 0 | 0 | 0 | 0 | 7.48 | 0.10336 | 0 | 56.88 | 56.88 | 0 | 0 | 0 | 0 | 0 | 0.2 | 0 | 0 |  | 0 |  | 0
|  |  |  | 21.4 | 42.8 | 0 | 0 | 0 | 0 | 0 | 7.48 | 0.10336 | 0 | 42.8 | 42.8 | 0 | 0 | 0 | 0 | 0 | 0.2 | 0 | 0 |  | 0 |  | 0
|  |  |  | 19.04 | 38.08 | 0 | 0 | 0 | 0 | 0 | 7.48 | 0.10336 | 0 | 38.08 | 38.08 | 0 | 0 | 0 | 0 | 0 | 0.2 | 0 | 0 |  | 0 |  | 0
|  |  |  | 11.4 | 22.8 | 0 | 0 | 0 | 0 | 0 | 7.48 | 0.10336 | 0 | 22.8 | 22.8 | 0 | 0 | 0 | 0 | 0 | 0.2 | 0 | 0 |  | 0 |  | 0
|  |  |  | 9.44 | 18.88 | 0 | 0 | 0 | 0 | 0 | 7.48 | 0.10336 | 0 | 18.88 | 18.88 | 0 | 0 | 0 | 0 | 0 | 0.2 | 0 | 0 |  | 0 |  | 0
|  |  |  | 10.8 | 21.6 | 0 | 0 | 0 | 0 | 0 | 7.48 | 0.10336 | 0 | 21.6 | 21.6 | 0 | 0 | 0 | 0 | 0 | 0.2 | 0 | 0 |  | 0 |  | 0
|  |  |  | 11.2 | 22.4 | 0 | 0 | 0 | 0 | 0 | 7.48 | 0.10336 | 0 | 22.4 | 22.4 | 0 | 0 | 0 | 0 | 0 | 0.2 | 0 | 0 |  | 0 |  | 0
|  |  |  | 12.24 | 24.48 | 0 | 0 | 0 | 0 | 0 | 7.48 | 0.10336 | 0 | 24.48 | 24.48 | 0 | 0 | 0 | 0 | 0 | 0.2 | 0 | 0 |  | 0 |  | 0
|  |  |  | 13.96 | 27.92 | 0 | 0 | 0 | 0 | 0 | 7.48 | 0.10336 | 0 | 27.92 | 27.92 | 0 | 0 | 0 | 0 | 0 | 0.2 | 0 | 0 |  | 0 |  | 0
|  |  |  | 15.48 | 30.96 | 0 | 0 | 0 | 0 | 0 | 7.48 | 0.10336 | 0 | 30.96 | 26.571 | 0 | 4.389 | 0 | 0 | 4.389 | 0.2 | 0 | 0 |  | 0 |  | 0
|  |  |  | 14.76 | 29.52 | 0 | 0 | 0 | 0 | 0 | 7.48 | 0.10336 | 0 | 29.52 | 7.539 | 0 | 21.981 | 0 | 0 | 21.981 | 0.2 | 0 | 0 |  | 0 |  | 0
|  |  |  | 18.6 | 37.2 | 0 | 0 | 0 | 0 | 0 | 7.48 | 0.10336 | 0 | 37.2 | 0 | 0 | 42.555 | 5.355 | 0 | 37.2 | 0.46657 | 0 | 0 |  | 0 |  | 0
|  |  |  | 19.32 | 38.64 | 0 | 0 | 0 | 0 | 0 | 7.48 | 0.10336 | 0 | 38.64 | 0 | 10.718 | 47.005 | 8.365 | 0 | 38.64 | 0.88293 | 0 | 0 |  | 0 |  | 0
|  |  |  | 22 | 44 | 0 | 0 | 0 | 0 | 0 | 7.48 | 0.10336 | 0 | 44 | 0 | 22.67 | 46.352 | 2.352 | 0 | 44 | 1 | 0 | 0 |  | 0 |  | 0
|  |  |  | 23.08 | 46.16 | 0 | 0 | 0 | 0 | 0 | 11.23 | 0.12409 | 0 | 46.16 | 0 | 33.01 | 46.16 | 0 | 0 | 46.16 | 1 | 0 | 0 |  | 0 |  | 0
|  |  |  | 25.88 | 51.76 | 0 | 0 | 0 | 0 | 0 | 11.23 | 0.12409 | 0 | 51.76 | 0 | 32.926 | 51.76 | 0 | 0 | 51.76 | 1 | 0 | 0 |  | 0 |  | 0
|  |  |  | 25.32 | 50.64 | 0 | 0 | 0 | 0 | 0 | 11.23 | 0.12409 | 0 | 50.64 | 0 | 33.282 | 50.64 | 0 | 0 | 50.64 | 1 | 0 | 0 |  | 0 |  | 0
|  |  |  | 26.68 | 53.36 | 0 | 0 | 0 | 0 | 0 | 17.48 | 0.13136 | 0 | 53.36 | 0 | 26.816 | 53.36 | 0 | 0 | 53.36 | 1 | 0 | 0 |  | 0 |  | 0
|  |  |  | 25.28 | 50.56 | 0 | 0 | 0 | 0 | 0 | 17.48 | 0.13136 | 0 | 50.56 | 0 | 18.729 | 50.56 | 0 | 0 | 50.56 | 1 | 0 | 0 |  | 0 |  | 0
|  |  |  | 26.96 | 53.92 | 0 | 0 | 0 | 0 | 0 | 17.48 | 0.13136 | 0 | 53.92 | 0 | 1.135 | 53.92 | 0 | 0 | 53.92 | 1 | 0 | 0 |  | 0 |  | 0
|  |  |  | 26.04 | 52.08 | 0 | 0 | 0 | 0 | 0 | 17.48 | 0.13136 | 0 | 52.08 | 7.489 | 0 | 36.227 | 0 | 0 | 36.227 | 0.53663 | 0 | 8.365 |  | 0 |  | 0
|  |  |  | 26.84 | 53.68 | 0 | 0 | 0 | 0 | 0 | 11.23 | 0.12409 | 0 | 53.68 | 38.307 | 0 | 15.373 | 0 | 0 | 15.373 | 0.53663 | 0 | 0 |  | 0 |  | 0
|  |  |  | 21 | 42 | 0 | 0 | 0 | 0 | 0 | 11.23 | 0.12409 | 0 | 42 | 40.181 | 0 | 1.819 | 0 | 0 | 1.819 | 0.53663 | 0 | 0 |  | 0 |  | 0
|  |  |  | 16.84 | 33.68 | 0 | 0 | 0 | 0 | 0 | 11.23 | 0.12409 | 0 | 33.68 | 27.603 | 0 | 0 | 0 | 0 | 0 | 0.2 | 0 | 6.077 |  | 0 |  | 0
|  |  |  | 15.84 | 31.68 | 0 | 0 | 0 | 0 | 0 | 7.48 | 0.10336 | 0 | 31.68 | 31.68 | 0 | 0 | 0 | 0 | 0 | 0.2 | 0 | 0 |  | 0 |  | 0
|  |  |  | 16.12 | 32.24 | 0 | 0 | 0 | 0 | 0 | 7.48 | 0.10336 | 0 | 32.24 | 32.24 | 0 | 0 | 0 | 0 | 0 | 0.2 | 0 | 0 |  | 0 |  | 0
|  |  |  | 15.8 | 31.6 | 0 | 0 | 0 | 0 | 0 | 7.48 | 0.10336 | 0 | 31.6 | 31.6 | 0 | 0 | 0 | 0 | 0 | 0.2 | 0 | 0 |  | 0 |  | 0
|  |  |  | 13.48 | 26.96 | 0 | 0 | 0 | 0 | 0 | 7.48 | 0.10336 | 0 | 26.96 | 26.96 | 0 | 0 | 0 | 0 | 0 | 0.2 | 0 | 0 |  | 0 |  | 0
|  |  |  | 12.2 | 24.4 | 0 | 0 | 0 | 0 | 0 | 7.48 | 0.10336 | 0 | 24.4 | 24.4 | 0 | 0 | 0 | 0 | 0 | 0.2 | 0 | 0 |  | 0 |  | 0
|  |  |  | 10.08 | 20.16 | 0 | 0 | 0 | 0 | 0 | 7.48 | 0.10336 | 0 | 20.16 | 20.16 | 0 | 0 | 0 | 0 | 0 | 0.2 | 0 | 0 |  | 0 |  | 0
|  |  |  | 9.08 | 18.16 | 0 | 0 | 0 | 0 | 0 | 7.48 | 0.10336 | 0 | 18.16 | 18.16 | 0 | 0 | 0 | 0 | 0 | 0.2 | 0 | 0 |  | 0 |  | 0
|  |  |  | 12.04 | 24.08 | 0 | 0 | 0 | 0 | 0 | 7.48 | 0.10336 | 0 | 24.08 | 24.08 | 0 | 0 | 0 | 0 | 0 | 0.2 | 0 | 0 |  | 0 |  | 0
|  |  |  | 13.12 | 26.24 | 0 | 0 | 0 | 0 | 0 | 7.48 | 0.10336 | 0 | 26.24 | 26.24 | 0 | 0 | 0 | 0 | 0 | 0.2 | 0 | 0 |  | 0 |  | 0
|  |  |  | 14.72 | 29.44 | 0 | 0 | 0 | 0 | 0 | 7.48 | 0.10336 | 0 | 29.44 | 25.015 | 0 | 4.425 | 0 | 0 | 4.425 | 0.2 | 0 | 0 |  | 0 |  | 0
|  |  |  | 14.6 | 29.2 | 0 | 0 | 0 | 0 | 0 | 7.48 | 0.10336 | 0 | 29.2 | 7.037 | 0 | 22.163 | 0 | 0 | 22.163 | 0.2 | 0 | 0 |  | 0 |  | 0
|  |  |  | 16.4 | 32.8 | 0 | 0 | 0 | 0 | 0 | 7.48 | 0.10336 | 0 | 32.8 | 0 | 0.821 | 41.165 | 8.365 | 0 | 32.8 | 0.61636 | 0 | 0 |  | 0 |  | 0
|  |  |  | 19.4 | 38.8 | 0 | 0 | 0 | 0 | 0 | 7.48 | 0.10336 | 0 | 38.8 | 0 | 13.216 | 46.507 | 7.707 | 0 | 38.8 | 1 | 0 | 0 |  | 0 |  | 0
|  |  |  | 20.08 | 40.16 | 0 | 0 | 0 | 0 | 0 | 7.48 | 0.10336 | 0 | 40.16 | 0 | 33.239 | 40.16 | 0 | 0 | 40.16 | 1 | 0 | 0 |  | 0 |  | 0
|  |  |  | 19.56 | 39.12 | 0 | 0 | 0 | 0 | 0 | 11.23 | 0.12409 | 0 | 39.12 | 0 | 43.966 | 39.12 | 0 | 0 | 39.12 | 1 | 0 | 0 |  | 0 |  | 0
|  |  |  | 22.2 | 44.4 | 0 | 0 | 0 | 0 | 0 | 11.23 | 0.12409 | 0 | 44.4 | 0 | 42.068 | 44.4 | 0 | 0 | 44.4 | 1 | 0 | 0 |  | 0 |  | 0
|  |  |  | 23.16 | 46.32 | 0 | 0 | 0 | 0 | 0 | 11.23 | 0.12409 | 0 | 46.32 | 0 | 39.324 | 46.32 | 0 | 0 | 46.32 | 1 | 0 | 0 |  | 0 |  | 0
|  |  |  | 24.24 | 48.48 | 0 | 0 | 0 | 0 | 0 | 17.48 | 0.13136 | 0 | 48.48 | 0 | 31.696 | 48.48 | 0 | 0 | 48.48 | 1 | 0 | 0 |  | 0 |  | 0
|  |  |  | 26.52 | 53.04 | 0 | 0 | 0 | 0 | 0 | 17.48 | 0.13136 | 0 | 53.04 | 0 | 17.388 | 53.04 | 0 | 0 | 53.04 | 1 | 0 | 0 |  | 0 |  | 0
|  |  |  | 26.6 | 53.2 | 0 | 0 | 0 | 0 | 0 | 17.48 | 0.13136 | 0 | 53.2 | 0 | 1.71 | 53.2 | 0 | 0 | 53.2 | 1 | 0 | 0 |  | 0 |  | 0
|  |  |  | 25.92 | 51.84 | 0 | 0 | 0 | 0 | 0 | 17.48 | 0.13136 | 0 | 51.84 | 7.394 | 0 | 36.081 | 0 | 0 | 36.081 | 0.53663 | 0 | 8.365 |  | 0 |  | 0
|  |  |  | 28.52 | 57.04 | 0 | 0 | 0 | 0 | 0 | 11.23 | 0.12409 | 0 | 57.04 | 41.424 | 0 | 15.616 | 0 | 0 | 15.616 | 0.53663 | 0 | 0 |  | 0 |  | 0
|  |  |  | 26.2 | 52.4 | 0 | 0 | 0 | 0 | 0 | 11.23 | 0.12409 | 0 | 52.4 | 50.315 | 0 | 2.085 | 0 | 0 | 2.085 | 0.53663 | 0 | 0 |  | 0 |  | 0
|  |  |  | 19.36 | 38.72 | 0 | 0 | 0 | 0 | 0 | 11.23 | 0.12409 | 0 | 38.72 | 32.643 | 0 | 0 | 0 | 0 | 0 | 0.2 | 0 | 6.077 |  | 0 |  | 0
|  |  |  | 16.16 | 32.32 | 0 | 0 | 0 | 0 | 0 | 7.48 | 0.10336 | 0 | 32.32 | 32.32 | 0 | 0 | 0 | 0 | 0 | 0.2 | 0 | 0 |  | 0 |  | 0
|  |  |  | 16.8 | 33.6 | 0 | 0 | 0 | 0 | 0 | 7.48 | 0.10336 | 0 | 33.6 | 33.6 | 0 | 0 | 0 | 0 | 0 | 0.2 | 0 | 0 |  | 0 |  | 0
|  |  |  | 18.76 | 37.52 | 0 | 0 | 0 | 0 | 0 | 7.48 | 0.10336 | 0 | 37.52 | 37.52 | 0 | 0 | 0 | 0 | 0 | 0.2 | 0 | 0 |  | 0 |  | 0
|  |  |  | 13.24 | 26.48 | 0 | 0 | 0 | 0 | 0 | 7.48 | 0.10336 | 0 | 26.48 | 26.48 | 0 | 0 | 0 | 0 | 0 | 0.2 | 0 | 0 |  | 0 |  | 0
|  |  |  | 10.36 | 20.72 | 0 | 0 | 0 | 0 | 0 | 7.48 | 0.10336 | 0 | 20.72 | 20.72 | 0 | 0 | 0 | 0 | 0 | 0.2 | 0 | 0 |  | 0 |  | 0
|  |  |  | 13.64 | 27.28 | 0 | 0 | 0 | 0 | 0 | 7.48 | 0.10336 | 0 | 27.28 | 27.28 | 0 | 0 | 0 | 0 | 0 | 0.2 | 0 | 0 |  | 0 |  | 0
|  |  |  | 14.28 | 28.56 | 0 | 0 | 0 | 0 | 0 | 7.48 | 0.10336 | 0 | 28.56 | 28.56 | 0 | 0 | 0 | 0 | 0 | 0.2 | 0 | 0 |  | 0 |  | 0
|  |  |  | 17 | 34 | 0 | 0 | 0 | 0 | 0 | 7.48 | 0.10336 | 0 | 34 | 34 | 0 | 0 | 0 | 0 | 0 | 0.2 | 0 | 0 |  | 0 |  | 0
|  |  |  | 16.12 | 32.24 | 0 | 0 | 0 | 0 | 0 | 7.48 | 0.10336 | 0 | 32.24 | 32.24 | 0 | 0 | 0 | 0 | 0 | 0.2 | 0 | 0 |  | 0 |  | 0
|  |  |  | 16.28 | 32.56 | 0 | 0 | 0 | 0 | 0 | 7.48 | 0.10336 | 0 | 32.56 | 30.463 | 0 | 2.097 | 0 | 0 | 2.097 | 0.2 | 0 | 0 |  | 0 |  | 0
|  |  |  | 20.2 | 40.4 | 0 | 0 | 0 | 0 | 0 | 7.48 | 0.10336 | 0 | 40.4 | 24.493 | 0 | 15.907 | 0 | 0 | 15.907 | 0.2 | 0 | 0 |  | 0 |  | 0
|  |  |  | 22.08 | 44.16 | 0 | 0 | 0 | 0 | 0 | 7.48 | 0.10336 | 0 | 44.16 | 13.377 | 0 | 30.783 | 0 | 0 | 30.783 | 0.2 | 0 | 0 |  | 0 |  | 0
|  |  |  | 23.8 | 47.6 | 0 | 0 | 0 | 0 | 0 | 7.48 | 0.10336 | 0 | 47.6 | 0 | 0 | 48.508 | 0.908 | 0 | 47.6 | 0.2452 | 0 | 0 |  | 0 |  | 0
|  |  |  | 28 | 56 | 0 | 0 | 0 | 0 | 0 | 7.48 | 0.10336 | 0 | 56 | 0 | 9.119 | 64.365 | 8.365 | 0 | 56 | 0.66157 | 0 | 0 |  | 0 |  | 0
|  |  |  | 33.4 | 66.8 | 0 | 0 | 0 | 0 | 0 | 11.23 | 0.12409 | 0 | 66.8 | 0 | 9.281 | 73.599 | 6.799 | 0 | 66.8 | 1 | 0 | 0 |  | 0 |  | 0
|  |  |  | 34.84 | 69.68 | 0 | 0 | 0 | 0 | 0 | 11.23 | 0.12409 | 0 | 69.68 | 0 | 11.175 | 69.68 | 0 | 0 | 69.68 | 1 | 0 | 0 |  | 0 |  | 0
|  |  |  | 32.4 | 64.8 | 0 | 0 | 0 | 0 | 0 | 11.23 | 0.12409 | 0 | 64.8 | 0 | 13.909 | 64.8 | 0 | 0 | 64.8 | 1 | 0 | 0 |  | 0 |  | 0
|  |  |  | 31.88 | 63.76 | 0 | 0 | 0 | 0 | 0 | 17.48 | 0.13136 | 0 | 63.76 | 0 | 19.011 | 63.76 | 0 | 0 | 63.76 | 1 | 0 | 0 |  | 0 |  | 0
|  |  |  | 33.24 | 66.48 | 0 | 0 | 0 | 0 | 0 | 17.48 | 0.13136 | 0 | 66.48 | 0 | 5.864 | 66.48 | 0 | 0 | 66.48 | 1 | 0 | 0 |  | 0 |  | 0
|  |  |  | 35.52 | 71.04 | 0 | 0 | 0 | 0 | 0 | 17.48 | 0.13136 | 0 | 71.04 | 8.574 | 0 | 56.389 | 0 | 0 | 56.389 | 0.66337 | 0 | 6.077 |  | 0 |  | 0
|  |  |  | 36.16 | 72.32 | 0 | 0 | 0 | 0 | 0 | 17.48 | 0.13136 | 0 | 72.32 | 27.232 | 0 | 36.724 | 0 | 0 | 36.724 | 0.2 | 0 | 8.365 |  | 0 |  | 0
|  |  |  | 36.52 | 73.04 | 0 | 0 | 0 | 0 | 0 | 11.23 | 0.12409 | 0 | 73.04 | 56.891 | 0 | 16.149 | 0 | 0 | 16.149 | 0.2 | 0 | 0 |  | 0 |  | 0
|  |  |  | 37.68 | 75.36 | 0 | 0 | 0 | 0 | 0 | 11.23 | 0.12409 | 0 | 75.36 | 73.238 | 0 | 2.122 | 0 | 0 | 2.122 | 0.2 | 0 | 0 |  | 0 |  | 0
|  |  |  | 35.64 | 71.28 | 0 | 0 | 0 | 0 | 0 | 11.23 | 0.12409 | 0 | 71.28 | 71.28 | 0 | 0 | 0 | 0 | 0 | 0.2 | 0 | 0 |  | 0 |  | 0
|  |  |  | 33.8 | 67.6 | 0 | 0 | 0 | 0 | 0 | 7.48 | 0.10336 | 0.846 | 67.6 | 67.6 | 0 | 0 | 0 | 0 | 0 | 0.24209 | 0 | 0 |  | 0 |  | 0
|  |  |  | 29.84 | 59.68 | 0 | 0 | 0 | 0 | 0 | 7.48 | 0.10336 | 0 | 59.68 | 59.68 | 0 | 0 | 0 | 0 | 0 | 0.24209 | 0 | 0 |  | 0 |  | 0
|  |  |  | 20.52 | 41.04 | 0 | 0 | 0 | 0 | 0 | 7.48 | 0.10336 | 0 | 41.04 | 41.04 | 0 | 0 | 0 | 0 | 0 | 0.24209 | 0 | 0 |  | 0 |  | 0
|  |  |  | 11.84 | 23.68 | 0 | 0 | 0 | 0 | 0 | 7.48 | 0.10336 | 0 | 23.68 | 23.68 | 0 | 0 | 0 | 0 | 0 | 0.24209 | 0 | 0 |  | 0 |  | 0
|  |  |  | 9.64 | 19.28 | 0 | 0 | 0 | 0 | 0 | 7.48 | 0.10336 | 0 | 19.28 | 19.28 | 0 | 0 | 0 | 0 | 0 | 0.24209 | 0 | 0 |  | 0 |  | 0
|  |  |  | 10.48 | 20.96 | 0 | 0 | 0 | 0 | 0 | 7.48 | 0.10336 | 0 | 20.96 | 20.96 | 0 | 0 | 0 | 0 | 0 | 0.24209 | 0 | 0 |  | 0 |  | 0
|  |  |  | 10.84 | 21.68 | 0 | 0 | 0 | 0 | 0 | 7.48 | 0.10336 | 0 | 21.68 | 21.68 | 0 | 0 | 0 | 0 | 0 | 0.24209 | 0 | 0 |  | 0 |  | 0
|  |  |  | 12.32 | 24.64 | 0 | 0 | 0 | 0 | 0 | 7.48 | 0.10336 | 0 | 24.64 | 24.64 | 0 | 0 | 0 | 0 | 0 | 0.24209 | 0 | 0 |  | 0 |  | 0
|  |  |  | 13.76 | 27.52 | 0 | 0 | 0 | 0 | 0 | 7.48 | 0.10336 | 0 | 27.52 | 27.52 | 0 | 0 | 0 | 0 | 0 | 0.24209 | 0 | 0 |  | 0 |  | 0
|  |  |  | 16.56 | 33.12 | 0 | 0 | 0 | 0 | 0 | 7.48 | 0.10336 | 0 | 33.12 | 28.21 | 0 | 4.91 | 0 | 0 | 4.91 | 0.24209 | 0 | 0 |  | 0 |  | 0
|  |  |  | 22.88 | 45.76 | 0 | 0 | 0 | 0 | 0 | 7.48 | 0.10336 | 0 | 45.76 | 23.658 | 0 | 22.102 | 0 | 0 | 22.102 | 0.24209 | 0 | 0 |  | 0 |  | 0
|  |  |  | 23.88 | 47.76 | 0 | 0 | 0 | 0 | 0 | 7.48 | 0.10336 | 0 | 47.76 | 16.225 | 0 | 31.535 | 0 | 0 | 31.535 | 0.24209 | 0 | 0 |  | 0 |  | 0
|  |  |  | 29.84 | 59.68 | 0 | 0 | 0 | 0 | 0 | 7.48 | 0.10336 | 0 | 59.68 | 17.525 | 0 | 42.155 | 0 | 0 | 42.155 | 0.24209 | 0 | 0 |  | 0 |  | 0
|  |  |  | 33.12 | 66.24 | 0 | 0 | 0 | 0 | 0 | 7.48 | 0.10336 | 0 | 66.24 | 17.392 | 0 | 48.848 | 0 | 0 | 48.848 | 0.24209 | 0 | 0 |  | 0 |  | 0
|  |  |  | 37.2 | 74.4 | 0 | 0 | 0 | 0 | 0 | 7.48 | 0.10336 | 0 | 74.4 | 30.378 | 0 | 44.022 | 0 | 0 | 44.022 | 0.24209 | 0 | 0 |  | 0 |  | 0
|  |  |  | 42.56 | 85.12 | 0 | 0 | 0 | 0 | 0 | 7.48 | 0.10336 | 0 | 85.12 | 57.768 | 0 | 27.352 | 0 | 0 | 27.352 | 0.24209 | 0 | 0 |  | 0 |  | 0
|  |  |  | 38.84 | 77.68 | 0 | 0 | 0 | 0 | 0 | 7.48 | 0.10336 | 0 | 77.68 | 7.749 | 0 | 69.931 | 0 | 0 | 69.931 | 0.24209 | 0 | 0 |  | 0 |  | 0
|  |  |  | 39.08 | 78.16 | 0 | 0 | 0 | 0 | 0 | 7.48 | 0.10336 | 0 | 78.16 | 7.877 | 0 | 70.283 | 0 | 0 | 70.283 | 0.24209 | 0 | 0 |  | 0 |  | 0
|  |  |  | 39.08 | 78.16 | 0 | 0 | 0 | 0 | 0 | 7.48 | 0.10336 | 0 | 78.16 | 40.527 | 0 | 37.633 | 0 | 0 | 37.633 | 0.24209 | 0 | 0 |  | 0 |  | 0
|  |  |  | 40.88 | 81.76 | 0 | 0 | 0 | 0 | 0 | 7.48 | 0.10336 | 0 | 81.76 | 52.468 | 0 | 29.292 | 0 | 0 | 29.292 | 0.24209 | 0 | 0 |  | 0 |  | 0
|  |  |  | 43.44 | 86.88 | 0 | 0 | 0 | 0 | 0 | 7.48 | 0.10336 | 0 | 86.88 | 69.809 | 0 | 17.071 | 0 | 0 | 17.071 | 0.24209 | 0 | 0 |  | 0 |  | 0
|  |  |  | 44.84 | 89.68 | 0 | 0 | 0 | 0 | 0 | 7.48 | 0.10336 | 0 | 89.68 | 76.028 | 0 | 13.652 | 0 | 0 | 13.652 | 0.24209 | 0 | 0 |  | 0 |  | 0
|  |  |  | 41.52 | 83.04 | 0 | 0 | 0 | 0 | 0 | 7.48 | 0.10336 | 0 | 83.04 | 82.022 | 0 | 1.018 | 0 | 0 | 1.018 | 0.24209 | 0 | 0 |  | 0 |  | 0
|  |  |  | 39.32 | 78.64 | 0 | 0 | 0 | 0 | 0 | 7.48 | 0.10336 | 0 | 78.64 | 78.64 | 0 | 0 | 0 | 0 | 0 | 0.24209 | 0 | 0 |  | 0 |  | 0
|  |  |  | 34.72 | 69.44 | 0 | 0 | 0 | 0 | 0 | 7.48 | 0.10336 | 0 | 69.44 | 69.44 | 0 | 0 | 0 | 0 | 0 | 0.24209 | 0 | 0 |  | 0 |  | 0
|  |  |  | 25.8 | 51.6 | 0 | 0 | 0 | 0 | 0 | 7.48 | 0.10336 | 0 | 51.6 | 51.6 | 0 | 0 | 0 | 0 | 0 | 0.24209 | 0 | 0 |  | 0 |  | 0
|  |  |  | 19.68 | 39.36 | 0 | 0 | 0 | 0 | 0 | 7.48 | 0.10336 | 0 | 39.36 | 39.36 | 0 | 0 | 0 | 0 | 0 | 0.24209 | 0 | 0 |  | 0 |  | 0
|  |  |  | 11.28 | 22.56 | 0 | 0 | 0 | 0 | 0 | 7.48 | 0.10336 | 0 | 22.56 | 22.56 | 0 | 0 | 0 | 0 | 0 | 0.24209 | 0 | 0 |  | 0 |  | 0
|  |  |  | 10.04 | 20.08 | 0 | 0 | 0 | 0 | 0 | 7.48 | 0.10336 | 0 | 20.08 | 20.08 | 0 | 0 | 0 | 0 | 0 | 0.24209 | 0 | 0 |  | 0 |  | 0
|  |  |  | 15.36 | 30.72 | 0 | 0 | 0 | 0 | 0 | 7.48 | 0.10336 | 0 | 30.72 | 30.72 | 0 | 0 | 0 | 0 | 0 | 0.24209 | 0 | 0 |  | 0 |  | 0
|  |  |  | 15.48 | 30.96 | 0 | 0 | 0 | 0 | 0 | 7.48 | 0.10336 | 0 | 30.96 | 30.96 | 0 | 0 | 0 | 0 | 0 | 0.24209 | 0 | 0 |  | 0 |  | 0
|  |  |  | 17.48 | 34.96 | 0 | 0 | 0 | 0 | 0 | 7.48 | 0.10336 | 0 | 34.96 | 34.96 | 0 | 0 | 0 | 0 | 0 | 0.24209 | 0 | 0 |  | 0 |  | 0
|  |  |  | 17.76 | 35.52 | 0 | 0 | 0 | 0 | 0 | 7.48 | 0.10336 | 0 | 35.52 | 35.52 | 0 | 0 | 0 | 0 | 0 | 0.24209 | 0 | 0 |  | 0 |  | 0
|  |  |  | 15.2 | 30.4 | 0 | 0 | 0 | 0 | 0 | 7.48 | 0.10336 | 0 | 30.4 | 26.351 | 0 | 4.049 | 0 | 0 | 4.049 | 0.24209 | 0 | 0 |  | 0 |  | 0
|  |  |  | 20.84 | 41.68 | 0 | 0 | 0 | 0 | 0 | 7.48 | 0.10336 | 0 | 41.68 | 34.915 | 0 | 6.765 | 0 | 0 | 6.765 | 0.24209 | 0 | 0 |  | 0 |  | 0
|  |  |  | 23.48 | 46.96 | 0 | 0 | 0 | 0 | 0 | 7.48 | 0.10336 | 0 | 46.96 | 27.101 | 0 | 19.859 | 0 | 0 | 19.859 | 0.24209 | 0 | 0 |  | 0 |  | 0
|  |  |  | 31.84 | 63.68 | 0 | 0 | 0 | 0 | 0 | 7.48 | 0.10336 | 0 | 63.68 | 5.764 | 0 | 57.916 | 0 | 0 | 57.916 | 0.24209 | 0 | 0 |  | 0 |  | 0
|  |  |  | 32.52 | 65.04 | 0 | 0 | 0 | 0 | 0 | 7.48 | 0.10336 | 0 | 65.04 | 0 | 0 | 70.998 | 5.958 | 0 | 65.04 | 0.53867 | 0 | 0 |  | 0 |  | 0
|  |  |  | 35.28 | 70.56 | 0 | 0 | 0 | 0 | 0 | 7.48 | 0.10336 | 0 | 70.56 | 0 | 1.942 | 78.925 | 8.365 | 0 | 70.56 | 0.95503 | 0 | 0 |  | 0 |  | 0
|  |  |  | 38.84 | 77.68 | 0 | 0 | 0 | 0 | 0 | 7.48 | 0.10336 | 0 | 77.68 | 6.318 | 0 | 71.362 | 0 | 0 | 71.362 | 0.95503 | 0 | 0 |  | 0 |  | 0
|  |  |  | 34.52 | 69.04 | 0 | 0 | 0 | 0 | 0 | 7.48 | 0.10336 | 0 | 69.04 | 0 | 0 | 69.943 | 0.903 | 0 | 69.04 | 1 | 0 | 0 |  | 0 |  | 0
|  |  |  | 35.12 | 70.24 | 0 | 0 | 0 | 0 | 0 | 7.48 | 0.10336 | 0 | 70.24 | 0.648 | 0 | 69.592 | 0 | 0 | 69.592 | 1 | 0 | 0 |  | 0 |  | 0
|  |  |  | 34.84 | 69.68 | 0 | 0 | 0 | 0 | 0 | 7.48 | 0.10336 | 0 | 69.68 | 9.193 | 0 | 60.487 | 0 | 0 | 60.487 | 1 | 0 | 0 |  | 0 |  | 0
|  |  |  | 34.84 | 69.68 | 0 | 0 | 0 | 0 | 0 | 7.48 | 0.10336 | 0 | 69.68 | 38.812 | 0 | 30.868 | 0 | 0 | 30.868 | 1 | 0 | 0 |  | 0 |  | 0
|  |  |  | 35.76 | 71.52 | 0 | 0 | 0 | 0 | 0 | 7.48 | 0.10336 | 0 | 71.52 | 56.462 | 0 | 15.058 | 0 | 0 | 15.058 | 1 | 0 | 0 |  | 0 |  | 0
|  |  |  | 35.08 | 70.16 | 0 | 0 | 0 | 0 | 0 | 7.48 | 0.10336 | 0 | 70.16 | 62.619 | 0 | 7.541 | 0 | 0 | 7.541 | 1 | 0 | 0 |  | 0 |  | 0
|  |  |  | 33.96 | 67.92 | 0 | 0 | 0 | 0 | 0 | 7.48 | 0.10336 | 0 | 67.92 | 66.78 | 0 | 1.14 | 0 | 0 | 1.14 | 1 | 0 | 0 |  | 0 |  | 0
|  |  |  | 31.48 | 62.96 | 0 | 0 | 0 | 0 | 0 | 7.48 | 0.10336 | 0 | 62.96 | 62.96 | 0 | 0 | 0 | 0 | 0 | 1 | 0 | 0 |  | 0 |  | 0
|  |  |  | 28.84 | 57.68 | 0 | 0 | 0 | 0 | 0 | 7.48 | 0.10336 | 0 | 57.68 | 57.68 | 0 | 0 | 0 | 0 | 0 | 1 | 0 | 0 |  | 0 |  | 0
|  |  |  | 26.4 | 52.8 | 0 | 0 | 0 | 0 | 0 | 7.48 | 0.10336 | 0 | 52.8 | 52.8 | 0 | 0 | 0 | 0 | 0 | 1 | 0 | 0 |  | 0 |  | 0
|  |  |  | 22.88 | 45.76 | 0 | 0 | 0 | 0 | 0 | 7.48 | 0.10336 | 0 | 45.76 | 45.76 | 0 | 0 | 0 | 0 | 0 | 1 | 0 | 0 |  | 0 |  | 0
|  |  |  | 14.4 | 28.8 | 0 | 0 | 0 | 0 | 0 | 7.48 | 0.10336 | 0 | 28.8 | 28.8 | 0 | 0 | 0 | 0 | 0 | 1 | 0 | 0 |  | 0 |  | 0
|  |  |  | 11 | 22 | 0 | 0 | 0 | 0 | 0 | 7.48 | 0.10336 | 0 | 22 | 22 | 0 | 0 | 0 | 0 | 0 | 1 | 0 | 0 |  | 0 |  | 0
|  |  |  | 10.56 | 21.12 | 0 | 0 | 0 | 0 | 0 | 7.48 | 0.10336 | 0 | 21.12 | 21.12 | 0 | 0 | 0 | 0 | 0 | 1 | 0 | 0 |  | 0 |  | 0
|  |  |  | 12.04 | 24.08 | 0 | 0 | 0 | 0 | 0 | 7.48 | 0.10336 | 0 | 24.08 | 24.08 | 0 | 0 | 0 | 0 | 0 | 1 | 0 | 0 |  | 0 |  | 0
|  |  |  | 12.08 | 24.16 | 0 | 0 | 0 | 0 | 0 | 7.48 | 0.10336 | 0 | 24.16 | 24.16 | 0 | 0 | 0 | 0 | 0 | 1 | 0 | 0 |  | 0 |  | 0
|  |  |  | 13.68 | 27.36 | 0 | 0 | 0 | 0 | 0 | 7.48 | 0.10336 | 0 | 27.36 | 27.36 | 0 | 0 | 0 | 0 | 0 | 1 | 0 | 0 |  | 0 |  | 0
|  |  |  | 16.28 | 32.56 | 0 | 0 | 0 | 0 | 0 | 7.48 | 0.10336 | 0 | 32.56 | 32.548 | 0 | 0.012 | 0 | 0 | 0.012 | 1 | 0 | 0 |  | 0 |  | 0
|  |  |  | 22.76 | 45.52 | 0 | 0 | 0 | 0 | 0 | 7.48 | 0.10336 | 0 | 45.52 | 36.985 | 0 | 8.535 | 0 | 0 | 8.535 | 1 | 0 | 0 |  | 0 |  | 0
|  |  |  | 22.24 | 44.48 | 0 | 0 | 0 | 0 | 0 | 7.48 | 0.10336 | 0 | 44.48 | 34.902 | 0 | 9.578 | 0 | 0 | 9.578 | 1 | 0 | 0 |  | 0 |  | 0
|  |  |  | 24.48 | 48.96 | 0 | 0 | 0 | 0 | 0 | 7.48 | 0.10336 | 0 | 48.96 | 34.86 | 0 | 14.1 | 0 | 0 | 14.1 | 1 | 0 | 0 |  | 0 |  | 0
|  |  |  | 25.72 | 51.44 | 0 | 0 | 0 | 0 | 0 | 7.48 | 0.10336 | 0 | 51.44 | 30.381 | 0 | 21.059 | 0 | 0 | 21.059 | 1 | 0 | 0 |  | 0 |  | 0
|  |  |  | 31 | 62 | 0 | 0 | 0 | 0 | 0 | 11.23 | 0.12409 | 0 | 62 | 26.861 | 0 | 28.116 | 0 | 0 | 28.116 | 0.61095 | 0 | 7.023 |  | 0 |  | 0
|  |  |  | 34.48 | 68.96 | 0 | 0 | 0 | 0 | 0 | 11.23 | 0.12409 | 0 | 68.96 | 0 | 0 | 61.541 | 0 | 0 | 61.541 | 0.2 | 0 | 7.419 |  | 0 |  | 0
|  |  |  | 31.92 | 63.84 | 0 | 0 | 0 | 0 | 0 | 11.23 | 0.12409 | 0 | 63.84 | 0 | 0 | 69.907 | 6.067 | 0 | 63.84 | 0.50199 | 0 | 0 |  | 0 |  | 0
|  |  |  | 30.48 | 60.96 | 0 | 0 | 0 | 0 | 0 | 17.48 | 0.13136 | 0 | 60.96 | 0 | 12.137 | 69.325 | 8.365 | 0 | 60.96 | 0.91836 | 0 | 0 |  | 0 |  | 0
|  |  |  | 28.2 | 56.4 | 0 | 0 | 0 | 0 | 0 | 17.48 | 0.13136 | 0 | 56.4 | 0 | 13.152 | 58.04 | 1.64 | 0 | 56.4 | 1 | 0 | 0 |  | 0 |  | 0
|  |  |  | 30.44 | 60.88 | 0 | 0 | 0 | 0 | 0 | 17.48 | 0.13136 | 0 | 60.88 | 0 | 0 | 55.661 | 0 | 0 | 55.661 | 0.71091 | 0 | 5.219 |  | 0 |  | 0
|  |  |  | 31.28 | 62.56 | 0 | 0 | 0 | 0 | 0 | 17.48 | 0.13136 | 0 | 62.56 | 17.375 | 0 | 36.821 | 0 | 0 | 36.821 | 0.24754 | 0 | 8.365 |  | 0 |  | 0
|  |  |  | 28.2 | 56.4 | 0 | 0 | 0 | 0 | 0 | 11.23 | 0.12409 | 0 | 56.4 | 40.081 | 0 | 16.319 | 0 | 0 | 16.319 | 0.24754 | 0 | 0 |  | 0 |  | 0
|  |  |  | 27.12 | 54.24 | 0 | 0 | 0 | 0 | 0 | 11.23 | 0.12409 | 0 | 54.24 | 51.815 | 0 | 2.425 | 0 | 0 | 2.425 | 0.24754 | 0 | 0 |  | 0 |  | 0
|  |  |  | 24.48 | 48.96 | 0 | 0 | 0 | 0 | 0 | 11.23 | 0.12409 | 0 | 48.96 | 48.102 | 0 | 0 | 0 | 0 | 0 | 0.2 | 0 | 0.858 |  | 0 |  | 0
|  |  |  | 24.2 | 48.4 | 0 | 0 | 0 | 0 | 0 | 7.48 | 0.10336 | 8.365 | 48.4 | 48.4 | 0 | 0 | 0 | 0 | 0 | 0.61636 | 0 | 0 |  | 0 |  | 0
|  |  |  | 22 | 44 | 0 | 0 | 0 | 0 | 0 | 7.48 | 0.10336 | 7.707 | 44 | 44 | 0 | 0 | 0 | 0 | 0 | 1 | 0 | 0 |  | 0 |  | 0
|  |  |  | 16.88 | 33.76 | 0 | 0 | 0 | 0 | 0 | 7.48 | 0.10336 | 0 | 33.76 | 33.76 | 0 | 0 | 0 | 0 | 0 | 1 | 0 | 0 |  | 0 |  | 0
|  |  |  | 10.6 | 21.2 | 0 | 0 | 0 | 0 | 0 | 7.48 | 0.10336 | 0 | 21.2 | 21.2 | 0 | 0 | 0 | 0 | 0 | 1 | 0 | 0 |  | 0 |  | 0
|  |  |  | 9.2 | 18.4 | 0 | 0 | 0 | 0 | 0 | 7.48 | 0.10336 | 0 | 18.4 | 18.4 | 0 | 0 | 0 | 0 | 0 | 1 | 0 | 0 |  | 0 |  | 0
|  |  |  | 9.76 | 19.52 | 0 | 0 | 0 | 0 | 0 | 7.48 | 0.10336 | 0 | 19.52 | 19.52 | 0 | 0 | 0 | 0 | 0 | 1 | 0 | 0 |  | 0 |  | 0
|  |  |  | 9.72 | 19.44 | 0 | 0 | 0 | 0 | 0 | 7.48 | 0.10336 | 0 | 19.44 | 19.44 | 0 | 0 | 0 | 0 | 0 | 1 | 0 | 0 |  | 0 |  | 0
|  |  |  | 12.64 | 25.28 | 0 | 0 | 0 | 0 | 0 | 7.48 | 0.10336 | 0 | 25.28 | 25.28 | 0 | 0 | 0 | 0 | 0 | 1 | 0 | 0 |  | 0 |  | 0
|  |  |  | 13.84 | 27.68 | 0 | 0 | 0 | 0 | 0 | 7.48 | 0.10336 | 0 | 27.68 | 27.68 | 0 | 0 | 0 | 0 | 0 | 1 | 0 | 0 |  | 0 |  | 0
|  |  |  | 16.32 | 32.64 | 0 | 0 | 0 | 0 | 0 | 7.48 | 0.10336 | 0 | 32.64 | 26.881 | 0 | 5.759 | 0 | 0 | 5.759 | 1 | 0 | 0 |  | 0 |  | 0
|  |  |  | 22.48 | 44.96 | 0 | 0 | 0 | 0 | 0 | 7.48 | 0.10336 | 0 | 44.96 | 43.905 | 0 | 1.055 | 0 | 0 | 1.055 | 1 | 0 | 0 |  | 0 |  | 0
|  |  |  | 22.32 | 44.64 | 0 | 0 | 0 | 0 | 0 | 7.48 | 0.10336 | 0 | 44.64 | 40.397 | 0 | 4.243 | 0 | 0 | 4.243 | 1 | 0 | 0 |  | 0 |  | 0
|  |  |  | 24.08 | 48.16 | 0 | 0 | 0 | 0 | 0 | 7.48 | 0.10336 | 0 | 48.16 | 36.824 | 0 | 11.336 | 0 | 0 | 11.336 | 1 | 0 | 0 |  | 0 |  | 0
|  |  |  | 27.16 | 54.32 | 0 | 0 | 0 | 0 | 0 | 7.48 | 0.10336 | 0 | 54.32 | 35.576 | 0 | 18.744 | 0 | 0 | 18.744 | 1 | 0 | 0 |  | 0 |  | 0
|  |  |  | 33.16 | 66.32 | 0 | 0 | 0 | 0 | 0 | 11.23 | 0.12409 | 0 | 66.32 | 48.68 | 0 | 17.64 | 0 | 0 | 17.64 | 1 | 0 | 0 |  | 0 |  | 0
|  |  |  | 30.12 | 60.24 | 0 | 0 | 0 | 0 | 0 | 11.23 | 0.12409 | 0 | 60.24 | 26.259 | 0 | 25.63 | 0 | 0 | 25.63 | 0.5374 | 0 | 8.351 |  | 0 |  | 0
|  |  |  | 26.96 | 53.92 | 0 | 0 | 0 | 0 | 0 | 11.23 | 0.12409 | 0 | 53.92 | 0 | 0 | 47.829 | 0 | 0 | 47.829 | 0.2 | 0 | 6.091 |  | 0 |  | 0
|  |  |  | 26.08 | 52.16 | 0 | 0 | 0 | 0 | 0 | 17.48 | 0.13136 | 0 | 52.16 | 0 | 24.477 | 60.525 | 8.365 | 0 | 52.16 | 0.61636 | 0 | 0 |  | 0 |  | 0
|  |  |  | 25.92 | 51.84 | 0 | 0 | 0 | 0 | 0 | 17.48 | 0.13136 | 0 | 51.84 | 0 | 14.724 | 59.547 | 7.707 | 0 | 51.84 | 1 | 0 | 0 |  | 0 |  | 0
|  |  |  | 25.08 | 50.16 | 0 | 0 | 0 | 0 | 0 | 17.48 | 0.13136 | 0 | 50.16 | 0 | 8.666 | 50.16 | 0 | 0 | 50.16 | 1 | 0 | 0 |  | 0 |  | 0
|  |  |  | 24.8 | 49.6 | 0 | 0 | 0 | 0 | 0 | 17.48 | 0.13136 | 0 | 49.6 | 2.548 | 0 | 38.688 | 0 | 0 | 38.688 | 0.53663 | 0 | 8.365 |  | 0 |  | 0
|  |  |  | 25.32 | 50.64 | 0 | 0 | 0 | 0 | 0 | 11.23 | 0.12409 | 0 | 50.64 | 33.412 | 0 | 17.228 | 0 | 0 | 17.228 | 0.53663 | 0 | 0 |  | 0 |  | 0
|  |  |  | 25.28 | 50.56 | 0 | 0 | 0 | 0 | 0 | 11.23 | 0.12409 | 0 | 50.56 | 47.905 | 0 | 2.655 | 0 | 0 | 2.655 | 0.53663 | 0 | 0 |  | 0 |  | 0
|  |  |  | 25.36 | 50.72 | 0 | 0 | 0 | 0 | 0 | 11.23 | 0.12409 | 0 | 50.72 | 44.643 | 0 | 0 | 0 | 0 | 0 | 0.2 | 0 | 6.077 |  | 0 |  | 0
|  |  |  | 24.84 | 49.68 | 0 | 0 | 0 | 0 | 0 | 7.48 | 0.10336 | 0 | 49.68 | 49.68 | 0 | 0 | 0 | 0 | 0 | 0.2 | 0 | 0 |  | 0 |  | 0
|  |  |  | 24.56 | 49.12 | 0 | 0 | 0 | 0 | 0 | 7.48 | 0.10336 | 0 | 49.12 | 49.12 | 0 | 0 | 0 | 0 | 0 | 0.2 | 0 | 0 |  | 0 |  | 0
|  |  |  | 26.88 | 53.76 | 0 | 0 | 0 | 0 | 0 | 7.48 | 0.10336 | 0 | 53.76 | 53.76 | 0 | 0 | 0 | 0 | 0 | 0.2 | 0 | 0 |  | 0 |  | 0
|  |  |  | 23.96 | 47.92 | 0 | 0 | 0 | 0 | 0 | 7.48 | 0.10336 | 0 | 47.92 | 47.92 | 0 | 0 | 0 | 0 | 0 | 0.2 | 0 | 0 |  | 0 |  | 0
|  |  |  | 22.48 | 44.96 | 0 | 0 | 0 | 0 | 0 | 7.48 | 0.10336 | 0 | 44.96 | 44.96 | 0 | 0 | 0 | 0 | 0 | 0.2 | 0 | 0 |  | 0 |  | 0
|  |  |  | 22.4 | 44.8 | 0 | 0 | 0 | 0 | 0 | 7.48 | 0.10336 | 0 | 44.8 | 44.8 | 0 | 0 | 0 | 0 | 0 | 0.2 | 0 | 0 |  | 0 |  | 0
|  |  |  | 21.32 | 42.64 | 0 | 0 | 0 | 0 | 0 | 7.48 | 0.10336 | 0 | 42.64 | 42.64 | 0 | 0 | 0 | 0 | 0 | 0.2 | 0 | 0 |  | 0 |  | 0
|  |  |  | 22.76 | 45.52 | 0 | 0 | 0 | 0 | 0 | 7.48 | 0.10336 | 0 | 45.52 | 45.52 | 0 | 0 | 0 | 0 | 0 | 0.2 | 0 | 0 |  | 0 |  | 0
|  |  |  | 21.84 | 43.68 | 0 | 0 | 0 | 0 | 0 | 7.48 | 0.10336 | 0 | 43.68 | 43.68 | 0 | 0 | 0 | 0 | 0 | 0.2 | 0 | 0 |  | 0 |  | 0
|  |  |  | 20.72 | 41.44 | 0 | 0 | 0 | 0 | 0 | 7.48 | 0.10336 | 0 | 41.44 | 41.101 | 0 | 0.339 | 0 | 0 | 0.339 | 0.2 | 0 | 0 |  | 0 |  | 0
|  |  |  | 20.32 | 40.64 | 0 | 0 | 0 | 0 | 0 | 7.48 | 0.10336 | 0 | 40.64 | 35.184 | 0 | 5.456 | 0 | 0 | 5.456 | 0.2 | 0 | 0 |  | 0 |  | 0
|  |  |  | 20.72 | 41.44 | 0 | 0 | 0 | 0 | 0 | 7.48 | 0.10336 | 0 | 41.44 | 28.419 | 0 | 13.021 | 0 | 0 | 13.021 | 0.2 | 0 | 0 |  | 0 |  | 0
|  |  |  | 21.16 | 42.32 | 0 | 0 | 0 | 0 | 0 | 7.48 | 0.10336 | 0 | 42.32 | 25.831 | 0 | 16.489 | 0 | 0 | 16.489 | 0.2 | 0 | 0 |  | 0 |  | 0
|  |  |  | 22.16 | 44.32 | 0 | 0 | 0 | 0 | 0 | 7.48 | 0.10336 | 0 | 44.32 | 20.569 | 0 | 23.751 | 0 | 0 | 23.751 | 0.2 | 0 | 0 |  | 0 |  | 0
|  |  |  | 23.56 | 47.12 | 0 | 0 | 0 | 0 | 0 | 11.23 | 0.12409 | 0 | 47.12 | 0 | 0 | 55.128 | 8.008 | 0 | 47.12 | 0.5986 | 0 | 0 |  | 0 |  | 0
|  |  |  | 23.28 | 46.56 | 0 | 0 | 0 | 0 | 0 | 11.23 | 0.12409 | 0 | 46.56 | 0 | 17.49 | 54.624 | 8.064 | 0 | 46.56 | 1 | 0 | 0 |  | 0 |  | 0
|  |  |  | 23.4 | 46.8 | 0 | 0 | 0 | 0 | 0 | 11.23 | 0.12409 | 0 | 46.8 | 0 | 43.136 | 46.8 | 0 | 0 | 46.8 | 1 | 0 | 0 |  | 0 |  | 0
|  |  |  | 24.08 | 48.16 | 0 | 0 | 0 | 0 | 0 | 17.48 | 0.13136 | 0 | 48.16 | 0 | 37.242 | 48.16 | 0 | 0 | 48.16 | 1 | 0 | 0 |  | 0 |  | 0
|  |  |  | 23.96 | 47.92 | 0 | 0 | 0 | 0 | 0 | 17.48 | 0.13136 | 0 | 47.92 | 0 | 26.109 | 47.92 | 0 | 0 | 47.92 | 1 | 0 | 0 |  | 0 |  | 0
|  |  |  | 25.48 | 50.96 | 0 | 0 | 0 | 0 | 0 | 17.48 | 0.13136 | 0 | 50.96 | 0 | 7.793 | 50.96 | 0 | 0 | 50.96 | 1 | 0 | 0 |  | 0 |  | 0
|  |  |  | 25.8 | 51.6 | 0 | 0 | 0 | 0 | 0 | 17.48 | 0.13136 | 0 | 51.6 | 4.475 | 0 | 38.76 | 0 | 0 | 38.76 | 0.53663 | 0 | 8.365 |  | 0 |  | 0
|  |  |  | 24.24 | 48.48 | 0 | 0 | 0 | 0 | 0 | 11.23 | 0.12409 | 0 | 48.48 | 31.264 | 0 | 17.216 | 0 | 0 | 17.216 | 0.53663 | 0 | 0 |  | 0 |  | 0
|  |  |  | 21.16 | 42.32 | 0 | 0 | 0 | 0 | 0 | 11.23 | 0.12409 | 0 | 42.32 | 39.665 | 0 | 2.655 | 0 | 0 | 2.655 | 0.53663 | 0 | 0 |  | 0 |  | 0
|  |  |  | 15.6 | 31.2 | 0 | 0 | 0 | 0 | 0 | 11.23 | 0.12409 | 0 | 31.2 | 25.123 | 0 | 0 | 0 | 0 | 0 | 0.2 | 0 | 6.077 |  | 0 |  | 0
|  |  |  | 19.16 | 38.32 | 0 | 0 | 0 | 0 | 0 | 7.48 | 0.10336 | 8.365 | 38.32 | 38.32 | 0 | 0 | 0 | 0 | 0 | 0.61636 | 0 | 0 |  | 0 |  | 0
|  |  |  | 24.96 | 49.92 | 0 | 0 | 0 | 0 | 0 | 7.48 | 0.10336 | 7.707 | 49.92 | 49.92 | 0 | 0 | 0 | 0 | 0 | 1 | 0 | 0 |  | 0 |  | 0
|  |  |  | 26.08 | 52.16 | 0 | 0 | 0 | 0 | 0 | 7.48 | 0.10336 | 0 | 52.16 | 52.16 | 0 | 0 | 0 | 0 | 0 | 1 | 0 | 0 |  | 0 |  | 0
|  |  |  | 22.96 | 45.92 | 0 | 0 | 0 | 0 | 0 | 7.48 | 0.10336 | 0 | 45.92 | 45.92 | 0 | 0 | 0 | 0 | 0 | 1 | 0 | 0 |  | 0 |  | 0
|  |  |  | 21.96 | 43.92 | 0 | 0 | 0 | 0 | 0 | 7.48 | 0.10336 | 0 | 43.92 | 43.92 | 0 | 0 | 0 | 0 | 0 | 1 | 0 | 0 |  | 0 |  | 0
|  |  |  | 22.32 | 44.64 | 0 | 0 | 0 | 0 | 0 | 7.48 | 0.10336 | 0 | 44.64 | 44.64 | 0 | 0 | 0 | 0 | 0 | 1 | 0 | 0 |  | 0 |  | 0
|  |  |  | 21.52 | 43.04 | 0 | 0 | 0 | 0 | 0 | 7.48 | 0.10336 | 0 | 43.04 | 43.04 | 0 | 0 | 0 | 0 | 0 | 1 | 0 | 0 |  | 0 |  | 0
|  |  |  | 22.72 | 45.44 | 0 | 0 | 0 | 0 | 0 | 7.48 | 0.10336 | 0 | 45.44 | 45.44 | 0 | 0 | 0 | 0 | 0 | 1 | 0 | 0 |  | 0 |  | 0
|  |  |  | 21.96 | 43.92 | 0 | 0 | 0 | 0 | 0 | 7.48 | 0.10336 | 0 | 43.92 | 43.92 | 0 | 0 | 0 | 0 | 0 | 1 | 0 | 0 |  | 0 |  | 0
|  |  |  | 20.64 | 41.28 | 0 | 0 | 0 | 0 | 0 | 7.48 | 0.10336 | 0 | 41.28 | 41.147 | 0 | 0.133 | 0 | 0 | 0.133 | 1 | 0 | 0 |  | 0 |  | 0
|  |  |  | 20.12 | 40.24 | 0 | 0 | 0 | 0 | 0 | 7.48 | 0.10336 | 0 | 40.24 | 17.168 | 0 | 23.072 | 0 | 0 | 23.072 | 1 | 0 | 0 |  | 0 |  | 0
|  |  |  | 18.64 | 37.28 | 0 | 0 | 0 | 0 | 0 | 7.48 | 0.10336 | 0 | 37.28 | 32.721 | 0 | 4.559 | 0 | 0 | 4.559 | 1 | 0 | 0 |  | 0 |  | 0
|  |  |  | 19.24 | 38.48 | 0 | 0 | 0 | 0 | 0 | 7.48 | 0.10336 | 0 | 38.48 | 29.654 | 0 | 8.826 | 0 | 0 | 8.826 | 1 | 0 | 0 |  | 0 |  | 0
|  |  |  | 21.16 | 42.32 | 0 | 0 | 0 | 0 | 0 | 7.48 | 0.10336 | 0 | 42.32 | 30.814 | 0 | 11.506 | 0 | 0 | 11.506 | 1 | 0 | 0 |  | 0 |  | 0
|  |  |  | 21.36 | 42.72 | 0 | 0 | 0 | 0 | 0 | 11.23 | 0.12409 | 0 | 42.72 | 16.99 | 0 | 19.653 | 0 | 0 | 19.653 | 0.66337 | 0 | 6.077 |  | 0 |  | 0
|  |  |  | 23.32 | 46.64 | 0 | 0 | 0 | 0 | 0 | 11.23 | 0.12409 | 0 | 46.64 | 3.77 | 0 | 34.505 | 0 | 0 | 34.505 | 0.2 | 0 | 8.365 |  | 0 |  | 0
|  |  |  | 25.2 | 50.4 | 0 | 0 | 0 | 0 | 0 | 11.23 | 0.12409 | 0 | 50.4 | 0 | 3.904 | 58.765 | 8.365 | 0 | 50.4 | 0.61636 | 0 | 0 |  | 0 |  | 0
|  |  |  | 26.56 | 53.12 | 0 | 0 | 0 | 0 | 0 | 17.48 | 0.13136 | 0 | 53.12 | 0 | 25.459 | 60.827 | 7.707 | 0 | 53.12 | 1 | 0 | 0 |  | 0 |  | 0
|  |  |  | 27.68 | 55.36 | 0 | 0 | 0 | 0 | 0 | 17.48 | 0.13136 | 0 | 55.36 | 0 | 19.603 | 55.36 | 0 | 0 | 55.36 | 1 | 0 | 0 |  | 0 |  | 0
|  |  |  | 31.72 | 63.44 | 0 | 0 | 0 | 0 | 0 | 17.48 | 0.13136 | 0 | 63.44 | 0 | 0 | 59.517 | 0 | 0 | 59.517 | 0.78267 | 0 | 3.923 |  | 0 |  | 0
|  |  |  | 28.92 | 57.84 | 0 | 0 | 0 | 0 | 0 | 17.48 | 0.13136 | 0 | 57.84 | 9.927 | 0 | 39.549 | 0 | 0 | 39.549 | 0.3193 | 0 | 8.365 |  | 0 |  | 0
|  |  |  | 27.96 | 55.92 | 0 | 0 | 0 | 0 | 0 | 11.23 | 0.12409 | 0 | 55.92 | 38.316 | 0 | 17.604 | 0 | 0 | 17.604 | 0.3193 | 0 | 0 |  | 0 |  | 0
|  |  |  | 26.8 | 53.6 | 0 | 0 | 0 | 0 | 0 | 11.23 | 0.12409 | 0 | 53.6 | 50.921 | 0 | 2.679 | 0 | 0 | 2.679 | 0.3193 | 0 | 0 |  | 0 |  | 0
|  |  |  | 24.08 | 48.16 | 0 | 0 | 0 | 0 | 0 | 11.23 | 0.12409 | 0 | 48.16 | 46.006 | 0 | 0 | 0 | 0 | 0 | 0.2 | 0 | 2.154 |  | 0 |  | 0
|  |  |  | 23.4 | 46.8 | 0 | 0 | 0 | 0 | 0 | 7.48 | 0.10336 | 8.365 | 46.8 | 46.8 | 0 | 0 | 0 | 0 | 0 | 0.61636 | 0 | 0 |  | 0 |  | 0
|  |  |  | 26.4 | 52.8 | 0 | 0 | 0 | 0 | 0 | 7.48 | 0.10336 | 0.944 | 52.8 | 52.8 | 0 | 0 | 0 | 0 | 0 | 0.66337 | 0 | 0 |  | 0 |  | 0
|  |  |  | 26.68 | 53.36 | 0 | 0 | 0 | 0 | 0 | 7.48 | 0.10336 | 0 | 53.36 | 53.36 | 0 | 0 | 0 | 0 | 0 | 0.66337 | 0 | 0 |  | 0 |  | 0
|  |  |  | 21.56 | 43.12 | 0 | 0 | 0 | 0 | 0 | 7.48 | 0.10336 | 0 | 43.12 | 43.12 | 0 | 0 | 0 | 0 | 0 | 0.66337 | 0 | 0 |  | 0 |  | 0
|  |  |  | 20.2 | 40.4 | 0 | 0 | 0 | 0 | 0 | 7.48 | 0.10336 | 0 | 40.4 | 40.4 | 0 | 0 | 0 | 0 | 0 | 0.66337 | 0 | 0 |  | 0 |  | 0
|  |  |  | 20.64 | 41.28 | 0 | 0 | 0 | 0 | 0 | 7.48 | 0.10336 | 0 | 41.28 | 41.28 | 0 | 0 | 0 | 0 | 0 | 0.66337 | 0 | 0 |  | 0 |  | 0
|  |  |  | 20.44 | 40.88 | 0 | 0 | 0 | 0 | 0 | 7.48 | 0.10336 | 0 | 40.88 | 40.88 | 0 | 0 | 0 | 0 | 0 | 0.66337 | 0 | 0 |  | 0 |  | 0
|  |  |  | 20.52 | 41.04 | 0 | 0 | 0 | 0 | 0 | 7.48 | 0.10336 | 0 | 41.04 | 41.04 | 0 | 0 | 0 | 0 | 0 | 0.66337 | 0 | 0 |  | 0 |  | 0
|  |  |  | 20.24 | 40.48 | 0 | 0 | 0 | 0 | 0 | 7.48 | 0.10336 | 0 | 40.48 | 40.48 | 0 | 0 | 0 | 0 | 0 | 0.66337 | 0 | 0 |  | 0 |  | 0
|  |  |  | 19.44 | 38.88 | 0 | 0 | 0 | 0 | 0 | 7.48 | 0.10336 | 0 | 38.88 | 33.279 | 0 | 5.601 | 0 | 0 | 5.601 | 0.66337 | 0 | 0 |  | 0 |  | 0
|  |  |  | 21.08 | 42.16 | 0 | 0 | 0 | 0 | 0 | 7.48 | 0.10336 | 0 | 42.16 | 37.201 | 0 | 4.959 | 0 | 0 | 4.959 | 0.66337 | 0 | 0 |  | 0 |  | 0
|  |  |  | 22.28 | 44.56 | 0 | 0 | 0 | 0 | 0 | 7.48 | 0.10336 | 0 | 44.56 | 32.46 | 0 | 12.1 | 0 | 0 | 12.1 | 0.66337 | 0 | 0 |  | 0 |  | 0
|  |  |  | 24.48 | 48.96 | 0 | 0 | 0 | 0 | 0 | 7.48 | 0.10336 | 0 | 48.96 | 25.306 | 0 | 23.654 | 0 | 0 | 23.654 | 0.66337 | 0 | 0 |  | 0 |  | 0
|  |  |  | 27.32 | 54.64 | 0 | 0 | 0 | 0 | 0 | 7.48 | 0.10336 | 0 | 54.64 | 34.999 | 0 | 19.641 | 0 | 0 | 19.641 | 0.66337 | 0 | 0 |  | 0 |  | 0
|  |  |  | 31.32 | 62.64 | 0 | 0 | 0 | 0 | 0 | 11.23 | 0.12409 | 0 | 62.64 | 2.906 | 0 | 51.369 | 0 | 0 | 51.369 | 0.2 | 0 | 8.365 |  | 0 |  | 0
|  |  |  | 33.16 | 66.32 | 0 | 0 | 0 | 0 | 0 | 11.23 | 0.12409 | 0 | 66.32 | 0 | 18.464 | 74.685 | 8.365 | 0 | 66.32 | 0.61636 | 0 | 0 |  | 0 |  | 0
|  |  |  | 26.72 | 53.44 | 0 | 0 | 0 | 0 | 0 | 11.23 | 0.12409 | 0 | 53.44 | 0 | 30.753 | 61.147 | 7.707 | 0 | 53.44 | 1 | 0 | 0 |  | 0 |  | 0
|  |  |  | 25.56 | 51.12 | 0 | 0 | 0 | 0 | 0 | 17.48 | 0.13136 | 0 | 51.12 | 0 | 35.179 | 51.12 | 0 | 0 | 51.12 | 1 | 0 | 0 |  | 0 |  | 0
|  |  |  | 25.52 | 51.04 | 0 | 0 | 0 | 0 | 0 | 17.48 | 0.13136 | 0 | 51.04 | 0 | 24.941 | 51.04 | 0 | 0 | 51.04 | 1 | 0 | 0 |  | 0 |  | 0
|  |  |  | 24.4 | 48.8 | 0 | 0 | 0 | 0 | 0 | 17.48 | 0.13136 | 0 | 48.8 | 0 | 11.687 | 48.8 | 0 | 0 | 48.8 | 1 | 0 | 0 |  | 0 |  | 0
|  |  |  | 22.76 | 45.52 | 0 | 0 | 0 | 0 | 0 | 17.48 | 0.13136 | 0 | 45.52 | 0 | 0 | 40.252 | 0 | 0 | 40.252 | 0.70816 | 0 | 5.268 |  | 0 |  | 0
|  |  |  | 22.76 | 45.52 | 0 | 0 | 0 | 0 | 0 | 11.23 | 0.12409 | 0 | 45.52 | 27.819 | 0 | 17.701 | 0 | 0 | 17.701 | 0.70816 | 0 | 0 |  | 0 |  | 0
|  |  |  | 24.2 | 48.4 | 0 | 0 | 0 | 0 | 0 | 11.23 | 0.12409 | 0 | 48.4 | 45.106 | 0 | 2.485 | 0 | 0 | 2.485 | 0.66337 | 0 | 0.809 |  | 0 |  | 0
|  |  |  | 24.64 | 49.28 | 0 | 0 | 0 | 0 | 0 | 11.23 | 0.12409 | 0 | 49.28 | 40.915 | 0 | 0 | 0 | 0 | 0 | 0.2 | 0 | 8.365 |  | 0 |  | 0
|  |  |  | 25.52 | 51.04 | 0 | 0 | 0 | 0 | 0 | 7.48 | 0.10336 | 0 | 51.04 | 51.04 | 0 | 0 | 0 | 0 | 0 | 0.2 | 0 | 0 |  | 0 |  | 0
|  |  |  | 24.92 | 49.84 | 0 | 0 | 0 | 0 | 0 | 7.48 | 0.10336 | 0 | 49.84 | 49.84 | 0 | 0 | 0 | 0 | 0 | 0.2 | 0 | 0 |  | 0 |  | 0
|  |  |  | 17.92 | 35.84 | 0 | 0 | 0 | 0 | 0 | 7.48 | 0.10336 | 0 | 35.84 | 35.84 | 0 | 0 | 0 | 0 | 0 | 0.2 | 0 | 0 |  | 0 |  | 0
|  |  |  | 10.84 | 21.68 | 0 | 0 | 0 | 0 | 0 | 7.48 | 0.10336 | 0 | 21.68 | 21.68 | 0 | 0 | 0 | 0 | 0 | 0.2 | 0 | 0 |  | 0 |  | 0
|  |  |  | 8.88 | 17.76 | 0 | 0 | 0 | 0 | 0 | 7.48 | 0.10336 | 0 | 17.76 | 17.76 | 0 | 0 | 0 | 0 | 0 | 0.2 | 0 | 0 |  | 0 |  | 0
|  |  |  | 8.96 | 17.92 | 0 | 0 | 0 | 0 | 0 | 7.48 | 0.10336 | 0 | 17.92 | 17.92 | 0 | 0 | 0 | 0 | 0 | 0.2 | 0 | 0 |  | 0 |  | 0
|  |  |  | 9.84 | 19.68 | 0 | 0 | 0 | 0 | 0 | 7.48 | 0.10336 | 0 | 19.68 | 19.68 | 0 | 0 | 0 | 0 | 0 | 0.2 | 0 | 0 |  | 0 |  | 0
|  |  |  | 12.16 | 24.32 | 0 | 0 | 0 | 0 | 0 | 7.48 | 0.10336 | 0 | 24.32 | 24.32 | 0 | 0 | 0 | 0 | 0 | 0.2 | 0 | 0 |  | 0 |  | 0
|  |  |  | 13.8 | 27.6 | 0 | 0 | 0 | 0 | 0 | 7.48 | 0.10336 | 0 | 27.6 | 27.6 | 0 | 0 | 0 | 0 | 0 | 0.2 | 0 | 0 |  | 0 |  | 0
|  |  |  | 16.12 | 32.24 | 0 | 0 | 0 | 0 | 0 | 7.48 | 0.10336 | 0 | 32.24 | 27.281 | 0 | 4.959 | 0 | 0 | 4.959 | 0.2 | 0 | 0 |  | 0 |  | 0
|  |  |  | 22.56 | 45.12 | 0 | 0 | 0 | 0 | 0 | 7.48 | 0.10336 | 0 | 45.12 | 22.194 | 0 | 22.926 | 0 | 0 | 22.926 | 0.2 | 0 | 0 |  | 0 |  | 0
|  |  |  | 22 | 44 | 0 | 0 | 0 | 0 | 0 | 7.48 | 0.10336 | 0 | 44 | 0 | 0 | 45.332 | 1.332 | 0 | 44 | 0.26629 | 0 | 0 |  | 0 |  | 0
|  |  |  | 23.24 | 46.48 | 0 | 0 | 0 | 0 | 0 | 7.48 | 0.10336 | 0 | 46.48 | 0 | 9.449 | 54.845 | 8.365 | 0 | 46.48 | 0.68265 | 0 | 0 |  | 0 |  | 0
|  |  |  | 24.4 | 48.8 | 0 | 0 | 0 | 0 | 0 | 7.48 | 0.10336 | 0 | 48.8 | 0 | 24.503 | 55.176 | 6.376 | 0 | 48.8 | 1 | 0 | 0 |  | 0 |  | 0
|  |  |  | 29.64 | 59.28 | 0 | 0 | 0 | 0 | 0 | 7.48 | 0.10336 | 0 | 59.28 | 0 | 29.577 | 59.28 | 0 | 0 | 59.28 | 1 | 0 | 0 |  | 0 |  | 0
|  |  |  | 27.8 | 55.6 | 0 | 0 | 0 | 0 | 0 | 7.48 | 0.10336 | 0 | 55.6 | 0 | 39.101 | 55.6 | 0 | 0 | 55.6 | 1 | 0 | 0 |  | 0 |  | 0
|  |  |  | 25.56 | 51.12 | 0 | 0 | 0 | 0 | 0 | 7.48 | 0.10336 | 0 | 51.12 | 0 | 43.011 | 51.12 | 0 | 0 | 51.12 | 1 | 0 | 0 |  | 0 |  | 0
|  |  |  | 24.64 | 49.28 | 0 | 0 | 0 | 0 | 0 | 7.48 | 0.10336 | 0 | 49.28 | 0 | 38.995 | 49.28 | 0 | 0 | 49.28 | 1 | 0 | 0 |  | 0 |  | 0
|  |  |  | 24.92 | 49.84 | 0 | 0 | 0 | 0 | 0 | 7.48 | 0.10336 | 0 | 49.84 | 0 | 27.378 | 49.84 | 0 | 0 | 49.84 | 1 | 0 | 0 |  | 0 |  | 0
|  |  |  | 25.32 | 50.64 | 0 | 0 | 0 | 0 | 0 | 7.48 | 0.10336 | 0 | 50.64 | 0 | 10.683 | 50.64 | 0 | 0 | 50.64 | 1 | 0 | 0 |  | 0 |  | 0
|  |  |  | 26.04 | 52.08 | 0 | 0 | 0 | 0 | 0 | 7.48 | 0.10336 | 0 | 52.08 | 11.646 | 0 | 40.434 | 0 | 0 | 40.434 | 1 | 0 | 0 |  | 0 |  | 0
|  |  |  | 25.56 | 51.12 | 0 | 0 | 0 | 0 | 0 | 7.48 | 0.10336 | 0 | 51.12 | 33.467 | 0 | 17.653 | 0 | 0 | 17.653 | 1 | 0 | 0 |  | 0 |  | 0
|  |  |  | 25 | 50 | 0 | 0 | 0 | 0 | 0 | 7.48 | 0.10336 | 0 | 50 | 47.709 | 0 | 2.291 | 0 | 0 | 2.291 | 1 | 0 | 0 |  | 0 |  | 0
|  |  |  | 23.6 | 47.2 | 0 | 0 | 0 | 0 | 0 | 7.48 | 0.10336 | 0 | 47.2 | 47.2 | 0 | 0 | 0 | 0 | 0 | 1 | 0 | 0 |  | 0 |  | 0
|  |  |  | 23.48 | 46.96 | 0 | 0 | 0 | 0 | 0 | 7.48 | 0.10336 | 0 | 46.96 | 46.96 | 0 | 0 | 0 | 0 | 0 | 1 | 0 | 0 |  | 0 |  | 0
|  |  |  | 24.72 | 49.44 | 0 | 0 | 0 | 0 | 0 | 7.48 | 0.10336 | 0 | 49.44 | 49.44 | 0 | 0 | 0 | 0 | 0 | 1 | 0 | 0 |  | 0 |  | 0
|  |  |  | 26.12 | 52.24 | 0 | 0 | 0 | 0 | 0 | 7.48 | 0.10336 | 0 | 52.24 | 52.24 | 0 | 0 | 0 | 0 | 0 | 1 | 0 | 0 |  | 0 |  | 0
|  |  |  | 21.68 | 43.36 | 0 | 0 | 0 | 0 | 0 | 7.48 | 0.10336 | 0 | 43.36 | 43.36 | 0 | 0 | 0 | 0 | 0 | 1 | 0 | 0 |  | 0 |  | 0
|  |  |  | 19.96 | 39.92 | 0 | 0 | 0 | 0 | 0 | 7.48 | 0.10336 | 0 | 39.92 | 39.92 | 0 | 0 | 0 | 0 | 0 | 1 | 0 | 0 |  | 0 |  | 0
|  |  |  | 20.16 | 40.32 | 0 | 0 | 0 | 0 | 0 | 7.48 | 0.10336 | 0 | 40.32 | 40.32 | 0 | 0 | 0 | 0 | 0 | 1 | 0 | 0 |  | 0 |  | 0
|  |  |  | 20.32 | 40.64 | 0 | 0 | 0 | 0 | 0 | 7.48 | 0.10336 | 0 | 40.64 | 40.64 | 0 | 0 | 0 | 0 | 0 | 1 | 0 | 0 |  | 0 |  | 0
|  |  |  | 21.32 | 42.64 | 0 | 0 | 0 | 0 | 0 | 7.48 | 0.10336 | 0 | 42.64 | 42.64 | 0 | 0 | 0 | 0 | 0 | 1 | 0 | 0 |  | 0 |  | 0
|  |  |  | 22.76 | 45.52 | 0 | 0 | 0 | 0 | 0 | 7.48 | 0.10336 | 0 | 45.52 | 45.52 | 0 | 0 | 0 | 0 | 0 | 1 | 0 | 0 |  | 0 |  | 0
|  |  |  | 22.48 | 44.96 | 0 | 0 | 0 | 0 | 0 | 7.48 | 0.10336 | 0 | 44.96 | 34.763 | 0 | 4.534 | 0 | 0 | 4.534 | 0.68629 | 0 | 5.663 |  | 0 |  | 0
|  |  |  | 23 | 46 | 0 | 0 | 0 | 0 | 0 | 7.48 | 0.10336 | 0 | 46 | 14.503 | 0 | 23.133 | 0 | 0 | 23.133 | 0.22292 | 0 | 8.365 |  | 0 |  | 0
|  |  |  | 22.8 | 45.6 | 0 | 0 | 0 | 0 | 0 | 7.48 | 0.10336 | 0 | 45.6 | 0 | 0 | 45.186 | 0 | 0 | 45.186 | 0.2 | 0 | 0.414 |  | 0 |  | 0
|  |  |  | 24.52 | 49.04 | 0 | 0 | 0 | 0 | 0 | 7.48 | 0.10336 | 0 | 49.04 | 0 | 5.761 | 57.405 | 8.365 | 0 | 49.04 | 0.61636 | 0 | 0 |  | 0 |  | 0
|  |  |  | 31.08 | 62.16 | 0 | 0 | 0 | 0 | 0 | 7.48 | 0.10336 | 0 | 62.16 | 0 | 6.235 | 69.867 | 7.707 | 0 | 62.16 | 1 | 0 | 0 |  | 0 |  | 0
|  |  |  | 31.12 | 62.24 | 0 | 0 | 0 | 0 | 0 | 7.48 | 0.10336 | 0 | 62.24 | 0 | 22.131 | 62.24 | 0 | 0 | 62.24 | 1 | 0 | 0 |  | 0 |  | 0
|  |  |  | 32.96 | 65.92 | 0 | 0 | 0 | 0 | 0 | 7.48 | 0.10336 | 0 | 65.92 | 0 | 21.688 | 65.92 | 0 | 0 | 65.92 | 1 | 0 | 0 |  | 0 |  | 0
|  |  |  | 30.32 | 60.64 | 0 | 0 | 0 | 0 | 0 | 7.48 | 0.10336 | 0 | 60.64 | 0 | 27.441 | 60.64 | 0 | 0 | 60.64 | 1 | 0 | 0 |  | 0 |  | 0
|  |  |  | 29.52 | 59.04 | 0 | 0 | 0 | 0 | 0 | 7.48 | 0.10336 | 0 | 59.04 | 0 | 23.609 | 59.04 | 0 | 0 | 59.04 | 1 | 0 | 0 |  | 0 |  | 0
|  |  |  | 28.72 | 57.44 | 0 | 0 | 0 | 0 | 0 | 7.48 | 0.10336 | 0 | 57.44 | 0 | 15.013 | 57.44 | 0 | 0 | 57.44 | 1 | 0 | 0 |  | 0 |  | 0
|  |  |  | 29.4 | 58.8 | 0 | 0 | 0 | 0 | 0 | 7.48 | 0.10336 | 0 | 58.8 | 0.593 | 0 | 58.207 | 0 | 0 | 58.207 | 1 | 0 | 0 |  | 0 |  | 0
|  |  |  | 28.68 | 57.36 | 0 | 0 | 0 | 0 | 0 | 7.48 | 0.10336 | 0 | 57.36 | 18.975 | 0 | 38.385 | 0 | 0 | 38.385 | 1 | 0 | 0 |  | 0 |  | 0
|  |  |  | 30.84 | 61.68 | 0 | 0 | 0 | 0 | 0 | 7.48 | 0.10336 | 0 | 61.68 | 44.646 | 0 | 17.034 | 0 | 0 | 17.034 | 1 | 0 | 0 |  | 0 |  | 0
|  |  |  | 30.2 | 60.4 | 0 | 0 | 0 | 0 | 0 | 7.48 | 0.10336 | 0 | 60.4 | 58.157 | 0 | 2.243 | 0 | 0 | 2.243 | 1 | 0 | 0 |  | 0 |  | 0
|  |  |  | 28.28 | 56.56 | 0 | 0 | 0 | 0 | 0 | 7.48 | 0.10336 | 0 | 56.56 | 56.56 | 0 | 0 | 0 | 0 | 0 | 1 | 0 | 0 |  | 0 |  | 0
|  |  |  | 26.56 | 53.12 | 0 | 0 | 0 | 0 | 0 | 7.48 | 0.10336 | 0 | 53.12 | 53.12 | 0 | 0 | 0 | 0 | 0 | 1 | 0 | 0 |  | 0 |  | 0
|  |  |  | 23.08 | 46.16 | 0 | 0 | 0 | 0 | 0 | 7.48 | 0.10336 | 0 | 46.16 | 46.16 | 0 | 0 | 0 | 0 | 0 | 1 | 0 | 0 |  | 0 |  | 0
|  |  |  | 17.04 | 34.08 | 0 | 0 | 0 | 0 | 0 | 7.48 | 0.10336 | 0 | 34.08 | 34.08 | 0 | 0 | 0 | 0 | 0 | 1 | 0 | 0 |  | 0 |  | 0
|  |  |  | 11.2 | 22.4 | 0 | 0 | 0 | 0 | 0 | 7.48 | 0.10336 | 0 | 22.4 | 22.4 | 0 | 0 | 0 | 0 | 0 | 1 | 0 | 0 |  | 0 |  | 0
|  |  |  | 11.64 | 23.28 | 0 | 0 | 0 | 0 | 0 | 7.48 | 0.10336 | 0 | 23.28 | 23.28 | 0 | 0 | 0 | 0 | 0 | 1 | 0 | 0 |  | 0 |  | 0
|  |  |  | 14.24 | 28.48 | 0 | 0 | 0 | 0 | 0 | 7.48 | 0.10336 | 0 | 28.48 | 28.48 | 0 | 0 | 0 | 0 | 0 | 1 | 0 | 0 |  | 0 |  | 0
|  |  |  | 14.52 | 29.04 | 0 | 0 | 0 | 0 | 0 | 7.48 | 0.10336 | 0 | 29.04 | 29.04 | 0 | 0 | 0 | 0 | 0 | 1 | 0 | 0 |  | 0 |  | 0
|  |  |  | 15.36 | 30.72 | 0 | 0 | 0 | 0 | 0 | 7.48 | 0.10336 | 0 | 30.72 | 30.72 | 0 | 0 | 0 | 0 | 0 | 1 | 0 | 0 |  | 0 |  | 0
|  |  |  | 14.04 | 28.08 | 0 | 0 | 0 | 0 | 0 | 7.48 | 0.10336 | 0 | 28.08 | 28.08 | 0 | 0 | 0 | 0 | 0 | 1 | 0 | 0 |  | 0 |  | 0
|  |  |  | 15.72 | 31.44 | 0 | 0 | 0 | 0 | 0 | 7.48 | 0.10336 | 0 | 31.44 | 22.22 | 0 | 4.316 | 0 | 0 | 4.316 | 0.72836 | 0 | 4.904 |  | 0 |  | 0
|  |  |  | 22.24 | 44.48 | 0 | 0 | 0 | 0 | 0 | 7.48 | 0.10336 | 0 | 44.48 | 14.122 | 0 | 21.993 | 0 | 0 | 21.993 | 0.26499 | 0 | 8.365 |  | 0 |  | 0
|  |  |  | 21.84 | 43.68 | 0 | 0 | 0 | 0 | 0 | 7.48 | 0.10336 | 0 | 43.68 | 0 | 0 | 42.507 | 0 | 0 | 42.507 | 0.2 | 0 | 1.173 |  | 0 |  | 0
|  |  |  | 24.6 | 49.2 | 0 | 0 | 0 | 0 | 0 | 7.48 | 0.10336 | 0 | 49.2 | 0 | 1.758 | 57.565 | 8.365 | 0 | 49.2 | 0.61636 | 0 | 0 |  | 0 |  | 0
|  |  |  | 26.28 | 52.56 | 0 | 0 | 0 | 0 | 0 | 7.48 | 0.10336 | 0 | 52.56 | 0 | 13.677 | 60.267 | 7.707 | 0 | 52.56 | 1 | 0 | 0 |  | 0 |  | 0
|  |  |  | 28.44 | 56.88 | 0 | 0 | 0 | 0 | 0 | 11.23 | 0.12409 | 0 | 56.88 | 0 | 27.309 | 56.88 | 0 | 0 | 56.88 | 1 | 0 | 0 |  | 0 |  | 0
|  |  |  | 33.2 | 66.4 | 0 | 0 | 0 | 0 | 0 | 11.23 | 0.12409 | 0 | 66.4 | 0 | 21.463 | 66.4 | 0 | 0 | 66.4 | 1 | 0 | 0 |  | 0 |  | 0
|  |  |  | 27.76 | 55.52 | 0 | 0 | 0 | 0 | 0 | 11.23 | 0.12409 | 0 | 55.52 | 0 | 32.961 | 55.52 | 0 | 0 | 55.52 | 1 | 0 | 0 |  | 0 |  | 0
|  |  |  | 25.6 | 51.2 | 0 | 0 | 0 | 0 | 0 | 17.48 | 0.13136 | 0 | 51.2 | 0 | 32.116 | 51.2 | 0 | 0 | 51.2 | 1 | 0 | 0 |  | 0 |  | 0
|  |  |  | 25.32 | 50.64 | 0 | 0 | 0 | 0 | 0 | 17.48 | 0.13136 | 0 | 50.64 | 0 | 22.734 | 50.64 | 0 | 0 | 50.64 | 1 | 0 | 0 |  | 0 |  | 0
|  |  |  | 24.28 | 48.56 | 0 | 0 | 0 | 0 | 0 | 17.48 | 0.13136 | 0 | 48.56 | 0 | 9.975 | 48.56 | 0 | 0 | 48.56 | 1 | 0 | 0 |  | 0 |  | 0
|  |  |  | 23.96 | 47.92 | 0 | 0 | 0 | 0 | 0 | 17.48 | 0.13136 | 0 | 47.92 | 0.819 | 0 | 38.736 | 0 | 0 | 38.736 | 0.53663 | 0 | 8.365 |  | 0 |  | 0
|  |  |  | 24.28 | 48.56 | 0 | 0 | 0 | 0 | 0 | 11.23 | 0.12409 | 0 | 48.56 | 31.429 | 0 | 17.131 | 0 | 0 | 17.131 | 0.53663 | 0 | 0 |  | 0 |  | 0
|  |  |  | 23.56 | 47.12 | 0 | 0 | 0 | 0 | 0 | 11.23 | 0.12409 | 0 | 47.12 | 44.877 | 0 | 2.243 | 0 | 0 | 2.243 | 0.53663 | 0 | 0 |  | 0 |  | 0
|  |  |  | 24.92 | 49.84 | 0 | 0 | 0 | 0 | 0 | 11.23 | 0.12409 | 0 | 49.84 | 43.763 | 0 | 0 | 0 | 0 | 0 | 0.2 | 0 | 6.077 |  | 0 |  | 0
|  |  |  | 24.84 | 49.68 | 0 | 0 | 0 | 0 | 0 | 7.48 | 0.10336 | 0 | 49.68 | 49.68 | 0 | 0 | 0 | 0 | 0 | 0.2 | 0 | 0 |  | 0 |  | 0
|  |  |  | 25.28 | 50.56 | 0 | 0 | 0 | 0 | 0 | 7.48 | 0.10336 | 0 | 50.56 | 50.56 | 0 | 0 | 0 | 0 | 0 | 0.2 | 0 | 0 |  | 0 |  | 0
|  |  |  | 18 | 36 | 0 | 0 | 0 | 0 | 0 | 7.48 | 0.10336 | 0 | 36 | 36 | 0 | 0 | 0 | 0 | 0 | 0.2 | 0 | 0 |  | 0 |  | 0
|  |  |  | 11.04 | 22.08 | 0 | 0 | 0 | 0 | 0 | 7.48 | 0.10336 | 0 | 22.08 | 22.08 | 0 | 0 | 0 | 0 | 0 | 0.2 | 0 | 0 |  | 0 |  | 0
|  |  |  | 8.96 | 17.92 | 0 | 0 | 0 | 0 | 0 | 7.48 | 0.10336 | 0 | 17.92 | 17.92 | 0 | 0 | 0 | 0 | 0 | 0.2 | 0 | 0 |  | 0 |  | 0
|  |  |  | 9.68 | 19.36 | 0 | 0 | 0 | 0 | 0 | 7.48 | 0.10336 | 0 | 19.36 | 19.36 | 0 | 0 | 0 | 0 | 0 | 0.2 | 0 | 0 |  | 0 |  | 0
|  |  |  | 9.24 | 18.48 | 0 | 0 | 0 | 0 | 0 | 7.48 | 0.10336 | 0 | 18.48 | 18.48 | 0 | 0 | 0 | 0 | 0 | 0.2 | 0 | 0 |  | 0 |  | 0
|  |  |  | 13.52 | 27.04 | 0 | 0 | 0 | 0 | 0 | 7.48 | 0.10336 | 0 | 27.04 | 27.04 | 0 | 0 | 0 | 0 | 0 | 0.2 | 0 | 0 |  | 0 |  | 0
|  |  |  | 14.8 | 29.6 | 0 | 0 | 0 | 0 | 0 | 7.48 | 0.10336 | 0 | 29.6 | 29.6 | 0 | 0 | 0 | 0 | 0 | 0.2 | 0 | 0 |  | 0 |  | 0
|  |  |  | 16.6 | 33.2 | 0 | 0 | 0 | 0 | 0 | 7.48 | 0.10336 | 0 | 33.2 | 28.896 | 0 | 4.304 | 0 | 0 | 4.304 | 0.2 | 0 | 0 |  | 0 |  | 0
|  |  |  | 22.6 | 45.2 | 0 | 0 | 0 | 0 | 0 | 7.48 | 0.10336 | 0 | 45.2 | 23.086 | 0 | 22.114 | 0 | 0 | 22.114 | 0.2 | 0 | 0 |  | 0 |  | 0
|  |  |  | 23.72 | 47.44 | 0 | 0 | 0 | 0 | 0 | 7.48 | 0.10336 | 0 | 47.44 | 3.515 | 0 | 43.925 | 0 | 0 | 43.925 | 0.2 | 0 | 0 |  | 0 |  | 0
|  |  |  | 25.6 | 51.2 | 0 | 0 | 0 | 0 | 0 | 7.48 | 0.10336 | 0 | 51.2 | 0 | 1.686 | 59.565 | 8.365 | 0 | 51.2 | 0.61636 | 0 | 0 |  | 0 |  | 0
|  |  |  | 27.6 | 55.2 | 0 | 0 | 0 | 0 | 0 | 7.48 | 0.10336 | 0 | 55.2 | 0 | 9.485 | 62.907 | 7.707 | 0 | 55.2 | 1 | 0 | 0 |  | 0 |  | 0
|  |  |  | 31.84 | 63.68 | 0 | 0 | 0 | 0 | 0 | 11.23 | 0.12409 | 0 | 63.68 | 0 | 16.484 | 63.68 | 0 | 0 | 63.68 | 1 | 0 | 0 |  | 0 |  | 0
|  |  |  | 32.8 | 65.6 | 0 | 0 | 0 | 0 | 0 | 11.23 | 0.12409 | 0 | 65.6 | 0 | 17.813 | 65.6 | 0 | 0 | 65.6 | 1 | 0 | 0 |  | 0 |  | 0
|  |  |  | 29.48 | 58.96 | 0 | 0 | 0 | 0 | 0 | 11.23 | 0.12409 | 0 | 58.96 | 0 | 23.314 | 58.96 | 0 | 0 | 58.96 | 1 | 0 | 0 |  | 0 |  | 0
|  |  |  | 28.72 | 57.44 | 0 | 0 | 0 | 0 | 0 | 17.48 | 0.13136 | 0 | 57.44 | 0 | 22.772 | 57.44 | 0 | 0 | 57.44 | 1 | 0 | 0 |  | 0 |  | 0
|  |  |  | 26.8 | 53.6 | 0 | 0 | 0 | 0 | 0 | 17.48 | 0.13136 | 0 | 53.6 | 0 | 16.925 | 53.6 | 0 | 0 | 53.6 | 1 | 0 | 0 |  | 0 |  | 0
|  |  |  | 28.4 | 56.8 | 0 | 0 | 0 | 0 | 0 | 17.48 | 0.13136 | 0 | 56.8 | 0 | 0 | 56.449 | 0 | 0 | 56.449 | 0.98058 | 0 | 0.351 |  | 0 |  | 0
|  |  |  | 27.6 | 55.2 | 0 | 0 | 0 | 0 | 0 | 17.48 | 0.13136 | 0 | 55.2 | 9.021 | 0 | 37.815 | 0 | 0 | 37.815 | 0.51721 | 0 | 8.365 |  | 0 |  | 0
|  |  |  | 28.04 | 56.08 | 0 | 0 | 0 | 0 | 0 | 11.23 | 0.12409 | 0 | 56.08 | 38.925 | 0 | 17.155 | 0 | 0 | 17.155 | 0.51721 | 0 | 0 |  | 0 |  | 0
|  |  |  | 27.64 | 55.28 | 0 | 0 | 0 | 0 | 0 | 11.23 | 0.12409 | 0 | 55.28 | 52.879 | 0 | 2.401 | 0 | 0 | 2.401 | 0.51721 | 0 | 0 |  | 0 |  | 0
|  |  |  | 26.96 | 53.92 | 0 | 0 | 0 | 0 | 0 | 11.23 | 0.12409 | 0 | 53.92 | 48.194 | 0 | 0 | 0 | 0 | 0 | 0.2 | 0 | 5.726 |  | 0 |  | 0
|  |  |  | 24.4 | 48.8 | 0 | 0 | 0 | 0 | 0 | 7.48 | 0.10336 | 0 | 48.8 | 48.8 | 0 | 0 | 0 | 0 | 0 | 0.2 | 0 | 0 |  | 0 |  | 0
|  |  |  | 19.56 | 39.12 | 0 | 0 | 0 | 0 | 0 | 7.48 | 0.10336 | 0 | 39.12 | 39.12 | 0 | 0 | 0 | 0 | 0 | 0.2 | 0 | 0 |  | 0 |  | 0
|  |  |  | 19.24 | 38.48 | 0 | 0 | 0 | 0 | 0 | 7.48 | 0.10336 | 0 | 38.48 | 38.48 | 0 | 0 | 0 | 0 | 0 | 0.2 | 0 | 0 |  | 0 |  | 0
|  |  |  | 11 | 22 | 0 | 0 | 0 | 0 | 0 | 7.48 | 0.10336 | 0 | 22 | 22 | 0 | 0 | 0 | 0 | 0 | 0.2 | 0 | 0 |  | 0 |  | 0
|  |  |  | 8.84 | 17.68 | 0 | 0 | 0 | 0 | 0 | 7.48 | 0.10336 | 0 | 17.68 | 17.68 | 0 | 0 | 0 | 0 | 0 | 0.2 | 0 | 0 |  | 0 |  | 0
|  |  |  | 9.2 | 18.4 | 0 | 0 | 0 | 0 | 0 | 7.48 | 0.10336 | 0 | 18.4 | 18.4 | 0 | 0 | 0 | 0 | 0 | 0.2 | 0 | 0 |  | 0 |  | 0
|  |  |  | 13.36 | 26.72 | 0 | 0 | 0 | 0 | 0 | 7.48 | 0.10336 | 0 | 26.72 | 26.72 | 0 | 0 | 0 | 0 | 0 | 0.2 | 0 | 0 |  | 0 |  | 0
|  |  |  | 16.52 | 33.04 | 0 | 0 | 0 | 0 | 0 | 7.48 | 0.10336 | 0 | 33.04 | 33.04 | 0 | 0 | 0 | 0 | 0 | 0.2 | 0 | 0 |  | 0 |  | 0
|  |  |  | 13.32 | 26.64 | 0 | 0 | 0 | 0 | 0 | 7.48 | 0.10336 | 0 | 26.64 | 26.64 | 0 | 0 | 0 | 0 | 0 | 0.2 | 0 | 0 |  | 0 |  | 0
|  |  |  | 14.56 | 29.12 | 0 | 0 | 0 | 0 | 0 | 7.48 | 0.10336 | 0 | 29.12 | 24.78 | 0 | 4.34 | 0 | 0 | 4.34 | 0.2 | 0 | 0 |  | 0 |  | 0
|  |  |  | 15.56 | 31.12 | 0 | 0 | 0 | 0 | 0 | 7.48 | 0.10336 | 0 | 31.12 | 9.127 | 0 | 21.993 | 0 | 0 | 21.993 | 0.2 | 0 | 0 |  | 0 |  | 0
|  |  |  | 21.08 | 42.16 | 0 | 0 | 0 | 0 | 0 | 7.48 | 0.10336 | 0 | 42.16 | 0 | 0 | 42.919 | 0.759 | 0 | 42.16 | 0.23778 | 0 | 0 |  | 0 |  | 0
|  |  |  | 20.8 | 41.6 | 0 | 0 | 0 | 0 | 0 | 7.48 | 0.10336 | 0 | 41.6 | 0 | 10.037 | 49.965 | 8.365 | 0 | 41.6 | 0.65414 | 0 | 0 |  | 0 |  | 0
|  |  |  | 21.72 | 43.44 | 0 | 0 | 0 | 0 | 0 | 7.48 | 0.10336 | 0 | 43.44 | 0 | 22.283 | 50.388 | 6.948 | 0 | 43.44 | 1 | 0 | 0 |  | 0 |  | 0
|  |  |  | 23.32 | 46.64 | 0 | 0 | 0 | 0 | 0 | 11.23 | 0.12409 | 0 | 46.64 | 0 | 36.506 | 46.64 | 0 | 0 | 46.64 | 1 | 0 | 0 |  | 0 |  | 0
|  |  |  | 25.8 | 51.6 | 0 | 0 | 0 | 0 | 0 | 11.23 | 0.12409 | 0 | 51.6 | 0 | 35.014 | 51.6 | 0 | 0 | 51.6 | 1 | 0 | 0 |  | 0 |  | 0
|  |  |  | 26.56 | 53.12 | 0 | 0 | 0 | 0 | 0 | 11.23 | 0.12409 | 0 | 53.12 | 0 | 32.754 | 53.12 | 0 | 0 | 53.12 | 1 | 0 | 0 |  | 0 |  | 0
|  |  |  | 29.4 | 58.8 | 0 | 0 | 0 | 0 | 0 | 17.48 | 0.13136 | 0 | 58.8 | 0 | 22.297 | 58.8 | 0 | 0 | 58.8 | 1 | 0 | 0 |  | 0 |  | 0
|  |  |  | 29.96 | 59.92 | 0 | 0 | 0 | 0 | 0 | 17.48 | 0.13136 | 0 | 59.92 | 0 | 11.139 | 59.92 | 0 | 0 | 59.92 | 1 | 0 | 0 |  | 0 |  | 0
|  |  |  | 29.32 | 58.64 | 0 | 0 | 0 | 0 | 0 | 17.48 | 0.13136 | 0 | 58.64 | 0 | 0 | 56.874 | 0 | 0 | 56.874 | 0.90216 | 0 | 1.766 |  | 0 |  | 0
|  |  |  | 28.48 | 56.96 | 0 | 0 | 0 | 0 | 0 | 17.48 | 0.13136 | 0 | 56.96 | 10.502 | 0 | 38.094 | 0 | 0 | 38.094 | 0.43879 | 0 | 8.365 |  | 0 |  | 0
|  |  |  | 27.48 | 54.96 | 0 | 0 | 0 | 0 | 0 | 11.23 | 0.12409 | 0 | 54.96 | 37.962 | 0 | 16.998 | 0 | 0 | 16.998 | 0.43879 | 0 | 0 |  | 0 |  | 0
|  |  |  | 22.96 | 45.92 | 0 | 0 | 0 | 0 | 0 | 11.23 | 0.12409 | 0 | 45.92 | 43.507 | 0 | 2.413 | 0 | 0 | 2.413 | 0.43879 | 0 | 0 |  | 0 |  | 0
|  |  |  | 22.04 | 44.08 | 0 | 0 | 0 | 0 | 0 | 11.23 | 0.12409 | 0 | 44.08 | 39.769 | 0 | 0 | 0 | 0 | 0 | 0.2 | 0 | 4.311 |  | 0 |  | 0
|  |  |  | 22.4 | 44.8 | 0 | 0 | 0 | 0 | 0 | 7.48 | 0.10336 | 0 | 44.8 | 44.8 | 0 | 0 | 0 | 0 | 0 | 0.2 | 0 | 0 |  | 0 |  | 0
|  |  |  | 23.4 | 46.8 | 0 | 0 | 0 | 0 | 0 | 7.48 | 0.10336 | 0 | 46.8 | 46.8 | 0 | 0 | 0 | 0 | 0 | 0.2 | 0 | 0 |  | 0 |  | 0
|  |  |  | 18.2 | 36.4 | 0 | 0 | 0 | 0 | 0 | 7.48 | 0.10336 | 0 | 36.4 | 36.4 | 0 | 0 | 0 | 0 | 0 | 0.2 | 0 | 0 |  | 0 |  | 0
|  |  |  | 13.76 | 27.52 | 0 | 0 | 0 | 0 | 0 | 7.48 | 0.10336 | 0 | 27.52 | 27.52 | 0 | 0 | 0 | 0 | 0 | 0.2 | 0 | 0 |  | 0 |  | 0
|  |  |  | 11.16 | 22.32 | 0 | 0 | 0 | 0 | 0 | 7.48 | 0.10336 | 0 | 22.32 | 22.32 | 0 | 0 | 0 | 0 | 0 | 0.2 | 0 | 0 |  | 0 |  | 0
|  |  |  | 9.16 | 18.32 | 0 | 0 | 0 | 0 | 0 | 7.48 | 0.10336 | 0 | 18.32 | 18.32 | 0 | 0 | 0 | 0 | 0 | 0.2 | 0 | 0 |  | 0 |  | 0
|  |  |  | 9.8 | 19.6 | 0 | 0 | 0 | 0 | 0 | 7.48 | 0.10336 | 0 | 19.6 | 19.6 | 0 | 0 | 0 | 0 | 0 | 0.2 | 0 | 0 |  | 0 |  | 0
|  |  |  | 12.28 | 24.56 | 0 | 0 | 0 | 0 | 0 | 7.48 | 0.10336 | 0 | 24.56 | 24.56 | 0 | 0 | 0 | 0 | 0 | 0.2 | 0 | 0 |  | 0 |  | 0
|  |  |  | 13.88 | 27.76 | 0 | 0 | 0 | 0 | 0 | 7.48 | 0.10336 | 0 | 27.76 | 27.76 | 0 | 0 | 0 | 0 | 0 | 0.2 | 0 | 0 |  | 0 |  | 0
|  |  |  | 15.44 | 30.88 | 0 | 0 | 0 | 0 | 0 | 7.48 | 0.10336 | 0 | 30.88 | 26.382 | 0 | 4.498 | 0 | 0 | 4.498 | 0.2 | 0 | 0 |  | 0 |  | 0
|  |  |  | 16.2 | 32.4 | 0 | 0 | 0 | 0 | 0 | 7.48 | 0.10336 | 0 | 32.4 | 21.901 | 0 | 10.499 | 0 | 0 | 10.499 | 0.2 | 0 | 0 |  | 0 |  | 0
|  |  |  | 17.52 | 35.04 | 0 | 0 | 0 | 0 | 0 | 7.48 | 0.10336 | 0 | 35.04 | 0 | 0 | 37.172 | 2.132 | 0 | 35.04 | 0.30613 | 0 | 0 |  | 0 |  | 0
|  |  |  | 20.96 | 41.92 | 0 | 0 | 0 | 0 | 0 | 7.48 | 0.10336 | 0 | 41.92 | 0 | 10.396 | 50.285 | 8.365 | 0 | 41.92 | 0.7225 | 0 | 0 |  | 0 |  | 0
|  |  |  | 23.2 | 46.4 | 0 | 0 | 0 | 0 | 0 | 7.48 | 0.10336 | 0 | 46.4 | 0 | 21.048 | 51.975 | 5.575 | 0 | 46.4 | 1 | 0 | 0 |  | 0 |  | 0
|  |  |  | 25.12 | 50.24 | 0 | 0 | 0 | 0 | 0 | 11.23 | 0.12409 | 0 | 50.24 | 0 | 32.712 | 50.24 | 0 | 0 | 50.24 | 1 | 0 | 0 |  | 0 |  | 0
|  |  |  | 30.08 | 60.16 | 0 | 0 | 0 | 0 | 0 | 11.23 | 0.12409 | 0 | 60.16 | 0 | 26.369 | 60.16 | 0 | 0 | 60.16 | 1 | 0 | 0 |  | 0 |  | 0
|  |  |  | 30.96 | 61.92 | 0 | 0 | 0 | 0 | 0 | 11.23 | 0.12409 | 0 | 61.92 | 0 | 25.579 | 61.92 | 0 | 0 | 61.92 | 1 | 0 | 0 |  | 0 |  | 0
|  |  |  | 32.04 | 64.08 | 0 | 0 | 0 | 0 | 0 | 17.48 | 0.13136 | 0 | 64.08 | 0 | 18.812 | 64.08 | 0 | 0 | 64.08 | 1 | 0 | 0 |  | 0 |  | 0
|  |  |  | 33.16 | 66.32 | 0 | 0 | 0 | 0 | 0 | 17.48 | 0.13136 | 0 | 66.32 | 0 | 5.187 | 66.32 | 0 | 0 | 66.32 | 1 | 0 | 0 |  | 0 |  | 0
|  |  |  | 35.76 | 71.52 | 0 | 0 | 0 | 0 | 0 | 17.48 | 0.13136 | 0 | 71.52 | 8.194 | 0 | 57.25 | 0 | 0 | 57.25 | 0.66337 | 0 | 6.077 |  | 0 |  | 0
|  |  |  | 36.76 | 73.52 | 0 | 0 | 0 | 0 | 0 | 17.48 | 0.13136 | 0 | 73.52 | 26.88 | 0 | 38.275 | 0 | 0 | 38.275 | 0.2 | 0 | 8.365 |  | 0 |  | 0
|  |  |  | 35.68 | 71.36 | 0 | 0 | 0 | 0 | 0 | 11.23 | 0.12409 | 0 | 71.36 | 54.144 | 0 | 17.216 | 0 | 0 | 17.216 | 0.2 | 0 | 0 |  | 0 |  | 0
|  |  |  | 31.52 | 63.04 | 0 | 0 | 0 | 0 | 0 | 11.23 | 0.12409 | 0 | 63.04 | 60.494 | 0 | 2.546 | 0 | 0 | 2.546 | 0.2 | 0 | 0 |  | 0 |  | 0
|  |  |  | 22.6 | 45.2 | 0 | 0 | 0 | 0 | 0 | 11.23 | 0.12409 | 0 | 45.2 | 45.2 | 0 | 0 | 0 | 0 | 0 | 0.2 | 0 | 0 |  | 0 |  | 0
|  |  |  | 21.72 | 43.44 | 0 | 0 | 0 | 0 | 0 | 7.48 | 0.10336 | 8.365 | 43.44 | 43.44 | 0 | 0 | 0 | 0 | 0 | 0.61636 | 0 | 0 |  | 0 |  | 0
|  |  |  | 22.04 | 44.08 | 0 | 0 | 0 | 0 | 0 | 7.48 | 0.10336 | 0.384 | 44.08 | 44.08 | 0 | 0 | 0 | 0 | 0 | 0.63546 | 0 | 0 |  | 0 |  | 0
|  |  |  | 19.28 | 38.56 | 0 | 0 | 0 | 0 | 0 | 7.48 | 0.10336 | 0 | 38.56 | 38.56 | 0 | 0 | 0 | 0 | 0 | 0.63546 | 0 | 0 |  | 0 |  | 0
|  |  |  | 11.24 | 22.48 | 0 | 0 | 0 | 0 | 0 | 7.48 | 0.10336 | 0 | 22.48 | 22.48 | 0 | 0 | 0 | 0 | 0 | 0.63546 | 0 | 0 |  | 0 |  | 0
|  |  |  | 13.48 | 26.96 | 0 | 0 | 0 | 0 | 0 | 7.48 | 0.10336 | 0 | 26.96 | 26.96 | 0 | 0 | 0 | 0 | 0 | 0.63546 | 0 | 0 |  | 0 |  | 0
|  |  |  | 16.6 | 33.2 | 0 | 0 | 0 | 0 | 0 | 7.48 | 0.10336 | 0 | 33.2 | 33.2 | 0 | 0 | 0 | 0 | 0 | 0.63546 | 0 | 0 |  | 0 |  | 0
|  |  |  | 17.16 | 34.32 | 0 | 0 | 0 | 0 | 0 | 7.48 | 0.10336 | 0 | 34.32 | 34.32 | 0 | 0 | 0 | 0 | 0 | 0.63546 | 0 | 0 |  | 0 |  | 0
|  |  |  | 16.88 | 33.76 | 0 | 0 | 0 | 0 | 0 | 7.48 | 0.10336 | 0 | 33.76 | 33.76 | 0 | 0 | 0 | 0 | 0 | 0.63546 | 0 | 0 |  | 0 |  | 0
|  |  |  | 14.16 | 28.32 | 0 | 0 | 0 | 0 | 0 | 7.48 | 0.10336 | 0 | 28.32 | 28.32 | 0 | 0 | 0 | 0 | 0 | 0.63546 | 0 | 0 |  | 0 |  | 0
|  |  |  | 15.44 | 30.88 | 0 | 0 | 0 | 0 | 0 | 7.48 | 0.10336 | 0 | 30.88 | 26.552 | 0 | 4.328 | 0 | 0 | 4.328 | 0.63546 | 0 | 0 |  | 0 |  | 0
|  |  |  | 22.52 | 45.04 | 0 | 0 | 0 | 0 | 0 | 7.48 | 0.10336 | 0 | 45.04 | 33.716 | 0 | 11.324 | 0 | 0 | 11.324 | 0.63546 | 0 | 0 |  | 0 |  | 0
|  |  |  | 24.32 | 48.64 | 0 | 0 | 0 | 0 | 0 | 7.48 | 0.10336 | 0 | 48.64 | 17.906 | 0 | 30.734 | 0 | 0 | 30.734 | 0.63546 | 0 | 0 |  | 0 |  | 0
|  |  |  | 31.16 | 62.32 | 0 | 0 | 0 | 0 | 0 | 7.48 | 0.10336 | 0 | 62.32 | 1.942 | 0 | 60.378 | 0 | 0 | 60.378 | 0.63546 | 0 | 0 |  | 0 |  | 0
|  |  |  | 37.28 | 74.56 | 0 | 0 | 0 | 0 | 0 | 7.48 | 0.10336 | 0 | 74.56 | 1.658 | 0 | 72.902 | 0 | 0 | 72.902 | 0.63546 | 0 | 0 |  | 0 |  | 0
|  |  |  | 42.44 | 84.88 | 0 | 0 | 0 | 0 | 0 | 11.23 | 0.12409 | 0 | 84.88 | 0 | 0 | 82.807 | 0 | 0 | 82.807 | 0.52062 | 0 | 2.073 |  | 0 |  | 0
|  |  |  | 42.24 | 84.48 | 0 | 0 | 0 | 0 | 0 | 11.23 | 0.12409 | 0 | 84.48 | 0 | 0 | 86.82 | 2.34 | 0 | 84.48 | 0.6371 | 0 | 0 |  | 0 |  | 0
|  |  |  | 40.28 | 80.56 | 0 | 0 | 0 | 0 | 0 | 11.23 | 0.12409 | 0 | 80.56 | 0 | 0 | 87.851 | 7.291 | 0 | 80.56 | 1 | 0 | 0 |  | 0 |  | 0
|  |  |  | 42.48 | 84.96 | 0 | 0 | 0 | 0 | 0 | 17.48 | 0.13136 | 0 | 84.96 | 2.299 | 0 | 82.661 | 0 | 0 | 82.661 | 1 | 0 | 0 |  | 0 |  | 0
|  |  |  | 42.6 | 85.2 | 0 | 0 | 0 | 0 | 0 | 17.48 | 0.13136 | 0 | 85.2 | 12.262 | 0 | 72.938 | 0 | 0 | 72.938 | 1 | 0 | 0 |  | 0 |  | 0
|  |  |  | 40.12 | 80.24 | 0 | 0 | 0 | 0 | 0 | 17.48 | 0.13136 | 0 | 80.24 | 16.538 | 0 | 57.625 | 0 | 0 | 57.625 | 0.66337 | 0 | 6.077 |  | 0 |  | 0
|  |  |  | 40.52 | 81.04 | 0 | 0 | 0 | 0 | 0 | 17.48 | 0.13136 | 0 | 81.04 | 33.878 | 0 | 38.797 | 0 | 0 | 38.797 | 0.2 | 0 | 8.365 |  | 0 |  | 0
|  |  |  | 38.44 | 76.88 | 0 | 0 | 0 | 0 | 0 | 11.23 | 0.12409 | 0 | 76.88 | 59.421 | 0 | 17.459 | 0 | 0 | 17.459 | 0.2 | 0 | 0 |  | 0 |  | 0
|  |  |  | 39.56 | 79.12 | 0 | 0 | 0 | 0 | 0 | 11.23 | 0.12409 | 0 | 79.12 | 76.538 | 0 | 2.582 | 0 | 0 | 2.582 | 0.2 | 0 | 0 |  | 0 |  | 0
|  |  |  | 38.56 | 77.12 | 0 | 0 | 0 | 0 | 0 | 11.23 | 0.12409 | 0 | 77.12 | 77.12 | 0 | 0 | 0 | 0 | 0 | 0.2 | 0 | 0 |  | 0 |  | 0
|  |  |  | 38.28 | 76.56 | 0 | 0 | 0 | 0 | 0 | 7.48 | 0.10336 | 0 | 76.56 | 76.56 | 0 | 0 | 0 | 0 | 0 | 0.2 | 0 | 0 |  | 0 |  | 0
|  |  |  | 37.52 | 75.04 | 0 | 0 | 0 | 0 | 0 | 7.48 | 0.10336 | 0 | 75.04 | 75.04 | 0 | 0 | 0 | 0 | 0 | 0.2 | 0 | 0 |  | 0 |  | 0
|  |  |  | 27.72 | 55.44 | 0 | 0 | 0 | 0 | 0 | 7.48 | 0.10336 | 0 | 55.44 | 55.44 | 0 | 0 | 0 | 0 | 0 | 0.2 | 0 | 0 |  | 0 |  | 0
|  |  |  | 12.76 | 25.52 | 0 | 0 | 0 | 0 | 0 | 7.48 | 0.10336 | 0 | 25.52 | 25.52 | 0 | 0 | 0 | 0 | 0 | 0.2 | 0 | 0 |  | 0 |  | 0
|  |  |  | 11.48 | 22.96 | 0 | 0 | 0 | 0 | 0 | 7.48 | 0.10336 | 0 | 22.96 | 22.96 | 0 | 0 | 0 | 0 | 0 | 0.2 | 0 | 0 |  | 0 |  | 0
|  |  |  | 13.84 | 27.68 | 0 | 0 | 0 | 0 | 0 | 7.48 | 0.10336 | 0 | 27.68 | 27.68 | 0 | 0 | 0 | 0 | 0 | 0.2 | 0 | 0 |  | 0 |  | 0
|  |  |  | 11.8 | 23.6 | 0 | 0 | 0 | 0 | 0 | 7.48 | 0.10336 | 0 | 23.6 | 23.6 | 0 | 0 | 0 | 0 | 0 | 0.2 | 0 | 0 |  | 0 |  | 0
|  |  |  | 16.28 | 32.56 | 0 | 0 | 0 | 0 | 0 | 7.48 | 0.10336 | 0 | 32.56 | 32.56 | 0 | 0 | 0 | 0 | 0 | 0.2 | 0 | 0 |  | 0 |  | 0
|  |  |  | 16.04 | 32.08 | 0 | 0 | 0 | 0 | 0 | 7.48 | 0.10336 | 0 | 32.08 | 32.08 | 0 | 0 | 0 | 0 | 0 | 0.2 | 0 | 0 |  | 0 |  | 0
|  |  |  | 15.96 | 31.92 | 0 | 0 | 0 | 0 | 0 | 7.48 | 0.10336 | 0 | 31.92 | 27.398 | 0 | 4.522 | 0 | 0 | 4.522 | 0.2 | 0 | 0 |  | 0 |  | 0
|  |  |  | 19.24 | 38.48 | 0 | 0 | 0 | 0 | 0 | 7.48 | 0.10336 | 0 | 38.48 | 19.215 | 0 | 19.265 | 0 | 0 | 19.265 | 0.2 | 0 | 0 |  | 0 |  | 0
|  |  |  | 24.68 | 49.36 | 0 | 0 | 0 | 0 | 0 | 7.48 | 0.10336 | 0 | 49.36 | 5.811 | 0 | 43.549 | 0 | 0 | 43.549 | 0.2 | 0 | 0 |  | 0 |  | 0
|  |  |  | 28.96 | 57.92 | 0 | 0 | 0 | 0 | 0 | 7.48 | 0.10336 | 0 | 57.92 | 0 | 0 | 61.226 | 3.306 | 0 | 57.92 | 0.36457 | 0 | 0 |  | 0 |  | 0
|  |  |  | 31.4 | 62.8 | 0 | 0 | 0 | 0 | 0 | 7.48 | 0.10336 | 0 | 62.8 | 0 | 3.034 | 71.165 | 8.365 | 0 | 62.8 | 0.78094 | 0 | 0 |  | 0 |  | 0
|  |  |  | 38.16 | 76.32 | 0 | 0 | 0 | 0 | 0 | 7.48 | 0.10336 | 0 | 76.32 | 0 | 3.505 | 80.721 | 4.401 | 0 | 76.32 | 1 | 0 | 0 |  | 0 |  | 0
|  |  |  | 45.76 | 91.52 | 0 | 0 | 0 | 0 | 0 | 7.48 | 0.10336 | 0 | 91.52 | 0 | 0 | 87.863 | 0 | 0 | 87.863 | 0.7974 | 0 | 3.657 |  | 0 |  | 0
|  |  |  | 38 | 76 | 0 | 0 | 0 | 0 | 0 | 7.48 | 0.10336 | 0 | 76 | 0 | 8.823 | 80.07 | 4.07 | 0 | 76 | 1 | 0 | 0 |  | 0 |  | 0
|  |  |  | 37.52 | 75.04 | 0 | 0 | 0 | 0 | 0 | 7.48 | 0.10336 | 0 | 75.04 | 0 | 9.246 | 75.04 | 0 | 0 | 75.04 | 1 | 0 | 0 |  | 0 |  | 0
|  |  |  | 38.96 | 77.92 | 0 | 0 | 0 | 0 | 0 | 7.48 | 0.10336 | 0 | 77.92 | 5.055 | 0 | 72.865 | 0 | 0 | 72.865 | 1 | 0 | 0 |  | 0 |  | 0
|  |  |  | 38.56 | 77.12 | 0 | 0 | 0 | 0 | 0 | 7.48 | 0.10336 | 0 | 77.12 | 18.513 | 0 | 58.607 | 0 | 0 | 58.607 | 1 | 0 | 0 |  | 0 |  | 0
|  |  |  | 39.36 | 78.72 | 0 | 0 | 0 | 0 | 0 | 7.48 | 0.10336 | 0 | 78.72 | 39.147 | 0 | 39.573 | 0 | 0 | 39.573 | 1 | 0 | 0 |  | 0 |  | 0
|  |  |  | 39.12 | 78.24 | 0 | 0 | 0 | 0 | 0 | 7.48 | 0.10336 | 0 | 78.24 | 60.248 | 0 | 17.992 | 0 | 0 | 17.992 | 1 | 0 | 0 |  | 0 |  | 0
|  |  |  | 38.08 | 76.16 | 0 | 0 | 0 | 0 | 0 | 7.48 | 0.10336 | 0 | 76.16 | 73.456 | 0 | 2.704 | 0 | 0 | 2.704 | 1 | 0 | 0 |  | 0 |  | 0
|  |  |  | 37.48 | 74.96 | 0 | 0 | 0 | 0 | 0 | 7.48 | 0.10336 | 0 | 74.96 | 74.96 | 0 | 0 | 0 | 0 | 0 | 1 | 0 | 0 |  | 0 |  | 0
|  |  |  | 35.56 | 71.12 | 0 | 0 | 0 | 0 | 0 | 7.48 | 0.10336 | 0 | 71.12 | 71.12 | 0 | 0 | 0 | 0 | 0 | 1 | 0 | 0 |  | 0 |  | 0
|  |  |  | 26.52 | 53.04 | 0 | 0 | 0 | 0 | 0 | 7.48 | 0.10336 | 0 | 53.04 | 53.04 | 0 | 0 | 0 | 0 | 0 | 1 | 0 | 0 |  | 0 |  | 0
|  |  |  | 20.92 | 41.84 | 0 | 0 | 0 | 0 | 0 | 7.48 | 0.10336 | 0 | 41.84 | 41.84 | 0 | 0 | 0 | 0 | 0 | 1 | 0 | 0 |  | 0 |  | 0
|  |  |  | 11.28 | 22.56 | 0 | 0 | 0 | 0 | 0 | 7.48 | 0.10336 | 0 | 22.56 | 22.56 | 0 | 0 | 0 | 0 | 0 | 1 | 0 | 0 |  | 0 |  | 0
|  |  |  | 10.44 | 20.88 | 0 | 0 | 0 | 0 | 0 | 7.48 | 0.10336 | 0 | 20.88 | 20.88 | 0 | 0 | 0 | 0 | 0 | 1 | 0 | 0 |  | 0 |  | 0
|  |  |  | 9.68 | 19.36 | 0 | 0 | 0 | 0 | 0 | 7.48 | 0.10336 | 0 | 19.36 | 19.36 | 0 | 0 | 0 | 0 | 0 | 1 | 0 | 0 |  | 0 |  | 0
|  |  |  | 8.76 | 17.52 | 0 | 0 | 0 | 0 | 0 | 7.48 | 0.10336 | 0 | 17.52 | 17.52 | 0 | 0 | 0 | 0 | 0 | 1 | 0 | 0 |  | 0 |  | 0
|  |  |  | 11.96 | 23.92 | 0 | 0 | 0 | 0 | 0 | 7.48 | 0.10336 | 0 | 23.92 | 23.92 | 0 | 0 | 0 | 0 | 0 | 1 | 0 | 0 |  | 0 |  | 0
|  |  |  | 12.84 | 25.68 | 0 | 0 | 0 | 0 | 0 | 7.48 | 0.10336 | 0 | 25.68 | 25.68 | 0 | 0 | 0 | 0 | 0 | 1 | 0 | 0 |  | 0 |  | 0
|  |  |  | 14.4 | 28.8 | 0 | 0 | 0 | 0 | 0 | 7.48 | 0.10336 | 0 | 28.8 | 24.229 | 0 | 4.571 | 0 | 0 | 4.571 | 1 | 0 | 0 |  | 0 |  | 0
|  |  |  | 20.88 | 41.76 | 0 | 0 | 0 | 0 | 0 | 7.48 | 0.10336 | 0 | 41.76 | 26.905 | 0 | 8.778 | 0 | 0 | 8.778 | 0.66337 | 0 | 6.077 |  | 0 |  | 0
|  |  |  | 23.24 | 46.48 | 0 | 0 | 0 | 0 | 0 | 7.48 | 0.10336 | 0 | 46.48 | 14.134 | 0 | 23.981 | 0 | 0 | 23.981 | 0.2 | 0 | 8.365 |  | 0 |  | 0
|  |  |  | 29.64 | 59.28 | 0 | 0 | 0 | 0 | 0 | 7.48 | 0.10336 | 0 | 59.28 | 0 | 0 | 61.881 | 2.601 | 0 | 59.28 | 0.32947 | 0 | 0 |  | 0 |  | 0
|  |  |  | 33.28 | 66.56 | 0 | 0 | 0 | 0 | 0 | 7.48 | 0.10336 | 0 | 66.56 | 0 | 0 | 74.199 | 7.639 | 0 | 66.56 | 0.7097 | 0 | 0 |  | 0 |  | 0
|  |  |  | 42.96 | 85.92 | 0 | 0 | 0 | 0 | 0 | 7.48 | 0.10336 | 0 | 85.92 | 0 | 0 | 84.48 | 0 | 0 | 84.48 | 0.62994 | 0 | 1.44 |  | 0 |  | 0
|  |  |  | 40.2 | 80.4 | 0 | 0 | 0 | 0 | 0 | 7.48 | 0.10336 | 0 | 80.4 | 0 | 0.368 | 87.834 | 7.434 | 0 | 80.4 | 1 | 0 | 0 |  | 0 |  | 0
|  |  |  | 37.6 | 75.2 | 0 | 0 | 0 | 0 | 0 | 7.48 | 0.10336 | 0 | 75.2 | 0 | 13.657 | 75.2 | 0 | 0 | 75.2 | 1 | 0 | 0 |  | 0 |  | 0
|  |  |  | 37.6 | 75.2 | 0 | 0 | 0 | 0 | 0 | 7.48 | 0.10336 | 0 | 75.2 | 0 | 8.322 | 75.2 | 0 | 0 | 75.2 | 1 | 0 | 0 |  | 0 |  | 0
|  |  |  | 38.24 | 76.48 | 0 | 0 | 0 | 0 | 0 | 7.48 | 0.10336 | 0 | 76.48 | 2.936 | 0 | 73.544 | 0 | 0 | 73.544 | 1 | 0 | 0 |  | 0 |  | 0
|  |  |  | 36.4 | 72.8 | 0 | 0 | 0 | 0 | 0 | 7.48 | 0.10336 | 0 | 72.8 | 14.859 | 0 | 57.941 | 0 | 0 | 57.941 | 1 | 0 | 0 |  | 0 |  | 0
|  |  |  | 37.44 | 74.88 | 0 | 0 | 0 | 0 | 0 | 7.48 | 0.10336 | 0 | 74.88 | 35.635 | 0 | 39.245 | 0 | 0 | 39.245 | 1 | 0 | 0 |  | 0 |  | 0
|  |  |  | 36.96 | 73.92 | 0 | 0 | 0 | 0 | 0 | 7.48 | 0.10336 | 0 | 73.92 | 55.989 | 0 | 17.931 | 0 | 0 | 17.931 | 1 | 0 | 0 |  | 0 |  | 0
|  |  |  | 36 | 72 | 0 | 0 | 0 | 0 | 0 | 7.48 | 0.10336 | 0 | 72 | 69.296 | 0 | 2.704 | 0 | 0 | 2.704 | 1 | 0 | 0 |  | 0 |  | 0
|  |  |  | 35.72 | 71.44 | 0 | 0 | 0 | 0 | 0 | 7.48 | 0.10336 | 0 | 71.44 | 71.44 | 0 | 0 | 0 | 0 | 0 | 1 | 0 | 0 |  | 0 |  | 0
|  |  |  | 35.72 | 71.44 | 0 | 0 | 0 | 0 | 0 | 7.48 | 0.10336 | 0 | 71.44 | 71.44 | 0 | 0 | 0 | 0 | 0 | 1 | 0 | 0 |  | 0 |  | 0
|  |  |  | 32.68 | 65.36 | 0 | 0 | 0 | 0 | 0 | 7.48 | 0.10336 | 0 | 65.36 | 65.36 | 0 | 0 | 0 | 0 | 0 | 1 | 0 | 0 |  | 0 |  | 0
|  |  |  | 19.84 | 39.68 | 0 | 0 | 0 | 0 | 0 | 7.48 | 0.10336 | 0 | 39.68 | 39.68 | 0 | 0 | 0 | 0 | 0 | 1 | 0 | 0 |  | 0 |  | 0
|  |  |  | 11.52 | 23.04 | 0 | 0 | 0 | 0 | 0 | 7.48 | 0.10336 | 0 | 23.04 | 23.04 | 0 | 0 | 0 | 0 | 0 | 1 | 0 | 0 |  | 0 |  | 0
|  |  |  | 9.04 | 18.08 | 0 | 0 | 0 | 0 | 0 | 7.48 | 0.10336 | 0 | 18.08 | 18.08 | 0 | 0 | 0 | 0 | 0 | 1 | 0 | 0 |  | 0 |  | 0
|  |  |  | 9 | 18 | 0 | 0 | 0 | 0 | 0 | 7.48 | 0.10336 | 0 | 18 | 18 | 0 | 0 | 0 | 0 | 0 | 1 | 0 | 0 |  | 0 |  | 0
|  |  |  | 8.84 | 17.68 | 0 | 0 | 0 | 0 | 0 | 7.48 | 0.10336 | 0 | 17.68 | 17.68 | 0 | 0 | 0 | 0 | 0 | 1 | 0 | 0 |  | 0 |  | 0
|  |  |  | 12.64 | 25.28 | 0 | 0 | 0 | 0 | 0 | 7.48 | 0.10336 | 0 | 25.28 | 25.28 | 0 | 0 | 0 | 0 | 0 | 1 | 0 | 0 |  | 0 |  | 0
|  |  |  | 13.76 | 27.52 | 0 | 0 | 0 | 0 | 0 | 7.48 | 0.10336 | 0 | 27.52 | 27.52 | 0 | 0 | 0 | 0 | 0 | 1 | 0 | 0 |  | 0 |  | 0
|  |  |  | 15.32 | 30.64 | 0 | 0 | 0 | 0 | 0 | 7.48 | 0.10336 | 0 | 30.64 | 26.069 | 0 | 4.571 | 0 | 0 | 4.571 | 1 | 0 | 0 |  | 0 |  | 0
|  |  |  | 20.84 | 41.68 | 0 | 0 | 0 | 0 | 0 | 7.48 | 0.10336 | 0 | 41.68 | 19.675 | 0 | 22.005 | 0 | 0 | 22.005 | 1 | 0 | 0 |  | 0 |  | 0
|  |  |  | 22.4 | 44.8 | 0 | 0 | 0 | 0 | 0 | 7.48 | 0.10336 | 0 | 44.8 | 1.263 | 0 | 43.537 | 0 | 0 | 43.537 | 1 | 0 | 0 |  | 0 |  | 0
|  |  |  | 30.68 | 61.36 | 0 | 0 | 0 | 0 | 0 | 7.48 | 0.10336 | 0 | 61.36 | 0.47 | 0 | 60.814 | 0 | 0 | 60.814 | 0.99578 | 0 | 0.076 |  | 0 |  | 0
|  |  |  | 36.56 | 73.12 | 0 | 0 | 0 | 0 | 0 | 7.48 | 0.10336 | 0 | 73.12 | 0 | 0 | 73.205 | 0.085 | 0 | 73.12 | 1 | 0 | 0 |  | 0 |  | 0
|  |  |  | 45.24 | 90.48 | 0 | 0 | 0 | 0 | 0 | 11.23 | 0.12409 | 0 | 90.48 | 7.115 | 0 | 83.365 | 0 | 0 | 83.365 | 1 | 0 | 0 |  | 0 |  | 0
|  |  |  | 47.2 | 94.4 | 0 | 0 | 0 | 0 | 0 | 11.23 | 0.12409 | 0 | 94.4 | 7.471 | 0 | 86.929 | 0 | 0 | 86.929 | 1 | 0 | 0 |  | 0 |  | 0
|  |  |  | 43.48 | 86.96 | 0 | 0 | 0 | 0 | 0 | 11.23 | 0.12409 | 0 | 86.96 | 0.31 | 0 | 86.65 | 0 | 0 | 86.65 | 1 | 0 | 0 |  | 0 |  | 0
|  |  |  | 44.4 | 88.8 | 0 | 0 | 0 | 0 | 0 | 17.48 | 0.13136 | 0 | 88.8 | 7.06 | 0 | 81.74 | 0 | 0 | 81.74 | 1 | 0 | 0 |  | 0 |  | 0
|  |  |  | 42.8 | 85.6 | 0 | 0 | 0 | 0 | 0 | 17.48 | 0.13136 | 0 | 85.6 | 13.341 | 0 | 72.259 | 0 | 0 | 72.259 | 1 | 0 | 0 |  | 0 |  | 0
|  |  |  | 51.24 | 102.48 | 0 | 0 | 0 | 0 | 0 | 17.48 | 0.13136 | 0 | 102.48 | 38.426 | 0 | 57.977 | 0 | 0 | 57.977 | 0.66337 | 0 | 6.077 |  | 0 |  | 0
|  |  |  | 56.52 | 113.04 | 0 | 0 | 0 | 0 | 0 | 17.48 | 0.13136 | 0 | 113.04 | 65.333 | 0 | 39.342 | 0 | 0 | 39.342 | 0.2 | 0 | 8.365 |  | 0 |  | 0
|  |  |  | 55.12 | 110.24 | 0 | 0 | 0 | 0 | 0 | 11.23 | 0.12409 | 0 | 110.24 | 92.345 | 0 | 17.895 | 0 | 0 | 17.895 | 0.2 | 0 | 0 |  | 0 |  | 0
|  |  |  | 53.48 | 106.96 | 0 | 0 | 0 | 0 | 0 | 11.23 | 0.12409 | 0 | 106.96 | 104.353 | 0 | 2.607 | 0 | 0 | 2.607 | 0.2 | 0 | 0 |  | 0 |  | 0
|  |  |  | 49.68 | 99.36 | 0 | 0 | 0 | 0 | 0 | 11.23 | 0.12409 | 0 | 99.36 | 99.36 | 0 | 0 | 0 | 0 | 0 | 0.2 | 0 | 0 |  | 0 |  | 0
|  |  |  | 47.88 | 95.76 | 0 | 0 | 0 | 0 | 0 | 7.48 | 0.10336 | 8.365 | 95.76 | 95.76 | 0 | 0 | 0 | 0 | 0 | 0.61636 | 0 | 0 |  | 0 |  | 0
|  |  |  | 45.72 | 91.44 | 0 | 0 | 0 | 0 | 0 | 7.48 | 0.10336 | 7.707 | 91.44 | 91.44 | 0 | 0 | 0 | 0 | 0 | 1 | 0 | 0 |  | 0 |  | 0
|  |  |  | 34.96 | 69.92 | 0 | 0 | 0 | 0 | 0 | 7.48 | 0.10336 | 0 | 69.92 | 69.92 | 0 | 0 | 0 | 0 | 0 | 1 | 0 | 0 |  | 0 |  | 0
|  |  |  | 14.84 | 29.68 | 0 | 0 | 0 | 0 | 0 | 7.48 | 0.10336 | 0 | 29.68 | 29.68 | 0 | 0 | 0 | 0 | 0 | 1 | 0 | 0 |  | 0 |  | 0
|  |  |  | 9.72 | 19.44 | 0 | 0 | 0 | 0 | 0 | 7.48 | 0.10336 | 0 | 19.44 | 19.44 | 0 | 0 | 0 | 0 | 0 | 1 | 0 | 0 |  | 0 |  | 0
|  |  |  | 10.8 | 21.6 | 0 | 0 | 0 | 0 | 0 | 7.48 | 0.10336 | 0 | 21.6 | 21.6 | 0 | 0 | 0 | 0 | 0 | 1 | 0 | 0 |  | 0 |  | 0
|  |  |  | 10.88 | 21.76 | 0 | 0 | 0 | 0 | 0 | 7.48 | 0.10336 | 0 | 21.76 | 21.76 | 0 | 0 | 0 | 0 | 0 | 1 | 0 | 0 |  | 0 |  | 0
|  |  |  | 12.4 | 24.8 | 0 | 0 | 0 | 0 | 0 | 7.48 | 0.10336 | 0 | 24.8 | 24.8 | 0 | 0 | 0 | 0 | 0 | 1 | 0 | 0 |  | 0 |  | 0
|  |  |  | 14.08 | 28.16 | 0 | 0 | 0 | 0 | 0 | 7.48 | 0.10336 | 0 | 28.16 | 28.16 | 0 | 0 | 0 | 0 | 0 | 1 | 0 | 0 |  | 0 |  | 0
|  |  |  | 17.04 | 34.08 | 0 | 0 | 0 | 0 | 0 | 7.48 | 0.10336 | 0 | 34.08 | 29.8 | 0 | 4.28 | 0 | 0 | 4.28 | 1 | 0 | 0 |  | 0 |  | 0
|  |  |  | 22.64 | 45.28 | 0 | 0 | 0 | 0 | 0 | 7.48 | 0.10336 | 0 | 45.28 | 32.174 | 0 | 13.106 | 0 | 0 | 13.106 | 1 | 0 | 0 |  | 0 |  | 0
|  |  |  | 34.2 | 68.4 | 0 | 0 | 0 | 0 | 0 | 7.48 | 0.10336 | 0 | 68.4 | 26.912 | 0 | 41.488 | 0 | 0 | 41.488 | 1 | 0 | 0 |  | 0 |  | 0
|  |  |  | 41.12 | 82.24 | 0 | 0 | 0 | 0 | 0 | 7.48 | 0.10336 | 0 | 82.24 | 22.881 | 0 | 59.359 | 0 | 0 | 59.359 | 1 | 0 | 0 |  | 0 |  | 0
|  |  |  | 45.92 | 91.84 | 0 | 0 | 0 | 0 | 0 | 7.48 | 0.10336 | 0 | 91.84 | 20.369 | 0 | 71.471 | 0 | 0 | 71.471 | 1 | 0 | 0 |  | 0 |  | 0
|  |  |  | 52.24 | 104.48 | 0 | 0 | 0 | 0 | 0 | 11.23 | 0.12409 | 0 | 104.48 | 23.395 | 0 | 81.085 | 0 | 0 | 81.085 | 1 | 0 | 0 |  | 0 |  | 0
|  |  |  | 57.56 | 115.12 | 0 | 0 | 0 | 0 | 0 | 11.23 | 0.12409 | 0 | 115.12 | 30.507 | 0 | 84.613 | 0 | 0 | 84.613 | 1 | 0 | 0 |  | 0 |  | 0
|  |  |  | 55.16 | 110.32 | 0 | 0 | 0 | 0 | 0 | 11.23 | 0.12409 | 0 | 110.32 | 24.797 | 0 | 85.523 | 0 | 0 | 85.523 | 1 | 0 | 0 |  | 0 |  | 0
|  |  |  | 65.24 | 130.48 | 0 | 0 | 0 | 0 | 0 | 17.48 | 0.13136 | 0 | 130.48 | 49.758 | 0 | 80.722 | 0 | 0 | 80.722 | 1 | 0 | 0 |  | 0 |  | 0
|  |  |  | 68.64 | 137.28 | 0 | 0 | 0 | 0 | 0 | 17.48 | 0.13136 | 0 | 137.28 | 66.112 | 0 | 71.168 | 0 | 0 | 71.168 | 1 | 0 | 0 |  | 0 |  | 0
|  |  |  | 67.28 | 134.56 | 0 | 0 | 0 | 0 | 0 | 17.48 | 0.13136 | 0 | 134.56 | 78.571 | 0 | 55.989 | 0 | 0 | 55.989 | 1 | 0 | 0 |  | 0 |  | 0
|  |  |  | 63.44 | 126.88 | 0 | 0 | 0 | 0 | 0 | 17.48 | 0.13136 | 0 | 126.88 | 80.761 | 0 | 37.754 | 0 | 0 | 37.754 | 0.53663 | 0 | 8.365 |  | 0 |  | 0
|  |  |  | 62.2 | 124.4 | 0 | 0 | 0 | 0 | 0 | 11.23 | 0.12409 | 0 | 124.4 | 114.774 | 0 | 17.241 | 7.615 | 0 | 9.626 | 0.91566 | 0 | 0 |  | 0 |  | 0
|  |  |  | 61 | 122 | 0 | 0 | 0 | 0 | 0 | 11.23 | 0.12409 | 0 | 122 | 114.774 | 0 | 0.812 | 0 | 0 | 0.812 | 0.56039 | 0 | 6.413 |  | 0 |  | 0
|  |  |  | 60.64 | 121.28 | 0 | 0 | 0 | 0 | 0 | 11.23 | 0.12409 | 0 | 121.28 | 114.774 | 0 | 0 | 0 | 0 | 0 | 0.2 | 0 | 6.506 |  | 0 |  | 0
|  |  |  | 52.56 | 105.12 | 0 | 0 | 0 | 0 | 0 | 7.48 | 0.10336 | 8.365 | 105.12 | 105.12 | 0 | 0 | 0 | 0 | 0 | 0.61636 | 0 | 0 |  | 0 |  | 0
|  |  |  | 51 | 102 | 0 | 0 | 0 | 0 | 0 | 7.48 | 0.10336 | 7.707 | 102 | 102 | 0 | 0 | 0 | 0 | 0 | 1 | 0 | 0 |  | 0 |  | 0
|  |  |  | 35.88 | 71.76 | 0 | 0 | 0 | 0 | 0 | 7.48 | 0.10336 | 0 | 71.76 | 71.76 | 0 | 0 | 0 | 0 | 0 | 1 | 0 | 0 |  | 0 |  | 0
|  |  |  | 14.36 | 28.72 | 0 | 0 | 0 | 0 | 0 | 7.48 | 0.10336 | 0 | 28.72 | 28.72 | 0 | 0 | 0 | 0 | 0 | 1 | 0 | 0 |  | 0 |  | 0
|  |  |  | 12.88 | 25.76 | 0 | 0 | 0 | 0 | 0 | 7.48 | 0.10336 | 0 | 25.76 | 25.76 | 0 | 0 | 0 | 0 | 0 | 1 | 0 | 0 |  | 0 |  | 0
|  |  |  | 14.96 | 29.92 | 0 | 0 | 0 | 0 | 0 | 7.48 | 0.10336 | 0 | 29.92 | 29.92 | 0 | 0 | 0 | 0 | 0 | 1 | 0 | 0 |  | 0 |  | 0
|  |  |  | 12.8 | 25.6 | 0 | 0 | 0 | 0 | 0 | 7.48 | 0.10336 | 0 | 25.6 | 25.6 | 0 | 0 | 0 | 0 | 0 | 1 | 0 | 0 |  | 0 |  | 0
|  |  |  | 15.24 | 30.48 | 0 | 0 | 0 | 0 | 0 | 7.48 | 0.10336 | 0 | 30.48 | 30.48 | 0 | 0 | 0 | 0 | 0 | 1 | 0 | 0 |  | 0 |  | 0
|  |  |  | 15.92 | 31.84 | 0 | 0 | 0 | 0 | 0 | 7.48 | 0.10336 | 0 | 31.84 | 31.84 | 0 | 0 | 0 | 0 | 0 | 1 | 0 | 0 |  | 0 |  | 0
|  |  |  | 17 | 34 | 0 | 0 | 0 | 0 | 0 | 7.48 | 0.10336 | 0 | 34 | 29.32 | 0 | 4.68 | 0 | 0 | 4.68 | 1 | 0 | 0 |  | 0 |  | 0
|  |  |  | 19.84 | 39.68 | 0 | 0 | 0 | 0 | 0 | 7.48 | 0.10336 | 0 | 39.68 | 26.271 | 0 | 13.409 | 0 | 0 | 13.409 | 1 | 0 | 0 |  | 0 |  | 0
|  |  |  | 33.88 | 67.76 | 0 | 0 | 0 | 0 | 0 | 7.48 | 0.10336 | 0 | 67.76 | 34.564 | 0 | 33.196 | 0 | 0 | 33.196 | 1 | 0 | 0 |  | 0 |  | 0
|  |  |  | 38.48 | 76.96 | 0 | 0 | 0 | 0 | 0 | 7.48 | 0.10336 | 0 | 76.96 | 21.177 | 0 | 55.783 | 0 | 0 | 55.783 | 1 | 0 | 0 |  | 0 |  | 0
|  |  |  | 42.36 | 84.72 | 0 | 0 | 0 | 0 | 0 | 7.48 | 0.10336 | 0 | 84.72 | 15.577 | 0 | 69.143 | 0 | 0 | 69.143 | 1 | 0 | 0 |  | 0 |  | 0
|  |  |  | 48.16 | 96.32 | 0 | 0 | 0 | 0 | 0 | 11.23 | 0.12409 | 0 | 96.32 | 23.915 | 0 | 72.405 | 0 | 0 | 72.405 | 1 | 0 | 0 |  | 0 |  | 0
|  |  |  | 50.52 | 101.04 | 0 | 0 | 0 | 0 | 0 | 11.23 | 0.12409 | 0 | 101.04 | 23.483 | 0 | 77.557 | 0 | 0 | 77.557 | 1 | 0 | 0 |  | 0 |  | 0
|  |  |  | 55.52 | 111.04 | 0 | 0 | 0 | 0 | 0 | 11.23 | 0.12409 | 0 | 111.04 | 29.057 | 0 | 81.983 | 0 | 0 | 81.983 | 1 | 0 | 0 |  | 0 |  | 0
|  |  |  | 53.84 | 107.68 | 0 | 0 | 0 | 0 | 0 | 17.48 | 0.13136 | 0 | 107.68 | 35.469 | 0 | 72.211 | 0 | 0 | 72.211 | 1 | 0 | 0 |  | 0 |  | 0
|  |  |  | 55.8 | 111.6 | 0 | 0 | 0 | 0 | 0 | 17.48 | 0.13136 | 0 | 111.6 | 48.495 | 0 | 63.105 | 0 | 0 | 63.105 | 1 | 0 | 0 |  | 0 |  | 0
|  |  |  | 57.88 | 115.76 | 0 | 0 | 0 | 0 | 0 | 17.48 | 0.13136 | 0 | 115.76 | 74.645 | 0 | 35.038 | 0 | 0 | 35.038 | 0.66337 | 0 | 6.077 |  | 0 |  | 0
|  |  |  | 58.6 | 117.2 | 0 | 0 | 0 | 0 | 0 | 17.48 | 0.13136 | 0 | 117.2 | 80.295 | 0 | 28.54 | 0 | 0 | 28.54 | 0.2 | 0 | 8.365 |  | 0 |  | 0
|  |  |  | 54.76 | 109.52 | 0 | 0 | 0 | 0 | 0 | 11.23 | 0.12409 | 0 | 109.52 | 92.292 | 0 | 17.228 | 0 | 0 | 17.228 | 0.2 | 0 | 0 |  | 0 |  | 0
|  |  |  | 48.68 | 97.36 | 0 | 0 | 0 | 0 | 0 | 11.23 | 0.12409 | 0 | 97.36 | 94.062 | 0 | 3.298 | 0 | 0 | 3.298 | 0.2 | 0 | 0 |  | 0 |  | 0
|  |  |  | 45.56 | 91.12 | 0 | 0 | 0 | 0 | 0 | 11.23 | 0.12409 | 0 | 91.12 | 91.12 | 0 | 0 | 0 | 0 | 0 | 0.2 | 0 | 0 |  | 0 |  | 0
|  |  |  | 46.96 | 93.92 | 0 | 0 | 0 | 0 | 0 | 7.48 | 0.10336 | 8.365 | 93.92 | 93.92 | 0 | 0 | 0 | 0 | 0 | 0.61636 | 0 | 0 |  | 0 |  | 0
|  |  |  | 44.68 | 89.36 | 0 | 0 | 0 | 0 | 0 | 7.48 | 0.10336 | 7.707 | 89.36 | 89.36 | 0 | 0 | 0 | 0 | 0 | 1 | 0 | 0 |  | 0 |  | 0
|  |  |  | 38.36 | 76.72 | 0 | 0 | 0 | 0 | 0 | 7.48 | 0.10336 | 0 | 76.72 | 76.72 | 0 | 0 | 0 | 0 | 0 | 1 | 0 | 0 |  | 0 |  | 0
|  |  |  | 14.84 | 29.68 | 0 | 0 | 0 | 0 | 0 | 7.48 | 0.10336 | 0 | 29.68 | 29.68 | 0 | 0 | 0 | 0 | 0 | 1 | 0 | 0 |  | 0 |  | 0
|  |  |  | 10.96 | 21.92 | 0 | 0 | 0 | 0 | 0 | 7.48 | 0.10336 | 0 | 21.92 | 21.92 | 0 | 0 | 0 | 0 | 0 | 1 | 0 | 0 |  | 0 |  | 0
|  |  |  | 21.56 | 43.12 | 0 | 0 | 0 | 0 | 0 | 7.48 | 0.10336 | 0 | 43.12 | 43.12 | 0 | 0 | 0 | 0 | 0 | 1 | 0 | 0 |  | 0 |  | 0
|  |  |  | 28.12 | 56.24 | 0 | 0 | 0 | 0 | 0 | 7.48 | 0.10336 | 0 | 56.24 | 56.24 | 0 | 0 | 0 | 0 | 0 | 1 | 0 | 0 |  | 0 |  | 0
|  |  |  | 30.12 | 60.24 | 0 | 0 | 0 | 0 | 0 | 7.48 | 0.10336 | 0 | 60.24 | 60.24 | 0 | 0 | 0 | 0 | 0 | 1 | 0 | 0 |  | 0 |  | 0
|  |  |  | 29.8 | 59.6 | 0 | 0 | 0 | 0 | 0 | 7.48 | 0.10336 | 0 | 59.6 | 59.6 | 0 | 0 | 0 | 0 | 0 | 1 | 0 | 0 |  | 0 |  | 0
|  |  |  | 27.2 | 54.4 | 0 | 0 | 0 | 0 | 0 | 7.48 | 0.10336 | 0 | 54.4 | 50.193 | 0 | 4.207 | 0 | 0 | 4.207 | 1 | 0 | 0 |  | 0 |  | 0
|  |  |  | 26.32 | 52.64 | 0 | 0 | 0 | 0 | 0 | 7.48 | 0.10336 | 0 | 52.64 | 35.86 | 0 | 16.78 | 0 | 0 | 16.78 | 1 | 0 | 0 |  | 0 |  | 0
|  |  |  | 35.04 | 70.08 | 0 | 0 | 0 | 0 | 0 | 7.48 | 0.10336 | 0 | 70.08 | 44.389 | 0 | 25.691 | 0 | 0 | 25.691 | 1 | 0 | 0 |  | 0 |  | 0
|  |  |  | 38.88 | 77.76 | 0 | 0 | 0 | 0 | 0 | 7.48 | 0.10336 | 0 | 77.76 | 47.026 | 0 | 30.734 | 0 | 0 | 30.734 | 1 | 0 | 0 |  | 0 |  | 0
|  |  |  | 40.36 | 80.72 | 0 | 0 | 0 | 0 | 0 | 7.48 | 0.10336 | 0 | 80.72 | 28.09 | 0 | 52.63 | 0 | 0 | 52.63 | 1 | 0 | 0 |  | 0 |  | 0
|  |  |  | 42.44 | 84.88 | 0 | 0 | 0 | 0 | 0 | 11.23 | 0.12409 | 0 | 84.88 | 26.03 | 0 | 58.85 | 0 | 0 | 58.85 | 1 | 0 | 0 |  | 0 |  | 0
|  |  |  | 47.08 | 94.16 | 0 | 0 | 0 | 0 | 0 | 11.23 | 0.12409 | 0 | 94.16 | 24.617 | 0 | 69.543 | 0 | 0 | 69.543 | 1 | 0 | 0 |  | 0 |  | 0
|  |  |  | 53.2 | 106.4 | 0 | 0 | 0 | 0 | 0 | 11.23 | 0.12409 | 0 | 106.4 | 54.752 | 0 | 51.648 | 0 | 0 | 51.648 | 1 | 0 | 0 |  | 0 |  | 0
|  |  |  | 50.44 | 100.88 | 0 | 0 | 0 | 0 | 0 | 17.48 | 0.13136 | 0 | 100.88 | 30.5 | 0 | 70.38 | 0 | 0 | 70.38 | 1 | 0 | 0 |  | 0 |  | 0
|  |  |  | 49.64 | 99.28 | 0 | 0 | 0 | 0 | 0 | 17.48 | 0.13136 | 0 | 99.28 | 54.761 | 0 | 44.519 | 0 | 0 | 44.519 | 1 | 0 | 0 |  | 0 |  | 0
|  |  |  | 51.4 | 102.8 | 0 | 0 | 0 | 0 | 0 | 17.48 | 0.13136 | 0 | 102.8 | 57.975 | 0 | 38.748 | 0 | 0 | 38.748 | 0.66337 | 0 | 6.077 |  | 0 |  | 0
|  |  |  | 52.24 | 104.48 | 0 | 0 | 0 | 0 | 0 | 17.48 | 0.13136 | 0 | 104.48 | 63.186 | 0 | 32.929 | 0 | 0 | 32.929 | 0.2 | 0 | 8.365 |  | 0 |  | 0
|  |  |  | 50.4 | 100.8 | 0 | 0 | 0 | 0 | 0 | 11.23 | 0.12409 | 0 | 100.8 | 84.105 | 0 | 16.695 | 0 | 0 | 16.695 | 0.2 | 0 | 0 |  | 0 |  | 0
|  |  |  | 41.92 | 83.84 | 0 | 0 | 0 | 0 | 0 | 11.23 | 0.12409 | 0 | 83.84 | 80.773 | 0 | 3.067 | 0 | 0 | 3.067 | 0.2 | 0 | 0 |  | 0 |  | 0
|  |  |  | 35.08 | 70.16 | 0 | 0 | 0 | 0 | 0 | 11.23 | 0.12409 | 0 | 70.16 | 70.16 | 0 | 0 | 0 | 0 | 0 | 0.2 | 0 | 0 |  | 0 |  | 0
|  |  |  | 32.68 | 65.36 | 0 | 0 | 0 | 0 | 0 | 7.48 | 0.10336 | 8.365 | 65.36 | 65.36 | 0 | 0 | 0 | 0 | 0 | 0.61636 | 0 | 0 |  | 0 |  | 0
|  |  |  | 32.2 | 64.4 | 0 | 0 | 0 | 0 | 0 | 7.48 | 0.10336 | 7.707 | 64.4 | 64.4 | 0 | 0 | 0 | 0 | 0 | 1 | 0 | 0 |  | 0 |  | 0
|  |  |  | 28.96 | 57.92 | 0 | 0 | 0 | 0 | 0 | 7.48 | 0.10336 | 0 | 57.92 | 57.92 | 0 | 0 | 0 | 0 | 0 | 1 | 0 | 0 |  | 0 |  | 0
|  |  |  | 13.08 | 26.16 | 0 | 0 | 0 | 0 | 0 | 7.48 | 0.10336 | 0 | 26.16 | 26.16 | 0 | 0 | 0 | 0 | 0 | 1 | 0 | 0 |  | 0 |  | 0
|  |  |  | 9.28 | 18.56 | 0 | 0 | 0 | 0 | 0 | 7.48 | 0.10336 | 0 | 18.56 | 18.56 | 0 | 0 | 0 | 0 | 0 | 1 | 0 | 0 |  | 0 |  | 0
|  |  |  | 15.44 | 30.88 | 0 | 0 | 0 | 0 | 0 | 7.48 | 0.10336 | 0 | 30.88 | 30.88 | 0 | 0 | 0 | 0 | 0 | 1 | 0 | 0 |  | 0 |  | 0
|  |  |  | 18.68 | 37.36 | 0 | 0 | 0 | 0 | 0 | 7.48 | 0.10336 | 0 | 37.36 | 37.36 | 0 | 0 | 0 | 0 | 0 | 1 | 0 | 0 |  | 0 |  | 0
|  |  |  | 18.8 | 37.6 | 0 | 0 | 0 | 0 | 0 | 7.48 | 0.10336 | 0 | 37.6 | 37.6 | 0 | 0 | 0 | 0 | 0 | 1 | 0 | 0 |  | 0 |  | 0
|  |  |  | 19.6 | 39.2 | 0 | 0 | 0 | 0 | 0 | 7.48 | 0.10336 | 0 | 39.2 | 39.2 | 0 | 0 | 0 | 0 | 0 | 1 | 0 | 0 |  | 0 |  | 0
|  |  |  | 17.28 | 34.56 | 0 | 0 | 0 | 0 | 0 | 7.48 | 0.10336 | 0 | 34.56 | 32.644 | 0 | 1.916 | 0 | 0 | 1.916 | 1 | 0 | 0 |  | 0 |  | 0
|  |  |  | 23.24 | 46.48 | 0 | 0 | 0 | 0 | 0 | 7.48 | 0.10336 | 0 | 46.48 | 37.714 | 0 | 8.766 | 0 | 0 | 8.766 | 1 | 0 | 0 |  | 0 |  | 0
|  |  |  | 30.28 | 60.56 | 0 | 0 | 0 | 0 | 0 | 7.48 | 0.10336 | 0 | 60.56 | 22.818 | 0 | 37.742 | 0 | 0 | 37.742 | 1 | 0 | 0 |  | 0 |  | 0
|  |  |  | 35.44 | 70.88 | 0 | 0 | 0 | 0 | 0 | 7.48 | 0.10336 | 0 | 70.88 | 19.147 | 0 | 51.733 | 0 | 0 | 51.733 | 1 | 0 | 0 |  | 0 |  | 0
|  |  |  | 40.12 | 80.24 | 0 | 0 | 0 | 0 | 0 | 7.48 | 0.10336 | 0 | 80.24 | 29.513 | 0 | 50.727 | 0 | 0 | 50.727 | 1 | 0 | 0 |  | 0 |  | 0
|  |  |  | 40 | 80 | 0 | 0 | 0 | 0 | 0 | 11.23 | 0.12409 | 0 | 80 | 22.278 | 0 | 57.722 | 0 | 0 | 57.722 | 1 | 0 | 0 |  | 0 |  | 0
|  |  |  | 44.24 | 88.48 | 0 | 0 | 0 | 0 | 0 | 11.23 | 0.12409 | 0 | 88.48 | 32.467 | 0 | 56.013 | 0 | 0 | 56.013 | 1 | 0 | 0 |  | 0 |  | 0
|  |  |  | 40.56 | 81.12 | 0 | 0 | 0 | 0 | 0 | 11.23 | 0.12409 | 0 | 81.12 | 21.106 | 0 | 60.014 | 0 | 0 | 60.014 | 1 | 0 | 0 |  | 0 |  | 0
|  |  |  | 40.28 | 80.56 | 0 | 0 | 0 | 0 | 0 | 17.48 | 0.13136 | 0 | 80.56 | 18.752 | 0 | 61.808 | 0 | 0 | 61.808 | 1 | 0 | 0 |  | 0 |  | 0
|  |  |  | 43.52 | 87.04 | 0 | 0 | 0 | 0 | 0 | 17.48 | 0.13136 | 0 | 87.04 | 28.796 | 0 | 58.244 | 0 | 0 | 58.244 | 1 | 0 | 0 |  | 0 |  | 0
|  |  |  | 41.44 | 82.88 | 0 | 0 | 0 | 0 | 0 | 17.48 | 0.13136 | 0 | 82.88 | 25.494 | 0 | 51.309 | 0 | 0 | 51.309 | 0.66337 | 0 | 6.077 |  | 0 |  | 0
|  |  |  | 41.52 | 83.04 | 0 | 0 | 0 | 0 | 0 | 17.48 | 0.13136 | 0 | 83.04 | 39.94 | 0 | 34.735 | 0 | 0 | 34.735 | 0.2 | 0 | 8.365 |  | 0 |  | 0
|  |  |  | 41.84 | 83.68 | 0 | 0 | 0 | 0 | 0 | 11.23 | 0.12409 | 0 | 83.68 | 66.961 | 0 | 16.719 | 0 | 0 | 16.719 | 0.2 | 0 | 0 |  | 0 |  | 0
|  |  |  | 38.08 | 76.16 | 0 | 0 | 0 | 0 | 0 | 11.23 | 0.12409 | 0 | 76.16 | 72.996 | 0 | 3.164 | 0 | 0 | 3.164 | 0.2 | 0 | 0 |  | 0 |  | 0
|  |  |  | 42.52 | 85.04 | 0 | 0 | 0 | 0 | 0 | 11.23 | 0.12409 | 0 | 85.04 | 85.04 | 0 | 0 | 0 | 0 | 0 | 0.2 | 0 | 0 |  | 0 |  | 0
|  |  |  | 40.92 | 81.84 | 0 | 0 | 0 | 0 | 0 | 7.48 | 0.10336 | 0.461 | 81.84 | 81.84 | 0 | 0 | 0 | 0 | 0 | 0.22294 | 0 | 0 |  | 0 |  | 0
|  |  |  | 36.08 | 72.16 | 0 | 0 | 0 | 0 | 0 | 7.48 | 0.10336 | 0 | 72.16 | 72.16 | 0 | 0 | 0 | 0 | 0 | 0.22294 | 0 | 0 |  | 0 |  | 0
|  |  |  | 26.36 | 52.72 | 0 | 0 | 0 | 0 | 0 | 7.48 | 0.10336 | 0 | 52.72 | 52.72 | 0 | 0 | 0 | 0 | 0 | 0.22294 | 0 | 0 |  | 0 |  | 0
|  |  |  | 11.76 | 23.52 | 0 | 0 | 0 | 0 | 0 | 7.48 | 0.10336 | 0 | 23.52 | 23.52 | 0 | 0 | 0 | 0 | 0 | 0.22294 | 0 | 0 |  | 0 |  | 0
|  |  |  | 9.28 | 18.56 | 0 | 0 | 0 | 0 | 0 | 7.48 | 0.10336 | 0 | 18.56 | 18.56 | 0 | 0 | 0 | 0 | 0 | 0.22294 | 0 | 0 |  | 0 |  | 0
|  |  |  | 9.76 | 19.52 | 0 | 0 | 0 | 0 | 0 | 7.48 | 0.10336 | 0 | 19.52 | 19.52 | 0 | 0 | 0 | 0 | 0 | 0.22294 | 0 | 0 |  | 0 |  | 0
|  |  |  | 10.28 | 20.56 | 0 | 0 | 0 | 0 | 0 | 7.48 | 0.10336 | 0 | 20.56 | 20.56 | 0 | 0 | 0 | 0 | 0 | 0.22294 | 0 | 0 |  | 0 |  | 0
|  |  |  | 11.92 | 23.84 | 0 | 0 | 0 | 0 | 0 | 7.48 | 0.10336 | 0 | 23.84 | 23.84 | 0 | 0 | 0 | 0 | 0 | 0.22294 | 0 | 0 |  | 0 |  | 0
|  |  |  | 14.48 | 28.96 | 0 | 0 | 0 | 0 | 0 | 7.48 | 0.10336 | 0 | 28.96 | 28.96 | 0 | 0 | 0 | 0 | 0 | 0.22294 | 0 | 0 |  | 0 |  | 0
|  |  |  | 17.88 | 35.76 | 0 | 0 | 0 | 0 | 0 | 7.48 | 0.10336 | 0 | 35.76 | 31.941 | 0 | 3.819 | 0 | 0 | 3.819 | 0.22294 | 0 | 0 |  | 0 |  | 0
|  |  |  | 22.44 | 44.88 | 0 | 0 | 0 | 0 | 0 | 7.48 | 0.10336 | 0 | 44.88 | 30.222 | 0 | 14.658 | 0 | 0 | 14.658 | 0.22294 | 0 | 0 |  | 0 |  | 0
|  |  |  | 23.84 | 47.68 | 0 | 0 | 0 | 0 | 0 | 7.48 | 0.10336 | 0 | 47.68 | 31.349 | 0 | 16.331 | 0 | 0 | 16.331 | 0.22294 | 0 | 0 |  | 0 |  | 0
|  |  |  | 32 | 64 | 0 | 0 | 0 | 0 | 0 | 7.48 | 0.10336 | 0 | 64 | 23.494 | 0 | 40.506 | 0 | 0 | 40.506 | 0.22294 | 0 | 0 |  | 0 |  | 0
|  |  |  | 34.44 | 68.88 | 0 | 0 | 0 | 0 | 0 | 7.48 | 0.10336 | 0 | 68.88 | 35.333 | 0 | 33.547 | 0 | 0 | 33.547 | 0.22294 | 0 | 0 |  | 0 |  | 0
|  |  |  | 34.68 | 69.36 | 0 | 0 | 0 | 0 | 0 | 7.48 | 0.10336 | 0 | 69.36 | 20.791 | 0 | 48.569 | 0 | 0 | 48.569 | 0.22294 | 0 | 0 |  | 0 |  | 0
|  |  |  | 39.24 | 78.48 | 0 | 0 | 0 | 0 | 0 | 7.48 | 0.10336 | 0 | 78.48 | 3.117 | 0 | 75.363 | 0 | 0 | 75.363 | 0.22294 | 0 | 0 |  | 0 |  | 0
|  |  |  | 36.52 | 73.04 | 0 | 0 | 0 | 0 | 0 | 7.48 | 0.10336 | 0 | 73.04 | 47.167 | 0 | 25.873 | 0 | 0 | 25.873 | 0.22294 | 0 | 0 |  | 0 |  | 0
|  |  |  | 37.68 | 75.36 | 0 | 0 | 0 | 0 | 0 | 7.48 | 0.10336 | 0 | 75.36 | 45.086 | 0 | 30.274 | 0 | 0 | 30.274 | 0.22294 | 0 | 0 |  | 0 |  | 0
|  |  |  | 42.16 | 84.32 | 0 | 0 | 0 | 0 | 0 | 7.48 | 0.10336 | 0 | 84.32 | 64.861 | 0 | 19.459 | 0 | 0 | 19.459 | 0.22294 | 0 | 0 |  | 0 |  | 0
|  |  |  | 49.44 | 98.88 | 0 | 0 | 0 | 0 | 0 | 7.48 | 0.10336 | 0 | 98.88 | 66.121 | 0 | 32.759 | 0 | 0 | 32.759 | 0.22294 | 0 | 0 |  | 0 |  | 0
|  |  |  | 49.12 | 98.24 | 0 | 0 | 0 | 0 | 0 | 7.48 | 0.10336 | 0 | 98.24 | 62.098 | 0 | 36.142 | 0 | 0 | 36.142 | 0.22294 | 0 | 0 |  | 0 |  | 0
|  |  |  | 51.04 | 102.08 | 0 | 0 | 0 | 0 | 0 | 7.48 | 0.10336 | 0 | 102.08 | 85.216 | 0 | 16.864 | 0 | 0 | 16.864 | 0.22294 | 0 | 0 |  | 0 |  | 0
|  |  |  | 50.92 | 101.84 | 0 | 0 | 0 | 0 | 0 | 7.48 | 0.10336 | 0 | 101.84 | 98.979 | 0 | 2.861 | 0 | 0 | 2.861 | 0.22294 | 0 | 0 |  | 0 |  | 0
|  |  |  | 48.88 | 97.76 | 0 | 0 | 0 | 0 | 0 | 7.48 | 0.10336 | 0 | 97.76 | 97.76 | 0 | 0 | 0 | 0 | 0 | 0.22294 | 0 | 0 |  | 0 |  | 0
|  |  |  | 46.48 | 92.96 | 0 | 0 | 0 | 0 | 0 | 7.48 | 0.10336 | 0 | 92.96 | 92.96 | 0 | 0 | 0 | 0 | 0 | 0.22294 | 0 | 0 |  | 0 |  | 0
|  |  |  | 34.44 | 68.88 | 0 | 0 | 0 | 0 | 0 | 7.48 | 0.10336 | 0 | 68.88 | 68.88 | 0 | 0 | 0 | 0 | 0 | 0.22294 | 0 | 0 |  | 0 |  | 0
|  |  |  | 28.88 | 57.76 | 0 | 0 | 0 | 0 | 0 | 7.48 | 0.10336 | 0 | 57.76 | 57.76 | 0 | 0 | 0 | 0 | 0 | 0.22294 | 0 | 0 |  | 0 |  | 0
|  |  |  | 11.92 | 23.84 | 0 | 0 | 0 | 0 | 0 | 7.48 | 0.10336 | 0 | 23.84 | 23.84 | 0 | 0 | 0 | 0 | 0 | 0.22294 | 0 | 0 |  | 0 |  | 0
|  |  |  | 8.96 | 17.92 | 0 | 0 | 0 | 0 | 0 | 7.48 | 0.10336 | 0 | 17.92 | 17.92 | 0 | 0 | 0 | 0 | 0 | 0.22294 | 0 | 0 |  | 0 |  | 0
|  |  |  | 9.36 | 18.72 | 0 | 0 | 0 | 0 | 0 | 7.48 | 0.10336 | 0 | 18.72 | 18.72 | 0 | 0 | 0 | 0 | 0 | 0.22294 | 0 | 0 |  | 0 |  | 0
|  |  |  | 9.6 | 19.2 | 0 | 0 | 0 | 0 | 0 | 7.48 | 0.10336 | 0 | 19.2 | 19.2 | 0 | 0 | 0 | 0 | 0 | 0.22294 | 0 | 0 |  | 0 |  | 0
|  |  |  | 11.72 | 23.44 | 0 | 0 | 0 | 0 | 0 | 7.48 | 0.10336 | 0 | 23.44 | 23.44 | 0 | 0 | 0 | 0 | 0 | 0.22294 | 0 | 0 |  | 0 |  | 0
|  |  |  | 14.2 | 28.4 | 0 | 0 | 0 | 0 | 0 | 7.48 | 0.10336 | 0 | 28.4 | 28.4 | 0 | 0 | 0 | 0 | 0 | 0.22294 | 0 | 0 |  | 0 |  | 0
|  |  |  | 16 | 32 | 0 | 0 | 0 | 0 | 0 | 7.48 | 0.10336 | 0 | 32 | 28.023 | 0 | 3.977 | 0 | 0 | 3.977 | 0.22294 | 0 | 0 |  | 0 |  | 0
|  |  |  | 22.52 | 45.04 | 0 | 0 | 0 | 0 | 0 | 7.48 | 0.10336 | 0 | 45.04 | 25.169 | 0 | 19.871 | 0 | 0 | 19.871 | 0.22294 | 0 | 0 |  | 0 |  | 0
|  |  |  | 24.08 | 48.16 | 0 | 0 | 0 | 0 | 0 | 7.48 | 0.10336 | 0 | 48.16 | 8.696 | 0 | 39.464 | 0 | 0 | 39.464 | 0.22294 | 0 | 0 |  | 0 |  | 0
|  |  |  | 26.32 | 52.64 | 0 | 0 | 0 | 0 | 0 | 7.48 | 0.10336 | 0 | 52.64 | 0 | 0 | 57.407 | 4.767 | 0 | 52.64 | 0.46023 | 0 | 0 |  | 0 |  | 0
|  |  |  | 33.72 | 67.44 | 0 | 0 | 0 | 0 | 0 | 7.48 | 0.10336 | 0 | 67.44 | 0 | 0 | 69.919 | 2.479 | 0 | 67.44 | 0.58364 | 0 | 0 |  | 0 |  | 0
|  |  |  | 35.08 | 70.16 | 0 | 0 | 0 | 0 | 0 | 7.48 | 0.10336 | 0 | 70.16 | 0 | 1.336 | 78.525 | 8.365 | 0 | 70.16 | 1 | 0 | 0 |  | 0 |  | 0
|  |  |  | 43.2 | 86.4 | 0 | 0 | 0 | 0 | 0 | 7.48 | 0.10336 | 0 | 86.4 | 2.417 | 0 | 83.983 | 0 | 0 | 83.983 | 1 | 0 | 0 |  | 0 |  | 0
|  |  |  | 43.24 | 86.48 | 0 | 0 | 0 | 0 | 0 | 7.48 | 0.10336 | 0 | 86.48 | 1.309 | 0 | 85.171 | 0 | 0 | 85.171 | 1 | 0 | 0 |  | 0 |  | 0
|  |  |  | 46.44 | 92.88 | 0 | 0 | 0 | 0 | 0 | 7.48 | 0.10336 | 0 | 92.88 | 12.619 | 0 | 80.261 | 0 | 0 | 80.261 | 1 | 0 | 0 |  | 0 |  | 0
|  |  |  | 44.04 | 88.08 | 0 | 0 | 0 | 0 | 0 | 7.48 | 0.10336 | 0 | 88.08 | 17.167 | 0 | 70.913 | 0 | 0 | 70.913 | 1 | 0 | 0 |  | 0 |  | 0
|  |  |  | 42.36 | 84.72 | 0 | 0 | 0 | 0 | 0 | 7.48 | 0.10336 | 0 | 84.72 | 27.786 | 0 | 56.934 | 0 | 0 | 56.934 | 1 | 0 | 0 |  | 0 |  | 0
|  |  |  | 46.6 | 93.2 | 0 | 0 | 0 | 0 | 0 | 7.48 | 0.10336 | 0 | 93.2 | 54.973 | 0 | 38.227 | 0 | 0 | 38.227 | 1 | 0 | 0 |  | 0 |  | 0
|  |  |  | 47.8 | 95.6 | 0 | 0 | 0 | 0 | 0 | 7.48 | 0.10336 | 0 | 95.6 | 78.141 | 0 | 17.459 | 0 | 0 | 17.459 | 1 | 0 | 0 |  | 0 |  | 0
|  |  |  | 46.52 | 93.04 | 0 | 0 | 0 | 0 | 0 | 7.48 | 0.10336 | 0 | 93.04 | 90.615 | 0 | 2.425 | 0 | 0 | 2.425 | 1 | 0 | 0 |  | 0 |  | 0
|  |  |  | 41.76 | 83.52 | 0 | 0 | 0 | 0 | 0 | 7.48 | 0.10336 | 0 | 83.52 | 83.52 | 0 | 0 | 0 | 0 | 0 | 1 | 0 | 0 |  | 0 |  | 0
|  |  |  | 39.28 | 78.56 | 0 | 0 | 0 | 0 | 0 | 7.48 | 0.10336 | 0 | 78.56 | 78.56 | 0 | 0 | 0 | 0 | 0 | 1 | 0 | 0 |  | 0 |  | 0
|  |  |  | 34.88 | 69.76 | 0 | 0 | 0 | 0 | 0 | 7.48 | 0.10336 | 0 | 69.76 | 69.76 | 0 | 0 | 0 | 0 | 0 | 1 | 0 | 0 |  | 0 |  | 0
|  |  |  | 18.92 | 37.84 | 0 | 0 | 0 | 0 | 0 | 7.48 | 0.10336 | 0 | 37.84 | 37.84 | 0 | 0 | 0 | 0 | 0 | 1 | 0 | 0 |  | 0 |  | 0
|  |  |  | 10.88 | 21.76 | 0 | 0 | 0 | 0 | 0 | 7.48 | 0.10336 | 0 | 21.76 | 21.76 | 0 | 0 | 0 | 0 | 0 | 1 | 0 | 0 |  | 0 |  | 0
|  |  |  | 12 | 24 | 0 | 0 | 0 | 0 | 0 | 7.48 | 0.10336 | 0 | 24 | 24 | 0 | 0 | 0 | 0 | 0 | 1 | 0 | 0 |  | 0 |  | 0
|  |  |  | 13.88 | 27.76 | 0 | 0 | 0 | 0 | 0 | 7.48 | 0.10336 | 0 | 27.76 | 27.76 | 0 | 0 | 0 | 0 | 0 | 1 | 0 | 0 |  | 0 |  | 0
|  |  |  | 14.4 | 28.8 | 0 | 0 | 0 | 0 | 0 | 7.48 | 0.10336 | 0 | 28.8 | 28.8 | 0 | 0 | 0 | 0 | 0 | 1 | 0 | 0 |  | 0 |  | 0
|  |  |  | 16.04 | 32.08 | 0 | 0 | 0 | 0 | 0 | 7.48 | 0.10336 | 0 | 32.08 | 32.08 | 0 | 0 | 0 | 0 | 0 | 1 | 0 | 0 |  | 0 |  | 0
|  |  |  | 14.36 | 28.72 | 0 | 0 | 0 | 0 | 0 | 7.48 | 0.10336 | 0 | 28.72 | 28.72 | 0 | 0 | 0 | 0 | 0 | 1 | 0 | 0 |  | 0 |  | 0
|  |  |  | 16.12 | 32.24 | 0 | 0 | 0 | 0 | 0 | 7.48 | 0.10336 | 0 | 32.24 | 28.53 | 0 | 3.71 | 0 | 0 | 3.71 | 1 | 0 | 0 |  | 0 |  | 0
|  |  |  | 22.48 | 44.96 | 0 | 0 | 0 | 0 | 0 | 7.48 | 0.10336 | 0 | 44.96 | 26.628 | 0 | 18.332 | 0 | 0 | 18.332 | 1 | 0 | 0 |  | 0 |  | 0
|  |  |  | 24 | 48 | 0 | 0 | 0 | 0 | 0 | 7.48 | 0.10336 | 0 | 48 | 12.756 | 0 | 35.244 | 0 | 0 | 35.244 | 1 | 0 | 0 |  | 0 |  | 0
|  |  |  | 33.08 | 66.16 | 0 | 0 | 0 | 0 | 0 | 7.48 | 0.10336 | 0 | 66.16 | 14.524 | 0 | 51.636 | 0 | 0 | 51.636 | 1 | 0 | 0 |  | 0 |  | 0
|  |  |  | 38.68 | 77.36 | 0 | 0 | 0 | 0 | 0 | 7.48 | 0.10336 | 0 | 77.36 | 7.671 | 0 | 69.689 | 0 | 0 | 69.689 | 1 | 0 | 0 |  | 0 |  | 0
|  |  |  | 42.68 | 85.36 | 0 | 0 | 0 | 0 | 0 | 11.23 | 0.12409 | 0 | 85.36 | 5.633 | 0 | 79.727 | 0 | 0 | 79.727 | 1 | 0 | 0 |  | 0 |  | 0
|  |  |  | 49.16 | 98.32 | 0 | 0 | 0 | 0 | 0 | 11.23 | 0.12409 | 0 | 98.32 | 14.943 | 0 | 83.377 | 0 | 0 | 83.377 | 1 | 0 | 0 |  | 0 |  | 0
|  |  |  | 50.44 | 100.88 | 0 | 0 | 0 | 0 | 0 | 11.23 | 0.12409 | 0 | 100.88 | 17.952 | 0 | 82.928 | 0 | 0 | 82.928 | 1 | 0 | 0 |  | 0 |  | 0
|  |  |  | 51.72 | 103.44 | 0 | 0 | 0 | 0 | 0 | 17.48 | 0.13136 | 0 | 103.44 | 23.167 | 0 | 80.273 | 0 | 0 | 80.273 | 1 | 0 | 0 |  | 0 |  | 0
|  |  |  | 46.56 | 93.12 | 0 | 0 | 0 | 0 | 0 | 17.48 | 0.13136 | 0 | 93.12 | 22.583 | 0 | 70.537 | 0 | 0 | 70.537 | 1 | 0 | 0 |  | 0 |  | 0
|  |  |  | 48.36 | 96.72 | 0 | 0 | 0 | 0 | 0 | 17.48 | 0.13136 | 0 | 96.72 | 34.182 | 0 | 56.462 | 0 | 0 | 56.462 | 0.66337 | 0 | 6.077 |  | 0 |  | 0
|  |  |  | 50.92 | 101.84 | 0 | 0 | 0 | 0 | 0 | 17.48 | 0.13136 | 0 | 101.84 | 55.721 | 0 | 37.754 | 0 | 0 | 37.754 | 0.2 | 0 | 8.365 |  | 0 |  | 0
|  |  |  | 52.16 | 104.32 | 0 | 0 | 0 | 0 | 0 | 11.23 | 0.12409 | 0 | 104.32 | 87.08 | 0 | 17.24 | 0 | 0 | 17.24 | 0.2 | 0 | 0 |  | 0 |  | 0
|  |  |  | 52.04 | 104.08 | 0 | 0 | 0 | 0 | 0 | 11.23 | 0.12409 | 0 | 104.08 | 101.57 | 0 | 2.51 | 0 | 0 | 2.51 | 0.2 | 0 | 0 |  | 0 |  | 0
|  |  |  | 49.08 | 98.16 | 0 | 0 | 0 | 0 | 0 | 11.23 | 0.12409 | 0 | 98.16 | 98.16 | 0 | 0 | 0 | 0 | 0 | 0.2 | 0 | 0 |  | 0 |  | 0
|  |  |  | 47.52 | 95.04 | 0 | 0 | 0 | 0 | 0 | 7.48 | 0.10336 | 8.365 | 95.04 | 95.04 | 0 | 0 | 0 | 0 | 0 | 0.61636 | 0 | 0 |  | 0 |  | 0
|  |  |  | 45.76 | 91.52 | 0 | 0 | 0 | 0 | 0 | 7.48 | 0.10336 | 7.707 | 91.52 | 91.52 | 0 | 0 | 0 | 0 | 0 | 1 | 0 | 0 |  | 0 |  | 0
|  |  |  | 36.12 | 72.24 | 0 | 0 | 0 | 0 | 0 | 7.48 | 0.10336 | 0 | 72.24 | 72.24 | 0 | 0 | 0 | 0 | 0 | 1 | 0 | 0 |  | 0 |  | 0
|  |  |  | 15.56 | 31.12 | 0 | 0 | 0 | 0 | 0 | 7.48 | 0.10336 | 0 | 31.12 | 31.12 | 0 | 0 | 0 | 0 | 0 | 1 | 0 | 0 |  | 0 |  | 0
|  |  |  | 9.48 | 18.96 | 0 | 0 | 0 | 0 | 0 | 7.48 | 0.10336 | 0 | 18.96 | 18.96 | 0 | 0 | 0 | 0 | 0 | 1 | 0 | 0 |  | 0 |  | 0
|  |  |  | 11.28 | 22.56 | 0 | 0 | 0 | 0 | 0 | 7.48 | 0.10336 | 0 | 22.56 | 22.56 | 0 | 0 | 0 | 0 | 0 | 1 | 0 | 0 |  | 0 |  | 0
|  |  |  | 11.72 | 23.44 | 0 | 0 | 0 | 0 | 0 | 7.48 | 0.10336 | 0 | 23.44 | 23.44 | 0 | 0 | 0 | 0 | 0 | 1 | 0 | 0 |  | 0 |  | 0
|  |  |  | 14.52 | 29.04 | 0 | 0 | 0 | 0 | 0 | 7.48 | 0.10336 | 0 | 29.04 | 29.04 | 0 | 0 | 0 | 0 | 0 | 1 | 0 | 0 |  | 0 |  | 0
|  |  |  | 14.76 | 29.52 | 0 | 0 | 0 | 0 | 0 | 7.48 | 0.10336 | 0 | 29.52 | 29.52 | 0 | 0 | 0 | 0 | 0 | 1 | 0 | 0 |  | 0 |  | 0
|  |  |  | 17.08 | 34.16 | 0 | 0 | 0 | 0 | 0 | 7.48 | 0.10336 | 0 | 34.16 | 30.365 | 0 | 3.795 | 0 | 0 | 3.795 | 1 | 0 | 0 |  | 0 |  | 0
|  |  |  | 23.4 | 46.8 | 0 | 0 | 0 | 0 | 0 | 7.48 | 0.10336 | 0 | 46.8 | 27.026 | 0 | 19.774 | 0 | 0 | 19.774 | 1 | 0 | 0 |  | 0 |  | 0
|  |  |  | 31 | 62 | 0 | 0 | 0 | 0 | 0 | 7.48 | 0.10336 | 0 | 62 | 23.143 | 0 | 38.857 | 0 | 0 | 38.857 | 1 | 0 | 0 |  | 0 |  | 0
|  |  |  | 40.08 | 80.16 | 0 | 0 | 0 | 0 | 0 | 7.48 | 0.10336 | 0 | 80.16 | 25.287 | 0 | 54.873 | 0 | 0 | 54.873 | 1 | 0 | 0 |  | 0 |  | 0
|  |  |  | 49.04 | 98.08 | 0 | 0 | 0 | 0 | 0 | 7.48 | 0.10336 | 0 | 98.08 | 29.204 | 0 | 68.876 | 0 | 0 | 68.876 | 1 | 0 | 0 |  | 0 |  | 0
|  |  |  | 52.76 | 105.52 | 0 | 0 | 0 | 0 | 0 | 11.23 | 0.12409 | 0 | 105.52 | 26.302 | 0 | 79.218 | 0 | 0 | 79.218 | 1 | 0 | 0 |  | 0 |  | 0
|  |  |  | 61.2 | 122.4 | 0 | 0 | 0 | 0 | 0 | 11.23 | 0.12409 | 0 | 122.4 | 37.629 | 0 | 84.771 | 0 | 0 | 84.771 | 1 | 0 | 0 |  | 0 |  | 0
|  |  |  | 59.32 | 118.64 | 0 | 0 | 0 | 0 | 0 | 11.23 | 0.12409 | 0 | 118.64 | 34.221 | 0 | 84.419 | 0 | 0 | 84.419 | 1 | 0 | 0 |  | 0 |  | 0
|  |  |  | 62.12 | 124.24 | 0 | 0 | 0 | 0 | 0 | 17.48 | 0.13136 | 0 | 124.24 | 44.597 | 0 | 79.643 | 0 | 0 | 79.643 | 1 | 0 | 0 |  | 0 |  | 0
|  |  |  | 65.88 | 131.76 | 0 | 0 | 0 | 0 | 0 | 17.48 | 0.13136 | 0 | 131.76 | 61.332 | 0 | 70.428 | 0 | 0 | 70.428 | 1 | 0 | 0 |  | 0 |  | 0
|  |  |  | 64.68 | 129.36 | 0 | 0 | 0 | 0 | 0 | 17.48 | 0.13136 | 0 | 129.36 | 68.793 | 0 | 56.534 | 0 | 0 | 56.534 | 0.77663 | 0 | 4.032 |  | 0 |  | 0
|  |  |  | 64.76 | 129.52 | 0 | 0 | 0 | 0 | 0 | 17.48 | 0.13136 | 0 | 129.52 | 80.758 | 0 | 40.397 | 0 | 0 | 40.397 | 0.31326 | 0 | 8.365 |  | 0 |  | 0
|  |  |  | 61.32 | 122.64 | 0 | 0 | 0 | 0 | 0 | 11.23 | 0.12409 | 0 | 122.64 | 104.187 | 0 | 18.453 | 0 | 0 | 18.453 | 0.31326 | 0 | 0 |  | 0 |  | 0
|  |  |  | 59.64 | 119.28 | 0 | 0 | 0 | 0 | 0 | 11.23 | 0.12409 | 0 | 119.28 | 114.774 | 0 | 2.461 | 0 | 0 | 2.461 | 0.2 | 0 | 2.045 |  | 0 |  | 0
|  |  |  | 57.24 | 114.48 | 0 | 0 | 0 | 0 | 0 | 11.23 | 0.12409 | 0 | 114.48 | 114.48 | 0 | 0 | 0 | 0 | 0 | 0.2 | 0 | 0 |  | 0 |  | 0
|  |  |  | 50.16 | 100.32 | 0 | 0 | 0 | 0 | 0 | 7.48 | 0.10336 | 0 | 100.32 | 100.32 | 0 | 0 | 0 | 0 | 0 | 0.2 | 0 | 0 |  | 0 |  | 0
|  |  |  | 42.76 | 85.52 | 0 | 0 | 0 | 0 | 0 | 7.48 | 0.10336 | 0 | 85.52 | 85.52 | 0 | 0 | 0 | 0 | 0 | 0.2 | 0 | 0 |  | 0 |  | 0
|  |  |  | 38.72 | 77.44 | 0 | 0 | 0 | 0 | 0 | 7.48 | 0.10336 | 0 | 77.44 | 77.44 | 0 | 0 | 0 | 0 | 0 | 0.2 | 0 | 0 |  | 0 |  | 0
|  |  |  | 18.56 | 37.12 | 0 | 0 | 0 | 0 | 0 | 7.48 | 0.10336 | 0 | 37.12 | 37.12 | 0 | 0 | 0 | 0 | 0 | 0.2 | 0 | 0 |  | 0 |  | 0
|  |  |  | 14.24 | 28.48 | 0 | 0 | 0 | 0 | 0 | 7.48 | 0.10336 | 0 | 28.48 | 28.48 | 0 | 0 | 0 | 0 | 0 | 0.2 | 0 | 0 |  | 0 |  | 0
|  |  |  | 14.76 | 29.52 | 0 | 0 | 0 | 0 | 0 | 7.48 | 0.10336 | 0 | 29.52 | 29.52 | 0 | 0 | 0 | 0 | 0 | 0.2 | 0 | 0 |  | 0 |  | 0
|  |  |  | 14.48 | 28.96 | 0 | 0 | 0 | 0 | 0 | 7.48 | 0.10336 | 0 | 28.96 | 28.96 | 0 | 0 | 0 | 0 | 0 | 0.2 | 0 | 0 |  | 0 |  | 0
|  |  |  | 16.88 | 33.76 | 0 | 0 | 0 | 0 | 0 | 7.48 | 0.10336 | 0 | 33.76 | 33.76 | 0 | 0 | 0 | 0 | 0 | 0.2 | 0 | 0 |  | 0 |  | 0
|  |  |  | 19.24 | 38.48 | 0 | 0 | 0 | 0 | 0 | 7.48 | 0.10336 | 0 | 38.48 | 38.48 | 0 | 0 | 0 | 0 | 0 | 0.2 | 0 | 0 |  | 0 |  | 0
|  |  |  | 16.44 | 32.88 | 0 | 0 | 0 | 0 | 0 | 7.48 | 0.10336 | 0 | 32.88 | 29.255 | 0 | 3.625 | 0 | 0 | 3.625 | 0.2 | 0 | 0 |  | 0 |  | 0
|  |  |  | 16.76 | 33.52 | 0 | 0 | 0 | 0 | 0 | 7.48 | 0.10336 | 0 | 33.52 | 18.474 | 0 | 15.046 | 0 | 0 | 15.046 | 0.2 | 0 | 0 |  | 0 |  | 0
|  |  |  | 21.76 | 43.52 | 0 | 0 | 0 | 0 | 0 | 7.48 | 0.10336 | 0 | 43.52 | 1.522 | 0 | 41.998 | 0 | 0 | 41.998 | 0.2 | 0 | 0 |  | 0 |  | 0
|  |  |  | 21.2 | 42.4 | 0 | 0 | 0 | 0 | 0 | 7.48 | 0.10336 | 0 | 42.4 | 0 | 9.952 | 50.765 | 8.365 | 0 | 42.4 | 0.61636 | 0 | 0 |  | 0 |  | 0
|  |  |  | 23.52 | 47.04 | 0 | 0 | 0 | 0 | 0 | 7.48 | 0.10336 | 0 | 47.04 | 0 | 20.482 | 54.747 | 7.707 | 0 | 47.04 | 1 | 0 | 0 |  | 0 |  | 0
|  |  |  | 29 | 58 | 0 | 0 | 0 | 0 | 0 | 11.23 | 0.12409 | 0 | 58 | 0 | 27.486 | 58 | 0 | 0 | 58 | 1 | 0 | 0 |  | 0 |  | 0
|  |  |  | 35.48 | 70.96 | 0 | 0 | 0 | 0 | 0 | 11.23 | 0.12409 | 0 | 70.96 | 0 | 18.406 | 70.96 | 0 | 0 | 70.96 | 1 | 0 | 0 |  | 0 |  | 0
|  |  |  | 33.64 | 67.28 | 0 | 0 | 0 | 0 | 0 | 11.23 | 0.12409 | 0 | 67.28 | 0 | 22.219 | 67.28 | 0 | 0 | 67.28 | 1 | 0 | 0 |  | 0 |  | 0
|  |  |  | 36.76 | 73.52 | 0 | 0 | 0 | 0 | 0 | 17.48 | 0.13136 | 0 | 73.52 | 0 | 10.524 | 73.52 | 0 | 0 | 73.52 | 1 | 0 | 0 |  | 0 |  | 0
|  |  |  | 43.68 | 87.36 | 0 | 0 | 0 | 0 | 0 | 17.48 | 0.13136 | 0 | 87.36 | 13.282 | 0 | 74.078 | 0 | 0 | 74.078 | 1 | 0 | 0 |  | 0 |  | 0
|  |  |  | 43.32 | 86.64 | 0 | 0 | 0 | 0 | 0 | 17.48 | 0.13136 | 0 | 86.64 | 21.386 | 0 | 59.177 | 0 | 0 | 59.177 | 0.66337 | 0 | 6.077 |  | 0 |  | 0
|  |  |  | 43.88 | 87.76 | 0 | 0 | 0 | 0 | 0 | 17.48 | 0.13136 | 0 | 87.76 | 39.689 | 0 | 39.706 | 0 | 0 | 39.706 | 0.2 | 0 | 8.365 |  | 0 |  | 0
|  |  |  | 45.32 | 90.64 | 0 | 0 | 0 | 0 | 0 | 11.23 | 0.12409 | 0 | 90.64 | 72.587 | 0 | 18.053 | 0 | 0 | 18.053 | 0.2 | 0 | 0 |  | 0 |  | 0
|  |  |  | 37.32 | 74.64 | 0 | 0 | 0 | 0 | 0 | 11.23 | 0.12409 | 0 | 74.64 | 72.13 | 0 | 2.51 | 0 | 0 | 2.51 | 0.2 | 0 | 0 |  | 0 |  | 0
|  |  |  | 35.88 | 71.76 | 0 | 0 | 0 | 0 | 0 | 11.23 | 0.12409 | 0 | 71.76 | 71.76 | 0 | 0 | 0 | 0 | 0 | 0.2 | 0 | 0 |  | 0 |  | 0
|  |  |  | 34.92 | 69.84 | 0 | 0 | 0 | 0 | 0 | 7.48 | 0.10336 | 0 | 69.84 | 69.84 | 0 | 0 | 0 | 0 | 0 | 0.2 | 0 | 0 |  | 0 |  | 0
|  |  |  | 31.28 | 62.56 | 0 | 0 | 0 | 0 | 0 | 7.48 | 0.10336 | 0 | 62.56 | 62.56 | 0 | 0 | 0 | 0 | 0 | 0.2 | 0 | 0 |  | 0 |  | 0
|  |  |  | 27.36 | 54.72 | 0 | 0 | 0 | 0 | 0 | 7.48 | 0.10336 | 0 | 54.72 | 54.72 | 0 | 0 | 0 | 0 | 0 | 0.2 | 0 | 0 |  | 0 |  | 0
|  |  |  | 15.52 | 31.04 | 0 | 0 | 0 | 0 | 0 | 7.48 | 0.10336 | 0 | 31.04 | 31.04 | 0 | 0 | 0 | 0 | 0 | 0.2 | 0 | 0 |  | 0 |  | 0
|  |  |  | 13.68 | 27.36 | 0 | 0 | 0 | 0 | 0 | 7.48 | 0.10336 | 0 | 27.36 | 27.36 | 0 | 0 | 0 | 0 | 0 | 0.2 | 0 | 0 |  | 0 |  | 0
|  |  |  | 14.24 | 28.48 | 0 | 0 | 0 | 0 | 0 | 7.48 | 0.10336 | 0 | 28.48 | 28.48 | 0 | 0 | 0 | 0 | 0 | 0.2 | 0 | 0 |  | 0 |  | 0
|  |  |  | 13.72 | 27.44 | 0 | 0 | 0 | 0 | 0 | 7.48 | 0.10336 | 0 | 27.44 | 27.44 | 0 | 0 | 0 | 0 | 0 | 0.2 | 0 | 0 |  | 0 |  | 0
|  |  |  | 14.28 | 28.56 | 0 | 0 | 0 | 0 | 0 | 7.48 | 0.10336 | 0 | 28.56 | 28.56 | 0 | 0 | 0 | 0 | 0 | 0.2 | 0 | 0 |  | 0 |  | 0
|  |  |  | 14.2 | 28.4 | 0 | 0 | 0 | 0 | 0 | 7.48 | 0.10336 | 0 | 28.4 | 28.4 | 0 | 0 | 0 | 0 | 0 | 0.2 | 0 | 0 |  | 0 |  | 0
|  |  |  | 15.96 | 31.92 | 0 | 0 | 0 | 0 | 0 | 7.48 | 0.10336 | 0 | 31.92 | 28.38 | 0 | 3.54 | 0 | 0 | 3.54 | 0.2 | 0 | 0 |  | 0 |  | 0
|  |  |  | 16.24 | 32.48 | 0 | 0 | 0 | 0 | 0 | 7.48 | 0.10336 | 0 | 32.48 | 19.107 | 0 | 13.373 | 0 | 0 | 13.373 | 0.2 | 0 | 0 |  | 0 |  | 0
|  |  |  | 16.92 | 33.84 | 0 | 0 | 0 | 0 | 0 | 7.48 | 0.10336 | 0 | 33.84 | 0 | 0 | 36.796 | 2.956 | 0 | 33.84 | 0.34716 | 0 | 0 |  | 0 |  | 0
|  |  |  | 21.32 | 42.64 | 0 | 0 | 0 | 0 | 0 | 7.48 | 0.10336 | 0 | 42.64 | 0 | 8.949 | 51.005 | 8.365 | 0 | 42.64 | 0.76352 | 0 | 0 |  | 0 |  | 0
|  |  |  | 29.68 | 59.36 | 0 | 0 | 0 | 0 | 0 | 7.48 | 0.10336 | 0 | 59.36 | 0 | 10.609 | 64.111 | 4.751 | 0 | 59.36 | 1 | 0 | 0 |  | 0 |  | 0
|  |  |  | 33.68 | 67.36 | 0 | 0 | 0 | 0 | 0 | 11.23 | 0.12409 | 0 | 67.36 | 0 | 16.587 | 67.36 | 0 | 0 | 67.36 | 1 | 0 | 0 |  | 0 |  | 0
|  |  |  | 35.8 | 71.6 | 0 | 0 | 0 | 0 | 0 | 11.23 | 0.12409 | 0 | 71.6 | 0 | 17.839 | 71.6 | 0 | 0 | 71.6 | 1 | 0 | 0 |  | 0 |  | 0
|  |  |  | 45.4 | 90.8 | 0 | 0 | 0 | 0 | 0 | 11.23 | 0.12409 | 0 | 90.8 | 1.725 | 0 | 89.075 | 0 | 0 | 89.075 | 1 | 0 | 0 |  | 0 |  | 0
|  |  |  | 45.12 | 90.24 | 0 | 0 | 0 | 0 | 0 | 17.48 | 0.13136 | 0 | 90.24 | 6.112 | 0 | 84.128 | 0 | 0 | 84.128 | 1 | 0 | 0 |  | 0 |  | 0
|  |  |  | 46.76 | 93.52 | 0 | 0 | 0 | 0 | 0 | 17.48 | 0.13136 | 0 | 93.52 | 19.079 | 0 | 74.441 | 0 | 0 | 74.441 | 1 | 0 | 0 |  | 0 |  | 0
|  |  |  | 46.28 | 92.56 | 0 | 0 | 0 | 0 | 0 | 17.48 | 0.13136 | 0 | 92.56 | 26.736 | 0 | 59.747 | 0 | 0 | 59.747 | 0.66337 | 0 | 6.077 |  | 0 |  | 0
|  |  |  | 46.8 | 93.6 | 0 | 0 | 0 | 0 | 0 | 17.48 | 0.13136 | 0 | 93.6 | 45.275 | 0 | 39.961 | 0 | 0 | 39.961 | 0.2 | 0 | 8.365 |  | 0 |  | 0
|  |  |  | 47.64 | 95.28 | 0 | 0 | 0 | 0 | 0 | 11.23 | 0.12409 | 0 | 95.28 | 76.827 | 0 | 18.453 | 0 | 0 | 18.453 | 0.2 | 0 | 0 |  | 0 |  | 0
|  |  |  | 46.84 | 93.68 | 0 | 0 | 0 | 0 | 0 | 11.23 | 0.12409 | 0 | 93.68 | 91.025 | 0 | 2.655 | 0 | 0 | 2.655 | 0.2 | 0 | 0 |  | 0 |  | 0
|  |  |  | 39.6 | 79.2 | 0 | 0 | 0 | 0 | 0 | 11.23 | 0.12409 | 0 | 79.2 | 79.2 | 0 | 0 | 0 | 0 | 0 | 0.2 | 0 | 0 |  | 0 |  | 0
|  |  |  | 35.96 | 71.92 | 0 | 0 | 0 | 0 | 0 | 7.48 | 0.10336 | 0 | 71.92 | 71.92 | 0 | 0 | 0 | 0 | 0 | 0.2 | 0 | 0 |  | 0 |  | 0
|  |  |  | 33.48 | 66.96 | 0 | 0 | 0 | 0 | 0 | 7.48 | 0.10336 | 0 | 66.96 | 66.96 | 0 | 0 | 0 | 0 | 0 | 0.2 | 0 | 0 |  | 0 |  | 0
|  |  |  | 31.44 | 62.88 | 0 | 0 | 0 | 0 | 0 | 7.48 | 0.10336 | 0 | 62.88 | 62.88 | 0 | 0 | 0 | 0 | 0 | 0.2 | 0 | 0 |  | 0 |  | 0
|  |  |  | 11.92 | 23.84 | 0 | 0 | 0 | 0 | 0 | 7.48 | 0.10336 | 0 | 23.84 | 23.84 | 0 | 0 | 0 | 0 | 0 | 0.2 | 0 | 0 |  | 0 |  | 0
|  |  |  | 9.44 | 18.88 | 0 | 0 | 0 | 0 | 0 | 7.48 | 0.10336 | 0 | 18.88 | 18.88 | 0 | 0 | 0 | 0 | 0 | 0.2 | 0 | 0 |  | 0 |  | 0
|  |  |  | 9.56 | 19.12 | 0 | 0 | 0 | 0 | 0 | 7.48 | 0.10336 | 0 | 19.12 | 19.12 | 0 | 0 | 0 | 0 | 0 | 0.2 | 0 | 0 |  | 0 |  | 0
|  |  |  | 10.72 | 21.44 | 0 | 0 | 0 | 0 | 0 | 7.48 | 0.10336 | 0 | 21.44 | 21.44 | 0 | 0 | 0 | 0 | 0 | 0.2 | 0 | 0 |  | 0 |  | 0
|  |  |  | 11.72 | 23.44 | 0 | 0 | 0 | 0 | 0 | 7.48 | 0.10336 | 0 | 23.44 | 23.44 | 0 | 0 | 0 | 0 | 0 | 0.2 | 0 | 0 |  | 0 |  | 0
|  |  |  | 14.88 | 29.76 | 0 | 0 | 0 | 0 | 0 | 7.48 | 0.10336 | 0 | 29.76 | 29.76 | 0 | 0 | 0 | 0 | 0 | 0.2 | 0 | 0 |  | 0 |  | 0
|  |  |  | 16.68 | 33.36 | 0 | 0 | 0 | 0 | 0 | 7.48 | 0.10336 | 0 | 33.36 | 29.686 | 0 | 3.674 | 0 | 0 | 3.674 | 0.2 | 0 | 0 |  | 0 |  | 0
|  |  |  | 22.56 | 45.12 | 0 | 0 | 0 | 0 | 0 | 7.48 | 0.10336 | 0 | 45.12 | 24.473 | 0 | 20.647 | 0 | 0 | 20.647 | 0.2 | 0 | 0 |  | 0 |  | 0
|  |  |  | 24.36 | 48.72 | 0 | 0 | 0 | 0 | 0 | 7.48 | 0.10336 | 0 | 48.72 | 31.649 | 0 | 17.071 | 0 | 0 | 17.071 | 0.2 | 0 | 0 |  | 0 |  | 0
|  |  |  | 27.24 | 54.48 | 0 | 0 | 0 | 0 | 0 | 7.48 | 0.10336 | 0 | 54.48 | 14.786 | 0 | 39.694 | 0 | 0 | 39.694 | 0.2 | 0 | 0 |  | 0 |  | 0
|  |  |  | 32.36 | 64.72 | 0 | 0 | 0 | 0 | 0 | 7.48 | 0.10336 | 0 | 64.72 | 0 | 2.618 | 73.085 | 8.365 | 0 | 64.72 | 0.61636 | 0 | 0 |  | 0 |  | 0
|  |  |  | 35.16 | 70.32 | 0 | 0 | 0 | 0 | 0 | 11.23 | 0.12409 | 0 | 70.32 | 0 | 7.847 | 78.027 | 7.707 | 0 | 70.32 | 1 | 0 | 0 |  | 0 |  | 0
|  |  |  | 36.56 | 73.12 | 0 | 0 | 0 | 0 | 0 | 11.23 | 0.12409 | 0 | 73.12 | 0 | 16.852 | 73.12 | 0 | 0 | 73.12 | 1 | 0 | 0 |  | 0 |  | 0
|  |  |  | 42 | 84 | 0 | 0 | 0 | 0 | 0 | 11.23 | 0.12409 | 0 | 84 | 0 | 5.633 | 84 | 0 | 0 | 84 | 1 | 0 | 0 |  | 0 |  | 0
|  |  |  | 47.84 | 95.68 | 0 | 0 | 0 | 0 | 0 | 17.48 | 0.13136 | 0 | 95.68 | 11.224 | 0 | 84.456 | 0 | 0 | 84.456 | 1 | 0 | 0 |  | 0 |  | 0
|  |  |  | 49.32 | 98.64 | 0 | 0 | 0 | 0 | 0 | 17.48 | 0.13136 | 0 | 98.64 | 23.859 | 0 | 74.781 | 0 | 0 | 74.781 | 1 | 0 | 0 |  | 0 |  | 0
|  |  |  | 51.44 | 102.88 | 0 | 0 | 0 | 0 | 0 | 17.48 | 0.13136 | 0 | 102.88 | 37.553 | 0 | 59.25 | 0 | 0 | 59.25 | 0.66337 | 0 | 6.077 |  | 0 |  | 0
|  |  |  | 50.52 | 101.04 | 0 | 0 | 0 | 0 | 0 | 17.48 | 0.13136 | 0 | 101.04 | 52.739 | 0 | 39.936 | 0 | 0 | 39.936 | 0.2 | 0 | 8.365 |  | 0 |  | 0
|  |  |  | 50.24 | 100.48 | 0 | 0 | 0 | 0 | 0 | 11.23 | 0.12409 | 0 | 100.48 | 81.906 | 0 | 18.574 | 0 | 0 | 18.574 | 0.2 | 0 | 0 |  | 0 |  | 0
|  |  |  | 50.72 | 101.44 | 0 | 0 | 0 | 0 | 0 | 11.23 | 0.12409 | 0 | 101.44 | 98.506 | 0 | 2.934 | 0 | 0 | 2.934 | 0.2 | 0 | 0 |  | 0 |  | 0
|  |  |  | 47.12 | 94.24 | 0 | 0 | 0 | 0 | 0 | 11.23 | 0.12409 | 0 | 94.24 | 94.24 | 0 | 0 | 0 | 0 | 0 | 0.2 | 0 | 0 |  | 0 |  | 0
|  |  |  | 45.28 | 90.56 | 0 | 0 | 0 | 0 | 0 | 7.48 | 0.10336 | 8.365 | 90.56 | 90.56 | 0 | 0 | 0 | 0 | 0 | 0.61636 | 0 | 0 |  | 0 |  | 0
|  |  |  | 39.76 | 79.52 | 0 | 0 | 0 | 0 | 0 | 7.48 | 0.10336 | 1.659 | 79.52 | 79.52 | 0 | 0 | 0 | 0 | 0 | 0.69895 | 0 | 0 |  | 0 |  | 0
|  |  |  | 28.48 | 56.96 | 0 | 0 | 0 | 0 | 0 | 7.48 | 0.10336 | 0 | 56.96 | 56.96 | 0 | 0 | 0 | 0 | 0 | 0.69895 | 0 | 0 |  | 0 |  | 0
|  |  |  | 10.96 | 21.92 | 0 | 0 | 0 | 0 | 0 | 7.48 | 0.10336 | 0 | 21.92 | 21.92 | 0 | 0 | 0 | 0 | 0 | 0.69895 | 0 | 0 |  | 0 |  | 0
|  |  |  | 9.2 | 18.4 | 0 | 0 | 0 | 0 | 0 | 7.48 | 0.10336 | 0 | 18.4 | 18.4 | 0 | 0 | 0 | 0 | 0 | 0.69895 | 0 | 0 |  | 0 |  | 0
|  |  |  | 9.68 | 19.36 | 0 | 0 | 0 | 0 | 0 | 7.48 | 0.10336 | 0 | 19.36 | 19.36 | 0 | 0 | 0 | 0 | 0 | 0.69895 | 0 | 0 |  | 0 |  | 0
|  |  |  | 9.28 | 18.56 | 0 | 0 | 0 | 0 | 0 | 7.48 | 0.10336 | 0 | 18.56 | 18.56 | 0 | 0 | 0 | 0 | 0 | 0.69895 | 0 | 0 |  | 0 |  | 0
|  |  |  | 11.8 | 23.6 | 0 | 0 | 0 | 0 | 0 | 7.48 | 0.10336 | 0 | 23.6 | 23.6 | 0 | 0 | 0 | 0 | 0 | 0.69895 | 0 | 0 |  | 0 |  | 0
|  |  |  | 14.16 | 28.32 | 0 | 0 | 0 | 0 | 0 | 7.48 | 0.10336 | 0 | 28.32 | 28.32 | 0 | 0 | 0 | 0 | 0 | 0.69895 | 0 | 0 |  | 0 |  | 0
|  |  |  | 16.04 | 32.08 | 0 | 0 | 0 | 0 | 0 | 7.48 | 0.10336 | 0 | 32.08 | 28.285 | 0 | 3.795 | 0 | 0 | 3.795 | 0.69895 | 0 | 0 |  | 0 |  | 0
|  |  |  | 17 | 34 | 0 | 0 | 0 | 0 | 0 | 7.48 | 0.10336 | 0 | 34 | 13.68 | 0 | 20.32 | 0 | 0 | 20.32 | 0.69895 | 0 | 0 |  | 0 |  | 0
|  |  |  | 22.24 | 44.48 | 0 | 0 | 0 | 0 | 0 | 7.48 | 0.10336 | 0 | 44.48 | 32.538 | 0 | 11.942 | 0 | 0 | 11.942 | 0.69895 | 0 | 0 |  | 0 |  | 0
|  |  |  | 29.32 | 58.64 | 0 | 0 | 0 | 0 | 0 | 7.48 | 0.10336 | 0 | 58.64 | 37.544 | 0 | 21.096 | 0 | 0 | 21.096 | 0.69895 | 0 | 0 |  | 0 |  | 0
|  |  |  | 34.64 | 69.28 | 0 | 0 | 0 | 0 | 0 | 7.48 | 0.10336 | 0 | 69.28 | 18.832 | 0 | 50.448 | 0 | 0 | 50.448 | 0.69895 | 0 | 0 |  | 0 |  | 0
|  |  |  | 37.96 | 75.92 | 0 | 0 | 0 | 0 | 0 | 7.48 | 0.10336 | 0 | 75.92 | 3.515 | 0 | 72.405 | 0 | 0 | 72.405 | 0.69895 | 0 | 0 |  | 0 |  | 0
|  |  |  | 41.68 | 83.36 | 0 | 0 | 0 | 0 | 0 | 7.48 | 0.10336 | 0 | 83.36 | 0 | 0 | 89.014 | 5.654 | 0 | 83.36 | 0.9804 | 0 | 0 |  | 0 |  | 0
|  |  |  | 43.88 | 87.76 | 0 | 0 | 0 | 0 | 0 | 7.48 | 0.10336 | 0 | 87.76 | 0 | 0 | 88.154 | 0.394 | 0 | 87.76 | 1 | 0 | 0 |  | 0 |  | 0
|  |  |  | 43.84 | 87.68 | 0 | 0 | 0 | 0 | 0 | 7.48 | 0.10336 | 0 | 87.68 | 4.073 | 0 | 83.607 | 0 | 0 | 83.607 | 1 | 0 | 0 |  | 0 |  | 0
|  |  |  | 43.64 | 87.28 | 0 | 0 | 0 | 0 | 0 | 7.48 | 0.10336 | 0 | 87.28 | 13.239 | 0 | 74.041 | 0 | 0 | 74.041 | 1 | 0 | 0 |  | 0 |  | 0
|  |  |  | 45.76 | 91.52 | 0 | 0 | 0 | 0 | 0 | 7.48 | 0.10336 | 0 | 91.52 | 32.767 | 0 | 58.753 | 0 | 0 | 58.753 | 1 | 0 | 0 |  | 0 |  | 0
|  |  |  | 44.2 | 88.4 | 0 | 0 | 0 | 0 | 0 | 7.48 | 0.10336 | 0 | 88.4 | 48.5 | 0 | 39.9 | 0 | 0 | 39.9 | 1 | 0 | 0 |  | 0 |  | 0
|  |  |  | 43.8 | 87.6 | 0 | 0 | 0 | 0 | 0 | 7.48 | 0.10336 | 0 | 87.6 | 69.147 | 0 | 18.453 | 0 | 0 | 18.453 | 1 | 0 | 0 |  | 0 |  | 0
|  |  |  | 43.12 | 86.24 | 0 | 0 | 0 | 0 | 0 | 7.48 | 0.10336 | 0 | 86.24 | 83.488 | 0 | 2.752 | 0 | 0 | 2.752 | 1 | 0 | 0 |  | 0 |  | 0
|  |  |  | 41.04 | 82.08 | 0 | 0 | 0 | 0 | 0 | 7.48 | 0.10336 | 0 | 82.08 | 82.08 | 0 | 0 | 0 | 0 | 0 | 1 | 0 | 0 |  | 0 |  | 0
|  |  |  | 40.32 | 80.64 | 0 | 0 | 0 | 0 | 0 | 7.48 | 0.10336 | 0 | 80.64 | 80.64 | 0 | 0 | 0 | 0 | 0 | 1 | 0 | 0 |  | 0 |  | 0
|  |  |  | 35.96 | 71.92 | 0 | 0 | 0 | 0 | 0 | 7.48 | 0.10336 | 0 | 71.92 | 71.92 | 0 | 0 | 0 | 0 | 0 | 1 | 0 | 0 |  | 0 |  | 0
|  |  |  | 30 | 60 | 0 | 0 | 0 | 0 | 0 | 7.48 | 0.10336 | 0 | 60 | 60 | 0 | 0 | 0 | 0 | 0 | 1 | 0 | 0 |  | 0 |  | 0
|  |  |  | 12.96 | 25.92 | 0 | 0 | 0 | 0 | 0 | 7.48 | 0.10336 | 0 | 25.92 | 25.92 | 0 | 0 | 0 | 0 | 0 | 1 | 0 | 0 |  | 0 |  | 0
|  |  |  | 8.56 | 17.12 | 0 | 0 | 0 | 0 | 0 | 7.48 | 0.10336 | 0 | 17.12 | 17.12 | 0 | 0 | 0 | 0 | 0 | 1 | 0 | 0 |  | 0 |  | 0
|  |  |  | 9.48 | 18.96 | 0 | 0 | 0 | 0 | 0 | 7.48 | 0.10336 | 0 | 18.96 | 18.96 | 0 | 0 | 0 | 0 | 0 | 1 | 0 | 0 |  | 0 |  | 0
|  |  |  | 10.28 | 20.56 | 0 | 0 | 0 | 0 | 0 | 7.48 | 0.10336 | 0 | 20.56 | 20.56 | 0 | 0 | 0 | 0 | 0 | 1 | 0 | 0 |  | 0 |  | 0
|  |  |  | 11.28 | 22.56 | 0 | 0 | 0 | 0 | 0 | 7.48 | 0.10336 | 0 | 22.56 | 22.56 | 0 | 0 | 0 | 0 | 0 | 1 | 0 | 0 |  | 0 |  | 0
|  |  |  | 13.28 | 26.56 | 0 | 0 | 0 | 0 | 0 | 7.48 | 0.10336 | 0 | 26.56 | 26.56 | 0 | 0 | 0 | 0 | 0 | 1 | 0 | 0 |  | 0 |  | 0
|  |  |  | 17.04 | 34.08 | 0 | 0 | 0 | 0 | 0 | 7.48 | 0.10336 | 0 | 34.08 | 30.358 | 0 | 3.722 | 0 | 0 | 3.722 | 1 | 0 | 0 |  | 0 |  | 0
|  |  |  | 22.56 | 45.12 | 0 | 0 | 0 | 0 | 0 | 7.48 | 0.10336 | 0 | 45.12 | 24.752 | 0 | 20.368 | 0 | 0 | 20.368 | 1 | 0 | 0 |  | 0 |  | 0
|  |  |  | 32.64 | 65.28 | 0 | 0 | 0 | 0 | 0 | 7.48 | 0.10336 | 0 | 65.28 | 53.241 | 0 | 12.039 | 0 | 0 | 12.039 | 1 | 0 | 0 |  | 0 |  | 0
|  |  |  | 39.72 | 79.44 | 0 | 0 | 0 | 0 | 0 | 7.48 | 0.10336 | 0 | 79.44 | 59.629 | 0 | 19.811 | 0 | 0 | 19.811 | 1 | 0 | 0 |  | 0 |  | 0
|  |  |  | 46.76 | 93.52 | 0 | 0 | 0 | 0 | 0 | 7.48 | 0.10336 | 0 | 93.52 | 51.45 | 0 | 42.07 | 0 | 0 | 42.07 | 1 | 0 | 0 |  | 0 |  | 0
|  |  |  | 53.16 | 106.32 | 0 | 0 | 0 | 0 | 0 | 7.48 | 0.10336 | 0 | 106.32 | 21.488 | 0 | 84.832 | 0 | 0 | 84.832 | 1 | 0 | 0 |  | 0 |  | 0
|  |  |  | 57.6 | 115.2 | 0 | 0 | 0 | 0 | 0 | 7.48 | 0.10336 | 0 | 115.2 | 25.494 | 0 | 89.706 | 0 | 0 | 89.706 | 1 | 0 | 0 |  | 0 |  | 0
|  |  |  | 55.88 | 111.76 | 0 | 0 | 0 | 0 | 0 | 7.48 | 0.10336 | 0 | 111.76 | 22.309 | 0 | 89.451 | 0 | 0 | 89.451 | 1 | 0 | 0 |  | 0 |  | 0
|  |  |  | 64.48 | 128.96 | 0 | 0 | 0 | 0 | 0 | 7.48 | 0.10336 | 0 | 128.96 | 44.686 | 0 | 84.274 | 0 | 0 | 84.274 | 1 | 0 | 0 |  | 0 |  | 0
|  |  |  | 60.48 | 120.96 | 0 | 0 | 0 | 0 | 0 | 7.48 | 0.10336 | 0 | 120.96 | 46.385 | 0 | 74.575 | 0 | 0 | 74.575 | 1 | 0 | 0 |  | 0 |  | 0
|  |  |  | 57 | 114 | 0 | 0 | 0 | 0 | 0 | 7.48 | 0.10336 | 0 | 114 | 54.071 | 0 | 59.929 | 0 | 0 | 59.929 | 1 | 0 | 0 |  | 0 |  | 0
|  |  |  | 58.08 | 116.16 | 0 | 0 | 0 | 0 | 0 | 7.48 | 0.10336 | 0 | 116.16 | 76.078 | 0 | 40.082 | 0 | 0 | 40.082 | 1 | 0 | 0 |  | 0 |  | 0
|  |  |  | 61 | 122 | 0 | 0 | 0 | 0 | 0 | 7.48 | 0.10336 | 0 | 122 | 103.596 | 0 | 18.404 | 0 | 0 | 18.404 | 1 | 0 | 0 |  | 0 |  | 0
|  |  |  | 62.08 | 124.16 | 0 | 0 | 0 | 0 | 0 | 7.48 | 0.10336 | 0 | 124.16 | 113.043 | 0 | 2.752 | 0 | 0 | 2.752 | 0.53663 | 0 | 8.365 |  | 0 |  | 0
|  |  |  | 59.56 | 119.12 | 0 | 0 | 0 | 0 | 0 | 7.48 | 0.10336 | 0 | 119.12 | 113.043 | 0 | 0 | 0 | 0 | 0 | 0.2 | 0 | 6.077 |  | 0 |  | 0
|  |  |  | 54.2 | 108.4 | 0 | 0 | 0 | 0 | 0 | 7.48 | 0.10336 | 4.643 | 108.4 | 108.4 | 0 | 0 | 0 | 0 | 0 | 0.43112 | 0 | 0 |  | 0 |  | 0
|  |  |  | 46.2 | 92.4 | 0 | 0 | 0 | 0 | 0 | 7.48 | 0.10336 | 8.365 | 92.4 | 92.4 | 0 | 0 | 0 | 0 | 0 | 0.84748 | 0 | 0 |  | 0 |  | 0
|  |  |  | 38.64 | 77.28 | 0 | 0 | 0 | 0 | 0 | 7.48 | 0.10336 | 3.064 | 77.28 | 77.28 | 0 | 0 | 0 | 0 | 0 | 1 | 0 | 0 |  | 0 |  | 0
|  |  |  | 15.28 | 30.56 | 0 | 0 | 0 | 0 | 0 | 7.48 | 0.10336 | 0 | 30.56 | 30.56 | 0 | 0 | 0 | 0 | 0 | 1 | 0 | 0 |  | 0 |  | 0
|  |  |  | 9.36 | 18.72 | 0 | 0 | 0 | 0 | 0 | 7.48 | 0.10336 | 0 | 18.72 | 18.72 | 0 | 0 | 0 | 0 | 0 | 1 | 0 | 0 |  | 0 |  | 0
|  |  |  | 10.92 | 21.84 | 0 | 0 | 0 | 0 | 0 | 7.48 | 0.10336 | 0 | 21.84 | 21.84 | 0 | 0 | 0 | 0 | 0 | 1 | 0 | 0 |  | 0 |  | 0
|  |  |  | 11.12 | 22.24 | 0 | 0 | 0 | 0 | 0 | 7.48 | 0.10336 | 0 | 22.24 | 22.24 | 0 | 0 | 0 | 0 | 0 | 1 | 0 | 0 |  | 0 |  | 0
|  |  |  | 11.88 | 23.76 | 0 | 0 | 0 | 0 | 0 | 7.48 | 0.10336 | 0 | 23.76 | 23.76 | 0 | 0 | 0 | 0 | 0 | 1 | 0 | 0 |  | 0 |  | 0
|  |  |  | 14.12 | 28.24 | 0 | 0 | 0 | 0 | 0 | 7.48 | 0.10336 | 0 | 28.24 | 28.24 | 0 | 0 | 0 | 0 | 0 | 1 | 0 | 0 |  | 0 |  | 0
|  |  |  | 16.52 | 33.04 | 0 | 0 | 0 | 0 | 0 | 7.48 | 0.10336 | 0 | 33.04 | 29.427 | 0 | 3.613 | 0 | 0 | 3.613 | 1 | 0 | 0 |  | 0 |  | 0
|  |  |  | 22.88 | 45.76 | 0 | 0 | 0 | 0 | 0 | 7.48 | 0.10336 | 0 | 45.76 | 25.246 | 0 | 20.514 | 0 | 0 | 20.514 | 1 | 0 | 0 |  | 0 |  | 0
|  |  |  | 31.4 | 62.8 | 0 | 0 | 0 | 0 | 0 | 7.48 | 0.10336 | 0 | 62.8 | 46.251 | 0 | 16.549 | 0 | 0 | 16.549 | 1 | 0 | 0 |  | 0 |  | 0
|  |  |  | 38.52 | 77.04 | 0 | 0 | 0 | 0 | 0 | 7.48 | 0.10336 | 0 | 77.04 | 26.35 | 0 | 50.69 | 0 | 0 | 50.69 | 1 | 0 | 0 |  | 0 |  | 0
|  |  |  | 43.04 | 86.08 | 0 | 0 | 0 | 0 | 0 | 7.48 | 0.10336 | 0 | 86.08 | 10.572 | 0 | 75.508 | 0 | 0 | 75.508 | 1 | 0 | 0 |  | 0 |  | 0
|  |  |  | 49.16 | 98.32 | 0 | 0 | 0 | 0 | 0 | 11.23 | 0.12409 | 0 | 98.32 | 13.719 | 0 | 84.601 | 0 | 0 | 84.601 | 1 | 0 | 0 |  | 0 |  | 0
|  |  |  | 54.28 | 108.56 | 0 | 0 | 0 | 0 | 0 | 11.23 | 0.12409 | 0 | 108.56 | 19.921 | 0 | 88.639 | 0 | 0 | 88.639 | 1 | 0 | 0 |  | 0 |  | 0
|  |  |  | 54.4 | 108.8 | 0 | 0 | 0 | 0 | 0 | 11.23 | 0.12409 | 0 | 108.8 | 19.204 | 0 | 89.596 | 0 | 0 | 89.596 | 1 | 0 | 0 |  | 0 |  | 0
|  |  |  | 57.6 | 115.2 | 0 | 0 | 0 | 0 | 0 | 17.48 | 0.13136 | 0 | 115.2 | 30.393 | 0 | 84.807 | 0 | 0 | 84.807 | 1 | 0 | 0 |  | 0 |  | 0
|  |  |  | 59.44 | 118.88 | 0 | 0 | 0 | 0 | 0 | 17.48 | 0.13136 | 0 | 118.88 | 43.626 | 0 | 75.254 | 0 | 0 | 75.254 | 1 | 0 | 0 |  | 0 |  | 0
|  |  |  | 60.28 | 120.56 | 0 | 0 | 0 | 0 | 0 | 17.48 | 0.13136 | 0 | 120.56 | 59.916 | 0 | 60.644 | 0 | 0 | 60.644 | 1 | 0 | 0 |  | 0 |  | 0
|  |  |  | 60.96 | 121.92 | 0 | 0 | 0 | 0 | 0 | 17.48 | 0.13136 | 0 | 121.92 | 72.843 | 0 | 40.712 | 0 | 0 | 40.712 | 0.53663 | 0 | 8.365 |  | 0 |  | 0
|  |  |  | 57.04 | 114.08 | 0 | 0 | 0 | 0 | 0 | 11.23 | 0.12409 | 4.655 | 114.08 | 95.288 | 0 | 18.792 | 0 | 0 | 18.792 | 0.76834 | 0 | 0 |  | 0 |  | 0
|  |  |  | 61.4 | 122.8 | 0 | 0 | 0 | 0 | 0 | 11.23 | 0.12409 | 0 | 122.8 | 111.865 | 0 | 2.57 | 0 | 0 | 2.57 | 0.30497 | 0 | 8.365 |  | 0 |  | 0
|  |  |  | 56.88 | 113.76 | 0 | 0 | 0 | 0 | 0 | 11.23 | 0.12409 | 0 | 113.76 | 111.865 | 0 | 0 | 0 | 0 | 0 | 0.2 | 0 | 1.895 |  | 0 |  | 0
|  |  |  | 55.64 | 111.28 | 0 | 0 | 0 | 0 | 0 | 7.48 | 0.10336 | 0 | 111.28 | 111.28 | 0 | 0 | 0 | 0 | 0 | 0.2 | 0 | 0 |  | 0 |  | 0
|  |  |  | 51.84 | 103.68 | 0 | 0 | 0 | 0 | 0 | 7.48 | 0.10336 | 0 | 103.68 | 103.68 | 0 | 0 | 0 | 0 | 0 | 0.2 | 0 | 0 |  | 0 |  | 0
|  |  |  | 39.84 | 79.68 | 0 | 0 | 0 | 0 | 0 | 7.48 | 0.10336 | 0 | 79.68 | 79.68 | 0 | 0 | 0 | 0 | 0 | 0.2 | 0 | 0 |  | 0 |  | 0
|  |  |  | 15.68 | 31.36 | 0 | 0 | 0 | 0 | 0 | 7.48 | 0.10336 | 0 | 31.36 | 31.36 | 0 | 0 | 0 | 0 | 0 | 0.2 | 0 | 0 |  | 0 |  | 0
|  |  |  | 9.48 | 18.96 | 0 | 0 | 0 | 0 | 0 | 7.48 | 0.10336 | 0 | 18.96 | 18.96 | 0 | 0 | 0 | 0 | 0 | 0.2 | 0 | 0 |  | 0 |  | 0
|  |  |  | 11.88 | 23.76 | 0 | 0 | 0 | 0 | 0 | 7.48 | 0.10336 | 0 | 23.76 | 23.76 | 0 | 0 | 0 | 0 | 0 | 0.2 | 0 | 0 |  | 0 |  | 0
|  |  |  | 11.56 | 23.12 | 0 | 0 | 0 | 0 | 0 | 7.48 | 0.10336 | 0 | 23.12 | 23.12 | 0 | 0 | 0 | 0 | 0 | 0.2 | 0 | 0 |  | 0 |  | 0
|  |  |  | 12.24 | 24.48 | 0 | 0 | 0 | 0 | 0 | 7.48 | 0.10336 | 0 | 24.48 | 24.48 | 0 | 0 | 0 | 0 | 0 | 0.2 | 0 | 0 |  | 0 |  | 0
|  |  |  | 14.2 | 28.4 | 0 | 0 | 0 | 0 | 0 | 7.48 | 0.10336 | 0 | 28.4 | 28.4 | 0 | 0 | 0 | 0 | 0 | 0.2 | 0 | 0 |  | 0 |  | 0
|  |  |  | 16.32 | 32.64 | 0 | 0 | 0 | 0 | 0 | 7.48 | 0.10336 | 0 | 32.64 | 29.427 | 0 | 3.213 | 0 | 0 | 3.213 | 0.2 | 0 | 0 |  | 0 |  | 0
|  |  |  | 22.6 | 45.2 | 0 | 0 | 0 | 0 | 0 | 7.48 | 0.10336 | 0 | 45.2 | 24.371 | 0 | 20.829 | 0 | 0 | 20.829 | 0.2 | 0 | 0 |  | 0 |  | 0
|  |  |  | 24.32 | 48.64 | 0 | 0 | 0 | 0 | 0 | 7.48 | 0.10336 | 0 | 48.64 | 5.806 | 0 | 42.834 | 0 | 0 | 42.834 | 0.2 | 0 | 0 |  | 0 |  | 0
|  |  |  | 26.2 | 52.4 | 0 | 0 | 0 | 0 | 0 | 7.48 | 0.10336 | 0 | 52.4 | 0 | 0.207 | 60.765 | 8.365 | 0 | 52.4 | 0.61636 | 0 | 0 |  | 0 |  | 0
|  |  |  | 30.72 | 61.44 | 0 | 0 | 0 | 0 | 0 | 7.48 | 0.10336 | 0 | 61.44 | 0 | 4.979 | 69.147 | 7.707 | 0 | 61.44 | 1 | 0 | 0 |  | 0 |  | 0
|  |  |  | 35.56 | 71.12 | 0 | 0 | 0 | 0 | 0 | 11.23 | 0.12409 | 0 | 71.12 | 0 | 13.797 | 71.12 | 0 | 0 | 71.12 | 1 | 0 | 0 |  | 0 |  | 0
|  |  |  | 37.24 | 74.48 | 0 | 0 | 0 | 0 | 0 | 11.23 | 0.12409 | 0 | 74.48 | 0 | 16.571 | 74.48 | 0 | 0 | 74.48 | 1 | 0 | 0 |  | 0 |  | 0
|  |  |  | 37.6 | 75.2 | 0 | 0 | 0 | 0 | 0 | 11.23 | 0.12409 | 0 | 75.2 | 0 | 15.682 | 75.2 | 0 | 0 | 75.2 | 1 | 0 | 0 |  | 0 |  | 0
|  |  |  | 41.08 | 82.16 | 0 | 0 | 0 | 0 | 0 | 17.48 | 0.13136 | 0 | 82.16 | 0 | 3.763 | 82.16 | 0 | 0 | 82.16 | 1 | 0 | 0 |  | 0 |  | 0
|  |  |  | 43.48 | 86.96 | 0 | 0 | 0 | 0 | 0 | 17.48 | 0.13136 | 0 | 86.96 | 10.494 | 0 | 76.466 | 0 | 0 | 76.466 | 1 | 0 | 0 |  | 0 |  | 0
|  |  |  | 43.48 | 86.96 | 0 | 0 | 0 | 0 | 0 | 17.48 | 0.13136 | 0 | 86.96 | 19.924 | 0 | 60.96 | 0 | 0 | 60.96 | 0.66337 | 0 | 6.077 |  | 0 |  | 0
|  |  |  | 47.72 | 95.44 | 0 | 0 | 0 | 0 | 0 | 17.48 | 0.13136 | 0 | 95.44 | 45.514 | 0 | 41.561 | 0 | 0 | 41.561 | 0.2 | 0 | 8.365 |  | 0 |  | 0
|  |  |  | 48.12 | 96.24 | 0 | 0 | 0 | 0 | 0 | 11.23 | 0.12409 | 0 | 96.24 | 77.145 | 0 | 19.095 | 0 | 0 | 19.095 | 0.2 | 0 | 0 |  | 0 |  | 0
|  |  |  | 48.56 | 97.12 | 0 | 0 | 0 | 0 | 0 | 11.23 | 0.12409 | 0 | 97.12 | 94.707 | 0 | 2.413 | 0 | 0 | 2.413 | 0.2 | 0 | 0 |  | 0 |  | 0
|  |  |  | 47.64 | 95.28 | 0 | 0 | 0 | 0 | 0 | 11.23 | 0.12409 | 0 | 95.28 | 95.28 | 0 | 0 | 0 | 0 | 0 | 0.2 | 0 | 0 |  | 0 |  | 0
|  |  |  | 44.08 | 88.16 | 0 | 0 | 0 | 0 | 0 | 7.48 | 0.10336 | 0 | 88.16 | 88.16 | 0 | 0 | 0 | 0 | 0 | 0.2 | 0 | 0 |  | 0 |  | 0
|  |  |  | 33.16 | 66.32 | 0 | 0 | 0 | 0 | 0 | 7.48 | 0.10336 | 0 | 66.32 | 66.32 | 0 | 0 | 0 | 0 | 0 | 0.2 | 0 | 0 |  | 0 |  | 0
|  |  |  | 25.4 | 50.8 | 0 | 0 | 0 | 0 | 0 | 7.48 | 0.10336 | 0 | 50.8 | 50.8 | 0 | 0 | 0 | 0 | 0 | 0.2 | 0 | 0 |  | 0 |  | 0
|  |  |  | 18.68 | 37.36 | 0 | 0 | 0 | 0 | 0 | 7.48 | 0.10336 | 0 | 37.36 | 37.36 | 0 | 0 | 0 | 0 | 0 | 0.2 | 0 | 0 |  | 0 |  | 0
|  |  |  | 15.76 | 31.52 | 0 | 0 | 0 | 0 | 0 | 7.48 | 0.10336 | 0 | 31.52 | 31.52 | 0 | 0 | 0 | 0 | 0 | 0.2 | 0 | 0 |  | 0 |  | 0
|  |  |  | 15.04 | 30.08 | 0 | 0 | 0 | 0 | 0 | 7.48 | 0.10336 | 0 | 30.08 | 30.08 | 0 | 0 | 0 | 0 | 0 | 0.2 | 0 | 0 |  | 0 |  | 0
|  |  |  | 14.8 | 29.6 | 0 | 0 | 0 | 0 | 0 | 7.48 | 0.10336 | 0 | 29.6 | 29.6 | 0 | 0 | 0 | 0 | 0 | 0.2 | 0 | 0 |  | 0 |  | 0
|  |  |  | 16.8 | 33.6 | 0 | 0 | 0 | 0 | 0 | 7.48 | 0.10336 | 0 | 33.6 | 33.6 | 0 | 0 | 0 | 0 | 0 | 0.2 | 0 | 0 |  | 0 |  | 0
|  |  |  | 14.8 | 29.6 | 0 | 0 | 0 | 0 | 0 | 7.48 | 0.10336 | 0 | 29.6 | 29.6 | 0 | 0 | 0 | 0 | 0 | 0.2 | 0 | 0 |  | 0 |  | 0
|  |  |  | 16.36 | 32.72 | 0 | 0 | 0 | 0 | 0 | 7.48 | 0.10336 | 0 | 32.72 | 29.677 | 0 | 3.043 | 0 | 0 | 3.043 | 0.2 | 0 | 0 |  | 0 |  | 0
|  |  |  | 16.52 | 33.04 | 0 | 0 | 0 | 0 | 0 | 7.48 | 0.10336 | 0 | 33.04 | 12.417 | 0 | 20.623 | 0 | 0 | 20.623 | 0.2 | 0 | 0 |  | 0 |  | 0
|  |  |  | 21.76 | 43.52 | 0 | 0 | 0 | 0 | 0 | 7.48 | 0.10336 | 0 | 43.52 | 1.45 | 0 | 42.07 | 0 | 0 | 42.07 | 0.2 | 0 | 0 |  | 0 |  | 0
|  |  |  | 26.36 | 52.72 | 0 | 0 | 0 | 0 | 0 | 7.48 | 0.10336 | 0 | 52.72 | 0 | 0 | 61.069 | 8.349 | 0 | 52.72 | 0.61556 | 0 | 0 |  | 0 |  | 0
|  |  |  | 34.88 | 69.76 | 0 | 0 | 0 | 0 | 0 | 7.48 | 0.10336 | 0 | 69.76 | 0 | 0 | 74.429 | 4.669 | 0 | 69.76 | 0.84798 | 0 | 0 |  | 0 |  | 0
|  |  |  | 39.12 | 78.24 | 0 | 0 | 0 | 0 | 0 | 11.23 | 0.12409 | 0 | 78.24 | 0 | 3.562 | 81.294 | 3.054 | 0 | 78.24 | 1 | 0 | 0 |  | 0 |  | 0
|  |  |  | 42.72 | 85.44 | 0 | 0 | 0 | 0 | 0 | 11.23 | 0.12409 | 0 | 85.44 | 0 | 4.702 | 85.44 | 0 | 0 | 85.44 | 1 | 0 | 0 |  | 0 |  | 0
|  |  |  | 46 | 92 | 0 | 0 | 0 | 0 | 0 | 11.23 | 0.12409 | 0 | 92 | 2.501 | 0 | 89.499 | 0 | 0 | 89.499 | 1 | 0 | 0 |  | 0 |  | 0
|  |  |  | 48 | 96 | 0 | 0 | 0 | 0 | 0 | 17.48 | 0.13136 | 0 | 96 | 11.471 | 0 | 84.529 | 0 | 0 | 84.529 | 1 | 0 | 0 |  | 0 |  | 0
|  |  |  | 47.32 | 94.64 | 0 | 0 | 0 | 0 | 0 | 17.48 | 0.13136 | 0 | 94.64 | 20.308 | 0 | 74.332 | 0 | 0 | 74.332 | 1 | 0 | 0 |  | 0 |  | 0
|  |  |  | 46.6 | 93.2 | 0 | 0 | 0 | 0 | 0 | 17.48 | 0.13136 | 0 | 93.2 | 27.449 | 0 | 59.674 | 0 | 0 | 59.674 | 0.66337 | 0 | 6.077 |  | 0 |  | 0
|  |  |  | 48.76 | 97.52 | 0 | 0 | 0 | 0 | 0 | 17.48 | 0.13136 | 0 | 97.52 | 49.122 | 0 | 40.033 | 0 | 0 | 40.033 | 0.2 | 0 | 8.365 |  | 0 |  | 0
|  |  |  | 51.72 | 103.44 | 0 | 0 | 0 | 0 | 0 | 11.23 | 0.12409 | 0 | 103.44 | 85.048 | 0 | 18.392 | 0 | 0 | 18.392 | 0.2 | 0 | 0 |  | 0 |  | 0
|  |  |  | 48 | 96 | 0 | 0 | 0 | 0 | 0 | 11.23 | 0.12409 | 0 | 96 | 93.563 | 0 | 2.437 | 0 | 0 | 2.437 | 0.2 | 0 | 0 |  | 0 |  | 0
|  |  |  | 44.48 | 88.96 | 0 | 0 | 0 | 0 | 0 | 11.23 | 0.12409 | 0 | 88.96 | 88.96 | 0 | 0 | 0 | 0 | 0 | 0.2 | 0 | 0 |  | 0 |  | 0
|  |  |  | 43.24 | 86.48 | 0 | 0 | 0 | 0 | 0 | 7.48 | 0.10336 | 4.102 | 86.48 | 86.48 | 0 | 0 | 0 | 0 | 0 | 0.4042 | 0 | 0 |  | 0 |  | 0
|  |  |  | 41.44 | 82.88 | 0 | 0 | 0 | 0 | 0 | 7.48 | 0.10336 | 0 | 82.88 | 82.88 | 0 | 0 | 0 | 0 | 0 | 0.4042 | 0 | 0 |  | 0 |  | 0
|  |  |  | 38.04 | 76.08 | 0 | 0 | 0 | 0 | 0 | 7.48 | 0.10336 | 0 | 76.08 | 76.08 | 0 | 0 | 0 | 0 | 0 | 0.4042 | 0 | 0 |  | 0 |  | 0
|  |  |  | 15.48 | 30.96 | 0 | 0 | 0 | 0 | 0 | 7.48 | 0.10336 | 0 | 30.96 | 30.96 | 0 | 0 | 0 | 0 | 0 | 0.4042 | 0 | 0 |  | 0 |  | 0
|  |  |  | 8.96 | 17.92 | 0 | 0 | 0 | 0 | 0 | 7.48 | 0.10336 | 0 | 17.92 | 17.92 | 0 | 0 | 0 | 0 | 0 | 0.4042 | 0 | 0 |  | 0 |  | 0
|  |  |  | 10.16 | 20.32 | 0 | 0 | 0 | 0 | 0 | 7.48 | 0.10336 | 0 | 20.32 | 20.32 | 0 | 0 | 0 | 0 | 0 | 0.4042 | 0 | 0 |  | 0 |  | 0
|  |  |  | 11.16 | 22.32 | 0 | 0 | 0 | 0 | 0 | 7.48 | 0.10336 | 0 | 22.32 | 22.32 | 0 | 0 | 0 | 0 | 0 | 0.4042 | 0 | 0 |  | 0 |  | 0
|  |  |  | 12.04 | 24.08 | 0 | 0 | 0 | 0 | 0 | 7.48 | 0.10336 | 0 | 24.08 | 24.08 | 0 | 0 | 0 | 0 | 0 | 0.4042 | 0 | 0 |  | 0 |  | 0
|  |  |  | 14 | 28 | 0 | 0 | 0 | 0 | 0 | 7.48 | 0.10336 | 0 | 28 | 28 | 0 | 0 | 0 | 0 | 0 | 0.4042 | 0 | 0 |  | 0 |  | 0
|  |  |  | 15.72 | 31.44 | 0 | 0 | 0 | 0 | 0 | 7.48 | 0.10336 | 0 | 31.44 | 28.433 | 0 | 3.007 | 0 | 0 | 3.007 | 0.4042 | 0 | 0 |  | 0 |  | 0
|  |  |  | 16 | 32 | 0 | 0 | 0 | 0 | 0 | 7.48 | 0.10336 | 0 | 32 | 12.929 | 0 | 19.071 | 0 | 0 | 19.071 | 0.4042 | 0 | 0 |  | 0 |  | 0
|  |  |  | 24.24 | 48.48 | 0 | 0 | 0 | 0 | 0 | 7.48 | 0.10336 | 0 | 48.48 | 9.368 | 0 | 39.112 | 0 | 0 | 39.112 | 0.4042 | 0 | 0 |  | 0 |  | 0
|  |  |  | 29.68 | 59.36 | 0 | 0 | 0 | 0 | 0 | 7.48 | 0.10336 | 0 | 59.36 | 2.244 | 0 | 57.116 | 0 | 0 | 57.116 | 0.4042 | 0 | 0 |  | 0 |  | 0
|  |  |  | 32.28 | 64.56 | 0 | 0 | 0 | 0 | 0 | 7.48 | 0.10336 | 0 | 64.56 | 0 | 0 | 71.653 | 7.093 | 0 | 64.56 | 0.75726 | 0 | 0 |  | 0 |  | 0
|  |  |  | 37.68 | 75.36 | 0 | 0 | 0 | 0 | 0 | 11.23 | 0.12409 | 0 | 75.36 | 0 | 0 | 80.237 | 4.877 | 0 | 75.36 | 1 | 0 | 0 |  | 0 |  | 0
|  |  |  | 46.8 | 93.6 | 0 | 0 | 0 | 0 | 0 | 11.23 | 0.12409 | 0 | 93.6 | 8.041 | 0 | 85.559 | 0 | 0 | 85.559 | 1 | 0 | 0 |  | 0 |  | 0
|  |  |  | 48.84 | 97.68 | 0 | 0 | 0 | 0 | 0 | 11.23 | 0.12409 | 0 | 97.68 | 12.327 | 0 | 85.353 | 0 | 0 | 85.353 | 1 | 0 | 0 |  | 0 |  | 0
|  |  |  | 48.16 | 96.32 | 0 | 0 | 0 | 0 | 0 | 17.48 | 0.13136 | 0 | 96.32 | 15.817 | 0 | 80.503 | 0 | 0 | 80.503 | 1 | 0 | 0 |  | 0 |  | 0
|  |  |  | 48.68 | 97.36 | 0 | 0 | 0 | 0 | 0 | 17.48 | 0.13136 | 0 | 97.36 | 25.95 | 0 | 71.41 | 0 | 0 | 71.41 | 1 | 0 | 0 |  | 0 |  | 0
|  |  |  | 49.2 | 98.4 | 0 | 0 | 0 | 0 | 0 | 17.48 | 0.13136 | 0 | 98.4 | 35.013 | 0 | 57.31 | 0 | 0 | 57.31 | 0.66337 | 0 | 6.077 |  | 0 |  | 0
|  |  |  | 51.96 | 103.92 | 0 | 0 | 0 | 0 | 0 | 17.48 | 0.13136 | 0 | 103.92 | 57.183 | 0 | 38.372 | 0 | 0 | 38.372 | 0.2 | 0 | 8.365 |  | 0 |  | 0
|  |  |  | 52.52 | 105.04 | 0 | 0 | 0 | 0 | 0 | 11.23 | 0.12409 | 0 | 105.04 | 87.642 | 0 | 17.398 | 0 | 0 | 17.398 | 0.2 | 0 | 0 |  | 0 |  | 0
|  |  |  | 50.24 | 100.48 | 0 | 0 | 0 | 0 | 0 | 11.23 | 0.12409 | 0 | 100.48 | 98.14 | 0 | 2.34 | 0 | 0 | 2.34 | 0.2 | 0 | 0 |  | 0 |  | 0
|  |  |  | 41.2 | 82.4 | 0 | 0 | 0 | 0 | 0 | 11.23 | 0.12409 | 0 | 82.4 | 82.4 | 0 | 0 | 0 | 0 | 0 | 0.2 | 0 | 0 |  | 0 |  | 0
|  |  |  | 38.04 | 76.08 | 0 | 0 | 0 | 0 | 0 | 7.48 | 0.10336 | 8.365 | 76.08 | 76.08 | 0 | 0 | 0 | 0 | 0 | 0.61636 | 0 | 0 |  | 0 |  | 0
|  |  |  | 39.76 | 79.52 | 0 | 0 | 0 | 0 | 0 | 7.48 | 0.10336 | 7.707 | 79.52 | 79.52 | 0 | 0 | 0 | 0 | 0 | 1 | 0 | 0 |  | 0 |  | 0
|  |  |  | 38.68 | 77.36 | 0 | 0 | 0 | 0 | 0 | 7.48 | 0.10336 | 0 | 77.36 | 77.36 | 0 | 0 | 0 | 0 | 0 | 1 | 0 | 0 |  | 0 |  | 0
|  |  |  | 19.52 | 39.04 | 0 | 0 | 0 | 0 | 0 | 7.48 | 0.10336 | 0 | 39.04 | 39.04 | 0 | 0 | 0 | 0 | 0 | 1 | 0 | 0 |  | 0 |  | 0
|  |  |  | 13.96 | 27.92 | 0 | 0 | 0 | 0 | 0 | 7.48 | 0.10336 | 0 | 27.92 | 27.92 | 0 | 0 | 0 | 0 | 0 | 1 | 0 | 0 |  | 0 |  | 0
|  |  |  | 15.64 | 31.28 | 0 | 0 | 0 | 0 | 0 | 7.48 | 0.10336 | 0 | 31.28 | 31.28 | 0 | 0 | 0 | 0 | 0 | 1 | 0 | 0 |  | 0 |  | 0
|  |  |  | 16.2 | 32.4 | 0 | 0 | 0 | 0 | 0 | 7.48 | 0.10336 | 0 | 32.4 | 32.4 | 0 | 0 | 0 | 0 | 0 | 1 | 0 | 0 |  | 0 |  | 0
|  |  |  | 19.08 | 38.16 | 0 | 0 | 0 | 0 | 0 | 7.48 | 0.10336 | 0 | 38.16 | 38.16 | 0 | 0 | 0 | 0 | 0 | 1 | 0 | 0 |  | 0 |  | 0
|  |  |  | 14.92 | 29.84 | 0 | 0 | 0 | 0 | 0 | 7.48 | 0.10336 | 0 | 29.84 | 29.84 | 0 | 0 | 0 | 0 | 0 | 1 | 0 | 0 |  | 0 |  | 0
|  |  |  | 16.84 | 33.68 | 0 | 0 | 0 | 0 | 0 | 7.48 | 0.10336 | 0 | 33.68 | 30.734 | 0 | 2.946 | 0 | 0 | 2.946 | 1 | 0 | 0 |  | 0 |  | 0
|  |  |  | 22.28 | 44.56 | 0 | 0 | 0 | 0 | 0 | 7.48 | 0.10336 | 0 | 44.56 | 25.938 | 0 | 18.622 | 0 | 0 | 18.622 | 1 | 0 | 0 |  | 0 |  | 0
|  |  |  | 26.56 | 53.12 | 0 | 0 | 0 | 0 | 0 | 7.48 | 0.10336 | 0 | 53.12 | 14.869 | 0 | 38.251 | 0 | 0 | 38.251 | 1 | 0 | 0 |  | 0 |  | 0
|  |  |  | 32.04 | 64.08 | 0 | 0 | 0 | 0 | 0 | 7.48 | 0.10336 | 0 | 64.08 | 11.971 | 0 | 52.109 | 0 | 0 | 52.109 | 1 | 0 | 0 |  | 0 |  | 0
|  |  |  | 37.36 | 74.72 | 0 | 0 | 0 | 0 | 0 | 7.48 | 0.10336 | 0 | 74.72 | 4.534 | 0 | 70.186 | 0 | 0 | 70.186 | 1 | 0 | 0 |  | 0 |  | 0
|  |  |  | 44.68 | 89.36 | 0 | 0 | 0 | 0 | 0 | 11.23 | 0.12409 | 0 | 89.36 | 16.313 | 0 | 73.047 | 0 | 0 | 73.047 | 1 | 0 | 0 |  | 0 |  | 0
|  |  |  | 52.6 | 105.2 | 0 | 0 | 0 | 0 | 0 | 11.23 | 0.12409 | 0 | 105.2 | 21.108 | 0 | 84.092 | 0 | 0 | 84.092 | 1 | 0 | 0 |  | 0 |  | 0
|  |  |  | 53.28 | 106.56 | 0 | 0 | 0 | 0 | 0 | 11.23 | 0.12409 | 0 | 106.56 | 22.759 | 0 | 83.801 | 0 | 0 | 83.801 | 1 | 0 | 0 |  | 0 |  | 0
|  |  |  | 51.52 | 103.04 | 0 | 0 | 0 | 0 | 0 | 17.48 | 0.13136 | 0 | 103.04 | 23.64 | 0 | 79.4 | 0 | 0 | 79.4 | 1 | 0 | 0 |  | 0 |  | 0
|  |  |  | 50.88 | 101.76 | 0 | 0 | 0 | 0 | 0 | 17.48 | 0.13136 | 0 | 101.76 | 31.889 | 0 | 69.871 | 0 | 0 | 69.871 | 1 | 0 | 0 |  | 0 |  | 0
|  |  |  | 49.12 | 98.24 | 0 | 0 | 0 | 0 | 0 | 17.48 | 0.13136 | 0 | 98.24 | 36.102 | 0 | 56.061 | 0 | 0 | 56.061 | 0.66337 | 0 | 6.077 |  | 0 |  | 0
|  |  |  | 49 | 98 | 0 | 0 | 0 | 0 | 0 | 17.48 | 0.13136 | 0 | 98 | 51.978 | 0 | 37.657 | 0 | 0 | 37.657 | 0.2 | 0 | 8.365 |  | 0 |  | 0
|  |  |  | 49.16 | 98.32 | 0 | 0 | 0 | 0 | 0 | 11.23 | 0.12409 | 0 | 98.32 | 80.971 | 0 | 17.349 | 0 | 0 | 17.349 | 0.2 | 0 | 0 |  | 0 |  | 0
|  |  |  | 50.32 | 100.64 | 0 | 0 | 0 | 0 | 0 | 11.23 | 0.12409 | 0 | 100.64 | 98.082 | 0 | 2.558 | 0 | 0 | 2.558 | 0.2 | 0 | 0 |  | 0 |  | 0
|  |  |  | 44.96 | 89.92 | 0 | 0 | 0 | 0 | 0 | 11.23 | 0.12409 | 0 | 89.92 | 89.92 | 0 | 0 | 0 | 0 | 0 | 0.2 | 0 | 0 |  | 0 |  | 0
|  |  |  | 43.96 | 87.92 | 0 | 0 | 0 | 0 | 0 | 7.48 | 0.10336 | 4.962 | 87.92 | 87.92 | 0 | 0 | 0 | 0 | 0 | 0.44698 | 0 | 0 |  | 0 |  | 0
|  |  |  | 39.76 | 79.52 | 0 | 0 | 0 | 0 | 0 | 7.48 | 0.10336 | 0 | 79.52 | 79.52 | 0 | 0 | 0 | 0 | 0 | 0.44698 | 0 | 0 |  | 0 |  | 0
|  |  |  | 29.88 | 59.76 | 0 | 0 | 0 | 0 | 0 | 7.48 | 0.10336 | 0 | 59.76 | 59.76 | 0 | 0 | 0 | 0 | 0 | 0.44698 | 0 | 0 |  | 0 |  | 0
|  |  |  | 16.24 | 32.48 | 0 | 0 | 0 | 0 | 0 | 7.48 | 0.10336 | 0 | 32.48 | 32.48 | 0 | 0 | 0 | 0 | 0 | 0.44698 | 0 | 0 |  | 0 |  | 0
|  |  |  | 14.2 | 28.4 | 0 | 0 | 0 | 0 | 0 | 7.48 | 0.10336 | 0 | 28.4 | 28.4 | 0 | 0 | 0 | 0 | 0 | 0.44698 | 0 | 0 |  | 0 |  | 0
|  |  |  | 14.72 | 29.44 | 0 | 0 | 0 | 0 | 0 | 7.48 | 0.10336 | 0 | 29.44 | 29.44 | 0 | 0 | 0 | 0 | 0 | 0.44698 | 0 | 0 |  | 0 |  | 0
|  |  |  | 14.36 | 28.72 | 0 | 0 | 0 | 0 | 0 | 7.48 | 0.10336 | 0 | 28.72 | 28.72 | 0 | 0 | 0 | 0 | 0 | 0.44698 | 0 | 0 |  | 0 |  | 0
|  |  |  | 17.16 | 34.32 | 0 | 0 | 0 | 0 | 0 | 7.48 | 0.10336 | 0 | 34.32 | 34.32 | 0 | 0 | 0 | 0 | 0 | 0.44698 | 0 | 0 |  | 0 |  | 0
|  |  |  | 16.68 | 33.36 | 0 | 0 | 0 | 0 | 0 | 7.48 | 0.10336 | 0 | 33.36 | 33.36 | 0 | 0 | 0 | 0 | 0 | 0.44698 | 0 | 0 |  | 0 |  | 0
|  |  |  | 16.52 | 33.04 | 0 | 0 | 0 | 0 | 0 | 7.48 | 0.10336 | 0 | 33.04 | 32.834 | 0 | 0.206 | 0 | 0 | 0.206 | 0.44698 | 0 | 0 |  | 0 |  | 0
|  |  |  | 22.28 | 44.56 | 0 | 0 | 0 | 0 | 0 | 7.48 | 0.10336 | 0 | 44.56 | 42.123 | 0 | 2.437 | 0 | 0 | 2.437 | 0.44698 | 0 | 0 |  | 0 |  | 0
|  |  |  | 24.2 | 48.4 | 0 | 0 | 0 | 0 | 0 | 7.48 | 0.10336 | 0 | 48.4 | 18.017 | 0 | 30.383 | 0 | 0 | 30.383 | 0.44698 | 0 | 0 |  | 0 |  | 0
|  |  |  | 31.08 | 62.16 | 0 | 0 | 0 | 0 | 0 | 7.48 | 0.10336 | 0 | 62.16 | 7.857 | 0 | 54.303 | 0 | 0 | 54.303 | 0.44698 | 0 | 0 |  | 0 |  | 0
|  |  |  | 33.32 | 66.64 | 0 | 0 | 0 | 0 | 0 | 7.48 | 0.10336 | 0 | 66.64 | 0 | 0 | 68.343 | 1.703 | 0 | 66.64 | 0.53175 | 0 | 0 |  | 0 |  | 0
|  |  |  | 35.6 | 71.2 | 0 | 0 | 0 | 0 | 0 | 7.48 | 0.10336 | 0 | 71.2 | 0 | 0 | 78.127 | 6.927 | 0 | 71.2 | 0.87656 | 0 | 0 |  | 0 |  | 0
|  |  |  | 40.6 | 81.2 | 0 | 0 | 0 | 0 | 0 | 7.48 | 0.10336 | 0 | 81.2 | 0 | 0 | 83.68 | 2.48 | 0 | 81.2 | 1 | 0 | 0 |  | 0 |  | 0
|  |  |  | 47.4 | 94.8 | 0 | 0 | 0 | 0 | 0 | 7.48 | 0.10336 | 0 | 94.8 | 11.581 | 0 | 83.219 | 0 | 0 | 83.219 | 1 | 0 | 0 |  | 0 |  | 0
|  |  |  | 51.36 | 102.72 | 0 | 0 | 0 | 0 | 0 | 7.48 | 0.10336 | 0 | 102.72 | 23.878 | 0 | 78.842 | 0 | 0 | 78.842 | 1 | 0 | 0 |  | 0 |  | 0
|  |  |  | 51.72 | 103.44 | 0 | 0 | 0 | 0 | 0 | 7.48 | 0.10336 | 0 | 103.44 | 34.927 | 0 | 68.513 | 0 | 0 | 68.513 | 1 | 0 | 0 |  | 0 |  | 0
|  |  |  | 49.4 | 98.8 | 0 | 0 | 0 | 0 | 0 | 7.48 | 0.10336 | 0 | 98.8 | 44.109 | 0 | 54.691 | 0 | 0 | 54.691 | 1 | 0 | 0 |  | 0 |  | 0
|  |  |  | 50.28 | 100.56 | 0 | 0 | 0 | 0 | 0 | 7.48 | 0.10336 | 0 | 100.56 | 63.933 | 0 | 36.627 | 0 | 0 | 36.627 | 1 | 0 | 0 |  | 0 |  | 0
|  |  |  | 53.4 | 106.8 | 0 | 0 | 0 | 0 | 0 | 7.48 | 0.10336 | 0 | 106.8 | 89.936 | 0 | 16.864 | 0 | 0 | 16.864 | 1 | 0 | 0 |  | 0 |  | 0
|  |  |  | 52.4 | 104.8 | 0 | 0 | 0 | 0 | 0 | 7.48 | 0.10336 | 0 | 104.8 | 102.181 | 0 | 2.619 | 0 | 0 | 2.619 | 1 | 0 | 0 |  | 0 |  | 0
|  |  |  | 48.92 | 97.84 | 0 | 0 | 0 | 0 | 0 | 7.48 | 0.10336 | 0 | 97.84 | 97.84 | 0 | 0 | 0 | 0 | 0 | 1 | 0 | 0 |  | 0 |  | 0
|  |  |  | 46.28 | 92.56 | 0 | 0 | 0 | 0 | 0 | 7.48 | 0.10336 | 0 | 92.56 | 92.56 | 0 | 0 | 0 | 0 | 0 | 1 | 0 | 0 |  | 0 |  | 0
|  |  |  | 43.48 | 86.96 | 0 | 0 | 0 | 0 | 0 | 7.48 | 0.10336 | 0 | 86.96 | 86.96 | 0 | 0 | 0 | 0 | 0 | 1 | 0 | 0 |  | 0 |  | 0
|  |  |  | 31.52 | 63.04 | 0 | 0 | 0 | 0 | 0 | 7.48 | 0.10336 | 0 | 63.04 | 63.04 | 0 | 0 | 0 | 0 | 0 | 1 | 0 | 0 |  | 0 |  | 0
|  |  |  | 12.64 | 25.28 | 0 | 0 | 0 | 0 | 0 | 7.48 | 0.10336 | 0 | 25.28 | 25.28 | 0 | 0 | 0 | 0 | 0 | 1 | 0 | 0 |  | 0 |  | 0
|  |  |  | 9.72 | 19.44 | 0 | 0 | 0 | 0 | 0 | 7.48 | 0.10336 | 0 | 19.44 | 19.44 | 0 | 0 | 0 | 0 | 0 | 1 | 0 | 0 |  | 0 |  | 0
|  |  |  | 10.52 | 21.04 | 0 | 0 | 0 | 0 | 0 | 7.48 | 0.10336 | 0 | 21.04 | 21.04 | 0 | 0 | 0 | 0 | 0 | 1 | 0 | 0 |  | 0 |  | 0
|  |  |  | 11.48 | 22.96 | 0 | 0 | 0 | 0 | 0 | 7.48 | 0.10336 | 0 | 22.96 | 22.96 | 0 | 0 | 0 | 0 | 0 | 1 | 0 | 0 |  | 0 |  | 0
|  |  |  | 12.04 | 24.08 | 0 | 0 | 0 | 0 | 0 | 7.48 | 0.10336 | 0 | 24.08 | 24.08 | 0 | 0 | 0 | 0 | 0 | 1 | 0 | 0 |  | 0 |  | 0
|  |  |  | 14.16 | 28.32 | 0 | 0 | 0 | 0 | 0 | 7.48 | 0.10336 | 0 | 28.32 | 28.32 | 0 | 0 | 0 | 0 | 0 | 1 | 0 | 0 |  | 0 |  | 0
|  |  |  | 16.08 | 32.16 | 0 | 0 | 0 | 0 | 0 | 7.48 | 0.10336 | 0 | 32.16 | 28.971 | 0 | 3.189 | 0 | 0 | 3.189 | 1 | 0 | 0 |  | 0 |  | 0
|  |  |  | 22.08 | 44.16 | 0 | 0 | 0 | 0 | 0 | 7.48 | 0.10336 | 0 | 44.16 | 40.911 | 0 | 3.249 | 0 | 0 | 3.249 | 1 | 0 | 0 |  | 0 |  | 0
|  |  |  | 27.52 | 55.04 | 0 | 0 | 0 | 0 | 0 | 7.48 | 0.10336 | 0 | 55.04 | 34.187 | 0 | 20.853 | 0 | 0 | 20.853 | 1 | 0 | 0 |  | 0 |  | 0
|  |  |  | 34.44 | 68.88 | 0 | 0 | 0 | 0 | 0 | 7.48 | 0.10336 | 0 | 68.88 | 27.986 | 0 | 40.894 | 0 | 0 | 40.894 | 1 | 0 | 0 |  | 0 |  | 0
|  |  |  | 43.76 | 87.52 | 0 | 0 | 0 | 0 | 0 | 7.48 | 0.10336 | 0 | 87.52 | 42.879 | 0 | 44.641 | 0 | 0 | 44.641 | 1 | 0 | 0 |  | 0 |  | 0
|  |  |  | 47.6 | 95.2 | 0 | 0 | 0 | 0 | 0 | 7.48 | 0.10336 | 0 | 95.2 | 64.344 | 0 | 30.856 | 0 | 0 | 30.856 | 1 | 0 | 0 |  | 0 |  | 0
|  |  |  | 53.64 | 107.28 | 0 | 0 | 0 | 0 | 0 | 7.48 | 0.10336 | 0 | 107.28 | 78.085 | 0 | 29.195 | 0 | 0 | 29.195 | 1 | 0 | 0 |  | 0 |  | 0
|  |  |  | 51.52 | 103.04 | 0 | 0 | 0 | 0 | 0 | 7.48 | 0.10336 | 0 | 103.04 | 64.886 | 0 | 38.154 | 0 | 0 | 38.154 | 1 | 0 | 0 |  | 0 |  | 0
|  |  |  | 51.4 | 102.8 | 0 | 0 | 0 | 0 | 0 | 7.48 | 0.10336 | 0 | 102.8 | 61.651 | 0 | 41.149 | 0 | 0 | 41.149 | 1 | 0 | 0 |  | 0 |  | 0
|  |  |  | 55.12 | 110.24 | 0 | 0 | 0 | 0 | 0 | 7.48 | 0.10336 | 0 | 110.24 | 99.098 | 0 | 11.142 | 0 | 0 | 11.142 | 1 | 0 | 0 |  | 0 |  | 0
|  |  |  | 57.08 | 114.16 | 0 | 0 | 0 | 0 | 0 | 7.48 | 0.10336 | 0 | 114.16 | 105.673 | 0 | 8.487 | 0 | 0 | 8.487 | 1 | 0 | 0 |  | 0 |  | 0
|  |  |  | 55.2 | 110.4 | 0 | 0 | 0 | 0 | 0 | 7.48 | 0.10336 | 0 | 110.4 | 90.408 | 0 | 19.992 | 0 | 0 | 19.992 | 1 | 0 | 0 |  | 0 |  | 0
|  |  |  | 55.76 | 111.52 | 0 | 0 | 0 | 0 | 0 | 7.48 | 0.10336 | 0 | 111.52 | 110.853 | 0 | 0.667 | 0 | 0 | 0.667 | 1 | 0 | 0 |  | 0 |  | 0
|  |  |  | 55.68 | 111.36 | 0 | 0 | 0 | 0 | 0 | 7.48 | 0.10336 | 0 | 111.36 | 111.36 | 0 | 0 | 0 | 0 | 0 | 1 | 0 | 0 |  | 0 |  | 0
|  |  |  | 51.28 | 102.56 | 0 | 0 | 0 | 0 | 0 | 7.48 | 0.10336 | 0 | 102.56 | 102.56 | 0 | 0 | 0 | 0 | 0 | 1 | 0 | 0 |  | 0 |  | 0
|  |  |  | 50.28 | 100.56 | 0 | 0 | 0 | 0 | 0 | 7.48 | 0.10336 | 0 | 100.56 | 100.56 | 0 | 0 | 0 | 0 | 0 | 1 | 0 | 0 |  | 0 |  | 0
|  |  |  | 43.68 | 87.36 | 0 | 0 | 0 | 0 | 0 | 7.48 | 0.10336 | 0 | 87.36 | 87.36 | 0 | 0 | 0 | 0 | 0 | 1 | 0 | 0 |  | 0 |  | 0
|  |  |  | 33.84 | 67.68 | 0 | 0 | 0 | 0 | 0 | 7.48 | 0.10336 | 0 | 67.68 | 67.68 | 0 | 0 | 0 | 0 | 0 | 1 | 0 | 0 |  | 0 |  | 0
|  |  |  | 14.08 | 28.16 | 0 | 0 | 0 | 0 | 0 | 7.48 | 0.10336 | 0 | 28.16 | 28.16 | 0 | 0 | 0 | 0 | 0 | 1 | 0 | 0 |  | 0 |  | 0
|  |  |  | 9.52 | 19.04 | 0 | 0 | 0 | 0 | 0 | 7.48 | 0.10336 | 0 | 19.04 | 19.04 | 0 | 0 | 0 | 0 | 0 | 1 | 0 | 0 |  | 0 |  | 0
|  |  |  | 10.24 | 20.48 | 0 | 0 | 0 | 0 | 0 | 7.48 | 0.10336 | 0 | 20.48 | 20.48 | 0 | 0 | 0 | 0 | 0 | 1 | 0 | 0 |  | 0 |  | 0
|  |  |  | 11.12 | 22.24 | 0 | 0 | 0 | 0 | 0 | 7.48 | 0.10336 | 0 | 22.24 | 22.24 | 0 | 0 | 0 | 0 | 0 | 1 | 0 | 0 |  | 0 |  | 0
|  |  |  | 11.8 | 23.6 | 0 | 0 | 0 | 0 | 0 | 7.48 | 0.10336 | 0 | 23.6 | 23.6 | 0 | 0 | 0 | 0 | 0 | 1 | 0 | 0 |  | 0 |  | 0
|  |  |  | 14.2 | 28.4 | 0 | 0 | 0 | 0 | 0 | 7.48 | 0.10336 | 0 | 28.4 | 28.4 | 0 | 0 | 0 | 0 | 0 | 1 | 0 | 0 |  | 0 |  | 0
|  |  |  | 16.08 | 32.16 | 0 | 0 | 0 | 0 | 0 | 7.48 | 0.10336 | 0 | 32.16 | 32.16 | 0 | 0 | 0 | 0 | 0 | 1 | 0 | 0 |  | 0 |  | 0
|  |  |  | 22.36 | 44.72 | 0 | 0 | 0 | 0 | 0 | 7.48 | 0.10336 | 0 | 44.72 | 43.908 | 0 | 0.812 | 0 | 0 | 0.812 | 1 | 0 | 0 |  | 0 |  | 0
|  |  |  | 23.28 | 46.56 | 0 | 0 | 0 | 0 | 0 | 7.48 | 0.10336 | 0 | 46.56 | 42.013 | 0 | 4.547 | 0 | 0 | 4.547 | 1 | 0 | 0 |  | 0 |  | 0
|  |  |  | 26.32 | 52.64 | 0 | 0 | 0 | 0 | 0 | 7.48 | 0.10336 | 0 | 52.64 | 39.752 | 0 | 12.888 | 0 | 0 | 12.888 | 1 | 0 | 0 |  | 0 |  | 0
|  |  |  | 33.68 | 67.36 | 0 | 0 | 0 | 0 | 0 | 7.48 | 0.10336 | 0 | 67.36 | 58.388 | 0 | 8.972 | 0 | 0 | 8.972 | 1 | 0 | 0 |  | 0 |  | 0
|  |  |  | 38.08 | 76.16 | 0 | 0 | 0 | 0 | 0 | 11.23 | 0.12409 | 0 | 76.16 | 19.783 | 0 | 56.377 | 0 | 0 | 56.377 | 1 | 0 | 0 |  | 0 |  | 0
|  |  |  | 49.04 | 98.08 | 0 | 0 | 0 | 0 | 0 | 11.23 | 0.12409 | 0 | 98.08 | 43.207 | 0 | 54.873 | 0 | 0 | 54.873 | 1 | 0 | 0 |  | 0 |  | 0
|  |  |  | 44.52 | 89.04 | 0 | 0 | 0 | 0 | 0 | 11.23 | 0.12409 | 0 | 89.04 | 37.149 | 0 | 51.891 | 0 | 0 | 51.891 | 1 | 0 | 0 |  | 0 |  | 0
|  |  |  | 44.2 | 88.4 | 0 | 0 | 0 | 0 | 0 | 17.48 | 0.13136 | 0 | 88.4 | 30.096 | 0 | 58.304 | 0 | 0 | 58.304 | 1 | 0 | 0 |  | 0 |  | 0
|  |  |  | 47.44 | 94.88 | 0 | 0 | 0 | 0 | 0 | 17.48 | 0.13136 | 0 | 94.88 | 55.222 | 0 | 39.658 | 0 | 0 | 39.658 | 1 | 0 | 0 |  | 0 |  | 0
|  |  |  | 49.52 | 99.04 | 0 | 0 | 0 | 0 | 0 | 17.48 | 0.13136 | 0 | 99.04 | 47.195 | 0 | 45.768 | 0 | 0 | 45.768 | 0.66337 | 0 | 6.077 |  | 0 |  | 0
|  |  |  | 50.12 | 100.24 | 0 | 0 | 0 | 0 | 0 | 17.48 | 0.13136 | 0 | 100.24 | 62.111 | 0 | 29.764 | 0 | 0 | 29.764 | 0.2 | 0 | 8.365 |  | 0 |  | 0
|  |  |  | 49.32 | 98.64 | 0 | 0 | 0 | 0 | 0 | 11.23 | 0.12409 | 0 | 98.64 | 81.776 | 0 | 16.864 | 0 | 0 | 16.864 | 0.2 | 0 | 0 |  | 0 |  | 0
|  |  |  | 49.12 | 98.24 | 0 | 0 | 0 | 0 | 0 | 11.23 | 0.12409 | 0 | 98.24 | 95.548 | 0 | 2.692 | 0 | 0 | 2.692 | 0.2 | 0 | 0 |  | 0 |  | 0
|  |  |  | 44.6 | 89.2 | 0 | 0 | 0 | 0 | 0 | 11.23 | 0.12409 | 0 | 89.2 | 89.2 | 0 | 0 | 0 | 0 | 0 | 0.2 | 0 | 0 |  | 0 |  | 0
|  |  |  | 43.44 | 86.88 | 0 | 0 | 0 | 0 | 0 | 7.48 | 0.10336 | 8.365 | 86.88 | 86.88 | 0 | 0 | 0 | 0 | 0 | 0.61636 | 0 | 0 |  | 0 |  | 0
|  |  |  | 41.32 | 82.64 | 0 | 0 | 0 | 0 | 0 | 7.48 | 0.10336 | 7.707 | 82.64 | 82.64 | 0 | 0 | 0 | 0 | 0 | 1 | 0 | 0 |  | 0 |  | 0
|  |  |  | 29.6 | 59.2 | 0 | 0 | 0 | 0 | 0 | 7.48 | 0.10336 | 0 | 59.2 | 59.2 | 0 | 0 | 0 | 0 | 0 | 1 | 0 | 0 |  | 0 |  | 0
|  |  |  | 12.6 | 25.2 | 0 | 0 | 0 | 0 | 0 | 7.48 | 0.10336 | 0 | 25.2 | 25.2 | 0 | 0 | 0 | 0 | 0 | 1 | 0 | 0 |  | 0 |  | 0
|  |  |  | 11.2 | 22.4 | 0 | 0 | 0 | 0 | 0 | 7.48 | 0.10336 | 0 | 22.4 | 22.4 | 0 | 0 | 0 | 0 | 0 | 1 | 0 | 0 |  | 0 |  | 0
|  |  |  | 10.32 | 20.64 | 0 | 0 | 0 | 0 | 0 | 7.48 | 0.10336 | 0 | 20.64 | 20.64 | 0 | 0 | 0 | 0 | 0 | 1 | 0 | 0 |  | 0 |  | 0
|  |  |  | 11.4 | 22.8 | 0 | 0 | 0 | 0 | 0 | 7.48 | 0.10336 | 0 | 22.8 | 22.8 | 0 | 0 | 0 | 0 | 0 | 1 | 0 | 0 |  | 0 |  | 0
|  |  |  | 11.64 | 23.28 | 0 | 0 | 0 | 0 | 0 | 7.48 | 0.10336 | 0 | 23.28 | 23.28 | 0 | 0 | 0 | 0 | 0 | 1 | 0 | 0 |  | 0 |  | 0
|  |  |  | 14.16 | 28.32 | 0 | 0 | 0 | 0 | 0 | 7.48 | 0.10336 | 0 | 28.32 | 28.32 | 0 | 0 | 0 | 0 | 0 | 1 | 0 | 0 |  | 0 |  | 0
|  |  |  | 15.96 | 31.92 | 0 | 0 | 0 | 0 | 0 | 7.48 | 0.10336 | 0 | 31.92 | 29.034 | 0 | 2.886 | 0 | 0 | 2.886 | 1 | 0 | 0 |  | 0 |  | 0
|  |  |  | 22.08 | 44.16 | 0 | 0 | 0 | 0 | 0 | 7.48 | 0.10336 | 0 | 44.16 | 25.707 | 0 | 18.453 | 0 | 0 | 18.453 | 1 | 0 | 0 |  | 0 |  | 0
|  |  |  | 28.28 | 56.56 | 0 | 0 | 0 | 0 | 0 | 7.48 | 0.10336 | 0 | 56.56 | 17.606 | 0 | 38.954 | 0 | 0 | 38.954 | 1 | 0 | 0 |  | 0 |  | 0
|  |  |  | 34.28 | 68.56 | 0 | 0 | 0 | 0 | 0 | 7.48 | 0.10336 | 0 | 68.56 | 10.413 | 0 | 58.147 | 0 | 0 | 58.147 | 1 | 0 | 0 |  | 0 |  | 0
|  |  |  | 40.2 | 80.4 | 0 | 0 | 0 | 0 | 0 | 7.48 | 0.10336 | 0 | 80.4 | 8.25 | 0 | 72.15 | 0 | 0 | 72.15 | 1 | 0 | 0 |  | 0 |  | 0
|  |  |  | 48.08 | 96.16 | 0 | 0 | 0 | 0 | 0 | 11.23 | 0.12409 | 0 | 96.16 | 14.153 | 0 | 82.007 | 0 | 0 | 82.007 | 1 | 0 | 0 |  | 0 |  | 0
|  |  |  | 54.56 | 109.12 | 0 | 0 | 0 | 0 | 0 | 11.23 | 0.12409 | 0 | 109.12 | 21.33 | 0 | 87.79 | 0 | 0 | 87.79 | 1 | 0 | 0 |  | 0 |  | 0
|  |  |  | 56.12 | 112.24 | 0 | 0 | 0 | 0 | 0 | 11.23 | 0.12409 | 0 | 112.24 | 24.341 | 0 | 87.899 | 0 | 0 | 87.899 | 1 | 0 | 0 |  | 0 |  | 0
|  |  |  | 58.24 | 116.48 | 0 | 0 | 0 | 0 | 0 | 17.48 | 0.13136 | 0 | 116.48 | 33.394 | 0 | 83.086 | 0 | 0 | 83.086 | 1 | 0 | 0 |  | 0 |  | 0
|  |  |  | 60.32 | 120.64 | 0 | 0 | 0 | 0 | 0 | 17.48 | 0.13136 | 0 | 120.64 | 46.732 | 0 | 73.908 | 0 | 0 | 73.908 | 1 | 0 | 0 |  | 0 |  | 0
|  |  |  | 56.92 | 113.84 | 0 | 0 | 0 | 0 | 0 | 17.48 | 0.13136 | 0 | 113.84 | 48.998 | 0 | 58.765 | 0 | 0 | 58.765 | 0.66337 | 0 | 6.077 |  | 0 |  | 0
|  |  |  | 57.08 | 114.16 | 0 | 0 | 0 | 0 | 0 | 17.48 | 0.13136 | 0 | 114.16 | 65.932 | 0 | 39.864 | 0 | 0 | 39.864 | 0.2 | 0 | 8.365 |  | 0 |  | 0
|  |  |  | 58.68 | 117.36 | 0 | 0 | 0 | 0 | 0 | 11.23 | 0.12409 | 0 | 117.36 | 99.295 | 0 | 18.065 | 0 | 0 | 18.065 | 0.2 | 0 | 0 |  | 0 |  | 0
|  |  |  | 55.48 | 110.96 | 0 | 0 | 0 | 0 | 0 | 11.23 | 0.12409 | 0 | 110.96 | 108.693 | 0 | 2.267 | 0 | 0 | 2.267 | 0.2 | 0 | 0 |  | 0 |  | 0
|  |  |  | 55.32 | 110.64 | 0 | 0 | 0 | 0 | 0 | 11.23 | 0.12409 | 0 | 110.64 | 110.64 | 0 | 0 | 0 | 0 | 0 | 0.2 | 0 | 0 |  | 0 |  | 0
|  |  |  | 51.4 | 102.8 | 0 | 0 | 0 | 0 | 0 | 7.48 | 0.10336 | 6.22 | 102.8 | 102.8 | 0 | 0 | 0 | 0 | 0 | 0.50958 | 0 | 0 |  | 0 |  | 0
|  |  |  | 43.28 | 86.56 | 0 | 0 | 0 | 0 | 0 | 7.48 | 0.10336 | 0 | 86.56 | 86.56 | 0 | 0 | 0 | 0 | 0 | 0.50958 | 0 | 0 |  | 0 |  | 0
|  |  |  | 35.56 | 71.12 | 0 | 0 | 0 | 0 | 0 | 7.48 | 0.10336 | 0 | 71.12 | 71.12 | 0 | 0 | 0 | 0 | 0 | 0.50958 | 0 | 0 |  | 0 |  | 0
|  |  |  | 20.24 | 40.48 | 0 | 0 | 0 | 0 | 0 | 7.48 | 0.10336 | 0 | 40.48 | 40.48 | 0 | 0 | 0 | 0 | 0 | 0.50958 | 0 | 0 |  | 0 |  | 0
|  |  |  | 15.56 | 31.12 | 0 | 0 | 0 | 0 | 0 | 7.48 | 0.10336 | 0 | 31.12 | 31.12 | 0 | 0 | 0 | 0 | 0 | 0.50958 | 0 | 0 |  | 0 |  | 0
|  |  |  | 16.08 | 32.16 | 0 | 0 | 0 | 0 | 0 | 7.48 | 0.10336 | 0 | 32.16 | 32.16 | 0 | 0 | 0 | 0 | 0 | 0.50958 | 0 | 0 |  | 0 |  | 0
|  |  |  | 15.08 | 30.16 | 0 | 0 | 0 | 0 | 0 | 7.48 | 0.10336 | 0 | 30.16 | 30.16 | 0 | 0 | 0 | 0 | 0 | 0.50958 | 0 | 0 |  | 0 |  | 0
|  |  |  | 17 | 34 | 0 | 0 | 0 | 0 | 0 | 7.48 | 0.10336 | 0 | 34 | 34 | 0 | 0 | 0 | 0 | 0 | 0.50958 | 0 | 0 |  | 0 |  | 0
|  |  |  | 19.2 | 38.4 | 0 | 0 | 0 | 0 | 0 | 7.48 | 0.10336 | 0 | 38.4 | 38.4 | 0 | 0 | 0 | 0 | 0 | 0.50958 | 0 | 0 |  | 0 |  | 0
|  |  |  | 18.24 | 36.48 | 0 | 0 | 0 | 0 | 0 | 7.48 | 0.10336 | 0 | 36.48 | 33.813 | 0 | 2.667 | 0 | 0 | 2.667 | 0.50958 | 0 | 0 |  | 0 |  | 0
|  |  |  | 16.48 | 32.96 | 0 | 0 | 0 | 0 | 0 | 7.48 | 0.10336 | 0 | 32.96 | 17.041 | 0 | 15.919 | 0 | 0 | 15.919 | 0.50958 | 0 | 0 |  | 0 |  | 0
|  |  |  | 24.12 | 48.24 | 0 | 0 | 0 | 0 | 0 | 7.48 | 0.10336 | 0 | 48.24 | 19.373 | 0 | 28.867 | 0 | 0 | 28.867 | 0.50958 | 0 | 0 |  | 0 |  | 0
|  |  |  | 33.24 | 66.48 | 0 | 0 | 0 | 0 | 0 | 7.48 | 0.10336 | 0 | 66.48 | 4.72 | 0 | 61.76 | 0 | 0 | 61.76 | 0.50958 | 0 | 0 |  | 0 |  | 0
|  |  |  | 37.92 | 75.84 | 0 | 0 | 0 | 0 | 0 | 7.48 | 0.10336 | 0 | 75.84 | 0 | 0 | 75.945 | 0.105 | 0 | 75.84 | 0.5148 | 0 | 0 |  | 0 |  | 0
|  |  |  | 39.64 | 79.28 | 0 | 0 | 0 | 0 | 0 | 11.23 | 0.12409 | 0 | 79.28 | 0 | 0 | 86.614 | 7.334 | 0 | 79.28 | 0.87986 | 0 | 0 |  | 0 |  | 0
|  |  |  | 44.24 | 88.48 | 0 | 0 | 0 | 0 | 0 | 11.23 | 0.12409 | 0 | 88.48 | 0 | 0 | 90.894 | 2.414 | 0 | 88.48 | 1 | 0 | 0 |  | 0 |  | 0
|  |  |  | 47.24 | 94.48 | 0 | 0 | 0 | 0 | 0 | 11.23 | 0.12409 | 0 | 94.48 | 3.829 | 0 | 90.651 | 0 | 0 | 90.651 | 1 | 0 | 0 |  | 0 |  | 0
|  |  |  | 46.28 | 92.56 | 0 | 0 | 0 | 0 | 0 | 17.48 | 0.13136 | 0 | 92.56 | 6.589 | 0 | 85.971 | 0 | 0 | 85.971 | 1 | 0 | 0 |  | 0 |  | 0
|  |  |  | 46.12 | 92.24 | 0 | 0 | 0 | 0 | 0 | 17.48 | 0.13136 | 0 | 92.24 | 16.574 | 0 | 75.666 | 0 | 0 | 75.666 | 1 | 0 | 0 |  | 0 |  | 0
|  |  |  | 46.56 | 93.12 | 0 | 0 | 0 | 0 | 0 | 17.48 | 0.13136 | 0 | 93.12 | 26.362 | 0 | 60.681 | 0 | 0 | 60.681 | 0.66337 | 0 | 6.077 |  | 0 |  | 0
|  |  |  | 48.88 | 97.76 | 0 | 0 | 0 | 0 | 0 | 17.48 | 0.13136 | 0 | 97.76 | 48.877 | 0 | 40.518 | 0 | 0 | 40.518 | 0.2 | 0 | 8.365 |  | 0 |  | 0
|  |  |  | 49.4 | 98.8 | 0 | 0 | 0 | 0 | 0 | 11.23 | 0.12409 | 0 | 98.8 | 80.42 | 0 | 18.38 | 0 | 0 | 18.38 | 0.2 | 0 | 0 |  | 0 |  | 0
|  |  |  | 40.16 | 80.32 | 0 | 0 | 0 | 0 | 0 | 11.23 | 0.12409 | 0 | 80.32 | 77.919 | 0 | 2.401 | 0 | 0 | 2.401 | 0.2 | 0 | 0 |  | 0 |  | 0
|  |  |  | 35.04 | 70.08 | 0 | 0 | 0 | 0 | 0 | 11.23 | 0.12409 | 0 | 70.08 | 70.08 | 0 | 0 | 0 | 0 | 0 | 0.2 | 0 | 0 |  | 0 |  | 0
|  |  |  | 32.44 | 64.88 | 0 | 0 | 0 | 0 | 0 | 7.48 | 0.10336 | 0 | 64.88 | 64.88 | 0 | 0 | 0 | 0 | 0 | 0.2 | 0 | 0 |  | 0 |  | 0
|  |  |  | 29.84 | 59.68 | 0 | 0 | 0 | 0 | 0 | 7.48 | 0.10336 | 0 | 59.68 | 59.68 | 0 | 0 | 0 | 0 | 0 | 0.2 | 0 | 0 |  | 0 |  | 0
|  |  |  | 26.32 | 52.64 | 0 | 0 | 0 | 0 | 0 | 7.48 | 0.10336 | 0 | 52.64 | 52.64 | 0 | 0 | 0 | 0 | 0 | 0.2 | 0 | 0 |  | 0 |  | 0
|  |  |  | 17.72 | 35.44 | 0 | 0 | 0 | 0 | 0 | 7.48 | 0.10336 | 0 | 35.44 | 35.44 | 0 | 0 | 0 | 0 | 0 | 0.2 | 0 | 0 |  | 0 |  | 0
|  |  |  | 14.92 | 29.84 | 0 | 0 | 0 | 0 | 0 | 7.48 | 0.10336 | 0 | 29.84 | 29.84 | 0 | 0 | 0 | 0 | 0 | 0.2 | 0 | 0 |  | 0 |  | 0
|  |  |  | 15.16 | 30.32 | 0 | 0 | 0 | 0 | 0 | 7.48 | 0.10336 | 0 | 30.32 | 30.32 | 0 | 0 | 0 | 0 | 0 | 0.2 | 0 | 0 |  | 0 |  | 0
|  |  |  | 15 | 30 | 0 | 0 | 0 | 0 | 0 | 7.48 | 0.10336 | 0 | 30 | 30 | 0 | 0 | 0 | 0 | 0 | 0.2 | 0 | 0 |  | 0 |  | 0
|  |  |  | 16.72 | 33.44 | 0 | 0 | 0 | 0 | 0 | 7.48 | 0.10336 | 0 | 33.44 | 33.44 | 0 | 0 | 0 | 0 | 0 | 0.2 | 0 | 0 |  | 0 |  | 0
|  |  |  | 19.68 | 39.36 | 0 | 0 | 0 | 0 | 0 | 7.48 | 0.10336 | 0 | 39.36 | 39.36 | 0 | 0 | 0 | 0 | 0 | 0.2 | 0 | 0 |  | 0 |  | 0
|  |  |  | 20.48 | 40.96 | 0 | 0 | 0 | 0 | 0 | 7.48 | 0.10336 | 0 | 40.96 | 38.05 | 0 | 2.91 | 0 | 0 | 2.91 | 0.2 | 0 | 0 |  | 0 |  | 0
|  |  |  | 16.8 | 33.6 | 0 | 0 | 0 | 0 | 0 | 7.48 | 0.10336 | 0 | 33.6 | 14.42 | 0 | 19.18 | 0 | 0 | 19.18 | 0.2 | 0 | 0 |  | 0 |  | 0
|  |  |  | 24 | 48 | 0 | 0 | 0 | 0 | 0 | 7.48 | 0.10336 | 0 | 48 | 34.409 | 0 | 13.591 | 0 | 0 | 13.591 | 0.2 | 0 | 0 |  | 0 |  | 0
|  |  |  | 30.44 | 60.88 | 0 | 0 | 0 | 0 | 0 | 7.48 | 0.10336 | 0 | 60.88 | 28.097 | 0 | 32.783 | 0 | 0 | 32.783 | 0.2 | 0 | 0 |  | 0 |  | 0
|  |  |  | 34.44 | 68.88 | 0 | 0 | 0 | 0 | 0 | 7.48 | 0.10336 | 0 | 68.88 | 0 | 0 | 76.793 | 7.913 | 0 | 68.88 | 0.5939 | 0 | 0 |  | 0 |  | 0
|  |  |  | 35.68 | 71.36 | 0 | 0 | 0 | 0 | 0 | 11.23 | 0.12409 | 0 | 71.36 | 0 | 7.35 | 79.518 | 8.158 | 0 | 71.36 | 1 | 0 | 0 |  | 0 |  | 0
|  |  |  | 38 | 76 | 0 | 0 | 0 | 0 | 0 | 11.23 | 0.12409 | 0 | 76 | 0 | 16.676 | 76 | 0 | 0 | 76 | 1 | 0 | 0 |  | 0 |  | 0
|  |  |  | 40.04 | 80.08 | 0 | 0 | 0 | 0 | 0 | 11.23 | 0.12409 | 0 | 80.08 | 0 | 12.426 | 80.08 | 0 | 0 | 80.08 | 1 | 0 | 0 |  | 0 |  | 0
|  |  |  | 43.88 | 87.76 | 0 | 0 | 0 | 0 | 0 | 17.48 | 0.13136 | 0 | 87.76 | 0 | 0 | 87.79 | 0.295 | 0 | 87.495 | 1 | 0 | 0.265 |  | 0 |  | 0
|  |  |  | 44.72 | 89.44 | 0 | 0 | 0 | 0 | 0 | 17.48 | 0.13136 | 0 | 89.44 | 12.683 | 0 | 76.757 | 0 | 0 | 76.757 | 1 | 0 | 0 |  | 0 |  | 0
|  |  |  | 45.8 | 91.6 | 0 | 0 | 0 | 0 | 0 | 17.48 | 0.13136 | 0 | 91.6 | 23.97 | 0 | 61.554 | 0 | 0 | 61.554 | 0.66337 | 0 | 6.077 |  | 0 |  | 0
|  |  |  | 45.12 | 90.24 | 0 | 0 | 0 | 0 | 0 | 17.48 | 0.13136 | 0 | 90.24 | 40.981 | 0 | 40.894 | 0 | 0 | 40.894 | 0.2 | 0 | 8.365 |  | 0 |  | 0
|  |  |  | 43.08 | 86.16 | 0 | 0 | 0 | 0 | 0 | 11.23 | 0.12409 | 0 | 86.16 | 67.683 | 0 | 18.477 | 0 | 0 | 18.477 | 0.2 | 0 | 0 |  | 0 |  | 0
|  |  |  | 37.64 | 75.28 | 0 | 0 | 0 | 0 | 0 | 11.23 | 0.12409 | 0 | 75.28 | 72.94 | 0 | 2.34 | 0 | 0 | 2.34 | 0.2 | 0 | 0 |  | 0 |  | 0
|  |  |  | 31.72 | 63.44 | 0 | 0 | 0 | 0 | 0 | 11.23 | 0.12409 | 0 | 63.44 | 63.44 | 0 | 0 | 0 | 0 | 0 | 0.2 | 0 | 0 |  | 0 |  | 0
|  |  |  | 30.88 | 61.76 | 0 | 0 | 0 | 0 | 0 | 7.48 | 0.10336 | 8.365 | 61.76 | 61.76 | 0 | 0 | 0 | 0 | 0 | 0.61636 | 0 | 0 |  | 0 |  | 0
|  |  |  | 29.32 | 58.64 | 0 | 0 | 0 | 0 | 0 | 7.48 | 0.10336 | 4.475 | 58.64 | 58.64 | 0 | 0 | 0 | 0 | 0 | 0.83913 | 0 | 0 |  | 0 |  | 0
|  |  |  | 19.44 | 38.88 | 0 | 0 | 0 | 0 | 0 | 7.48 | 0.10336 | 0 | 38.88 | 38.88 | 0 | 0 | 0 | 0 | 0 | 0.83913 | 0 | 0 |  | 0 |  | 0
|  |  |  | 11.2 | 22.4 | 0 | 0 | 0 | 0 | 0 | 7.48 | 0.10336 | 0 | 22.4 | 22.4 | 0 | 0 | 0 | 0 | 0 | 0.83913 | 0 | 0 |  | 0 |  | 0
|  |  |  | 9.08 | 18.16 | 0 | 0 | 0 | 0 | 0 | 7.48 | 0.10336 | 0 | 18.16 | 18.16 | 0 | 0 | 0 | 0 | 0 | 0.83913 | 0 | 0 |  | 0 |  | 0
|  |  |  | 9.64 | 19.28 | 0 | 0 | 0 | 0 | 0 | 7.48 | 0.10336 | 0 | 19.28 | 19.28 | 0 | 0 | 0 | 0 | 0 | 0.83913 | 0 | 0 |  | 0 |  | 0
|  |  |  | 9.92 | 19.84 | 0 | 0 | 0 | 0 | 0 | 7.48 | 0.10336 | 0 | 19.84 | 19.84 | 0 | 0 | 0 | 0 | 0 | 0.83913 | 0 | 0 |  | 0 |  | 0
|  |  |  | 12.28 | 24.56 | 0 | 0 | 0 | 0 | 0 | 7.48 | 0.10336 | 0 | 24.56 | 24.56 | 0 | 0 | 0 | 0 | 0 | 0.83913 | 0 | 0 |  | 0 |  | 0
|  |  |  | 14.48 | 28.96 | 0 | 0 | 0 | 0 | 0 | 7.48 | 0.10336 | 0 | 28.96 | 28.96 | 0 | 0 | 0 | 0 | 0 | 0.83913 | 0 | 0 |  | 0 |  | 0
|  |  |  | 16 | 32 | 0 | 0 | 0 | 0 | 0 | 7.48 | 0.10336 | 0 | 32 | 28.908 | 0 | 3.092 | 0 | 0 | 3.092 | 0.83913 | 0 | 0 |  | 0 |  | 0
|  |  |  | 22.48 | 44.96 | 0 | 0 | 0 | 0 | 0 | 7.48 | 0.10336 | 0 | 44.96 | 25.719 | 0 | 19.241 | 0 | 0 | 19.241 | 0.83913 | 0 | 0 |  | 0 |  | 0
|  |  |  | 24.48 | 48.96 | 0 | 0 | 0 | 0 | 0 | 7.48 | 0.10336 | 0 | 48.96 | 32.508 | 0 | 16.452 | 0 | 0 | 16.452 | 0.83913 | 0 | 0 |  | 0 |  | 0
|  |  |  | 32.72 | 65.44 | 0 | 0 | 0 | 0 | 0 | 7.48 | 0.10336 | 0 | 65.44 | 19.029 | 0 | 46.411 | 0 | 0 | 46.411 | 0.83913 | 0 | 0 |  | 0 |  | 0
|  |  |  | 36.12 | 72.24 | 0 | 0 | 0 | 0 | 0 | 7.48 | 0.10336 | 0 | 72.24 | 0 | 0 | 75.472 | 3.232 | 0 | 72.24 | 1 | 0 | 0 |  | 0 |  | 0
|  |  |  | 44.96 | 89.92 | 0 | 0 | 0 | 0 | 0 | 11.23 | 0.12409 | 0 | 89.92 | 3.318 | 0 | 86.602 | 0 | 0 | 86.602 | 1 | 0 | 0 |  | 0 |  | 0
|  |  |  | 50.92 | 101.84 | 0 | 0 | 0 | 0 | 0 | 11.23 | 0.12409 | 0 | 101.84 | 10.801 | 0 | 91.039 | 0 | 0 | 91.039 | 1 | 0 | 0 |  | 0 |  | 0
|  |  |  | 52.56 | 105.12 | 0 | 0 | 0 | 0 | 0 | 11.23 | 0.12409 | 0 | 105.12 | 13.499 | 0 | 91.621 | 0 | 0 | 91.621 | 1 | 0 | 0 |  | 0 |  | 0
|  |  |  | 51.96 | 103.92 | 0 | 0 | 0 | 0 | 0 | 17.48 | 0.13136 | 0 | 103.92 | 17.561 | 0 | 86.359 | 0 | 0 | 86.359 | 1 | 0 | 0 |  | 0 |  | 0
|  |  |  | 51.4 | 102.8 | 0 | 0 | 0 | 0 | 0 | 17.48 | 0.13136 | 0 | 102.8 | 27.292 | 0 | 75.508 | 0 | 0 | 75.508 | 1 | 0 | 0 |  | 0 |  | 0
|  |  |  | 48 | 96 | 0 | 0 | 0 | 0 | 0 | 17.48 | 0.13136 | 0 | 96 | 29.352 | 0 | 60.572 | 0 | 0 | 60.572 | 0.66337 | 0 | 6.077 |  | 0 |  | 0
|  |  |  | 49.16 | 98.32 | 0 | 0 | 0 | 0 | 0 | 17.48 | 0.13136 | 0 | 98.32 | 49.631 | 0 | 40.324 | 0 | 0 | 40.324 | 0.2 | 0 | 8.365 |  | 0 |  | 0
|  |  |  | 48.92 | 97.84 | 0 | 0 | 0 | 0 | 0 | 11.23 | 0.12409 | 0 | 97.84 | 79.824 | 0 | 18.016 | 0 | 0 | 18.016 | 0.2 | 0 | 0 |  | 0 |  | 0
|  |  |  | 50.88 | 101.76 | 0 | 0 | 0 | 0 | 0 | 11.23 | 0.12409 | 0 | 101.76 | 99.553 | 0 | 2.207 | 0 | 0 | 2.207 | 0.2 | 0 | 0 |  | 0 |  | 0
|  |  |  | 46.92 | 93.84 | 0 | 0 | 0 | 0 | 0 | 11.23 | 0.12409 | 0 | 93.84 | 93.84 | 0 | 0 | 0 | 0 | 0 | 0.2 | 0 | 0 |  | 0 |  | 0
|  |  |  | 44.56 | 89.12 | 0 | 0 | 0 | 0 | 0 | 7.48 | 0.10336 | 8.365 | 89.12 | 89.12 | 0 | 0 | 0 | 0 | 0 | 0.61636 | 0 | 0 |  | 0 |  | 0
|  |  |  | 42 | 84 | 0 | 0 | 0 | 0 | 0 | 7.48 | 0.10336 | 7.707 | 84 | 84 | 0 | 0 | 0 | 0 | 0 | 1 | 0 | 0 |  | 0 |  | 0
|  |  |  | 37.8 | 75.6 | 0 | 0 | 0 | 0 | 0 | 7.48 | 0.10336 | 0 | 75.6 | 75.6 | 0 | 0 | 0 | 0 | 0 | 1 | 0 | 0 |  | 0 |  | 0
|  |  |  | 18.88 | 37.76 | 0 | 0 | 0 | 0 | 0 | 7.48 | 0.10336 | 0 | 37.76 | 37.76 | 0 | 0 | 0 | 0 | 0 | 1 | 0 | 0 |  | 0 |  | 0
|  |  |  | 14.24 | 28.48 | 0 | 0 | 0 | 0 | 0 | 7.48 | 0.10336 | 0 | 28.48 | 28.48 | 0 | 0 | 0 | 0 | 0 | 1 | 0 | 0 |  | 0 |  | 0
|  |  |  | 15.08 | 30.16 | 0 | 0 | 0 | 0 | 0 | 7.48 | 0.10336 | 0 | 30.16 | 30.16 | 0 | 0 | 0 | 0 | 0 | 1 | 0 | 0 |  | 0 |  | 0
|  |  |  | 16.04 | 32.08 | 0 | 0 | 0 | 0 | 0 | 7.48 | 0.10336 | 0 | 32.08 | 32.08 | 0 | 0 | 0 | 0 | 0 | 1 | 0 | 0 |  | 0 |  | 0
|  |  |  | 17.32 | 34.64 | 0 | 0 | 0 | 0 | 0 | 7.48 | 0.10336 | 0 | 34.64 | 34.64 | 0 | 0 | 0 | 0 | 0 | 1 | 0 | 0 |  | 0 |  | 0
|  |  |  | 19.64 | 39.28 | 0 | 0 | 0 | 0 | 0 | 7.48 | 0.10336 | 0 | 39.28 | 39.28 | 0 | 0 | 0 | 0 | 0 | 1 | 0 | 0 |  | 0 |  | 0
|  |  |  | 17.12 | 34.24 | 0 | 0 | 0 | 0 | 0 | 7.48 | 0.10336 | 0 | 34.24 | 31.682 | 0 | 2.558 | 0 | 0 | 2.558 | 1 | 0 | 0 |  | 0 |  | 0
|  |  |  | 22 | 44 | 0 | 0 | 0 | 0 | 0 | 7.48 | 0.10336 | 0 | 44 | 28.263 | 0 | 15.737 | 0 | 0 | 15.737 | 1 | 0 | 0 |  | 0 |  | 0
|  |  |  | 27.16 | 54.32 | 0 | 0 | 0 | 0 | 0 | 7.48 | 0.10336 | 0 | 54.32 | 14.626 | 0 | 39.694 | 0 | 0 | 39.694 | 1 | 0 | 0 |  | 0 |  | 0
|  |  |  | 39.92 | 79.84 | 0 | 0 | 0 | 0 | 0 | 7.48 | 0.10336 | 0 | 79.84 | 46.39 | 0 | 33.45 | 0 | 0 | 33.45 | 1 | 0 | 0 |  | 0 |  | 0
|  |  |  | 44.04 | 88.08 | 0 | 0 | 0 | 0 | 0 | 7.48 | 0.10336 | 0 | 88.08 | 35.219 | 0 | 52.861 | 0 | 0 | 52.861 | 1 | 0 | 0 |  | 0 |  | 0
|  |  |  | 47.04 | 94.08 | 0 | 0 | 0 | 0 | 0 | 7.48 | 0.10336 | 0 | 94.08 | 61.673 | 0 | 32.407 | 0 | 0 | 32.407 | 1 | 0 | 0 |  | 0 |  | 0
|  |  |  | 53.4 | 106.8 | 0 | 0 | 0 | 0 | 0 | 7.48 | 0.10336 | 0 | 106.8 | 37.996 | 0 | 68.804 | 0 | 0 | 68.804 | 1 | 0 | 0 |  | 0 |  | 0
|  |  |  | 55.48 | 110.96 | 0 | 0 | 0 | 0 | 0 | 7.48 | 0.10336 | 0 | 110.96 | 35.5 | 0 | 75.46 | 0 | 0 | 75.46 | 1 | 0 | 0 |  | 0 |  | 0
|  |  |  | 54.56 | 109.12 | 0 | 0 | 0 | 0 | 0 | 7.48 | 0.10336 | 0 | 109.12 | 30.241 | 0 | 78.879 | 0 | 0 | 78.879 | 1 | 0 | 0 |  | 0 |  | 0
|  |  |  | 55.28 | 110.56 | 0 | 0 | 0 | 0 | 0 | 7.48 | 0.10336 | 0 | 110.56 | 90.604 | 0 | 19.956 | 0 | 0 | 19.956 | 1 | 0 | 0 |  | 0 |  | 0
|  |  |  | 54.96 | 109.92 | 0 | 0 | 0 | 0 | 0 | 7.48 | 0.10336 | 0 | 109.92 | 82.629 | 0 | 27.291 | 0 | 0 | 27.291 | 1 | 0 | 0 |  | 0 |  | 0
|  |  |  | 55.92 | 111.84 | 0 | 0 | 0 | 0 | 0 | 7.48 | 0.10336 | 0 | 111.84 | 110.349 | 0 | 1.491 | 0 | 0 | 1.491 | 1 | 0 | 0 |  | 0 |  | 0
|  |  |  | 58.76 | 117.52 | 0 | 0 | 0 | 0 | 0 | 7.48 | 0.10336 | 0 | 117.52 | 107.627 | 0 | 9.893 | 0 | 0 | 9.893 | 1 | 0 | 0 |  | 0 |  | 0
|  |  |  | 54.92 | 109.84 | 0 | 0 | 0 | 0 | 0 | 7.48 | 0.10336 | 0 | 109.84 | 107.452 | 0 | 2.388 | 0 | 0 | 2.388 | 1 | 0 | 0 |  | 0 |  | 0
|  |  |  | 50.48 | 100.96 | 0 | 0 | 0 | 0 | 0 | 7.48 | 0.10336 | 0 | 100.96 | 100.96 | 0 | 0 | 0 | 0 | 0 | 1 | 0 | 0 |  | 0 |  | 0
|  |  |  | 46.84 | 93.68 | 0 | 0 | 0 | 0 | 0 | 7.48 | 0.10336 | 0 | 93.68 | 93.68 | 0 | 0 | 0 | 0 | 0 | 1 | 0 | 0 |  | 0 |  | 0
|  |  |  | 39.68 | 79.36 | 0 | 0 | 0 | 0 | 0 | 7.48 | 0.10336 | 0 | 79.36 | 79.36 | 0 | 0 | 0 | 0 | 0 | 1 | 0 | 0 |  | 0 |  | 0
|  |  |  | 32.32 | 64.64 | 0 | 0 | 0 | 0 | 0 | 7.48 | 0.10336 | 0 | 64.64 | 64.64 | 0 | 0 | 0 | 0 | 0 | 1 | 0 | 0 |  | 0 |  | 0
|  |  |  | 13.04 | 26.08 | 0 | 0 | 0 | 0 | 0 | 7.48 | 0.10336 | 0 | 26.08 | 26.08 | 0 | 0 | 0 | 0 | 0 | 1 | 0 | 0 |  | 0 |  | 0
|  |  |  | 9 | 18 | 0 | 0 | 0 | 0 | 0 | 7.48 | 0.10336 | 0 | 18 | 18 | 0 | 0 | 0 | 0 | 0 | 1 | 0 | 0 |  | 0 |  | 0
|  |  |  | 9.44 | 18.88 | 0 | 0 | 0 | 0 | 0 | 7.48 | 0.10336 | 0 | 18.88 | 18.88 | 0 | 0 | 0 | 0 | 0 | 1 | 0 | 0 |  | 0 |  | 0
|  |  |  | 9.68 | 19.36 | 0 | 0 | 0 | 0 | 0 | 7.48 | 0.10336 | 0 | 19.36 | 19.36 | 0 | 0 | 0 | 0 | 0 | 1 | 0 | 0 |  | 0 |  | 0
|  |  |  | 12.08 | 24.16 | 0 | 0 | 0 | 0 | 0 | 7.48 | 0.10336 | 0 | 24.16 | 24.16 | 0 | 0 | 0 | 0 | 0 | 1 | 0 | 0 |  | 0 |  | 0
|  |  |  | 14.6 | 29.2 | 0 | 0 | 0 | 0 | 0 | 7.48 | 0.10336 | 0 | 29.2 | 29.2 | 0 | 0 | 0 | 0 | 0 | 1 | 0 | 0 |  | 0 |  | 0
|  |  |  | 16.12 | 32.24 | 0 | 0 | 0 | 0 | 0 | 7.48 | 0.10336 | 0 | 32.24 | 30.106 | 0 | 2.134 | 0 | 0 | 2.134 | 1 | 0 | 0 |  | 0 |  | 0
|  |  |  | 22.2 | 44.4 | 0 | 0 | 0 | 0 | 0 | 7.48 | 0.10336 | 0 | 44.4 | 26.65 | 0 | 17.75 | 0 | 0 | 17.75 | 1 | 0 | 0 |  | 0 |  | 0
|  |  |  | 29.76 | 59.52 | 0 | 0 | 0 | 0 | 0 | 7.48 | 0.10336 | 0 | 59.52 | 21.79 | 0 | 37.73 | 0 | 0 | 37.73 | 1 | 0 | 0 |  | 0 |  | 0
|  |  |  | 38.6 | 77.2 | 0 | 0 | 0 | 0 | 0 | 7.48 | 0.10336 | 0 | 77.2 | 21.284 | 0 | 55.916 | 0 | 0 | 55.916 | 1 | 0 | 0 |  | 0 |  | 0
|  |  |  | 41 | 82 | 0 | 0 | 0 | 0 | 0 | 7.48 | 0.10336 | 0 | 82 | 11.535 | 0 | 70.465 | 0 | 0 | 70.465 | 1 | 0 | 0 |  | 0 |  | 0
|  |  |  | 42.92 | 85.84 | 0 | 0 | 0 | 0 | 0 | 7.48 | 0.10336 | 0 | 85.84 | 5.094 | 0 | 80.746 | 0 | 0 | 80.746 | 1 | 0 | 0 |  | 0 |  | 0
|  |  |  | 51.64 | 103.28 | 0 | 0 | 0 | 0 | 0 | 7.48 | 0.10336 | 0 | 103.28 | 17.903 | 0 | 85.377 | 0 | 0 | 85.377 | 1 | 0 | 0 |  | 0 |  | 0
|  |  |  | 50.24 | 100.48 | 0 | 0 | 0 | 0 | 0 | 7.48 | 0.10336 | 0 | 100.48 | 14.788 | 0 | 85.692 | 0 | 0 | 85.692 | 1 | 0 | 0 |  | 0 |  | 0
|  |  |  | 50.44 | 100.88 | 0 | 0 | 0 | 0 | 0 | 7.48 | 0.10336 | 0 | 100.88 | 20.013 | 0 | 80.867 | 0 | 0 | 80.867 | 1 | 0 | 0 |  | 0 |  | 0
|  |  |  | 51.36 | 102.72 | 0 | 0 | 0 | 0 | 0 | 7.48 | 0.10336 | 0 | 102.72 | 30.946 | 0 | 71.774 | 0 | 0 | 71.774 | 1 | 0 | 0 |  | 0 |  | 0
|  |  |  | 52 | 104 | 0 | 0 | 0 | 0 | 0 | 7.48 | 0.10336 | 0 | 104 | 47.114 | 0 | 56.886 | 0 | 0 | 56.886 | 1 | 0 | 0 |  | 0 |  | 0
|  |  |  | 52.16 | 104.32 | 0 | 0 | 0 | 0 | 0 | 7.48 | 0.10336 | 0 | 104.32 | 65.802 | 0 | 38.518 | 0 | 0 | 38.518 | 1 | 0 | 0 |  | 0 |  | 0
|  |  |  | 49.92 | 99.84 | 0 | 0 | 0 | 0 | 0 | 7.48 | 0.10336 | 0 | 99.84 | 82.757 | 0 | 17.083 | 0 | 0 | 17.083 | 1 | 0 | 0 |  | 0 |  | 0
|  |  |  | 49.88 | 99.76 | 0 | 0 | 0 | 0 | 0 | 7.48 | 0.10336 | 0 | 99.76 | 97.99 | 0 | 1.77 | 0 | 0 | 1.77 | 1 | 0 | 0 |  | 0 |  | 0
|  |  |  | 50.48 | 100.96 | 0 | 0 | 0 | 0 | 0 | 7.48 | 0.10336 | 0 | 100.96 | 100.96 | 0 | 0 | 0 | 0 | 0 | 1 | 0 | 0 |  | 0 |  | 0
|  |  |  | 48.12 | 96.24 | 0 | 0 | 0 | 0 | 0 | 7.48 | 0.10336 | 0 | 96.24 | 96.24 | 0 | 0 | 0 | 0 | 0 | 1 | 0 | 0 |  | 0 |  | 0
|  |  |  | 43.68 | 87.36 | 0 | 0 | 0 | 0 | 0 | 7.48 | 0.10336 | 0 | 87.36 | 87.36 | 0 | 0 | 0 | 0 | 0 | 1 | 0 | 0 |  | 0 |  | 0
|  |  |  | 33.12 | 66.24 | 0 | 0 | 0 | 0 | 0 | 7.48 | 0.10336 | 0 | 66.24 | 66.24 | 0 | 0 | 0 | 0 | 0 | 1 | 0 | 0 |  | 0 |  | 0
|  |  |  | 13.72 | 27.44 | 0 | 0 | 0 | 0 | 0 | 7.48 | 0.10336 | 0 | 27.44 | 27.44 | 0 | 0 | 0 | 0 | 0 | 1 | 0 | 0 |  | 0 |  | 0
|  |  |  | 8.96 | 17.92 | 0 | 0 | 0 | 0 | 0 | 7.48 | 0.10336 | 0 | 17.92 | 17.92 | 0 | 0 | 0 | 0 | 0 | 1 | 0 | 0 |  | 0 |  | 0
|  |  |  | 9.76 | 19.52 | 0 | 0 | 0 | 0 | 0 | 7.48 | 0.10336 | 0 | 19.52 | 19.52 | 0 | 0 | 0 | 0 | 0 | 1 | 0 | 0 |  | 0 |  | 0
|  |  |  | 11.64 | 23.28 | 0 | 0 | 0 | 0 | 0 | 7.48 | 0.10336 | 0 | 23.28 | 23.28 | 0 | 0 | 0 | 0 | 0 | 1 | 0 | 0 |  | 0 |  | 0
|  |  |  | 12.6 | 25.2 | 0 | 0 | 0 | 0 | 0 | 7.48 | 0.10336 | 0 | 25.2 | 25.2 | 0 | 0 | 0 | 0 | 0 | 1 | 0 | 0 |  | 0 |  | 0
|  |  |  | 14.4 | 28.8 | 0 | 0 | 0 | 0 | 0 | 7.48 | 0.10336 | 0 | 28.8 | 28.8 | 0 | 0 | 0 | 0 | 0 | 1 | 0 | 0 |  | 0 |  | 0
|  |  |  | 16 | 32 | 0 | 0 | 0 | 0 | 0 | 7.48 | 0.10336 | 0 | 32 | 30 | 0 | 2 | 0 | 0 | 2 | 1 | 0 | 0 |  | 0 |  | 0
|  |  |  | 22.56 | 45.12 | 0 | 0 | 0 | 0 | 0 | 7.48 | 0.10336 | 0 | 45.12 | 27.14 | 0 | 17.98 | 0 | 0 | 17.98 | 1 | 0 | 0 |  | 0 |  | 0
|  |  |  | 23.4 | 46.8 | 0 | 0 | 0 | 0 | 0 | 7.48 | 0.10336 | 0 | 46.8 | 8.088 | 0 | 38.712 | 0 | 0 | 38.712 | 1 | 0 | 0 |  | 0 |  | 0
|  |  |  | 31.72 | 63.44 | 0 | 0 | 0 | 0 | 0 | 7.48 | 0.10336 | 0 | 63.44 | 6.118 | 0 | 57.322 | 0 | 0 | 57.322 | 1 | 0 | 0 |  | 0 |  | 0
|  |  |  | 36.52 | 73.04 | 0 | 0 | 0 | 0 | 0 | 7.48 | 0.10336 | 0 | 73.04 | 0.854 | 0 | 72.186 | 0 | 0 | 72.186 | 1 | 0 | 0 |  | 0 |  | 0
|  |  |  | 41.92 | 83.84 | 0 | 0 | 0 | 0 | 0 | 11.23 | 0.12409 | 0 | 83.84 | 2.985 | 0 | 80.855 | 0 | 0 | 80.855 | 1 | 0 | 0 |  | 0 |  | 0
|  |  |  | 47.08 | 94.16 | 0 | 0 | 0 | 0 | 0 | 11.23 | 0.12409 | 0 | 94.16 | 7.376 | 0 | 86.784 | 0 | 0 | 86.784 | 1 | 0 | 0 |  | 0 |  | 0
|  |  |  | 50.56 | 101.12 | 0 | 0 | 0 | 0 | 0 | 11.23 | 0.12409 | 0 | 101.12 | 14.542 | 0 | 86.578 | 0 | 0 | 86.578 | 1 | 0 | 0 |  | 0 |  | 0
|  |  |  | 48.76 | 97.52 | 0 | 0 | 0 | 0 | 0 | 17.48 | 0.13136 | 0 | 97.52 | 15.55 | 0 | 81.97 | 0 | 0 | 81.97 | 1 | 0 | 0 |  | 0 |  | 0
|  |  |  | 48 | 96 | 0 | 0 | 0 | 0 | 0 | 17.48 | 0.13136 | 0 | 96 | 23.171 | 0 | 72.829 | 0 | 0 | 72.829 | 1 | 0 | 0 |  | 0 |  | 0
|  |  |  | 49.32 | 98.64 | 0 | 0 | 0 | 0 | 0 | 17.48 | 0.13136 | 0 | 98.64 | 34.077 | 0 | 58.486 | 0 | 0 | 58.486 | 0.66337 | 0 | 6.077 |  | 0 |  | 0
|  |  |  | 47.68 | 95.36 | 0 | 0 | 0 | 0 | 0 | 17.48 | 0.13136 | 0 | 95.36 | 47.968 | 0 | 39.027 | 0 | 0 | 39.027 | 0.2 | 0 | 8.365 |  | 0 |  | 0
|  |  |  | 49.36 | 98.72 | 0 | 0 | 0 | 0 | 0 | 11.23 | 0.12409 | 0 | 98.72 | 81.298 | 0 | 17.422 | 0 | 0 | 17.422 | 0.2 | 0 | 0 |  | 0 |  | 0
|  |  |  | 45.88 | 91.76 | 0 | 0 | 0 | 0 | 0 | 11.23 | 0.12409 | 0 | 91.76 | 89.881 | 0 | 1.879 | 0 | 0 | 1.879 | 0.2 | 0 | 0 |  | 0 |  | 0
|  |  |  | 40.84 | 81.68 | 0 | 0 | 0 | 0 | 0 | 11.23 | 0.12409 | 0 | 81.68 | 81.68 | 0 | 0 | 0 | 0 | 0 | 0.2 | 0 | 0 |  | 0 |  | 0
|  |  |  | 41.64 | 83.28 | 0 | 0 | 0 | 0 | 0 | 7.48 | 0.10336 | 8.365 | 83.28 | 83.28 | 0 | 0 | 0 | 0 | 0 | 0.61636 | 0 | 0 |  | 0 |  | 0
|  |  |  | 39.64 | 79.28 | 0 | 0 | 0 | 0 | 0 | 7.48 | 0.10336 | 7.707 | 79.28 | 79.28 | 0 | 0 | 0 | 0 | 0 | 1 | 0 | 0 |  | 0 |  | 0
|  |  |  | 25.68 | 51.36 | 0 | 0 | 0 | 0 | 0 | 7.48 | 0.10336 | 0 | 51.36 | 51.36 | 0 | 0 | 0 | 0 | 0 | 1 | 0 | 0 |  | 0 |  | 0
|  |  |  | 12.16 | 24.32 | 0 | 0 | 0 | 0 | 0 | 7.48 | 0.10336 | 0 | 24.32 | 24.32 | 0 | 0 | 0 | 0 | 0 | 1 | 0 | 0 |  | 0 |  | 0
|  |  |  | 9.72 | 19.44 | 0 | 0 | 0 | 0 | 0 | 7.48 | 0.10336 | 0 | 19.44 | 19.44 | 0 | 0 | 0 | 0 | 0 | 1 | 0 | 0 |  | 0 |  | 0
|  |  |  | 10.44 | 20.88 | 0 | 0 | 0 | 0 | 0 | 7.48 | 0.10336 | 0 | 20.88 | 20.88 | 0 | 0 | 0 | 0 | 0 | 1 | 0 | 0 |  | 0 |  | 0
|  |  |  | 11.56 | 23.12 | 0 | 0 | 0 | 0 | 0 | 7.48 | 0.10336 | 0 | 23.12 | 23.12 | 0 | 0 | 0 | 0 | 0 | 1 | 0 | 0 |  | 0 |  | 0
|  |  |  | 12.4 | 24.8 | 0 | 0 | 0 | 0 | 0 | 7.48 | 0.10336 | 0 | 24.8 | 24.8 | 0 | 0 | 0 | 0 | 0 | 1 | 0 | 0 |  | 0 |  | 0
|  |  |  | 14.4 | 28.8 | 0 | 0 | 0 | 0 | 0 | 7.48 | 0.10336 | 0 | 28.8 | 28.8 | 0 | 0 | 0 | 0 | 0 | 1 | 0 | 0 |  | 0 |  | 0
|  |  |  | 16.36 | 32.72 | 0 | 0 | 0 | 0 | 0 | 7.48 | 0.10336 | 0 | 32.72 | 30.586 | 0 | 2.134 | 0 | 0 | 2.134 | 1 | 0 | 0 |  | 0 |  | 0
|  |  |  | 22.52 | 45.04 | 0 | 0 | 0 | 0 | 0 | 7.48 | 0.10336 | 0 | 45.04 | 27.691 | 0 | 17.349 | 0 | 0 | 17.349 | 1 | 0 | 0 |  | 0 |  | 0
|  |  |  | 26.52 | 53.04 | 0 | 0 | 0 | 0 | 0 | 7.48 | 0.10336 | 0 | 53.04 | 15.637 | 0 | 37.403 | 0 | 0 | 37.403 | 1 | 0 | 0 |  | 0 |  | 0
|  |  |  | 38.08 | 76.16 | 0 | 0 | 0 | 0 | 0 | 7.48 | 0.10336 | 0 | 76.16 | 20.135 | 0 | 56.025 | 0 | 0 | 56.025 | 1 | 0 | 0 |  | 0 |  | 0
|  |  |  | 39.84 | 79.68 | 0 | 0 | 0 | 0 | 0 | 7.48 | 0.10336 | 0 | 79.68 | 10.634 | 0 | 69.046 | 0 | 0 | 69.046 | 1 | 0 | 0 |  | 0 |  | 0
|  |  |  | 45.36 | 90.72 | 0 | 0 | 0 | 0 | 0 | 11.23 | 0.12409 | 0 | 90.72 | 11.09 | 0 | 79.63 | 0 | 0 | 79.63 | 1 | 0 | 0 |  | 0 |  | 0
|  |  |  | 53.8 | 107.6 | 0 | 0 | 0 | 0 | 0 | 11.23 | 0.12409 | 0 | 107.6 | 23.762 | 0 | 83.838 | 0 | 0 | 83.838 | 1 | 0 | 0 |  | 0 |  | 0
|  |  |  | 51.44 | 102.88 | 0 | 0 | 0 | 0 | 0 | 11.23 | 0.12409 | 0 | 102.88 | 17.842 | 0 | 85.038 | 0 | 0 | 85.038 | 1 | 0 | 0 |  | 0 |  | 0
|  |  |  | 55 | 110 | 0 | 0 | 0 | 0 | 0 | 17.48 | 0.13136 | 0 | 110 | 30.018 | 0 | 79.982 | 0 | 0 | 79.982 | 1 | 0 | 0 |  | 0 |  | 0
|  |  |  | 58.8 | 117.6 | 0 | 0 | 0 | 0 | 0 | 17.48 | 0.13136 | 0 | 117.6 | 47.111 | 0 | 70.489 | 0 | 0 | 70.489 | 1 | 0 | 0 |  | 0 |  | 0
|  |  |  | 55.56 | 111.12 | 0 | 0 | 0 | 0 | 0 | 17.48 | 0.13136 | 0 | 111.12 | 48.8 | 0 | 56.243 | 0 | 0 | 56.243 | 0.66337 | 0 | 6.077 |  | 0 |  | 0
|  |  |  | 55.92 | 111.84 | 0 | 0 | 0 | 0 | 0 | 17.48 | 0.13136 | 0 | 111.84 | 66.267 | 0 | 37.209 | 0 | 0 | 37.209 | 0.2 | 0 | 8.365 |  | 0 |  | 0
|  |  |  | 52.32 | 104.64 | 0 | 0 | 0 | 0 | 0 | 11.23 | 0.12409 | 0 | 104.64 | 88.321 | 0 | 16.319 | 0 | 0 | 16.319 | 0.2 | 0 | 0 |  | 0 |  | 0
|  |  |  | 52.84 | 105.68 | 0 | 0 | 0 | 0 | 0 | 11.23 | 0.12409 | 0 | 105.68 | 103.595 | 0 | 2.085 | 0 | 0 | 2.085 | 0.2 | 0 | 0 |  | 0 |  | 0
|  |  |  | 53.4 | 106.8 | 0 | 0 | 0 | 0 | 0 | 11.23 | 0.12409 | 0 | 106.8 | 106.8 | 0 | 0 | 0 | 0 | 0 | 0.2 | 0 | 0 |  | 0 |  | 0
|  |  |  | 48.2 | 96.4 | 0 | 0 | 0 | 0 | 0 | 7.48 | 0.10336 | 8.365 | 96.4 | 96.4 | 0 | 0 | 0 | 0 | 0 | 0.61636 | 0 | 0 |  | 0 |  | 0
|  |  |  | 43.96 | 87.92 | 0 | 0 | 0 | 0 | 0 | 7.48 | 0.10336 | 7.707 | 87.92 | 87.92 | 0 | 0 | 0 | 0 | 0 | 1 | 0 | 0 |  | 0 |  | 0
|  |  |  | 40.36 | 80.72 | 0 | 0 | 0 | 0 | 0 | 7.48 | 0.10336 | 0 | 80.72 | 80.72 | 0 | 0 | 0 | 0 | 0 | 1 | 0 | 0 |  | 0 |  | 0
|  |  |  | 24.08 | 48.16 | 0 | 0 | 0 | 0 | 0 | 7.48 | 0.10336 | 0 | 48.16 | 48.16 | 0 | 0 | 0 | 0 | 0 | 1 | 0 | 0 |  | 0 |  | 0
|  |  |  | 18.68 | 37.36 | 0 | 0 | 0 | 0 | 0 | 7.48 | 0.10336 | 0 | 37.36 | 37.36 | 0 | 0 | 0 | 0 | 0 | 1 | 0 | 0 |  | 0 |  | 0
|  |  |  | 21.12 | 42.24 | 0 | 0 | 0 | 0 | 0 | 7.48 | 0.10336 | 0 | 42.24 | 42.24 | 0 | 0 | 0 | 0 | 0 | 1 | 0 | 0 |  | 0 |  | 0
|  |  |  | 20.88 | 41.76 | 0 | 0 | 0 | 0 | 0 | 7.48 | 0.10336 | 0 | 41.76 | 41.76 | 0 | 0 | 0 | 0 | 0 | 1 | 0 | 0 |  | 0 |  | 0
|  |  |  | 26.12 | 52.24 | 0 | 0 | 0 | 0 | 0 | 7.48 | 0.10336 | 0 | 52.24 | 52.24 | 0 | 0 | 0 | 0 | 0 | 1 | 0 | 0 |  | 0 |  | 0
|  |  |  | 24.16 | 48.32 | 0 | 0 | 0 | 0 | 0 | 7.48 | 0.10336 | 0 | 48.32 | 48.32 | 0 | 0 | 0 | 0 | 0 | 1 | 0 | 0 |  | 0 |  | 0
|  |  |  | 20.96 | 41.92 | 0 | 0 | 0 | 0 | 0 | 7.48 | 0.10336 | 0 | 41.92 | 39.495 | 0 | 2.425 | 0 | 0 | 2.425 | 1 | 0 | 0 |  | 0 |  | 0
|  |  |  | 17.52 | 35.04 | 0 | 0 | 0 | 0 | 0 | 7.48 | 0.10336 | 0 | 35.04 | 18.006 | 0 | 17.034 | 0 | 0 | 17.034 | 1 | 0 | 0 |  | 0 |  | 0
|  |  |  | 33.76 | 67.52 | 0 | 0 | 0 | 0 | 0 | 7.48 | 0.10336 | 0 | 67.52 | 30.554 | 0 | 36.966 | 0 | 0 | 36.966 | 1 | 0 | 0 |  | 0 |  | 0
|  |  |  | 36.52 | 73.04 | 0 | 0 | 0 | 0 | 0 | 7.48 | 0.10336 | 0 | 73.04 | 19.052 | 0 | 53.988 | 0 | 0 | 53.988 | 1 | 0 | 0 |  | 0 |  | 0
|  |  |  | 38.96 | 77.92 | 0 | 0 | 0 | 0 | 0 | 7.48 | 0.10336 | 0 | 77.92 | 9.613 | 0 | 68.307 | 0 | 0 | 68.307 | 1 | 0 | 0 |  | 0 |  | 0
|  |  |  | 45.76 | 91.52 | 0 | 0 | 0 | 0 | 0 | 11.23 | 0.12409 | 0 | 91.52 | 12.993 | 0 | 78.527 | 0 | 0 | 78.527 | 1 | 0 | 0 |  | 0 |  | 0
|  |  |  | 48.32 | 96.64 | 0 | 0 | 0 | 0 | 0 | 11.23 | 0.12409 | 0 | 96.64 | 14.136 | 0 | 82.504 | 0 | 0 | 82.504 | 1 | 0 | 0 |  | 0 |  | 0
|  |  |  | 48.76 | 97.52 | 0 | 0 | 0 | 0 | 0 | 11.23 | 0.12409 | 0 | 97.52 | 13.804 | 0 | 83.716 | 0 | 0 | 83.716 | 1 | 0 | 0 |  | 0 |  | 0
|  |  |  | 53.4 | 106.8 | 0 | 0 | 0 | 0 | 0 | 17.48 | 0.13136 | 0 | 106.8 | 26.976 | 0 | 79.824 | 0 | 0 | 79.824 | 1 | 0 | 0 |  | 0 |  | 0
|  |  |  | 59 | 118 | 0 | 0 | 0 | 0 | 0 | 17.48 | 0.13136 | 0 | 118 | 47.705 | 0 | 70.295 | 0 | 0 | 70.295 | 1 | 0 | 0 |  | 0 |  | 0
|  |  |  | 58.48 | 116.96 | 0 | 0 | 0 | 0 | 0 | 17.48 | 0.13136 | 0 | 116.96 | 54.943 | 0 | 55.94 | 0 | 0 | 55.94 | 0.66337 | 0 | 6.077 |  | 0 |  | 0
|  |  |  | 52.16 | 104.32 | 0 | 0 | 0 | 0 | 0 | 17.48 | 0.13136 | 0 | 104.32 | 58.868 | 0 | 37.087 | 0 | 0 | 37.087 | 0.2 | 0 | 8.365 |  | 0 |  | 0
|  |  |  | 52.52 | 105.04 | 0 | 0 | 0 | 0 | 0 | 11.23 | 0.12409 | 0 | 105.04 | 88.636 | 0 | 16.404 | 0 | 0 | 16.404 | 0.2 | 0 | 0 |  | 0 |  | 0
|  |  |  | 42.24 | 84.48 | 0 | 0 | 0 | 0 | 0 | 11.23 | 0.12409 | 0 | 84.48 | 82.383 | 0 | 2.097 | 0 | 0 | 2.097 | 0.2 | 0 | 0 |  | 0 |  | 0
|  |  |  | 39.44 | 78.88 | 0 | 0 | 0 | 0 | 0 | 11.23 | 0.12409 | 0 | 78.88 | 78.88 | 0 | 0 | 0 | 0 | 0 | 0.2 | 0 | 0 |  | 0 |  | 0
|  |  |  | 38.76 | 77.52 | 0 | 0 | 0 | 0 | 0 | 7.48 | 0.10336 | 0 | 77.52 | 77.52 | 0 | 0 | 0 | 0 | 0 | 0.2 | 0 | 0 |  | 0 |  | 0
|  |  |  | 37.4 | 74.8 | 0 | 0 | 0 | 0 | 0 | 7.48 | 0.10336 | 0 | 74.8 | 74.8 | 0 | 0 | 0 | 0 | 0 | 0.2 | 0 | 0 |  | 0 |  | 0
|  |  |  | 33.48 | 66.96 | 0 | 0 | 0 | 0 | 0 | 7.48 | 0.10336 | 0 | 66.96 | 66.96 | 0 | 0 | 0 | 0 | 0 | 0.2 | 0 | 0 |  | 0 |  | 0
|  |  |  | 15.48 | 30.96 | 0 | 0 | 0 | 0 | 0 | 7.48 | 0.10336 | 0 | 30.96 | 30.96 | 0 | 0 | 0 | 0 | 0 | 0.2 | 0 | 0 |  | 0 |  | 0
|  |  |  | 13.88 | 27.76 | 0 | 0 | 0 | 0 | 0 | 7.48 | 0.10336 | 0 | 27.76 | 27.76 | 0 | 0 | 0 | 0 | 0 | 0.2 | 0 | 0 |  | 0 |  | 0
|  |  |  | 17.48 | 34.96 | 0 | 0 | 0 | 0 | 0 | 7.48 | 0.10336 | 0 | 34.96 | 34.96 | 0 | 0 | 0 | 0 | 0 | 0.2 | 0 | 0 |  | 0 |  | 0
|  |  |  | 24.6 | 49.2 | 0 | 0 | 0 | 0 | 0 | 7.48 | 0.10336 | 0 | 49.2 | 49.2 | 0 | 0 | 0 | 0 | 0 | 0.2 | 0 | 0 |  | 0 |  | 0
|  |  |  | 27.48 | 54.96 | 0 | 0 | 0 | 0 | 0 | 7.48 | 0.10336 | 0 | 54.96 | 54.96 | 0 | 0 | 0 | 0 | 0 | 0.2 | 0 | 0 |  | 0 |  | 0
|  |  |  | 22.84 | 45.68 | 0 | 0 | 0 | 0 | 0 | 7.48 | 0.10336 | 0 | 45.68 | 45.68 | 0 | 0 | 0 | 0 | 0 | 0.2 | 0 | 0 |  | 0 |  | 0
|  |  |  | 22.16 | 44.32 | 0 | 0 | 0 | 0 | 0 | 7.48 | 0.10336 | 0 | 44.32 | 41.944 | 0 | 2.376 | 0 | 0 | 2.376 | 0.2 | 0 | 0 |  | 0 |  | 0
|  |  |  | 25.6 | 51.2 | 0 | 0 | 0 | 0 | 0 | 7.48 | 0.10336 | 0 | 51.2 | 34.129 | 0 | 17.071 | 0 | 0 | 17.071 | 0.2 | 0 | 0 |  | 0 |  | 0
|  |  |  | 25.56 | 51.12 | 0 | 0 | 0 | 0 | 0 | 7.48 | 0.10336 | 0 | 51.12 | 13.839 | 0 | 37.281 | 0 | 0 | 37.281 | 0.2 | 0 | 0 |  | 0 |  | 0
|  |  |  | 26.56 | 53.12 | 0 | 0 | 0 | 0 | 0 | 7.48 | 0.10336 | 0 | 53.12 | 0 | 0 | 56.255 | 3.135 | 0 | 53.12 | 0.35607 | 0 | 0 |  | 0 |  | 0
|  |  |  | 31.2 | 62.4 | 0 | 0 | 0 | 0 | 0 | 7.48 | 0.10336 | 0 | 62.4 | 0 | 0.646 | 70.765 | 8.365 | 0 | 62.4 | 0.77243 | 0 | 0 |  | 0 |  | 0
|  |  |  | 31.2 | 62.4 | 0 | 0 | 0 | 0 | 0 | 11.23 | 0.12409 | 0 | 62.4 | 0 | 15.011 | 66.972 | 4.572 | 0 | 62.4 | 1 | 0 | 0 |  | 0 |  | 0
|  |  |  | 38.72 | 77.44 | 0 | 0 | 0 | 0 | 0 | 11.23 | 0.12409 | 0 | 77.44 | 0 | 8.944 | 77.44 | 0 | 0 | 77.44 | 1 | 0 | 0 |  | 0 |  | 0
|  |  |  | 42 | 84 | 0 | 0 | 0 | 0 | 0 | 11.23 | 0.12409 | 0 | 84 | 0 | 2.323 | 84 | 0 | 0 | 84 | 1 | 0 | 0 |  | 0 |  | 0
|  |  |  | 45.72 | 91.44 | 0 | 0 | 0 | 0 | 0 | 17.48 | 0.13136 | 0 | 91.44 | 9.894 | 0 | 81.546 | 0 | 0 | 81.546 | 1 | 0 | 0 |  | 0 |  | 0
|  |  |  | 45.84 | 91.68 | 0 | 0 | 0 | 0 | 0 | 17.48 | 0.13136 | 0 | 91.68 | 20.755 | 0 | 70.925 | 0 | 0 | 70.925 | 1 | 0 | 0 |  | 0 |  | 0
|  |  |  | 45.44 | 90.88 | 0 | 0 | 0 | 0 | 0 | 17.48 | 0.13136 | 0 | 90.88 | 27.942 | 0 | 56.862 | 0 | 0 | 56.862 | 0.66337 | 0 | 6.077 |  | 0 |  | 0
|  |  |  | 46.72 | 93.44 | 0 | 0 | 0 | 0 | 0 | 17.48 | 0.13136 | 0 | 93.44 | 47.054 | 0 | 38.021 | 0 | 0 | 38.021 | 0.2 | 0 | 8.365 |  | 0 |  | 0
|  |  |  | 45.48 | 90.96 | 0 | 0 | 0 | 0 | 0 | 11.23 | 0.12409 | 0 | 90.96 | 74.386 | 0 | 16.574 | 0 | 0 | 16.574 | 0.2 | 0 | 0 |  | 0 |  | 0
|  |  |  | 42.88 | 85.76 | 0 | 0 | 0 | 0 | 0 | 11.23 | 0.12409 | 0 | 85.76 | 83.832 | 0 | 1.928 | 0 | 0 | 1.928 | 0.2 | 0 | 0 |  | 0 |  | 0
|  |  |  | 40.52 | 81.04 | 0 | 0 | 0 | 0 | 0 | 11.23 | 0.12409 | 0 | 81.04 | 81.04 | 0 | 0 | 0 | 0 | 0 | 0.2 | 0 | 0 |  | 0 |  | 0
|  |  |  | 37.88 | 75.76 | 0 | 0 | 0 | 0 | 0 | 7.48 | 0.10336 | 8.365 | 75.76 | 75.76 | 0 | 0 | 0 | 0 | 0 | 0.61636 | 0 | 0 |  | 0 |  | 0
|  |  |  | 38.84 | 77.68 | 0 | 0 | 0 | 0 | 0 | 7.48 | 0.10336 | 7.707 | 77.68 | 77.68 | 0 | 0 | 0 | 0 | 0 | 1 | 0 | 0 |  | 0 |  | 0
|  |  |  | 36.16 | 72.32 | 0 | 0 | 0 | 0 | 0 | 7.48 | 0.10336 | 0 | 72.32 | 72.32 | 0 | 0 | 0 | 0 | 0 | 1 | 0 | 0 |  | 0 |  | 0
|  |  |  | 18.52 | 37.04 | 0 | 0 | 0 | 0 | 0 | 7.48 | 0.10336 | 0 | 37.04 | 37.04 | 0 | 0 | 0 | 0 | 0 | 1 | 0 | 0 |  | 0 |  | 0
|  |  |  | 14.6 | 29.2 | 0 | 0 | 0 | 0 | 0 | 7.48 | 0.10336 | 0 | 29.2 | 29.2 | 0 | 0 | 0 | 0 | 0 | 1 | 0 | 0 |  | 0 |  | 0
|  |  |  | 15.04 | 30.08 | 0 | 0 | 0 | 0 | 0 | 7.48 | 0.10336 | 0 | 30.08 | 30.08 | 0 | 0 | 0 | 0 | 0 | 1 | 0 | 0 |  | 0 |  | 0
|  |  |  | 13.4 | 26.8 | 0 | 0 | 0 | 0 | 0 | 7.48 | 0.10336 | 0 | 26.8 | 26.8 | 0 | 0 | 0 | 0 | 0 | 1 | 0 | 0 |  | 0 |  | 0
|  |  |  | 12.4 | 24.8 | 0 | 0 | 0 | 0 | 0 | 7.48 | 0.10336 | 0 | 24.8 | 24.8 | 0 | 0 | 0 | 0 | 0 | 1 | 0 | 0 |  | 0 |  | 0
|  |  |  | 14.56 | 29.12 | 0 | 0 | 0 | 0 | 0 | 7.48 | 0.10336 | 0 | 29.12 | 29.12 | 0 | 0 | 0 | 0 | 0 | 1 | 0 | 0 |  | 0 |  | 0
|  |  |  | 16.48 | 32.96 | 0 | 0 | 0 | 0 | 0 | 7.48 | 0.10336 | 0 | 32.96 | 30.875 | 0 | 2.085 | 0 | 0 | 2.085 | 1 | 0 | 0 |  | 0 |  | 0
|  |  |  | 22.12 | 44.24 | 0 | 0 | 0 | 0 | 0 | 7.48 | 0.10336 | 0 | 44.24 | 39.257 | 0 | 4.983 | 0 | 0 | 4.983 | 1 | 0 | 0 |  | 0 |  | 0
|  |  |  | 25.88 | 51.76 | 0 | 0 | 0 | 0 | 0 | 7.48 | 0.10336 | 0 | 51.76 | 33.889 | 0 | 17.871 | 0 | 0 | 17.871 | 1 | 0 | 0 |  | 0 |  | 0
|  |  |  | 35.92 | 71.84 | 0 | 0 | 0 | 0 | 0 | 7.48 | 0.10336 | 0 | 71.84 | 12.226 | 0 | 59.614 | 0 | 0 | 59.614 | 1 | 0 | 0 |  | 0 |  | 0
|  |  |  | 43.6 | 87.2 | 0 | 0 | 0 | 0 | 0 | 7.48 | 0.10336 | 0 | 87.2 | 14.08 | 0 | 73.12 | 0 | 0 | 73.12 | 1 | 0 | 0 |  | 0 |  | 0
|  |  |  | 46.52 | 93.04 | 0 | 0 | 0 | 0 | 0 | 11.23 | 0.12409 | 0 | 93.04 | 8.742 | 0 | 84.298 | 0 | 0 | 84.298 | 1 | 0 | 0 |  | 0 |  | 0
|  |  |  | 52.68 | 105.36 | 0 | 0 | 0 | 0 | 0 | 11.23 | 0.12409 | 0 | 105.36 | 15.157 | 0 | 90.203 | 0 | 0 | 90.203 | 1 | 0 | 0 |  | 0 |  | 0
|  |  |  | 48.92 | 97.84 | 0 | 0 | 0 | 0 | 0 | 11.23 | 0.12409 | 0 | 97.84 | 7.783 | 0 | 90.057 | 0 | 0 | 90.057 | 1 | 0 | 0 |  | 0 |  | 0
|  |  |  | 50.76 | 101.52 | 0 | 0 | 0 | 0 | 0 | 17.48 | 0.13136 | 0 | 101.52 | 16.397 | 0 | 85.123 | 0 | 0 | 85.123 | 1 | 0 | 0 |  | 0 |  | 0
|  |  |  | 51.64 | 103.28 | 0 | 0 | 0 | 0 | 0 | 17.48 | 0.13136 | 0 | 103.28 | 27.869 | 0 | 75.411 | 0 | 0 | 75.411 | 1 | 0 | 0 |  | 0 |  | 0
|  |  |  | 51.92 | 103.84 | 0 | 0 | 0 | 0 | 0 | 17.48 | 0.13136 | 0 | 103.84 | 37.313 | 0 | 60.45 | 0 | 0 | 60.45 | 0.66337 | 0 | 6.077 |  | 0 |  | 0
|  |  |  | 51.76 | 103.52 | 0 | 0 | 0 | 0 | 0 | 17.48 | 0.13136 | 0 | 103.52 | 55.146 | 0 | 40.009 | 0 | 0 | 40.009 | 0.2 | 0 | 8.365 |  | 0 |  | 0
|  |  |  | 52.08 | 104.16 | 0 | 0 | 0 | 0 | 0 | 11.23 | 0.12409 | 0 | 104.16 | 86.738 | 0 | 17.422 | 0 | 0 | 17.422 | 0.2 | 0 | 0 |  | 0 |  | 0
|  |  |  | 51.88 | 103.76 | 0 | 0 | 0 | 0 | 0 | 11.23 | 0.12409 | 0 | 103.76 | 101.966 | 0 | 1.794 | 0 | 0 | 1.794 | 0.2 | 0 | 0 |  | 0 |  | 0
|  |  |  | 49.24 | 98.48 | 0 | 0 | 0 | 0 | 0 | 11.23 | 0.12409 | 0 | 98.48 | 98.48 | 0 | 0 | 0 | 0 | 0 | 0.2 | 0 | 0 |  | 0 |  | 0
|  |  |  | 47.6 | 95.2 | 0 | 0 | 0 | 0 | 0 | 7.48 | 0.10336 | 0 | 95.2 | 95.2 | 0 | 0 | 0 | 0 | 0 | 0.2 | 0 | 0 |  | 0 |  | 0
|  |  |  | 46.84 | 93.68 | 0 | 0 | 0 | 0 | 0 | 7.48 | 0.10336 | 0 | 93.68 | 93.68 | 0 | 0 | 0 | 0 | 0 | 0.2 | 0 | 0 |  | 0 |  | 0
|  |  |  | 39.2 | 78.4 | 0 | 0 | 0 | 0 | 0 | 7.48 | 0.10336 | 0 | 78.4 | 78.4 | 0 | 0 | 0 | 0 | 0 | 0.2 | 0 | 0 |  | 0 |  | 0
|  |  |  | 20.72 | 41.44 | 0 | 0 | 0 | 0 | 0 | 7.48 | 0.10336 | 0 | 41.44 | 41.44 | 0 | 0 | 0 | 0 | 0 | 0.2 | 0 | 0 |  | 0 |  | 0
|  |  |  | 16.28 | 32.56 | 0 | 0 | 0 | 0 | 0 | 7.48 | 0.10336 | 0 | 32.56 | 32.56 | 0 | 0 | 0 | 0 | 0 | 0.2 | 0 | 0 |  | 0 |  | 0
|  |  |  | 18.56 | 37.12 | 0 | 0 | 0 | 0 | 0 | 7.48 | 0.10336 | 0 | 37.12 | 37.12 | 0 | 0 | 0 | 0 | 0 | 0.2 | 0 | 0 |  | 0 |  | 0
|  |  |  | 20.08 | 40.16 | 0 | 0 | 0 | 0 | 0 | 7.48 | 0.10336 | 0 | 40.16 | 40.16 | 0 | 0 | 0 | 0 | 0 | 0.2 | 0 | 0 |  | 0 |  | 0
|  |  |  | 20.92 | 41.84 | 0 | 0 | 0 | 0 | 0 | 7.48 | 0.10336 | 0 | 41.84 | 41.84 | 0 | 0 | 0 | 0 | 0 | 0.2 | 0 | 0 |  | 0 |  | 0
|  |  |  | 20.8 | 41.6 | 0 | 0 | 0 | 0 | 0 | 7.48 | 0.10336 | 0 | 41.6 | 41.6 | 0 | 0 | 0 | 0 | 0 | 0.2 | 0 | 0 |  | 0 |  | 0
|  |  |  | 21.52 | 43.04 | 0 | 0 | 0 | 0 | 0 | 7.48 | 0.10336 | 0 | 43.04 | 41.04 | 0 | 2 | 0 | 0 | 2 | 0.2 | 0 | 0 |  | 0 |  | 0
|  |  |  | 22.44 | 44.88 | 0 | 0 | 0 | 0 | 0 | 7.48 | 0.10336 | 0 | 44.88 | 42.152 | 0 | 2.728 | 0 | 0 | 2.728 | 0.2 | 0 | 0 |  | 0 |  | 0
|  |  |  | 30.6 | 61.2 | 0 | 0 | 0 | 0 | 0 | 7.48 | 0.10336 | 0 | 61.2 | 47.973 | 0 | 13.227 | 0 | 0 | 13.227 | 0.2 | 0 | 0 |  | 0 |  | 0
|  |  |  | 43 | 86 | 0 | 0 | 0 | 0 | 0 | 7.48 | 0.10336 | 0 | 86 | 33.176 | 0 | 52.824 | 0 | 0 | 52.824 | 0.2 | 0 | 0 |  | 0 |  | 0
|  |  |  | 45.68 | 91.36 | 0 | 0 | 0 | 0 | 0 | 7.48 | 0.10336 | 0 | 91.36 | 17.61 | 0 | 73.75 | 0 | 0 | 73.75 | 0.2 | 0 | 0 |  | 0 |  | 0
|  |  |  | 47.36 | 94.72 | 0 | 0 | 0 | 0 | 0 | 7.48 | 0.10336 | 0 | 94.72 | 9.961 | 0 | 84.759 | 0 | 0 | 84.759 | 0.2 | 0 | 0 |  | 0 |  | 0
|  |  |  | 52.76 | 105.52 | 0 | 0 | 0 | 0 | 0 | 7.48 | 0.10336 | 0 | 105.52 | 14.978 | 0 | 90.542 | 0 | 0 | 90.542 | 0.2 | 0 | 0 |  | 0 |  | 0
|  |  |  | 51 | 102 | 0 | 0 | 0 | 0 | 0 | 7.48 | 0.10336 | 0 | 102 | 11.737 | 0 | 90.263 | 0 | 0 | 90.263 | 0.2 | 0 | 0 |  | 0 |  | 0
|  |  |  | 51.68 | 103.36 | 0 | 0 | 0 | 0 | 0 | 7.48 | 0.10336 | 0 | 103.36 | 18.128 | 0 | 85.232 | 0 | 0 | 85.232 | 0.2 | 0 | 0 |  | 0 |  | 0
|  |  |  | 52.4 | 104.8 | 0 | 0 | 0 | 0 | 0 | 7.48 | 0.10336 | 0 | 104.8 | 29.352 | 0 | 75.448 | 0 | 0 | 75.448 | 0.2 | 0 | 0 |  | 0 |  | 0
|  |  |  | 54.92 | 109.84 | 0 | 0 | 0 | 0 | 0 | 7.48 | 0.10336 | 0 | 109.84 | 49.414 | 0 | 60.426 | 0 | 0 | 60.426 | 0.2 | 0 | 0 |  | 0 |  | 0
|  |  |  | 52.8 | 105.6 | 0 | 0 | 0 | 0 | 0 | 7.48 | 0.10336 | 0 | 105.6 | 65.627 | 0 | 39.973 | 0 | 0 | 39.973 | 0.2 | 0 | 0 |  | 0 |  | 0
|  |  |  | 52.6 | 105.2 | 0 | 0 | 0 | 0 | 0 | 7.48 | 0.10336 | 0 | 105.2 | 87.644 | 0 | 17.556 | 0 | 0 | 17.556 | 0.2 | 0 | 0 |  | 0 |  | 0
|  |  |  | 51.48 | 102.96 | 0 | 0 | 0 | 0 | 0 | 7.48 | 0.10336 | 0 | 102.96 | 101.154 | 0 | 1.806 | 0 | 0 | 1.806 | 0.2 | 0 | 0 |  | 0 |  | 0
|  |  |  | 50.04 | 100.08 | 0 | 0 | 0 | 0 | 0 | 7.48 | 0.10336 | 0 | 100.08 | 100.08 | 0 | 0 | 0 | 0 | 0 | 0.2 | 0 | 0 |  | 0 |  | 0
|  |  |  | 47.52 | 95.04 | 0 | 0 | 0 | 0 | 0 | 7.48 | 0.10336 | 0 | 95.04 | 95.04 | 0 | 0 | 0 | 0 | 0 | 0.2 | 0 | 0 |  | 0 |  | 0
|  |  |  | 43.28 | 86.56 | 0 | 0 | 0 | 0 | 0 | 7.48 | 0.10336 | 0 | 86.56 | 86.56 | 0 | 0 | 0 | 0 | 0 | 0.2 | 0 | 0 |  | 0 |  | 0
|  |  |  | 36.24 | 72.48 | 0 | 0 | 0 | 0 | 0 | 7.48 | 0.10336 | 0 | 72.48 | 72.48 | 0 | 0 | 0 | 0 | 0 | 0.2 | 0 | 0 |  | 0 |  | 0
|  |  |  | 16 | 32 | 0 | 0 | 0 | 0 | 0 | 7.48 | 0.10336 | 0 | 32 | 32 | 0 | 0 | 0 | 0 | 0 | 0.2 | 0 | 0 |  | 0 |  | 0
|  |  |  | 9.52 | 19.04 | 0 | 0 | 0 | 0 | 0 | 7.48 | 0.10336 | 0 | 19.04 | 19.04 | 0 | 0 | 0 | 0 | 0 | 0.2 | 0 | 0 |  | 0 |  | 0
|  |  |  | 13.04 | 26.08 | 0 | 0 | 0 | 0 | 0 | 7.48 | 0.10336 | 0 | 26.08 | 26.08 | 0 | 0 | 0 | 0 | 0 | 0.2 | 0 | 0 |  | 0 |  | 0
|  |  |  | 13.88 | 27.76 | 0 | 0 | 0 | 0 | 0 | 7.48 | 0.10336 | 0 | 27.76 | 27.76 | 0 | 0 | 0 | 0 | 0 | 0.2 | 0 | 0 |  | 0 |  | 0
|  |  |  | 15.96 | 31.92 | 0 | 0 | 0 | 0 | 0 | 7.48 | 0.10336 | 0 | 31.92 | 31.92 | 0 | 0 | 0 | 0 | 0 | 0.2 | 0 | 0 |  | 0 |  | 0
|  |  |  | 16.28 | 32.56 | 0 | 0 | 0 | 0 | 0 | 7.48 | 0.10336 | 0 | 32.56 | 32.56 | 0 | 0 | 0 | 0 | 0 | 0.2 | 0 | 0 |  | 0 |  | 0
|  |  |  | 18.24 | 36.48 | 0 | 0 | 0 | 0 | 0 | 7.48 | 0.10336 | 0 | 36.48 | 34.37 | 0 | 2.11 | 0 | 0 | 2.11 | 0.2 | 0 | 0 |  | 0 |  | 0
|  |  |  | 21.84 | 43.68 | 0 | 0 | 0 | 0 | 0 | 7.48 | 0.10336 | 0 | 43.68 | 40.831 | 0 | 2.849 | 0 | 0 | 2.849 | 0.2 | 0 | 0 |  | 0 |  | 0
|  |  |  | 27.04 | 54.08 | 0 | 0 | 0 | 0 | 0 | 7.48 | 0.10336 | 0 | 54.08 | 38.464 | 0 | 15.616 | 0 | 0 | 15.616 | 0.2 | 0 | 0 |  | 0 |  | 0
|  |  |  | 37.04 | 74.08 | 0 | 0 | 0 | 0 | 0 | 7.48 | 0.10336 | 0 | 74.08 | 15.06 | 0 | 59.02 | 0 | 0 | 59.02 | 0.2 | 0 | 0 |  | 0 |  | 0
|  |  |  | 44.08 | 88.16 | 0 | 0 | 0 | 0 | 0 | 7.48 | 0.10336 | 0 | 88.16 | 14.228 | 0 | 73.932 | 0 | 0 | 73.932 | 0.2 | 0 | 0 |  | 0 |  | 0
|  |  |  | 44.72 | 89.44 | 0 | 0 | 0 | 0 | 0 | 7.48 | 0.10336 | 0 | 89.44 | 4.026 | 0 | 85.414 | 0 | 0 | 85.414 | 0.2 | 0 | 0 |  | 0 |  | 0
|  |  |  | 44.68 | 89.36 | 0 | 0 | 0 | 0 | 0 | 7.48 | 0.10336 | 0 | 89.36 | 0 | 0 | 91.415 | 2.055 | 0 | 89.36 | 0.30229 | 0 | 0 |  | 0 |  | 0
|  |  |  | 45.48 | 90.96 | 0 | 0 | 0 | 0 | 0 | 7.48 | 0.10336 | 0 | 90.96 | 0.018 | 0 | 90.942 | 0 | 0 | 90.942 | 0.30229 | 0 | 0 |  | 0 |  | 0
|  |  |  | 52.4 | 104.8 | 0 | 0 | 0 | 0 | 0 | 7.48 | 0.10336 | 0 | 104.8 | 19.035 | 0 | 85.765 | 0 | 0 | 85.765 | 0.30229 | 0 | 0 |  | 0 |  | 0
|  |  |  | 55.36 | 110.72 | 0 | 0 | 0 | 0 | 0 | 7.48 | 0.10336 | 0 | 110.72 | 34.739 | 0 | 75.981 | 0 | 0 | 75.981 | 0.30229 | 0 | 0 |  | 0 |  | 0
|  |  |  | 53.96 | 107.92 | 0 | 0 | 0 | 0 | 0 | 7.48 | 0.10336 | 0 | 107.92 | 47.106 | 0 | 60.814 | 0 | 0 | 60.814 | 0.30229 | 0 | 0 |  | 0 |  | 0
|  |  |  | 52.32 | 104.64 | 0 | 0 | 0 | 0 | 0 | 7.48 | 0.10336 | 0 | 104.64 | 64.51 | 0 | 40.13 | 0 | 0 | 40.13 | 0.30229 | 0 | 0 |  | 0 |  | 0
|  |  |  | 51.96 | 103.92 | 0 | 0 | 0 | 0 | 0 | 7.48 | 0.10336 | 0 | 103.92 | 86.534 | 0 | 17.386 | 0 | 0 | 17.386 | 0.30229 | 0 | 0 |  | 0 |  | 0
|  |  |  | 53.16 | 106.32 | 0 | 0 | 0 | 0 | 0 | 7.48 | 0.10336 | 0 | 106.32 | 104.611 | 0 | 1.709 | 0 | 0 | 1.709 | 0.30229 | 0 | 0 |  | 0 |  | 0
|  |  |  | 50.56 | 101.12 | 0 | 0 | 0 | 0 | 0 | 7.48 | 0.10336 | 0 | 101.12 | 101.12 | 0 | 0 | 0 | 0 | 0 | 0.30229 | 0 | 0 |  | 0 |  | 0
|  |  |  | 46.48 | 92.96 | 0 | 0 | 0 | 0 | 0 | 7.48 | 0.10336 | 0 | 92.96 | 92.96 | 0 | 0 | 0 | 0 | 0 | 0.30229 | 0 | 0 |  | 0 |  | 0
|  |  |  | 41.12 | 82.24 | 0 | 0 | 0 | 0 | 0 | 7.48 | 0.10336 | 0 | 82.24 | 82.24 | 0 | 0 | 0 | 0 | 0 | 0.30229 | 0 | 0 |  | 0 |  | 0
|  |  |  | 34.48 | 68.96 | 0 | 0 | 0 | 0 | 0 | 7.48 | 0.10336 | 0 | 68.96 | 68.96 | 0 | 0 | 0 | 0 | 0 | 0.30229 | 0 | 0 |  | 0 |  | 0
|  |  |  | 16.04 | 32.08 | 0 | 0 | 0 | 0 | 0 | 7.48 | 0.10336 | 0 | 32.08 | 32.08 | 0 | 0 | 0 | 0 | 0 | 0.30229 | 0 | 0 |  | 0 |  | 0
|  |  |  | 11.32 | 22.64 | 0 | 0 | 0 | 0 | 0 | 7.48 | 0.10336 | 0 | 22.64 | 22.64 | 0 | 0 | 0 | 0 | 0 | 0.30229 | 0 | 0 |  | 0 |  | 0
|  |  |  | 13.28 | 26.56 | 0 | 0 | 0 | 0 | 0 | 7.48 | 0.10336 | 0 | 26.56 | 26.56 | 0 | 0 | 0 | 0 | 0 | 0.30229 | 0 | 0 |  | 0 |  | 0
|  |  |  | 15.84 | 31.68 | 0 | 0 | 0 | 0 | 0 | 7.48 | 0.10336 | 0 | 31.68 | 31.68 | 0 | 0 | 0 | 0 | 0 | 0.30229 | 0 | 0 |  | 0 |  | 0
|  |  |  | 16.32 | 32.64 | 0 | 0 | 0 | 0 | 0 | 7.48 | 0.10336 | 0 | 32.64 | 32.64 | 0 | 0 | 0 | 0 | 0 | 0.30229 | 0 | 0 |  | 0 |  | 0
|  |  |  | 16.72 | 33.44 | 0 | 0 | 0 | 0 | 0 | 7.48 | 0.10336 | 0 | 33.44 | 33.44 | 0 | 0 | 0 | 0 | 0 | 0.30229 | 0 | 0 |  | 0 |  | 0
|  |  |  | 17.56 | 35.12 | 0 | 0 | 0 | 0 | 0 | 7.48 | 0.10336 | 0 | 35.12 | 33.107 | 0 | 2.013 | 0 | 0 | 2.013 | 0.30229 | 0 | 0 |  | 0 |  | 0
|  |  |  | 21.92 | 43.84 | 0 | 0 | 0 | 0 | 0 | 7.48 | 0.10336 | 0 | 43.84 | 36.663 | 0 | 7.177 | 0 | 0 | 7.177 | 0.30229 | 0 | 0 |  | 0 |  | 0
|  |  |  | 23.28 | 46.56 | 0 | 0 | 0 | 0 | 0 | 7.48 | 0.10336 | 0 | 46.56 | 25.279 | 0 | 19.435 | 0 | 0 | 19.435 | 0.2 | 0 | 1.847 |  | 0 |  | 0
|  |  |  | 26.32 | 52.64 | 0 | 0 | 0 | 0 | 0 | 7.48 | 0.10336 | 0 | 52.64 | 0 | 0 | 59.541 | 6.901 | 0 | 52.64 | 0.54351 | 0 | 0 |  | 0 |  | 0
|  |  |  | 31.2 | 62.4 | 0 | 0 | 0 | 0 | 0 | 7.48 | 0.10336 | 0 | 62.4 | 0 | 3.786 | 70.765 | 8.365 | 0 | 62.4 | 0.95987 | 0 | 0 |  | 0 |  | 0
|  |  |  | 37.44 | 74.88 | 0 | 0 | 0 | 0 | 0 | 11.23 | 0.12409 | 0 | 74.88 | 0 | 10.261 | 75.686 | 0.806 | 0 | 74.88 | 1 | 0 | 0 |  | 0 |  | 0
|  |  |  | 44 | 88 | 0 | 0 | 0 | 0 | 0 | 11.23 | 0.12409 | 0 | 88 | 0 | 4.045 | 88 | 0 | 0 | 88 | 1 | 0 | 0 |  | 0 |  | 0
|  |  |  | 41.2 | 82.4 | 0 | 0 | 0 | 0 | 0 | 11.23 | 0.12409 | 0 | 82.4 | 0 | 9.488 | 82.4 | 0 | 0 | 82.4 | 1 | 0 | 0 |  | 0 |  | 0
|  |  |  | 42.68 | 85.36 | 0 | 0 | 0 | 0 | 0 | 17.48 | 0.13136 | 0 | 85.36 | 0 | 1.472 | 85.36 | 0 | 0 | 85.36 | 1 | 0 | 0 |  | 0 |  | 0
|  |  |  | 41.76 | 83.52 | 0 | 0 | 0 | 0 | 0 | 17.48 | 0.13136 | 0 | 83.52 | 6.533 | 0 | 76.987 | 0 | 0 | 76.987 | 1 | 0 | 0 |  | 0 |  | 0
|  |  |  | 44.56 | 89.12 | 0 | 0 | 0 | 0 | 0 | 17.48 | 0.13136 | 0 | 89.12 | 21.356 | 0 | 61.687 | 0 | 0 | 61.687 | 0.66337 | 0 | 6.077 |  | 0 |  | 0
|  |  |  | 46.96 | 93.92 | 0 | 0 | 0 | 0 | 0 | 17.48 | 0.13136 | 0 | 93.92 | 44.77 | 0 | 40.785 | 0 | 0 | 40.785 | 0.2 | 0 | 8.365 |  | 0 |  | 0
|  |  |  | 46.04 | 92.08 | 0 | 0 | 0 | 0 | 0 | 11.23 | 0.12409 | 0 | 92.08 | 74.573 | 0 | 17.507 | 0 | 0 | 17.507 | 0.2 | 0 | 0 |  | 0 |  | 0
|  |  |  | 45.92 | 91.84 | 0 | 0 | 0 | 0 | 0 | 11.23 | 0.12409 | 0 | 91.84 | 90.106 | 0 | 1.734 | 0 | 0 | 1.734 | 0.2 | 0 | 0 |  | 0 |  | 0
|  |  |  | 45.12 | 90.24 | 0 | 0 | 0 | 0 | 0 | 11.23 | 0.12409 | 0 | 90.24 | 90.24 | 0 | 0 | 0 | 0 | 0 | 0.2 | 0 | 0 |  | 0 |  | 0
|  |  |  | 43.52 | 87.04 | 0 | 0 | 0 | 0 | 0 | 7.48 | 0.10336 | 0 | 87.04 | 87.04 | 0 | 0 | 0 | 0 | 0 | 0.2 | 0 | 0 |  | 0 |  | 0
|  |  |  | 41.56 | 83.12 | 0 | 0 | 0 | 0 | 0 | 7.48 | 0.10336 | 0 | 83.12 | 83.12 | 0 | 0 | 0 | 0 | 0 | 0.2 | 0 | 0 |  | 0 |  | 0
|  |  |  | 32.16 | 64.32 | 0 | 0 | 0 | 0 | 0 | 7.48 | 0.10336 | 0 | 64.32 | 64.32 | 0 | 0 | 0 | 0 | 0 | 0.2 | 0 | 0 |  | 0 |  | 0
|  |  |  | 14.16 | 28.32 | 0 | 0 | 0 | 0 | 0 | 7.48 | 0.10336 | 0 | 28.32 | 28.32 | 0 | 0 | 0 | 0 | 0 | 0.2 | 0 | 0 |  | 0 |  | 0
|  |  |  | 10.16 | 20.32 | 0 | 0 | 0 | 0 | 0 | 7.48 | 0.10336 | 0 | 20.32 | 20.32 | 0 | 0 | 0 | 0 | 0 | 0.2 | 0 | 0 |  | 0 |  | 0
|  |  |  | 11.04 | 22.08 | 0 | 0 | 0 | 0 | 0 | 7.48 | 0.10336 | 0 | 22.08 | 22.08 | 0 | 0 | 0 | 0 | 0 | 0.2 | 0 | 0 |  | 0 |  | 0
|  |  |  | 10.92 | 21.84 | 0 | 0 | 0 | 0 | 0 | 7.48 | 0.10336 | 0 | 21.84 | 21.84 | 0 | 0 | 0 | 0 | 0 | 0.2 | 0 | 0 |  | 0 |  | 0
|  |  |  | 12.72 | 25.44 | 0 | 0 | 0 | 0 | 0 | 7.48 | 0.10336 | 0 | 25.44 | 25.44 | 0 | 0 | 0 | 0 | 0 | 0.2 | 0 | 0 |  | 0 |  | 0
|  |  |  | 14.56 | 29.12 | 0 | 0 | 0 | 0 | 0 | 7.48 | 0.10336 | 0 | 29.12 | 29.12 | 0 | 0 | 0 | 0 | 0 | 0.2 | 0 | 0 |  | 0 |  | 0
|  |  |  | 16.6 | 33.2 | 0 | 0 | 0 | 0 | 0 | 7.48 | 0.10336 | 0 | 33.2 | 31.369 | 0 | 1.831 | 0 | 0 | 1.831 | 0.2 | 0 | 0 |  | 0 |  | 0
|  |  |  | 22.52 | 45.04 | 0 | 0 | 0 | 0 | 0 | 7.48 | 0.10336 | 0 | 45.04 | 26.842 | 0 | 18.198 | 0 | 0 | 18.198 | 0.2 | 0 | 0 |  | 0 |  | 0
|  |  |  | 25.36 | 50.72 | 0 | 0 | 0 | 0 | 0 | 7.48 | 0.10336 | 0 | 50.72 | 10.311 | 0 | 40.409 | 0 | 0 | 40.409 | 0.2 | 0 | 0 |  | 0 |  | 0
|  |  |  | 26.16 | 52.32 | 0 | 0 | 0 | 0 | 0 | 7.48 | 0.10336 | 0 | 52.32 | 0 | 0 | 60.244 | 7.924 | 0 | 52.32 | 0.59444 | 0 | 0 |  | 0 |  | 0
|  |  |  | 30.84 | 61.68 | 0 | 0 | 0 | 0 | 0 | 7.48 | 0.10336 | 0 | 61.68 | 0 | 5.911 | 69.828 | 8.148 | 0 | 61.68 | 1 | 0 | 0 |  | 0 |  | 0
|  |  |  | 37.52 | 75.04 | 0 | 0 | 0 | 0 | 0 | 11.23 | 0.12409 | 0 | 75.04 | 0 | 11.574 | 75.04 | 0 | 0 | 75.04 | 1 | 0 | 0 |  | 0 |  | 0
|  |  |  | 48.64 | 97.28 | 0 | 0 | 0 | 0 | 0 | 11.23 | 0.12409 | 0 | 97.28 | 5.626 | 0 | 90.857 | 0 | 0 | 90.857 | 0.95588 | 0 | 0.796 |  | 0 |  | 0
|  |  |  | 44.84 | 89.68 | 0 | 0 | 0 | 0 | 0 | 11.23 | 0.12409 | 0 | 89.68 | 0 | 0 | 90.566 | 0.886 | 0 | 89.68 | 1 | 0 | 0 |  | 0 |  | 0
|  |  |  | 45.08 | 90.16 | 0 | 0 | 0 | 0 | 0 | 17.48 | 0.13136 | 0 | 90.16 | 3.692 | 0 | 86.468 | 0 | 0 | 86.468 | 1 | 0 | 0 |  | 0 |  | 0
|  |  |  | 50.84 | 101.68 | 0 | 0 | 0 | 0 | 0 | 17.48 | 0.13136 | 0 | 101.68 | 26.147 | 0 | 75.533 | 0 | 0 | 75.533 | 1 | 0 | 0 |  | 0 |  | 0
|  |  |  | 50.96 | 101.92 | 0 | 0 | 0 | 0 | 0 | 17.48 | 0.13136 | 0 | 101.92 | 35.563 | 0 | 60.281 | 0 | 0 | 60.281 | 0.66337 | 0 | 6.077 |  | 0 |  | 0
|  |  |  | 48.32 | 96.64 | 0 | 0 | 0 | 0 | 0 | 17.48 | 0.13136 | 0 | 96.64 | 48.703 | 0 | 39.573 | 0 | 0 | 39.573 | 0.2 | 0 | 8.365 |  | 0 |  | 0
|  |  |  | 49.56 | 99.12 | 0 | 0 | 0 | 0 | 0 | 11.23 | 0.12409 | 0 | 99.12 | 82.122 | 0 | 16.998 | 0 | 0 | 16.998 | 0.2 | 0 | 0 |  | 0 |  | 0
|  |  |  | 48.24 | 96.48 | 0 | 0 | 0 | 0 | 0 | 11.23 | 0.12409 | 0 | 96.48 | 94.831 | 0 | 1.649 | 0 | 0 | 1.649 | 0.2 | 0 | 0 |  | 0 |  | 0
|  |  |  | 46.4 | 92.8 | 0 | 0 | 0 | 0 | 0 | 11.23 | 0.12409 | 0 | 92.8 | 92.8 | 0 | 0 | 0 | 0 | 0 | 0.2 | 0 | 0 |  | 0 |  | 0
|  |  |  | 44.32 | 88.64 | 0 | 0 | 0 | 0 | 0 | 7.48 | 0.10336 | 0 | 88.64 | 88.64 | 0 | 0 | 0 | 0 | 0 | 0.2 | 0 | 0 |  | 0 |  | 0
|  |  |  | 40.92 | 81.84 | 0 | 0 | 0 | 0 | 0 | 7.48 | 0.10336 | 0 | 81.84 | 81.84 | 0 | 0 | 0 | 0 | 0 | 0.2 | 0 | 0 |  | 0 |  | 0
|  |  |  | 37.92 | 75.84 | 0 | 0 | 0 | 0 | 0 | 7.48 | 0.10336 | 0 | 75.84 | 75.84 | 0 | 0 | 0 | 0 | 0 | 0.2 | 0 | 0 |  | 0 |  | 0
|  |  |  | 22.84 | 45.68 | 0 | 0 | 0 | 0 | 0 | 7.48 | 0.10336 | 0 | 45.68 | 45.68 | 0 | 0 | 0 | 0 | 0 | 0.2 | 0 | 0 |  | 0 |  | 0
|  |  |  | 18.28 | 36.56 | 0 | 0 | 0 | 0 | 0 | 7.48 | 0.10336 | 0 | 36.56 | 36.56 | 0 | 0 | 0 | 0 | 0 | 0.2 | 0 | 0 |  | 0 |  | 0
|  |  |  | 18.64 | 37.28 | 0 | 0 | 0 | 0 | 0 | 7.48 | 0.10336 | 0 | 37.28 | 37.28 | 0 | 0 | 0 | 0 | 0 | 0.2 | 0 | 0 |  | 0 |  | 0
|  |  |  | 19.52 | 39.04 | 0 | 0 | 0 | 0 | 0 | 7.48 | 0.10336 | 0 | 39.04 | 39.04 | 0 | 0 | 0 | 0 | 0 | 0.2 | 0 | 0 |  | 0 |  | 0
|  |  |  | 18.76 | 37.52 | 0 | 0 | 0 | 0 | 0 | 7.48 | 0.10336 | 0 | 37.52 | 37.52 | 0 | 0 | 0 | 0 | 0 | 0.2 | 0 | 0 |  | 0 |  | 0
|  |  |  | 19.6 | 39.2 | 0 | 0 | 0 | 0 | 0 | 7.48 | 0.10336 | 0 | 39.2 | 39.2 | 0 | 0 | 0 | 0 | 0 | 0.2 | 0 | 0 |  | 0 |  | 0
|  |  |  | 20.84 | 41.68 | 0 | 0 | 0 | 0 | 0 | 7.48 | 0.10336 | 0 | 41.68 | 39.813 | 0 | 1.867 | 0 | 0 | 1.867 | 0.2 | 0 | 0 |  | 0 |  | 0
|  |  |  | 20.96 | 41.92 | 0 | 0 | 0 | 0 | 0 | 7.48 | 0.10336 | 0 | 41.92 | 23.94 | 0 | 17.98 | 0 | 0 | 17.98 | 0.2 | 0 | 0 |  | 0 |  | 0
|  |  |  | 23.88 | 47.76 | 0 | 0 | 0 | 0 | 0 | 7.48 | 0.10336 | 0 | 47.76 | 7.993 | 0 | 39.767 | 0 | 0 | 39.767 | 0.2 | 0 | 0 |  | 0 |  | 0
|  |  |  | 28.12 | 56.24 | 0 | 0 | 0 | 0 | 0 | 7.48 | 0.10336 | 0 | 56.24 | 0 | 0 | 57.929 | 1.689 | 0 | 56.24 | 0.28405 | 0 | 0 |  | 0 |  | 0
|  |  |  | 32.08 | 64.16 | 0 | 0 | 0 | 0 | 0 | 7.48 | 0.10336 | 0 | 64.16 | 0 | 0.898 | 72.525 | 8.365 | 0 | 64.16 | 0.70041 | 0 | 0 |  | 0 |  | 0
|  |  |  | 35.68 | 71.36 | 0 | 0 | 0 | 0 | 0 | 11.23 | 0.12409 | 0 | 71.36 | 0 | 7.041 | 77.379 | 6.019 | 0 | 71.36 | 1 | 0 | 0 |  | 0 |  | 0
|  |  |  | 38.88 | 77.76 | 0 | 0 | 0 | 0 | 0 | 11.23 | 0.12409 | 0 | 77.76 | 0 | 12.479 | 77.76 | 0 | 0 | 77.76 | 1 | 0 | 0 |  | 0 |  | 0
|  |  |  | 39.04 | 78.08 | 0 | 0 | 0 | 0 | 0 | 11.23 | 0.12409 | 0 | 78.08 | 0 | 11.395 | 78.08 | 0 | 0 | 78.08 | 1 | 0 | 0 |  | 0 |  | 0
|  |  |  | 40.12 | 80.24 | 0 | 0 | 0 | 0 | 0 | 17.48 | 0.13136 | 0 | 80.24 | 0 | 4.64 | 80.24 | 0 | 0 | 80.24 | 1 | 0 | 0 |  | 0 |  | 0
|  |  |  | 40.48 | 80.96 | 0 | 0 | 0 | 0 | 0 | 17.48 | 0.13136 | 0 | 80.96 | 5.949 | 0 | 75.011 | 0 | 0 | 75.011 | 1 | 0 | 0 |  | 0 |  | 0
|  |  |  | 40.96 | 81.92 | 0 | 0 | 0 | 0 | 0 | 17.48 | 0.13136 | 0 | 81.92 | 16.896 | 0 | 58.947 | 0 | 0 | 58.947 | 0.66337 | 0 | 6.077 |  | 0 |  | 0
|  |  |  | 44.24 | 88.48 | 0 | 0 | 0 | 0 | 0 | 17.48 | 0.13136 | 0 | 88.48 | 40.991 | 0 | 39.124 | 0 | 0 | 39.124 | 0.2 | 0 | 8.365 |  | 0 |  | 0
|  |  |  | 44.52 | 89.04 | 0 | 0 | 0 | 0 | 0 | 11.23 | 0.12409 | 0 | 89.04 | 72.43 | 0 | 16.61 | 0 | 0 | 16.61 | 0.2 | 0 | 0 |  | 0 |  | 0
|  |  |  | 41.88 | 83.76 | 0 | 0 | 0 | 0 | 0 | 11.23 | 0.12409 | 0 | 83.76 | 82.038 | 0 | 1.722 | 0 | 0 | 1.722 | 0.2 | 0 | 0 |  | 0 |  | 0
|  |  |  | 39.44 | 78.88 | 0 | 0 | 0 | 0 | 0 | 11.23 | 0.12409 | 0 | 78.88 | 78.88 | 0 | 0 | 0 | 0 | 0 | 0.2 | 0 | 0 |  | 0 |  | 0
|  |  |  | 38.72 | 77.44 | 0 | 0 | 0 | 0 | 0 | 7.48 | 0.10336 | 0 | 77.44 | 77.44 | 0 | 0 | 0 | 0 | 0 | 0.2 | 0 | 0 |  | 0 |  | 0
|  |  |  | 39.56 | 79.12 | 0 | 0 | 0 | 0 | 0 | 7.48 | 0.10336 | 0 | 79.12 | 79.12 | 0 | 0 | 0 | 0 | 0 | 0.2 | 0 | 0 |  | 0 |  | 0
|  |  |  | 39.12 | 78.24 | 0 | 0 | 0 | 0 | 0 | 7.48 | 0.10336 | 0 | 78.24 | 78.24 | 0 | 0 | 0 | 0 | 0 | 0.2 | 0 | 0 |  | 0 |  | 0
|  |  |  | 20.16 | 40.32 | 0 | 0 | 0 | 0 | 0 | 7.48 | 0.10336 | 0 | 40.32 | 40.32 | 0 | 0 | 0 | 0 | 0 | 0.2 | 0 | 0 |  | 0 |  | 0
|  |  |  | 14.92 | 29.84 | 0 | 0 | 0 | 0 | 0 | 7.48 | 0.10336 | 0 | 29.84 | 29.84 | 0 | 0 | 0 | 0 | 0 | 0.2 | 0 | 0 |  | 0 |  | 0
|  |  |  | 15.88 | 31.76 | 0 | 0 | 0 | 0 | 0 | 7.48 | 0.10336 | 0 | 31.76 | 31.76 | 0 | 0 | 0 | 0 | 0 | 0.2 | 0 | 0 |  | 0 |  | 0
|  |  |  | 17.88 | 35.76 | 0 | 0 | 0 | 0 | 0 | 7.48 | 0.10336 | 0 | 35.76 | 35.76 | 0 | 0 | 0 | 0 | 0 | 0.2 | 0 | 0 |  | 0 |  | 0
|  |  |  | 19.48 | 38.96 | 0 | 0 | 0 | 0 | 0 | 7.48 | 0.10336 | 0 | 38.96 | 38.96 | 0 | 0 | 0 | 0 | 0 | 0.2 | 0 | 0 |  | 0 |  | 0
|  |  |  | 20.52 | 41.04 | 0 | 0 | 0 | 0 | 0 | 7.48 | 0.10336 | 0 | 41.04 | 41.04 | 0 | 0 | 0 | 0 | 0 | 0.2 | 0 | 0 |  | 0 |  | 0
|  |  |  | 20 | 40 | 0 | 0 | 0 | 0 | 0 | 7.48 | 0.10336 | 0 | 40 | 38.133 | 0 | 1.867 | 0 | 0 | 1.867 | 0.2 | 0 | 0 |  | 0 |  | 0
|  |  |  | 17.44 | 34.88 | 0 | 0 | 0 | 0 | 0 | 7.48 | 0.10336 | 0 | 34.88 | 18.355 | 0 | 16.525 | 0 | 0 | 16.525 | 0.2 | 0 | 0 |  | 0 |  | 0
|  |  |  | 16.84 | 33.68 | 0 | 0 | 0 | 0 | 0 | 7.48 | 0.10336 | 0 | 33.68 | 0 | 0 | 36.942 | 3.262 | 0 | 33.68 | 0.36236 | 0 | 0 |  | 0 |  | 0
|  |  |  | 23.84 | 47.68 | 0 | 0 | 0 | 0 | 0 | 7.48 | 0.10336 | 0 | 47.68 | 0 | 0 | 54.57 | 6.89 | 0 | 47.68 | 0.70533 | 0 | 0 |  | 0 |  | 0
|  |  |  | 30.76 | 61.52 | 0 | 0 | 0 | 0 | 0 | 7.48 | 0.10336 | 0 | 61.52 | 0 | 0.212 | 67.44 | 5.92 | 0 | 61.52 | 1 | 0 | 0 |  | 0 |  | 0
|  |  |  | 37 | 74 | 0 | 0 | 0 | 0 | 0 | 11.23 | 0.12409 | 0 | 74 | 0 | 5.764 | 74 | 0 | 0 | 74 | 1 | 0 | 0 |  | 0 |  | 0
|  |  |  | 39.64 | 79.28 | 0 | 0 | 0 | 0 | 0 | 11.23 | 0.12409 | 0 | 79.28 | 0 | 4.727 | 79.28 | 0 | 0 | 79.28 | 1 | 0 | 0 |  | 0 |  | 0
|  |  |  | 41.64 | 83.28 | 0 | 0 | 0 | 0 | 0 | 11.23 | 0.12409 | 0 | 83.28 | 0 | 2 | 83.28 | 0 | 0 | 83.28 | 1 | 0 | 0 |  | 0 |  | 0
|  |  |  | 47.84 | 95.68 | 0 | 0 | 0 | 0 | 0 | 17.48 | 0.13136 | 0 | 95.68 | 17.298 | 0 | 78.382 | 0 | 0 | 78.382 | 1 | 0 | 0 |  | 0 |  | 0
|  |  |  | 47.44 | 94.88 | 0 | 0 | 0 | 0 | 0 | 17.48 | 0.13136 | 0 | 94.88 | 25.628 | 0 | 69.252 | 0 | 0 | 69.252 | 1 | 0 | 0 |  | 0 |  | 0
|  |  |  | 48.92 | 97.84 | 0 | 0 | 0 | 0 | 0 | 17.48 | 0.13136 | 0 | 97.84 | 36.866 | 0 | 54.898 | 0 | 0 | 54.898 | 0.66337 | 0 | 6.077 |  | 0 |  | 0
|  |  |  | 46 | 92 | 0 | 0 | 0 | 0 | 0 | 17.48 | 0.13136 | 0 | 92 | 47.033 | 0 | 36.602 | 0 | 0 | 36.602 | 0.2 | 0 | 8.365 |  | 0 |  | 0
|  |  |  | 44.4 | 88.8 | 0 | 0 | 0 | 0 | 0 | 11.23 | 0.12409 | 0 | 88.8 | 73.269 | 0 | 15.531 | 0 | 0 | 15.531 | 0.2 | 0 | 0 |  | 0 |  | 0
|  |  |  | 41.36 | 82.72 | 0 | 0 | 0 | 0 | 0 | 11.23 | 0.12409 | 0 | 82.72 | 81.047 | 0 | 1.673 | 0 | 0 | 1.673 | 0.2 | 0 | 0 |  | 0 |  | 0
|  |  |  | 36 | 72 | 0 | 0 | 0 | 0 | 0 | 11.23 | 0.12409 | 0 | 72 | 72 | 0 | 0 | 0 | 0 | 0 | 0.2 | 0 | 0 |  | 0 |  | 0
|  |  |  | 35.6 | 71.2 | 0 | 0 | 0 | 0 | 0 | 7.48 | 0.10336 | 8.365 | 71.2 | 71.2 | 0 | 0 | 0 | 0 | 0 | 0.61636 | 0 | 0 |  | 0 |  | 0
|  |  |  | 35.44 | 70.88 | 0 | 0 | 0 | 0 | 0 | 7.48 | 0.10336 | 7.707 | 70.88 | 70.88 | 0 | 0 | 0 | 0 | 0 | 1 | 0 | 0 |  | 0 |  | 0
|  |  |  | 31.2 | 62.4 | 0 | 0 | 0 | 0 | 0 | 7.48 | 0.10336 | 0 | 62.4 | 62.4 | 0 | 0 | 0 | 0 | 0 | 1 | 0 | 0 |  | 0 |  | 0
|  |  |  | 14.08 | 28.16 | 0 | 0 | 0 | 0 | 0 | 7.48 | 0.10336 | 0 | 28.16 | 28.16 | 0 | 0 | 0 | 0 | 0 | 1 | 0 | 0 |  | 0 |  | 0
|  |  |  | 8.92 | 17.84 | 0 | 0 | 0 | 0 | 0 | 7.48 | 0.10336 | 0 | 17.84 | 17.84 | 0 | 0 | 0 | 0 | 0 | 1 | 0 | 0 |  | 0 |  | 0
|  |  |  | 10.24 | 20.48 | 0 | 0 | 0 | 0 | 0 | 7.48 | 0.10336 | 0 | 20.48 | 20.48 | 0 | 0 | 0 | 0 | 0 | 1 | 0 | 0 |  | 0 |  | 0
|  |  |  | 12.8 | 25.6 | 0 | 0 | 0 | 0 | 0 | 7.48 | 0.10336 | 0 | 25.6 | 25.6 | 0 | 0 | 0 | 0 | 0 | 1 | 0 | 0 |  | 0 |  | 0
|  |  |  | 13.56 | 27.12 | 0 | 0 | 0 | 0 | 0 | 7.48 | 0.10336 | 0 | 27.12 | 27.12 | 0 | 0 | 0 | 0 | 0 | 1 | 0 | 0 |  | 0 |  | 0
|  |  |  | 14.48 | 28.96 | 0 | 0 | 0 | 0 | 0 | 7.48 | 0.10336 | 0 | 28.96 | 28.96 | 0 | 0 | 0 | 0 | 0 | 1 | 0 | 0 |  | 0 |  | 0
|  |  |  | 16.48 | 32.96 | 0 | 0 | 0 | 0 | 0 | 7.48 | 0.10336 | 0 | 32.96 | 31.093 | 0 | 1.867 | 0 | 0 | 1.867 | 1 | 0 | 0 |  | 0 |  | 0
|  |  |  | 22.92 | 45.84 | 0 | 0 | 0 | 0 | 0 | 7.48 | 0.10336 | 0 | 45.84 | 29.557 | 0 | 16.283 | 0 | 0 | 16.283 | 1 | 0 | 0 |  | 0 |  | 0
|  |  |  | 28.6 | 57.2 | 0 | 0 | 0 | 0 | 0 | 7.48 | 0.10336 | 0 | 57.2 | 19.955 | 0 | 37.245 | 0 | 0 | 37.245 | 1 | 0 | 0 |  | 0 |  | 0
|  |  |  | 40.76 | 81.52 | 0 | 0 | 0 | 0 | 0 | 7.48 | 0.10336 | 0 | 81.52 | 26.865 | 0 | 54.655 | 0 | 0 | 54.655 | 1 | 0 | 0 |  | 0 |  | 0
|  |  |  | 44.84 | 89.68 | 0 | 0 | 0 | 0 | 0 | 7.48 | 0.10336 | 0 | 89.68 | 19.967 | 0 | 69.713 | 0 | 0 | 69.713 | 1 | 0 | 0 |  | 0 |  | 0
|  |  |  | 45.4 | 90.8 | 0 | 0 | 0 | 0 | 0 | 11.23 | 0.12409 | 0 | 90.8 | 10.697 | 0 | 80.103 | 0 | 0 | 80.103 | 1 | 0 | 0 |  | 0 |  | 0
|  |  |  | 49.04 | 98.08 | 0 | 0 | 0 | 0 | 0 | 11.23 | 0.12409 | 0 | 98.08 | 12.388 | 0 | 85.692 | 0 | 0 | 85.692 | 1 | 0 | 0 |  | 0 |  | 0
|  |  |  | 50.04 | 100.08 | 0 | 0 | 0 | 0 | 0 | 11.23 | 0.12409 | 0 | 100.08 | 14.594 | 0 | 85.486 | 0 | 0 | 85.486 | 1 | 0 | 0 |  | 0 |  | 0
|  |  |  | 56 | 112 | 0 | 0 | 0 | 0 | 0 | 17.48 | 0.13136 | 0 | 112 | 30.818 | 0 | 81.182 | 0 | 0 | 81.182 | 1 | 0 | 0 |  | 0 |  | 0
|  |  |  | 55.68 | 111.36 | 0 | 0 | 0 | 0 | 0 | 17.48 | 0.13136 | 0 | 111.36 | 39.925 | 0 | 71.435 | 0 | 0 | 71.435 | 1 | 0 | 0 |  | 0 |  | 0
|  |  |  | 52 | 104 | 0 | 0 | 0 | 0 | 0 | 17.48 | 0.13136 | 0 | 104 | 42.019 | 0 | 55.904 | 0 | 0 | 55.904 | 0.66337 | 0 | 6.077 |  | 0 |  | 0
|  |  |  | 50.36 | 100.72 | 0 | 0 | 0 | 0 | 0 | 17.48 | 0.13136 | 0 | 100.72 | 56.359 | 0 | 35.996 | 0 | 0 | 35.996 | 0.2 | 0 | 8.365 |  | 0 |  | 0
|  |  |  | 50.84 | 101.68 | 0 | 0 | 0 | 0 | 0 | 11.23 | 0.12409 | 0 | 101.68 | 86.719 | 0 | 14.961 | 0 | 0 | 14.961 | 0.2 | 0 | 0 |  | 0 |  | 0
|  |  |  | 52.08 | 104.16 | 0 | 0 | 0 | 0 | 0 | 11.23 | 0.12409 | 0 | 104.16 | 102.693 | 0 | 1.467 | 0 | 0 | 1.467 | 0.2 | 0 | 0 |  | 0 |  | 0
|  |  |  | 51.76 | 103.52 | 0 | 0 | 0 | 0 | 0 | 11.23 | 0.12409 | 0 | 103.52 | 103.52 | 0 | 0 | 0 | 0 | 0 | 0.2 | 0 | 0 |  | 0 |  | 0
|  |  |  | 48.84 | 97.68 | 0 | 0 | 0 | 0 | 0 | 7.48 | 0.10336 | 8.365 | 97.68 | 97.68 | 0 | 0 | 0 | 0 | 0 | 0.61636 | 0 | 0 |  | 0 |  | 0
|  |  |  | 46.72 | 93.44 | 0 | 0 | 0 | 0 | 0 | 7.48 | 0.10336 | 7.707 | 93.44 | 93.44 | 0 | 0 | 0 | 0 | 0 | 1 | 0 | 0 |  | 0 |  | 0
|  |  |  | 33.4 | 66.8 | 0 | 0 | 0 | 0 | 0 | 7.48 | 0.10336 | 0 | 66.8 | 66.8 | 0 | 0 | 0 | 0 | 0 | 1 | 0 | 0 |  | 0 |  | 0
|  |  |  | 14.08 | 28.16 | 0 | 0 | 0 | 0 | 0 | 7.48 | 0.10336 | 0 | 28.16 | 28.16 | 0 | 0 | 0 | 0 | 0 | 1 | 0 | 0 |  | 0 |  | 0
|  |  |  | 9.16 | 18.32 | 0 | 0 | 0 | 0 | 0 | 7.48 | 0.10336 | 0 | 18.32 | 18.32 | 0 | 0 | 0 | 0 | 0 | 1 | 0 | 0 |  | 0 |  | 0
|  |  |  | 9.92 | 19.84 | 0 | 0 | 0 | 0 | 0 | 7.48 | 0.10336 | 0 | 19.84 | 19.84 | 0 | 0 | 0 | 0 | 0 | 1 | 0 | 0 |  | 0 |  | 0
|  |  |  | 13.6 | 27.2 | 0 | 0 | 0 | 0 | 0 | 7.48 | 0.10336 | 0 | 27.2 | 27.2 | 0 | 0 | 0 | 0 | 0 | 1 | 0 | 0 |  | 0 |  | 0
|  |  |  | 13.4 | 26.8 | 0 | 0 | 0 | 0 | 0 | 7.48 | 0.10336 | 0 | 26.8 | 26.8 | 0 | 0 | 0 | 0 | 0 | 1 | 0 | 0 |  | 0 |  | 0
|  |  |  | 15 | 30 | 0 | 0 | 0 | 0 | 0 | 7.48 | 0.10336 | 0 | 30 | 30 | 0 | 0 | 0 | 0 | 0 | 1 | 0 | 0 |  | 0 |  | 0
|  |  |  | 17.28 | 34.56 | 0 | 0 | 0 | 0 | 0 | 7.48 | 0.10336 | 0 | 34.56 | 32.899 | 0 | 1.661 | 0 | 0 | 1.661 | 1 | 0 | 0 |  | 0 |  | 0
|  |  |  | 22.32 | 44.64 | 0 | 0 | 0 | 0 | 0 | 7.48 | 0.10336 | 0 | 44.64 | 28.794 | 0 | 15.846 | 0 | 0 | 15.846 | 1 | 0 | 0 |  | 0 |  | 0
|  |  |  | 30.52 | 61.04 | 0 | 0 | 0 | 0 | 0 | 7.48 | 0.10336 | 0 | 61.04 | 24.947 | 0 | 36.093 | 0 | 0 | 36.093 | 1 | 0 | 0 |  | 0 |  | 0
|  |  |  | 41.68 | 83.36 | 0 | 0 | 0 | 0 | 0 | 7.48 | 0.10336 | 0 | 83.36 | 29.445 | 0 | 53.915 | 0 | 0 | 53.915 | 1 | 0 | 0 |  | 0 |  | 0
|  |  |  | 46.28 | 92.56 | 0 | 0 | 0 | 0 | 0 | 7.48 | 0.10336 | 0 | 92.56 | 25.429 | 0 | 67.131 | 0 | 0 | 67.131 | 1 | 0 | 0 |  | 0 |  | 0
|  |  |  | 51.6 | 103.2 | 0 | 0 | 0 | 0 | 0 | 7.48 | 0.10336 | 0 | 103.2 | 24.115 | 0 | 79.085 | 0 | 0 | 79.085 | 1 | 0 | 0 |  | 0 |  | 0
|  |  |  | 52.6 | 105.2 | 0 | 0 | 0 | 0 | 0 | 7.48 | 0.10336 | 0 | 105.2 | 22.102 | 0 | 83.098 | 0 | 0 | 83.098 | 1 | 0 | 0 |  | 0 |  | 0
|  |  |  | 59.72 | 119.44 | 0 | 0 | 0 | 0 | 0 | 7.48 | 0.10336 | 0 | 119.44 | 36.5 | 0 | 82.94 | 0 | 0 | 82.94 | 1 | 0 | 0 |  | 0 |  | 0
|  |  |  | 65 | 130 | 0 | 0 | 0 | 0 | 0 | 7.48 | 0.10336 | 0 | 130 | 51.473 | 0 | 78.527 | 0 | 0 | 78.527 | 1 | 0 | 0 |  | 0 |  | 0
|  |  |  | 64.96 | 129.92 | 0 | 0 | 0 | 0 | 0 | 7.48 | 0.10336 | 0 | 129.92 | 60.546 | 0 | 69.374 | 0 | 0 | 69.374 | 1 | 0 | 0 |  | 0 |  | 0
|  |  |  | 60.28 | 120.56 | 0 | 0 | 0 | 0 | 0 | 7.48 | 0.10336 | 0 | 120.56 | 65.347 | 0 | 55.213 | 0 | 0 | 55.213 | 1 | 0 | 0 |  | 0 |  | 0
|  |  |  | 54.28 | 108.56 | 0 | 0 | 0 | 0 | 0 | 7.48 | 0.10336 | 0 | 108.56 | 73.134 | 0 | 35.426 | 0 | 0 | 35.426 | 1 | 0 | 0 |  | 0 |  | 0
|  |  |  | 55.32 | 110.64 | 0 | 0 | 0 | 0 | 0 | 7.48 | 0.10336 | 0 | 110.64 | 95.885 | 0 | 14.755 | 0 | 0 | 14.755 | 1 | 0 | 0 |  | 0 |  | 0
|  |  |  | 54.96 | 109.92 | 0 | 0 | 0 | 0 | 0 | 7.48 | 0.10336 | 0 | 109.92 | 108.465 | 0 | 1.455 | 0 | 0 | 1.455 | 1 | 0 | 0 |  | 0 |  | 0
|  |  |  | 53.16 | 106.32 | 0 | 0 | 0 | 0 | 0 | 7.48 | 0.10336 | 0 | 106.32 | 106.32 | 0 | 0 | 0 | 0 | 0 | 1 | 0 | 0 |  | 0 |  | 0
|  |  |  | 49.6 | 99.2 | 0 | 0 | 0 | 0 | 0 | 7.48 | 0.10336 | 0 | 99.2 | 99.2 | 0 | 0 | 0 | 0 | 0 | 1 | 0 | 0 |  | 0 |  | 0
|  |  |  | 41.92 | 83.84 | 0 | 0 | 0 | 0 | 0 | 7.48 | 0.10336 | 0 | 83.84 | 83.84 | 0 | 0 | 0 | 0 | 0 | 1 | 0 | 0 |  | 0 |  | 0
|  |  |  | 34.68 | 69.36 | 0 | 0 | 0 | 0 | 0 | 7.48 | 0.10336 | 0 | 69.36 | 69.36 | 0 | 0 | 0 | 0 | 0 | 1 | 0 | 0 |  | 0 |  | 0
|  |  |  | 15.28 | 30.56 | 0 | 0 | 0 | 0 | 0 | 7.48 | 0.10336 | 0 | 30.56 | 30.56 | 0 | 0 | 0 | 0 | 0 | 1 | 0 | 0 |  | 0 |  | 0
|  |  |  | 9.52 | 19.04 | 0 | 0 | 0 | 0 | 0 | 7.48 | 0.10336 | 0 | 19.04 | 19.04 | 0 | 0 | 0 | 0 | 0 | 1 | 0 | 0 |  | 0 |  | 0
|  |  |  | 16.88 | 33.76 | 0 | 0 | 0 | 0 | 0 | 7.48 | 0.10336 | 0 | 33.76 | 33.76 | 0 | 0 | 0 | 0 | 0 | 1 | 0 | 0 |  | 0 |  | 0
|  |  |  | 24.52 | 49.04 | 0 | 0 | 0 | 0 | 0 | 7.48 | 0.10336 | 0 | 49.04 | 49.04 | 0 | 0 | 0 | 0 | 0 | 1 | 0 | 0 |  | 0 |  | 0
|  |  |  | 23.96 | 47.92 | 0 | 0 | 0 | 0 | 0 | 7.48 | 0.10336 | 0 | 47.92 | 47.92 | 0 | 0 | 0 | 0 | 0 | 1 | 0 | 0 |  | 0 |  | 0
|  |  |  | 22.52 | 45.04 | 0 | 0 | 0 | 0 | 0 | 7.48 | 0.10336 | 0 | 45.04 | 45.04 | 0 | 0 | 0 | 0 | 0 | 1 | 0 | 0 |  | 0 |  | 0
|  |  |  | 22.48 | 44.96 | 0 | 0 | 0 | 0 | 0 | 7.48 | 0.10336 | 0 | 44.96 | 44.039 | 0 | 0.921 | 0 | 0 | 0.921 | 1 | 0 | 0 |  | 0 |  | 0
|  |  |  | 29.36 | 58.72 | 0 | 0 | 0 | 0 | 0 | 7.48 | 0.10336 | 0 | 58.72 | 45.493 | 0 | 13.227 | 0 | 0 | 13.227 | 1 | 0 | 0 |  | 0 |  | 0
|  |  |  | 35.56 | 71.12 | 0 | 0 | 0 | 0 | 0 | 7.48 | 0.10336 | 0 | 71.12 | 43.623 | 0 | 27.497 | 0 | 0 | 27.497 | 1 | 0 | 0 |  | 0 |  | 0
|  |  |  | 41.48 | 82.96 | 0 | 0 | 0 | 0 | 0 | 7.48 | 0.10336 | 0 | 82.96 | 34.331 | 0 | 48.629 | 0 | 0 | 48.629 | 1 | 0 | 0 |  | 0 |  | 0
|  |  |  | 45.28 | 90.56 | 0 | 0 | 0 | 0 | 0 | 7.48 | 0.10336 | 0 | 90.56 | 30.328 | 0 | 60.232 | 0 | 0 | 60.232 | 1 | 0 | 0 |  | 0 |  | 0
|  |  |  | 47.72 | 95.44 | 0 | 0 | 0 | 0 | 0 | 7.48 | 0.10336 | 0 | 95.44 | 29.061 | 0 | 66.379 | 0 | 0 | 66.379 | 1 | 0 | 0 |  | 0 |  | 0
|  |  |  | 55.04 | 110.08 | 0 | 0 | 0 | 0 | 0 | 7.48 | 0.10336 | 0 | 110.08 | 44.113 | 0 | 65.967 | 0 | 0 | 65.967 | 1 | 0 | 0 |  | 0 |  | 0
|  |  |  | 60.6 | 121.2 | 0 | 0 | 0 | 0 | 0 | 7.48 | 0.10336 | 0 | 121.2 | 52.13 | 0 | 69.07 | 0 | 0 | 69.07 | 1 | 0 | 0 |  | 0 |  | 0
|  |  |  | 54.8 | 109.6 | 0 | 0 | 0 | 0 | 0 | 7.48 | 0.10336 | 0 | 109.6 | 55.175 | 0 | 54.425 | 0 | 0 | 54.425 | 1 | 0 | 0 |  | 0 |  | 0
|  |  |  | 49.72 | 99.44 | 0 | 0 | 0 | 0 | 0 | 7.48 | 0.10336 | 0 | 99.44 | 50.398 | 0 | 49.042 | 0 | 0 | 49.042 | 1 | 0 | 0 |  | 0 |  | 0
|  |  |  | 50.2 | 100.4 | 0 | 0 | 0 | 0 | 0 | 7.48 | 0.10336 | 0 | 100.4 | 65.883 | 0 | 34.517 | 0 | 0 | 34.517 | 1 | 0 | 0 |  | 0 |  | 0
|  |  |  | 53.08 | 106.16 | 0 | 0 | 0 | 0 | 0 | 7.48 | 0.10336 | 0 | 106.16 | 84.676 | 0 | 21.484 | 0 | 0 | 21.484 | 1 | 0 | 0 |  | 0 |  | 0
|  |  |  | 52.48 | 104.96 | 0 | 0 | 0 | 0 | 0 | 7.48 | 0.10336 | 0 | 104.96 | 98.498 | 0 | 6.462 | 0 | 0 | 6.462 | 1 | 0 | 0 |  | 0 |  | 0
|  |  |  | 50.88 | 101.76 | 0 | 0 | 0 | 0 | 0 | 7.48 | 0.10336 | 0 | 101.76 | 101.154 | 0 | 0.606 | 0 | 0 | 0.606 | 1 | 0 | 0 |  | 0 |  | 0
|  |  |  | 49.84 | 99.68 | 0 | 0 | 0 | 0 | 0 | 7.48 | 0.10336 | 0 | 99.68 | 99.68 | 0 | 0 | 0 | 0 | 0 | 1 | 0 | 0 |  | 0 |  | 0
|  |  |  | 45.36 | 90.72 | 0 | 0 | 0 | 0 | 0 | 7.48 | 0.10336 | 0 | 90.72 | 90.72 | 0 | 0 | 0 | 0 | 0 | 1 | 0 | 0 |  | 0 |  | 0
|  |  |  | 40.72 | 81.44 | 0 | 0 | 0 | 0 | 0 | 7.48 | 0.10336 | 0 | 81.44 | 81.44 | 0 | 0 | 0 | 0 | 0 | 1 | 0 | 0 |  | 0 |  | 0
|  |  |  | 32.04 | 64.08 | 0 | 0 | 0 | 0 | 0 | 7.48 | 0.10336 | 0 | 64.08 | 64.08 | 0 | 0 | 0 | 0 | 0 | 1 | 0 | 0 |  | 0 |  | 0
|  |  |  | 16.24 | 32.48 | 0 | 0 | 0 | 0 | 0 | 7.48 | 0.10336 | 0 | 32.48 | 32.48 | 0 | 0 | 0 | 0 | 0 | 1 | 0 | 0 |  | 0 |  | 0
|  |  |  | 11.52 | 23.04 | 0 | 0 | 0 | 0 | 0 | 7.48 | 0.10336 | 0 | 23.04 | 23.04 | 0 | 0 | 0 | 0 | 0 | 1 | 0 | 0 |  | 0 |  | 0
|  |  |  | 17.4 | 34.8 | 0 | 0 | 0 | 0 | 0 | 7.48 | 0.10336 | 0 | 34.8 | 34.8 | 0 | 0 | 0 | 0 | 0 | 1 | 0 | 0 |  | 0 |  | 0
|  |  |  | 21.92 | 43.84 | 0 | 0 | 0 | 0 | 0 | 7.48 | 0.10336 | 0 | 43.84 | 43.84 | 0 | 0 | 0 | 0 | 0 | 1 | 0 | 0 |  | 0 |  | 0
|  |  |  | 24.48 | 48.96 | 0 | 0 | 0 | 0 | 0 | 7.48 | 0.10336 | 0 | 48.96 | 48.96 | 0 | 0 | 0 | 0 | 0 | 1 | 0 | 0 |  | 0 |  | 0
|  |  |  | 26.72 | 53.44 | 0 | 0 | 0 | 0 | 0 | 7.48 | 0.10336 | 0 | 53.44 | 53.44 | 0 | 0 | 0 | 0 | 0 | 1 | 0 | 0 |  | 0 |  | 0
|  |  |  | 26.4 | 52.8 | 0 | 0 | 0 | 0 | 0 | 7.48 | 0.10336 | 0 | 52.8 | 52.8 | 0 | 0 | 0 | 0 | 0 | 1 | 0 | 0 |  | 0 |  | 0
|  |  |  | 29.28 | 58.56 | 0 | 0 | 0 | 0 | 0 | 7.48 | 0.10336 | 0 | 58.56 | 58.463 | 0 | 0.097 | 0 | 0 | 0.097 | 1 | 0 | 0 |  | 0 |  | 0
|  |  |  | 31.04 | 62.08 | 0 | 0 | 0 | 0 | 0 | 7.48 | 0.10336 | 0 | 62.08 | 59.352 | 0 | 2.728 | 0 | 0 | 2.728 | 1 | 0 | 0 |  | 0 |  | 0
|  |  |  | 51.56 | 103.12 | 0 | 0 | 0 | 0 | 0 | 7.48 | 0.10336 | 0 | 103.12 | 98.416 | 0 | 4.704 | 0 | 0 | 4.704 | 1 | 0 | 0 |  | 0 |  | 0
|  |  |  | 49.52 | 99.04 | 0 | 0 | 0 | 0 | 0 | 7.48 | 0.10336 | 0 | 99.04 | 82.988 | 0 | 16.052 | 0 | 0 | 16.052 | 1 | 0 | 0 |  | 0 |  | 0
|  |  |  | 56.68 | 113.36 | 0 | 0 | 0 | 0 | 0 | 11.23 | 0.12409 | 0 | 113.36 | 76.673 | 0 | 36.687 | 0 | 0 | 36.687 | 1 | 0 | 0 |  | 0 |  | 0
|  |  |  | 59.8 | 119.6 | 0 | 0 | 0 | 0 | 0 | 11.23 | 0.12409 | 0 | 119.6 | 72.147 | 0 | 47.453 | 0 | 0 | 47.453 | 1 | 0 | 0 |  | 0 |  | 0
|  |  |  | 62.92 | 125.84 | 0 | 0 | 0 | 0 | 0 | 11.23 | 0.12409 | 0 | 125.84 | 58.685 | 0 | 67.155 | 0 | 0 | 67.155 | 1 | 0 | 0 |  | 0 |  | 0
|  |  |  | 63.56 | 127.12 | 0 | 0 | 0 | 0 | 0 | 17.48 | 0.13136 | 0 | 127.12 | 79.315 | 0 | 47.805 | 0 | 0 | 47.805 | 1 | 0 | 0 |  | 0 |  | 0
|  |  |  | 62.16 | 124.32 | 0 | 0 | 0 | 0 | 0 | 17.48 | 0.13136 | 0 | 124.32 | 91.355 | 0 | 32.965 | 0 | 0 | 32.965 | 1 | 0 | 0 |  | 0 |  | 0
|  |  |  | 63.2 | 126.4 | 0 | 0 | 0 | 0 | 0 | 17.48 | 0.13136 | 0 | 126.4 | 105.705 | 0 | 12.33 | 0 | 0 | 12.33 | 0.53663 | 0 | 8.365 |  | 0 |  | 0
|  |  |  | 61.64 | 123.28 | 0 | 0 | 0 | 0 | 0 | 17.48 | 0.13136 | 0 | 123.28 | 105.705 | 0 | 13.336 | 0 | 0 | 13.336 | 0.30184 | 0 | 4.238 |  | 0 |  | 0
|  |  |  | 60.76 | 121.52 | 0 | 0 | 0 | 0 | 0 | 11.23 | 0.12409 | 4.865 | 121.52 | 109.275 | 0 | 12.245 | 0 | 0 | 12.245 | 0.54398 | 0 | 0 |  | 0 |  | 0
|  |  |  | 60.52 | 121.04 | 0 | 0 | 0 | 0 | 0 | 11.23 | 0.12409 | 0 | 121.04 | 114.139 | 0 | 0.691 | 0 | 0 | 0.691 | 0.2 | 0 | 6.21 |  | 0 |  | 0
|  |  |  | 54.96 | 109.92 | 0 | 0 | 0 | 0 | 0 | 11.23 | 0.12409 | 0 | 109.92 | 109.92 | 0 | 0 | 0 | 0 | 0 | 0.2 | 0 | 0 |  | 0 |  | 0
|  |  |  | 54.64 | 109.28 | 0 | 0 | 0 | 0 | 0 | 7.48 | 0.10336 | 4.859 | 109.28 | 109.28 | 0 | 0 | 0 | 0 | 0 | 0.44188 | 0 | 0 |  | 0 |  | 0
|  |  |  | 53.32 | 106.64 | 0 | 0 | 0 | 0 | 0 | 7.48 | 0.10336 | 7.499 | 106.64 | 106.64 | 0 | 0 | 0 | 0 | 0 | 0.81517 | 0 | 0 |  | 0 |  | 0
|  |  |  | 45.88 | 91.76 | 0 | 0 | 0 | 0 | 0 | 7.48 | 0.10336 | 3.713 | 91.76 | 91.76 | 0 | 0 | 0 | 0 | 0 | 1 | 0 | 0 |  | 0 |  | 0
|  |  |  | 20.92 | 41.84 | 0 | 0 | 0 | 0 | 0 | 7.48 | 0.10336 | 0 | 41.84 | 41.84 | 0 | 0 | 0 | 0 | 0 | 1 | 0 | 0 |  | 0 |  | 0
|  |  |  | 14.72 | 29.44 | 0 | 0 | 0 | 0 | 0 | 7.48 | 0.10336 | 0 | 29.44 | 29.44 | 0 | 0 | 0 | 0 | 0 | 1 | 0 | 0 |  | 0 |  | 0
|  |  |  | 26.16 | 52.32 | 0 | 0 | 0 | 0 | 0 | 7.48 | 0.10336 | 0 | 52.32 | 52.32 | 0 | 0 | 0 | 0 | 0 | 1 | 0 | 0 |  | 0 |  | 0
|  |  |  | 32.4 | 64.8 | 0 | 0 | 0 | 0 | 0 | 7.48 | 0.10336 | 0 | 64.8 | 64.8 | 0 | 0 | 0 | 0 | 0 | 1 | 0 | 0 |  | 0 |  | 0
|  |  |  | 33.68 | 67.36 | 0 | 0 | 0 | 0 | 0 | 7.48 | 0.10336 | 0 | 67.36 | 67.36 | 0 | 0 | 0 | 0 | 0 | 1 | 0 | 0 |  | 0 |  | 0
|  |  |  | 33.64 | 67.28 | 0 | 0 | 0 | 0 | 0 | 7.48 | 0.10336 | 0 | 67.28 | 67.28 | 0 | 0 | 0 | 0 | 0 | 1 | 0 | 0 |  | 0 |  | 0
|  |  |  | 30.32 | 60.64 | 0 | 0 | 0 | 0 | 0 | 7.48 | 0.10336 | 0 | 60.64 | 59.391 | 0 | 1.249 | 0 | 0 | 1.249 | 1 | 0 | 0 |  | 0 |  | 0
|  |  |  | 33.2 | 66.4 | 0 | 0 | 0 | 0 | 0 | 7.48 | 0.10336 | 0 | 66.4 | 51.257 | 0 | 15.143 | 0 | 0 | 15.143 | 1 | 0 | 0 |  | 0 |  | 0
|  |  |  | 38.12 | 76.24 | 0 | 0 | 0 | 0 | 0 | 7.48 | 0.10336 | 0 | 76.24 | 40.608 | 0 | 35.632 | 0 | 0 | 35.632 | 1 | 0 | 0 |  | 0 |  | 0
|  |  |  | 42.72 | 85.44 | 0 | 0 | 0 | 0 | 0 | 7.48 | 0.10336 | 0 | 85.44 | 30.894 | 0 | 54.546 | 0 | 0 | 54.546 | 1 | 0 | 0 |  | 0 |  | 0
|  |  |  | 45.6 | 91.2 | 0 | 0 | 0 | 0 | 0 | 7.48 | 0.10336 | 0 | 91.2 | 20.614 | 0 | 70.586 | 0 | 0 | 70.586 | 1 | 0 | 0 |  | 0 |  | 0
|  |  |  | 49.36 | 98.72 | 0 | 0 | 0 | 0 | 0 | 11.23 | 0.12409 | 0 | 98.72 | 18.423 | 0 | 80.297 | 0 | 0 | 80.297 | 1 | 0 | 0 |  | 0 |  | 0
|  |  |  | 61.04 | 122.08 | 0 | 0 | 0 | 0 | 0 | 11.23 | 0.12409 | 0 | 122.08 | 35.393 | 0 | 86.687 | 0 | 0 | 86.687 | 1 | 0 | 0 |  | 0 |  | 0
|  |  |  | 61.52 | 123.04 | 0 | 0 | 0 | 0 | 0 | 11.23 | 0.12409 | 0 | 123.04 | 35.832 | 0 | 87.208 | 0 | 0 | 87.208 | 1 | 0 | 0 |  | 0 |  | 0
|  |  |  | 61.08 | 122.16 | 0 | 0 | 0 | 0 | 0 | 17.48 | 0.13136 | 0 | 122.16 | 38.165 | 0 | 83.995 | 0 | 0 | 83.995 | 1 | 0 | 0 |  | 0 |  | 0
|  |  |  | 61.48 | 122.96 | 0 | 0 | 0 | 0 | 0 | 17.48 | 0.13136 | 0 | 122.96 | 48.761 | 0 | 74.199 | 0 | 0 | 74.199 | 1 | 0 | 0 |  | 0 |  | 0
|  |  |  | 59.96 | 119.92 | 0 | 0 | 0 | 0 | 0 | 17.48 | 0.13136 | 0 | 119.92 | 58.804 | 0 | 58.353 | 0 | 0 | 58.353 | 0.84694 | 0 | 2.763 |  | 0 |  | 0
|  |  |  | 58.8 | 117.6 | 0 | 0 | 0 | 0 | 0 | 17.48 | 0.13136 | 0 | 117.6 | 71.045 | 0 | 38.191 | 0 | 0 | 38.191 | 0.38357 | 0 | 8.365 |  | 0 |  | 0
|  |  |  | 58.4 | 116.8 | 0 | 0 | 0 | 0 | 0 | 11.23 | 0.12409 | 0 | 116.8 | 101.233 | 0 | 15.567 | 0 | 0 | 15.567 | 0.38357 | 0 | 0 |  | 0 |  | 0
|  |  |  | 57.72 | 115.44 | 0 | 0 | 0 | 0 | 0 | 11.23 | 0.12409 | 0 | 115.44 | 114.139 | 0 | 1.128 | 0 | 0 | 1.128 | 0.37398 | 0 | 0.173 |  | 0 |  | 0
|  |  |  | 58.64 | 117.28 | 0 | 0 | 0 | 0 | 0 | 11.23 | 0.12409 | 0 | 117.28 | 114.139 | 0 | 0 | 0 | 0 | 0 | 0.2 | 0 | 3.141 |  | 0 |  | 0
|  |  |  | 53.92 | 107.84 | 0 | 0 | 0 | 0 | 0 | 7.48 | 0.10336 | 6.299 | 107.84 | 107.84 | 0 | 0 | 0 | 0 | 0 | 0.51356 | 0 | 0 |  | 0 |  | 0
|  |  |  | 48.92 | 97.84 | 0 | 0 | 0 | 0 | 0 | 7.48 | 0.10336 | 7.593 | 97.84 | 97.84 | 0 | 0 | 0 | 0 | 0 | 0.89151 | 0 | 0 |  | 0 |  | 0
|  |  |  | 34.84 | 69.68 | 0 | 0 | 0 | 0 | 0 | 7.48 | 0.10336 | 0 | 69.68 | 69.68 | 0 | 0 | 0 | 0 | 0 | 0.89151 | 0 | 0 |  | 0 |  | 0
|  |  |  | 18.64 | 37.28 | 0 | 0 | 0 | 0 | 0 | 7.48 | 0.10336 | 0 | 37.28 | 37.28 | 0 | 0 | 0 | 0 | 0 | 0.89151 | 0 | 0 |  | 0 |  | 0
|  |  |  | 14.28 | 28.56 | 0 | 0 | 0 | 0 | 0 | 7.48 | 0.10336 | 0 | 28.56 | 28.56 | 0 | 0 | 0 | 0 | 0 | 0.89151 | 0 | 0 |  | 0 |  | 0
|  |  |  | 17 | 34 | 0 | 0 | 0 | 0 | 0 | 7.48 | 0.10336 | 0 | 34 | 34 | 0 | 0 | 0 | 0 | 0 | 0.89151 | 0 | 0 |  | 0 |  | 0
|  |  |  | 18.84 | 37.68 | 0 | 0 | 0 | 0 | 0 | 7.48 | 0.10336 | 0 | 37.68 | 37.68 | 0 | 0 | 0 | 0 | 0 | 0.89151 | 0 | 0 |  | 0 |  | 0
|  |  |  | 17.48 | 34.96 | 0 | 0 | 0 | 0 | 0 | 7.48 | 0.10336 | 0 | 34.96 | 34.96 | 0 | 0 | 0 | 0 | 0 | 0.89151 | 0 | 0 |  | 0 |  | 0
|  |  |  | 14.8 | 29.6 | 0 | 0 | 0 | 0 | 0 | 7.48 | 0.10336 | 0 | 29.6 | 29.6 | 0 | 0 | 0 | 0 | 0 | 0.89151 | 0 | 0 |  | 0 |  | 0
|  |  |  | 16.88 | 33.76 | 0 | 0 | 0 | 0 | 0 | 7.48 | 0.10336 | 0 | 33.76 | 32.39 | 0 | 1.37 | 0 | 0 | 1.37 | 0.89151 | 0 | 0 |  | 0 |  | 0
|  |  |  | 16.76 | 33.52 | 0 | 0 | 0 | 0 | 0 | 7.48 | 0.10336 | 0 | 33.52 | 16.934 | 0 | 16.586 | 0 | 0 | 16.586 | 0.89151 | 0 | 0 |  | 0 |  | 0
|  |  |  | 23.32 | 46.64 | 0 | 0 | 0 | 0 | 0 | 7.48 | 0.10336 | 0 | 46.64 | 7.843 | 0 | 38.797 | 0 | 0 | 38.797 | 0.89151 | 0 | 0 |  | 0 |  | 0
|  |  |  | 30.64 | 61.28 | 0 | 0 | 0 | 0 | 0 | 7.48 | 0.10336 | 0 | 61.28 | 4.127 | 0 | 57.153 | 0 | 0 | 57.153 | 0.89151 | 0 | 0 |  | 0 |  | 0
|  |  |  | 37.92 | 75.84 | 0 | 0 | 0 | 0 | 0 | 7.48 | 0.10336 | 0 | 75.84 | 2.732 | 0 | 73.108 | 0 | 0 | 73.108 | 0.89151 | 0 | 0 |  | 0 |  | 0
|  |  |  | 41.12 | 82.24 | 0 | 0 | 0 | 0 | 0 | 11.23 | 0.12409 | 0 | 82.24 | 0 | 0 | 84.419 | 2.179 | 0 | 82.24 | 1 | 0 | 0 |  | 0 |  | 0
|  |  |  | 45.08 | 90.16 | 0 | 0 | 0 | 0 | 0 | 11.23 | 0.12409 | 0 | 90.16 | 1.461 | 0 | 88.699 | 0 | 0 | 88.699 | 1 | 0 | 0 |  | 0 |  | 0
|  |  |  | 47.28 | 94.56 | 0 | 0 | 0 | 0 | 0 | 11.23 | 0.12409 | 0 | 94.56 | 4.418 | 0 | 90.142 | 0 | 0 | 90.142 | 1 | 0 | 0 |  | 0 |  | 0
|  |  |  | 51.04 | 102.08 | 0 | 0 | 0 | 0 | 0 | 17.48 | 0.13136 | 0 | 102.08 | 17.26 | 0 | 84.82 | 0 | 0 | 84.82 | 1 | 0 | 0 |  | 0 |  | 0
|  |  |  | 50.4 | 100.8 | 0 | 0 | 0 | 0 | 0 | 17.48 | 0.13136 | 0 | 100.8 | 26.165 | 0 | 74.635 | 0 | 0 | 74.635 | 1 | 0 | 0 |  | 0 |  | 0
|  |  |  | 49.76 | 99.52 | 0 | 0 | 0 | 0 | 0 | 17.48 | 0.13136 | 0 | 99.52 | 34.363 | 0 | 59.08 | 0 | 0 | 59.08 | 0.66337 | 0 | 6.077 |  | 0 |  | 0
|  |  |  | 47.52 | 95.04 | 0 | 0 | 0 | 0 | 0 | 17.48 | 0.13136 | 0 | 95.04 | 48.388 | 0 | 38.288 | 0 | 0 | 38.288 | 0.2 | 0 | 8.365 |  | 0 |  | 0
|  |  |  | 48.68 | 97.36 | 0 | 0 | 0 | 0 | 0 | 11.23 | 0.12409 | 0 | 97.36 | 81.975 | 0 | 15.385 | 0 | 0 | 15.385 | 0.2 | 0 | 0 |  | 0 |  | 0
|  |  |  | 40.28 | 80.56 | 0 | 0 | 0 | 0 | 0 | 11.23 | 0.12409 | 0 | 80.56 | 79.529 | 0 | 1.031 | 0 | 0 | 1.031 | 0.2 | 0 | 0 |  | 0 |  | 0
|  |  |  | 37.12 | 74.24 | 0 | 0 | 0 | 0 | 0 | 11.23 | 0.12409 | 0 | 74.24 | 74.24 | 0 | 0 | 0 | 0 | 0 | 0.2 | 0 | 0 |  | 0 |  | 0
|  |  |  | 35.64 | 71.28 | 0 | 0 | 0 | 0 | 0 | 7.48 | 0.10336 | 0 | 71.28 | 71.28 | 0 | 0 | 0 | 0 | 0 | 0.2 | 0 | 0 |  | 0 |  | 0
|  |  |  | 32.72 | 65.44 | 0 | 0 | 0 | 0 | 0 | 7.48 | 0.10336 | 0 | 65.44 | 65.44 | 0 | 0 | 0 | 0 | 0 | 0.2 | 0 | 0 |  | 0 |  | 0
|  |  |  | 35.28 | 70.56 | 0 | 0 | 0 | 0 | 0 | 7.48 | 0.10336 | 0 | 70.56 | 70.56 | 0 | 0 | 0 | 0 | 0 | 0.2 | 0 | 0 |  | 0 |  | 0
|  |  |  | 18.56 | 37.12 | 0 | 0 | 0 | 0 | 0 | 7.48 | 0.10336 | 0 | 37.12 | 37.12 | 0 | 0 | 0 | 0 | 0 | 0.2 | 0 | 0 |  | 0 |  | 0
|  |  |  | 10.68 | 21.36 | 0 | 0 | 0 | 0 | 0 | 7.48 | 0.10336 | 0 | 21.36 | 21.36 | 0 | 0 | 0 | 0 | 0 | 0.2 | 0 | 0 |  | 0 |  | 0
|  |  |  | 11.28 | 22.56 | 0 | 0 | 0 | 0 | 0 | 7.48 | 0.10336 | 0 | 22.56 | 22.56 | 0 | 0 | 0 | 0 | 0 | 0.2 | 0 | 0 |  | 0 |  | 0
|  |  |  | 14.76 | 29.52 | 0 | 0 | 0 | 0 | 0 | 7.48 | 0.10336 | 0 | 29.52 | 29.52 | 0 | 0 | 0 | 0 | 0 | 0.2 | 0 | 0 |  | 0 |  | 0
|  |  |  | 18 | 36 | 0 | 0 | 0 | 0 | 0 | 7.48 | 0.10336 | 0 | 36 | 36 | 0 | 0 | 0 | 0 | 0 | 0.2 | 0 | 0 |  | 0 |  | 0
|  |  |  | 19.6 | 39.2 | 0 | 0 | 0 | 0 | 0 | 7.48 | 0.10336 | 0 | 39.2 | 39.2 | 0 | 0 | 0 | 0 | 0 | 0.2 | 0 | 0 |  | 0 |  | 0
|  |  |  | 17.6 | 35.2 | 0 | 0 | 0 | 0 | 0 | 7.48 | 0.10336 | 0 | 35.2 | 33.781 | 0 | 1.419 | 0 | 0 | 1.419 | 0.2 | 0 | 0 |  | 0 |  | 0
|  |  |  | 20.68 | 41.36 | 0 | 0 | 0 | 0 | 0 | 7.48 | 0.10336 | 0 | 41.36 | 30.327 | 0 | 11.033 | 0 | 0 | 11.033 | 0.2 | 0 | 0 |  | 0 |  | 0
|  |  |  | 22.88 | 45.76 | 0 | 0 | 0 | 0 | 0 | 7.48 | 0.10336 | 0 | 45.76 | 7.921 | 0 | 37.839 | 0 | 0 | 37.839 | 0.2 | 0 | 0 |  | 0 |  | 0
|  |  |  | 29.36 | 58.72 | 0 | 0 | 0 | 0 | 0 | 7.48 | 0.10336 | 0 | 58.72 | 1.252 | 0 | 57.468 | 0 | 0 | 57.468 | 0.2 | 0 | 0 |  | 0 |  | 0
|  |  |  | 29.04 | 58.08 | 0 | 0 | 0 | 0 | 0 | 7.48 | 0.10336 | 0 | 58.08 | 0 | 6.566 | 66.445 | 8.365 | 0 | 58.08 | 0.61636 | 0 | 0 |  | 0 |  | 0
|  |  |  | 30.04 | 60.08 | 0 | 0 | 0 | 0 | 0 | 11.23 | 0.12409 | 0 | 60.08 | 0 | 15.056 | 67.787 | 7.707 | 0 | 60.08 | 1 | 0 | 0 |  | 0 |  | 0
|  |  |  | 38.68 | 77.36 | 0 | 0 | 0 | 0 | 0 | 11.23 | 0.12409 | 0 | 77.36 | 0 | 11.291 | 77.36 | 0 | 0 | 77.36 | 1 | 0 | 0 |  | 0 |  | 0
|  |  |  | 39.52 | 79.04 | 0 | 0 | 0 | 0 | 0 | 11.23 | 0.12409 | 0 | 79.04 | 0 | 9.283 | 79.04 | 0 | 0 | 79.04 | 1 | 0 | 0 |  | 0 |  | 0
|  |  |  | 39.44 | 78.88 | 0 | 0 | 0 | 0 | 0 | 17.48 | 0.13136 | 0 | 78.88 | 0 | 5.309 | 78.88 | 0 | 0 | 78.88 | 1 | 0 | 0 |  | 0 |  | 0
|  |  |  | 44.8 | 89.6 | 0 | 0 | 0 | 0 | 0 | 17.48 | 0.13136 | 0 | 89.6 | 16.698 | 0 | 72.902 | 0 | 0 | 72.902 | 1 | 0 | 0 |  | 0 |  | 0
|  |  |  | 52.56 | 105.12 | 0 | 0 | 0 | 0 | 0 | 17.48 | 0.13136 | 0 | 105.12 | 41.672 | 0 | 57.371 | 0 | 0 | 57.371 | 0.66337 | 0 | 6.077 |  | 0 |  | 0
|  |  |  | 49.28 | 98.56 | 0 | 0 | 0 | 0 | 0 | 17.48 | 0.13136 | 0 | 98.56 | 53.229 | 0 | 36.966 | 0 | 0 | 36.966 | 0.2 | 0 | 8.365 |  | 0 |  | 0
|  |  |  | 48.2 | 96.4 | 0 | 0 | 0 | 0 | 0 | 11.23 | 0.12409 | 0 | 96.4 | 81.657 | 0 | 14.743 | 0 | 0 | 14.743 | 0.2 | 0 | 0 |  | 0 |  | 0
|  |  |  | 43.2 | 86.4 | 0 | 0 | 0 | 0 | 0 | 11.23 | 0.12409 | 0 | 86.4 | 85.382 | 0 | 1.018 | 0 | 0 | 1.018 | 0.2 | 0 | 0 |  | 0 |  | 0
|  |  |  | 42.4 | 84.8 | 0 | 0 | 0 | 0 | 0 | 11.23 | 0.12409 | 0 | 84.8 | 84.8 | 0 | 0 | 0 | 0 | 0 | 0.2 | 0 | 0 |  | 0 |  | 0
|  |  |  | 41.12 | 82.24 | 0 | 0 | 0 | 0 | 0 | 7.48 | 0.10336 | 8.365 | 82.24 | 82.24 | 0 | 0 | 0 | 0 | 0 | 0.61636 | 0 | 0 |  | 0 |  | 0
|  |  |  | 41.08 | 82.16 | 0 | 0 | 0 | 0 | 0 | 7.48 | 0.10336 | 7.707 | 82.16 | 82.16 | 0 | 0 | 0 | 0 | 0 | 1 | 0 | 0 |  | 0 |  | 0
|  |  |  | 38.2 | 76.4 | 0 | 0 | 0 | 0 | 0 | 7.48 | 0.10336 | 0 | 76.4 | 76.4 | 0 | 0 | 0 | 0 | 0 | 1 | 0 | 0 |  | 0 |  | 0
|  |  |  | 18.84 | 37.68 | 0 | 0 | 0 | 0 | 0 | 7.48 | 0.10336 | 0 | 37.68 | 37.68 | 0 | 0 | 0 | 0 | 0 | 1 | 0 | 0 |  | 0 |  | 0
|  |  |  | 14.36 | 28.72 | 0 | 0 | 0 | 0 | 0 | 7.48 | 0.10336 | 0 | 28.72 | 28.72 | 0 | 0 | 0 | 0 | 0 | 1 | 0 | 0 |  | 0 |  | 0
|  |  |  | 18.08 | 36.16 | 0 | 0 | 0 | 0 | 0 | 7.48 | 0.10336 | 0 | 36.16 | 36.16 | 0 | 0 | 0 | 0 | 0 | 1 | 0 | 0 |  | 0 |  | 0
|  |  |  | 28.12 | 56.24 | 0 | 0 | 0 | 0 | 0 | 7.48 | 0.10336 | 0 | 56.24 | 56.24 | 0 | 0 | 0 | 0 | 0 | 1 | 0 | 0 |  | 0 |  | 0
|  |  |  | 27.96 | 55.92 | 0 | 0 | 0 | 0 | 0 | 7.48 | 0.10336 | 0 | 55.92 | 55.92 | 0 | 0 | 0 | 0 | 0 | 1 | 0 | 0 |  | 0 |  | 0
|  |  |  | 25.72 | 51.44 | 0 | 0 | 0 | 0 | 0 | 7.48 | 0.10336 | 0 | 51.44 | 51.44 | 0 | 0 | 0 | 0 | 0 | 1 | 0 | 0 |  | 0 |  | 0
|  |  |  | 27.28 | 54.56 | 0 | 0 | 0 | 0 | 0 | 7.48 | 0.10336 | 0 | 54.56 | 53.372 | 0 | 1.188 | 0 | 0 | 1.188 | 1 | 0 | 0 |  | 0 |  | 0
|  |  |  | 30.96 | 61.92 | 0 | 0 | 0 | 0 | 0 | 7.48 | 0.10336 | 0 | 61.92 | 55.082 | 0 | 6.838 | 0 | 0 | 6.838 | 1 | 0 | 0 |  | 0 |  | 0
|  |  |  | 34.16 | 68.32 | 0 | 0 | 0 | 0 | 0 | 7.48 | 0.10336 | 0 | 68.32 | 50.449 | 0 | 17.871 | 0 | 0 | 17.871 | 1 | 0 | 0 |  | 0 |  | 0
|  |  |  | 40.12 | 80.24 | 0 | 0 | 0 | 0 | 0 | 7.48 | 0.10336 | 0 | 80.24 | 45.565 | 0 | 34.675 | 0 | 0 | 34.675 | 1 | 0 | 0 |  | 0 |  | 0
|  |  |  | 39.48 | 78.96 | 0 | 0 | 0 | 0 | 0 | 7.48 | 0.10336 | 0 | 78.96 | 9.914 | 0 | 69.046 | 0 | 0 | 69.046 | 1 | 0 | 0 |  | 0 |  | 0
|  |  |  | 45.8 | 91.6 | 0 | 0 | 0 | 0 | 0 | 11.23 | 0.12409 | 0 | 91.6 | 10.915 | 0 | 80.685 | 0 | 0 | 80.685 | 1 | 0 | 0 |  | 0 |  | 0
|  |  |  | 55.44 | 110.88 | 0 | 0 | 0 | 0 | 0 | 11.23 | 0.12409 | 0 | 110.88 | 25.963 | 0 | 84.917 | 0 | 0 | 84.917 | 1 | 0 | 0 |  | 0 |  | 0
|  |  |  | 57.04 | 114.08 | 0 | 0 | 0 | 0 | 0 | 11.23 | 0.12409 | 0 | 114.08 | 28.266 | 0 | 85.814 | 0 | 0 | 85.814 | 1 | 0 | 0 |  | 0 |  | 0
|  |  |  | 52.64 | 105.28 | 0 | 0 | 0 | 0 | 0 | 17.48 | 0.13136 | 0 | 105.28 | 23.867 | 0 | 81.413 | 0 | 0 | 81.413 | 1 | 0 | 0 |  | 0 |  | 0
|  |  |  | 54.44 | 108.88 | 0 | 0 | 0 | 0 | 0 | 17.48 | 0.13136 | 0 | 108.88 | 37.736 | 0 | 71.144 | 0 | 0 | 71.144 | 1 | 0 | 0 |  | 0 |  | 0
|  |  |  | 56.24 | 112.48 | 0 | 0 | 0 | 0 | 0 | 17.48 | 0.13136 | 0 | 112.48 | 50.536 | 0 | 55.867 | 0 | 0 | 55.867 | 0.66337 | 0 | 6.077 |  | 0 |  | 0
|  |  |  | 53.76 | 107.52 | 0 | 0 | 0 | 0 | 0 | 17.48 | 0.13136 | 0 | 107.52 | 63.547 | 0 | 35.608 | 0 | 0 | 35.608 | 0.2 | 0 | 8.365 |  | 0 |  | 0
|  |  |  | 54.44 | 108.88 | 0 | 0 | 0 | 0 | 0 | 11.23 | 0.12409 | 0 | 108.88 | 94.525 | 0 | 14.355 | 0 | 0 | 14.355 | 0.2 | 0 | 0 |  | 0 |  | 0
|  |  |  | 55.64 | 111.28 | 0 | 0 | 0 | 0 | 0 | 11.23 | 0.12409 | 0 | 111.28 | 110.371 | 0 | 0.909 | 0 | 0 | 0.909 | 0.2 | 0 | 0 |  | 0 |  | 0
|  |  |  | 52.4 | 104.8 | 0 | 0 | 0 | 0 | 0 | 11.23 | 0.12409 | 0 | 104.8 | 104.8 | 0 | 0 | 0 | 0 | 0 | 0.2 | 0 | 0 |  | 0 |  | 0
|  |  |  | 50.2 | 100.4 | 0 | 0 | 0 | 0 | 0 | 7.48 | 0.10336 | 8.365 | 100.4 | 100.4 | 0 | 0 | 0 | 0 | 0 | 0.61636 | 0 | 0 |  | 0 |  | 0
|  |  |  | 45.76 | 91.52 | 0 | 0 | 0 | 0 | 0 | 7.48 | 0.10336 | 7.707 | 91.52 | 91.52 | 0 | 0 | 0 | 0 | 0 | 1 | 0 | 0 |  | 0 |  | 0
|  |  |  | 35.84 | 71.68 | 0 | 0 | 0 | 0 | 0 | 7.48 | 0.10336 | 0 | 71.68 | 71.68 | 0 | 0 | 0 | 0 | 0 | 1 | 0 | 0 |  | 0 |  | 0
|  |  |  | 15.24 | 30.48 | 0 | 0 | 0 | 0 | 0 | 7.48 | 0.10336 | 0 | 30.48 | 30.48 | 0 | 0 | 0 | 0 | 0 | 1 | 0 | 0 |  | 0 |  | 0
|  |  |  | 9.4 | 18.8 | 0 | 0 | 0 | 0 | 0 | 7.48 | 0.10336 | 0 | 18.8 | 18.8 | 0 | 0 | 0 | 0 | 0 | 1 | 0 | 0 |  | 0 |  | 0
|  |  |  | 12.88 | 25.76 | 0 | 0 | 0 | 0 | 0 | 7.48 | 0.10336 | 0 | 25.76 | 25.76 | 0 | 0 | 0 | 0 | 0 | 1 | 0 | 0 |  | 0 |  | 0
|  |  |  | 14.88 | 29.76 | 0 | 0 | 0 | 0 | 0 | 7.48 | 0.10336 | 0 | 29.76 | 29.76 | 0 | 0 | 0 | 0 | 0 | 1 | 0 | 0 |  | 0 |  | 0
|  |  |  | 18.44 | 36.88 | 0 | 0 | 0 | 0 | 0 | 7.48 | 0.10336 | 0 | 36.88 | 36.88 | 0 | 0 | 0 | 0 | 0 | 1 | 0 | 0 |  | 0 |  | 0
|  |  |  | 20.76 | 41.52 | 0 | 0 | 0 | 0 | 0 | 7.48 | 0.10336 | 0 | 41.52 | 41.52 | 0 | 0 | 0 | 0 | 0 | 1 | 0 | 0 |  | 0 |  | 0
|  |  |  | 18.44 | 36.88 | 0 | 0 | 0 | 0 | 0 | 7.48 | 0.10336 | 0 | 36.88 | 35.583 | 0 | 1.297 | 0 | 0 | 1.297 | 1 | 0 | 0 |  | 0 |  | 0
|  |  |  | 24.32 | 48.64 | 0 | 0 | 0 | 0 | 0 | 7.48 | 0.10336 | 0 | 48.64 | 43.245 | 0 | 5.395 | 0 | 0 | 5.395 | 1 | 0 | 0 |  | 0 |  | 0
|  |  |  | 30.16 | 60.32 | 0 | 0 | 0 | 0 | 0 | 7.48 | 0.10336 | 0 | 60.32 | 43.128 | 0 | 17.192 | 0 | 0 | 17.192 | 1 | 0 | 0 |  | 0 |  | 0
|  |  |  | 36.96 | 73.92 | 0 | 0 | 0 | 0 | 0 | 7.48 | 0.10336 | 0 | 73.92 | 17.798 | 0 | 56.122 | 0 | 0 | 56.122 | 1 | 0 | 0 |  | 0 |  | 0
|  |  |  | 41.04 | 82.08 | 0 | 0 | 0 | 0 | 0 | 7.48 | 0.10336 | 0 | 82.08 | 12.488 | 0 | 69.592 | 0 | 0 | 69.592 | 1 | 0 | 0 |  | 0 |  | 0
|  |  |  | 46.64 | 93.28 | 0 | 0 | 0 | 0 | 0 | 7.48 | 0.10336 | 0 | 93.28 | 12.11 | 0 | 81.17 | 0 | 0 | 81.17 | 1 | 0 | 0 |  | 0 |  | 0
|  |  |  | 48.2 | 96.4 | 0 | 0 | 0 | 0 | 0 | 7.48 | 0.10336 | 0 | 96.4 | 11.023 | 0 | 85.377 | 0 | 0 | 85.377 | 1 | 0 | 0 |  | 0 |  | 0
|  |  |  | 53.68 | 107.36 | 0 | 0 | 0 | 0 | 0 | 7.48 | 0.10336 | 0 | 107.36 | 20.746 | 0 | 86.614 | 0 | 0 | 86.614 | 1 | 0 | 0 |  | 0 |  | 0
|  |  |  | 59.52 | 119.04 | 0 | 0 | 0 | 0 | 0 | 7.48 | 0.10336 | 0 | 119.04 | 37.118 | 0 | 81.922 | 0 | 0 | 81.922 | 1 | 0 | 0 |  | 0 |  | 0
|  |  |  | 58.12 | 116.24 | 0 | 0 | 0 | 0 | 0 | 7.48 | 0.10336 | 0 | 116.24 | 44.793 | 0 | 71.447 | 0 | 0 | 71.447 | 1 | 0 | 0 |  | 0 |  | 0
|  |  |  | 57.72 | 115.44 | 0 | 0 | 0 | 0 | 0 | 7.48 | 0.10336 | 0 | 115.44 | 59.864 | 0 | 55.576 | 0 | 0 | 55.576 | 1 | 0 | 0 |  | 0 |  | 0
|  |  |  | 56.6 | 113.2 | 0 | 0 | 0 | 0 | 0 | 7.48 | 0.10336 | 0 | 113.2 | 77.107 | 0 | 36.093 | 0 | 0 | 36.093 | 1 | 0 | 0 |  | 0 |  | 0
|  |  |  | 57.16 | 114.32 | 0 | 0 | 0 | 0 | 0 | 7.48 | 0.10336 | 0 | 114.32 | 100.038 | 0 | 14.282 | 0 | 0 | 14.282 | 1 | 0 | 0 |  | 0 |  | 0
|  |  |  | 56.28 | 112.56 | 0 | 0 | 0 | 0 | 0 | 7.48 | 0.10336 | 0 | 112.56 | 111.651 | 0 | 0.909 | 0 | 0 | 0.909 | 1 | 0 | 0 |  | 0 |  | 0
|  |  |  | 55.84 | 111.68 | 0 | 0 | 0 | 0 | 0 | 7.48 | 0.10336 | 0 | 111.68 | 111.68 | 0 | 0 | 0 | 0 | 0 | 1 | 0 | 0 |  | 0 |  | 0
|  |  |  | 50.72 | 101.44 | 0 | 0 | 0 | 0 | 0 | 7.48 | 0.10336 | 0 | 101.44 | 101.44 | 0 | 0 | 0 | 0 | 0 | 1 | 0 | 0 |  | 0 |  | 0
|  |  |  | 42.12 | 84.24 | 0 | 0 | 0 | 0 | 0 | 7.48 | 0.10336 | 0 | 84.24 | 84.24 | 0 | 0 | 0 | 0 | 0 | 1 | 0 | 0 |  | 0 |  | 0
|  |  |  | 36.28 | 72.56 | 0 | 0 | 0 | 0 | 0 | 7.48 | 0.10336 | 0 | 72.56 | 72.56 | 0 | 0 | 0 | 0 | 0 | 1 | 0 | 0 |  | 0 |  | 0
|  |  |  | 15.2 | 30.4 | 0 | 0 | 0 | 0 | 0 | 7.48 | 0.10336 | 0 | 30.4 | 30.4 | 0 | 0 | 0 | 0 | 0 | 1 | 0 | 0 |  | 0 |  | 0
|  |  |  | 9.88 | 19.76 | 0 | 0 | 0 | 0 | 0 | 7.48 | 0.10336 | 0 | 19.76 | 19.76 | 0 | 0 | 0 | 0 | 0 | 1 | 0 | 0 |  | 0 |  | 0
|  |  |  | 13.28 | 26.56 | 0 | 0 | 0 | 0 | 0 | 7.48 | 0.10336 | 0 | 26.56 | 26.56 | 0 | 0 | 0 | 0 | 0 | 1 | 0 | 0 |  | 0 |  | 0
|  |  |  | 23.2 | 46.4 | 0 | 0 | 0 | 0 | 0 | 7.48 | 0.10336 | 0 | 46.4 | 46.4 | 0 | 0 | 0 | 0 | 0 | 1 | 0 | 0 |  | 0 |  | 0
|  |  |  | 25.04 | 50.08 | 0 | 0 | 0 | 0 | 0 | 7.48 | 0.10336 | 0 | 50.08 | 50.08 | 0 | 0 | 0 | 0 | 0 | 1 | 0 | 0 |  | 0 |  | 0
|  |  |  | 22.8 | 45.6 | 0 | 0 | 0 | 0 | 0 | 7.48 | 0.10336 | 0 | 45.6 | 45.6 | 0 | 0 | 0 | 0 | 0 | 1 | 0 | 0 |  | 0 |  | 0
|  |  |  | 27.8 | 55.6 | 0 | 0 | 0 | 0 | 0 | 7.48 | 0.10336 | 0 | 55.6 | 54.315 | 0 | 1.285 | 0 | 0 | 1.285 | 1 | 0 | 0 |  | 0 |  | 0
|  |  |  | 31.44 | 62.88 | 0 | 0 | 0 | 0 | 0 | 7.48 | 0.10336 | 0 | 62.88 | 47.531 | 0 | 15.349 | 0 | 0 | 15.349 | 1 | 0 | 0 |  | 0 |  | 0
|  |  |  | 34.56 | 69.12 | 0 | 0 | 0 | 0 | 0 | 7.48 | 0.10336 | 0 | 69.12 | 32.906 | 0 | 36.214 | 0 | 0 | 36.214 | 1 | 0 | 0 |  | 0 |  | 0
|  |  |  | 40.56 | 81.12 | 0 | 0 | 0 | 0 | 0 | 7.48 | 0.10336 | 0 | 81.12 | 25.459 | 0 | 55.661 | 0 | 0 | 55.661 | 1 | 0 | 0 |  | 0 |  | 0
|  |  |  | 50.28 | 100.56 | 0 | 0 | 0 | 0 | 0 | 7.48 | 0.10336 | 0 | 100.56 | 31.126 | 0 | 69.434 | 0 | 0 | 69.434 | 1 | 0 | 0 |  | 0 |  | 0
|  |  |  | 53.76 | 107.52 | 0 | 0 | 0 | 0 | 0 | 7.48 | 0.10336 | 0 | 107.52 | 26.932 | 0 | 80.588 | 0 | 0 | 80.588 | 1 | 0 | 0 |  | 0 |  | 0
|  |  |  | 59.76 | 119.52 | 0 | 0 | 0 | 0 | 0 | 7.48 | 0.10336 | 0 | 119.52 | 32.724 | 0 | 86.796 | 0 | 0 | 86.796 | 1 | 0 | 0 |  | 0 |  | 0
|  |  |  | 60.2 | 120.4 | 0 | 0 | 0 | 0 | 0 | 7.48 | 0.10336 | 0 | 120.4 | 33.956 | 0 | 86.444 | 0 | 0 | 86.444 | 1 | 0 | 0 |  | 0 |  | 0
|  |  |  | 60.84 | 121.68 | 0 | 0 | 0 | 0 | 0 | 7.48 | 0.10336 | 0 | 121.68 | 39.722 | 0 | 81.958 | 0 | 0 | 81.958 | 1 | 0 | 0 |  | 0 |  | 0
|  |  |  | 59.36 | 118.72 | 0 | 0 | 0 | 0 | 0 | 7.48 | 0.10336 | 0 | 118.72 | 46.849 | 0 | 71.871 | 0 | 0 | 71.871 | 1 | 0 | 0 |  | 0 |  | 0
|  |  |  | 58.24 | 116.48 | 0 | 0 | 0 | 0 | 0 | 7.48 | 0.10336 | 0 | 116.48 | 60.479 | 0 | 56.001 | 0 | 0 | 56.001 | 1 | 0 | 0 |  | 0 |  | 0
|  |  |  | 59.48 | 118.96 | 0 | 0 | 0 | 0 | 0 | 7.48 | 0.10336 | 0 | 118.96 | 82.903 | 0 | 36.057 | 0 | 0 | 36.057 | 1 | 0 | 0 |  | 0 |  | 0
|  |  |  | 62.2 | 124.4 | 0 | 0 | 0 | 0 | 0 | 7.48 | 0.10336 | 0 | 124.4 | 110.263 | 0 | 14.137 | 0 | 0 | 14.137 | 1 | 0 | 0 |  | 0 |  | 0
|  |  |  | 61.64 | 123.28 | 0 | 0 | 0 | 0 | 0 | 7.48 | 0.10336 | 0 | 123.28 | 114.139 | 0 | 0.776 | 0 | 0 | 0.776 | 0.53663 | 0 | 8.365 |  | 0 |  | 0
|  |  |  | 57.8 | 115.6 | 0 | 0 | 0 | 0 | 0 | 7.48 | 0.10336 | 0 | 115.6 | 114.139 | 0 | 0 | 0 | 0 | 0 | 0.45572 | 0 | 1.461 |  | 0 |  | 0
|  |  |  | 56.04 | 112.08 | 0 | 0 | 0 | 0 | 0 | 7.48 | 0.10336 | 2.059 | 112.08 | 112.08 | 0 | 0 | 0 | 0 | 0 | 0.55823 | 0 | 0 |  | 0 |  | 0
|  |  |  | 44.72 | 89.44 | 0 | 0 | 0 | 0 | 0 | 7.48 | 0.10336 | 8.365 | 89.44 | 89.44 | 0 | 0 | 0 | 0 | 0 | 0.97459 | 0 | 0 |  | 0 |  | 0
|  |  |  | 37.16 | 74.32 | 0 | 0 | 0 | 0 | 0 | 7.48 | 0.10336 | 0.51 | 74.32 | 74.32 | 0 | 0 | 0 | 0 | 0 | 1 | 0 | 0 |  | 0 |  | 0
|  |  |  | 15.24 | 30.48 | 0 | 0 | 0 | 0 | 0 | 7.48 | 0.10336 | 0 | 30.48 | 30.48 | 0 | 0 | 0 | 0 | 0 | 1 | 0 | 0 |  | 0 |  | 0
|  |  |  | 9.48 | 18.96 | 0 | 0 | 0 | 0 | 0 | 7.48 | 0.10336 | 0 | 18.96 | 18.96 | 0 | 0 | 0 | 0 | 0 | 1 | 0 | 0 |  | 0 |  | 0
|  |  |  | 13.24 | 26.48 | 0 | 0 | 0 | 0 | 0 | 7.48 | 0.10336 | 0 | 26.48 | 26.48 | 0 | 0 | 0 | 0 | 0 | 1 | 0 | 0 |  | 0 |  | 0
|  |  |  | 15.88 | 31.76 | 0 | 0 | 0 | 0 | 0 | 7.48 | 0.10336 | 0 | 31.76 | 31.76 | 0 | 0 | 0 | 0 | 0 | 1 | 0 | 0 |  | 0 |  | 0
|  |  |  | 20.48 | 40.96 | 0 | 0 | 0 | 0 | 0 | 7.48 | 0.10336 | 0 | 40.96 | 40.96 | 0 | 0 | 0 | 0 | 0 | 1 | 0 | 0 |  | 0 |  | 0
|  |  |  | 29.2 | 58.4 | 0 | 0 | 0 | 0 | 0 | 7.48 | 0.10336 | 0 | 58.4 | 58.4 | 0 | 0 | 0 | 0 | 0 | 1 | 0 | 0 |  | 0 |  | 0
|  |  |  | 26.84 | 53.68 | 0 | 0 | 0 | 0 | 0 | 7.48 | 0.10336 | 0 | 53.68 | 52.504 | 0 | 1.176 | 0 | 0 | 1.176 | 1 | 0 | 0 |  | 0 |  | 0
|  |  |  | 28.92 | 57.84 | 0 | 0 | 0 | 0 | 0 | 7.48 | 0.10336 | 0 | 57.84 | 42.527 | 0 | 15.313 | 0 | 0 | 15.313 | 1 | 0 | 0 |  | 0 |  | 0
|  |  |  | 30.2 | 60.4 | 0 | 0 | 0 | 0 | 0 | 7.48 | 0.10336 | 0 | 60.4 | 23.24 | 0 | 37.16 | 0 | 0 | 37.16 | 1 | 0 | 0 |  | 0 |  | 0
|  |  |  | 42.96 | 85.92 | 0 | 0 | 0 | 0 | 0 | 7.48 | 0.10336 | 0 | 85.92 | 29.956 | 0 | 55.964 | 0 | 0 | 55.964 | 1 | 0 | 0 |  | 0 |  | 0
|  |  |  | 47.84 | 95.68 | 0 | 0 | 0 | 0 | 0 | 7.48 | 0.10336 | 0 | 95.68 | 26.028 | 0 | 69.652 | 0 | 0 | 69.652 | 1 | 0 | 0 |  | 0 |  | 0
|  |  |  | 48 | 96 | 0 | 0 | 0 | 0 | 0 | 11.23 | 0.12409 | 0 | 96 | 15.084 | 0 | 80.916 | 0 | 0 | 80.916 | 1 | 0 | 0 |  | 0 |  | 0
|  |  |  | 51.52 | 103.04 | 0 | 0 | 0 | 0 | 0 | 11.23 | 0.12409 | 0 | 103.04 | 16.39 | 0 | 86.65 | 0 | 0 | 86.65 | 1 | 0 | 0 |  | 0 |  | 0
|  |  |  | 57.24 | 114.48 | 0 | 0 | 0 | 0 | 0 | 11.23 | 0.12409 | 0 | 114.48 | 28.121 | 0 | 86.359 | 0 | 0 | 86.359 | 1 | 0 | 0 |  | 0 |  | 0
|  |  |  | 53.48 | 106.96 | 0 | 0 | 0 | 0 | 0 | 17.48 | 0.13136 | 0 | 106.96 | 25.62 | 0 | 81.34 | 0 | 0 | 81.34 | 1 | 0 | 0 |  | 0 |  | 0
|  |  |  | 57.24 | 114.48 | 0 | 0 | 0 | 0 | 0 | 17.48 | 0.13136 | 0 | 114.48 | 43.664 | 0 | 70.816 | 0 | 0 | 70.816 | 1 | 0 | 0 |  | 0 |  | 0
|  |  |  | 58.76 | 117.52 | 0 | 0 | 0 | 0 | 0 | 17.48 | 0.13136 | 0 | 117.52 | 56.57 | 0 | 54.873 | 0 | 0 | 54.873 | 0.66337 | 0 | 6.077 |  | 0 |  | 0
|  |  |  | 58.64 | 117.28 | 0 | 0 | 0 | 0 | 0 | 17.48 | 0.13136 | 0 | 117.28 | 73.816 | 0 | 35.099 | 0 | 0 | 35.099 | 0.2 | 0 | 8.365 |  | 0 |  | 0
|  |  |  | 59.24 | 118.48 | 0 | 0 | 0 | 0 | 0 | 11.23 | 0.12409 | 0 | 118.48 | 105.059 | 0 | 13.421 | 0 | 0 | 13.421 | 0.2 | 0 | 0 |  | 0 |  | 0
|  |  |  | 54.76 | 109.52 | 0 | 0 | 0 | 0 | 0 | 11.23 | 0.12409 | 0 | 109.52 | 108.962 | 0 | 0.558 | 0 | 0 | 0.558 | 0.2 | 0 | 0 |  | 0 |  | 0
|  |  |  | 51.48 | 102.96 | 0 | 0 | 0 | 0 | 0 | 11.23 | 0.12409 | 0 | 102.96 | 102.96 | 0 | 0 | 0 | 0 | 0 | 0.2 | 0 | 0 |  | 0 |  | 0
|  |  |  | 49.6 | 99.2 | 0 | 0 | 0 | 0 | 0 | 7.48 | 0.10336 | 8.365 | 99.2 | 99.2 | 0 | 0 | 0 | 0 | 0 | 0.61636 | 0 | 0 |  | 0 |  | 0
|  |  |  | 48.84 | 97.68 | 0 | 0 | 0 | 0 | 0 | 7.48 | 0.10336 | 7.707 | 97.68 | 97.68 | 0 | 0 | 0 | 0 | 0 | 1 | 0 | 0 |  | 0 |  | 0
|  |  |  | 37.24 | 74.48 | 0 | 0 | 0 | 0 | 0 | 7.48 | 0.10336 | 0 | 74.48 | 74.48 | 0 | 0 | 0 | 0 | 0 | 1 | 0 | 0 |  | 0 |  | 0
|  |  |  | 14.36 | 28.72 | 0 | 0 | 0 | 0 | 0 | 7.48 | 0.10336 | 0 | 28.72 | 28.72 | 0 | 0 | 0 | 0 | 0 | 1 | 0 | 0 |  | 0 |  | 0
|  |  |  | 8.88 | 17.76 | 0 | 0 | 0 | 0 | 0 | 7.48 | 0.10336 | 0 | 17.76 | 17.76 | 0 | 0 | 0 | 0 | 0 | 1 | 0 | 0 |  | 0 |  | 0
|  |  |  | 12.64 | 25.28 | 0 | 0 | 0 | 0 | 0 | 7.48 | 0.10336 | 0 | 25.28 | 25.28 | 0 | 0 | 0 | 0 | 0 | 1 | 0 | 0 |  | 0 |  | 0
|  |  |  | 14.68 | 29.36 | 0 | 0 | 0 | 0 | 0 | 7.48 | 0.10336 | 0 | 29.36 | 29.36 | 0 | 0 | 0 | 0 | 0 | 1 | 0 | 0 |  | 0 |  | 0
|  |  |  | 18.8 | 37.6 | 0 | 0 | 0 | 0 | 0 | 7.48 | 0.10336 | 0 | 37.6 | 37.6 | 0 | 0 | 0 | 0 | 0 | 1 | 0 | 0 |  | 0 |  | 0
|  |  |  | 23.6 | 47.2 | 0 | 0 | 0 | 0 | 0 | 7.48 | 0.10336 | 0 | 47.2 | 47.2 | 0 | 0 | 0 | 0 | 0 | 1 | 0 | 0 |  | 0 |  | 0
|  |  |  | 23.44 | 46.88 | 0 | 0 | 0 | 0 | 0 | 7.48 | 0.10336 | 0 | 46.88 | 45.898 | 0 | 0.982 | 0 | 0 | 0.982 | 1 | 0 | 0 |  | 0 |  | 0
|  |  |  | 29.44 | 58.88 | 0 | 0 | 0 | 0 | 0 | 7.48 | 0.10336 | 0 | 58.88 | 44.331 | 0 | 14.549 | 0 | 0 | 14.549 | 1 | 0 | 0 |  | 0 |  | 0
|  |  |  | 29.64 | 59.28 | 0 | 0 | 0 | 0 | 0 | 7.48 | 0.10336 | 0 | 59.28 | 23.732 | 0 | 35.548 | 0 | 0 | 35.548 | 1 | 0 | 0 |  | 0 |  | 0
|  |  |  | 38.28 | 76.56 | 0 | 0 | 0 | 0 | 0 | 7.48 | 0.10336 | 0 | 76.56 | 22.269 | 0 | 54.291 | 0 | 0 | 54.291 | 1 | 0 | 0 |  | 0 |  | 0
|  |  |  | 44.56 | 89.12 | 0 | 0 | 0 | 0 | 0 | 7.48 | 0.10336 | 0 | 89.12 | 19.662 | 0 | 69.458 | 0 | 0 | 69.458 | 1 | 0 | 0 |  | 0 |  | 0
|  |  |  | 48.44 | 96.88 | 0 | 0 | 0 | 0 | 0 | 11.23 | 0.12409 | 0 | 96.88 | 18.256 | 0 | 78.624 | 0 | 0 | 78.624 | 1 | 0 | 0 |  | 0 |  | 0
|  |  |  | 50.8 | 101.6 | 0 | 0 | 0 | 0 | 0 | 11.23 | 0.12409 | 0 | 101.6 | 28.953 | 0 | 72.647 | 0 | 0 | 72.647 | 1 | 0 | 0 |  | 0 |  | 0
|  |  |  | 50.04 | 100.08 | 0 | 0 | 0 | 0 | 0 | 11.23 | 0.12409 | 0 | 100.08 | 30.646 | 0 | 69.434 | 0 | 0 | 69.434 | 1 | 0 | 0 |  | 0 |  | 0
|  |  |  | 59.16 | 118.32 | 0 | 0 | 0 | 0 | 0 | 17.48 | 0.13136 | 0 | 118.32 | 59.397 | 0 | 58.923 | 0 | 0 | 58.923 | 1 | 0 | 0 |  | 0 |  | 0
|  |  |  | 57.36 | 114.72 | 0 | 0 | 0 | 0 | 0 | 17.48 | 0.13136 | 0 | 114.72 | 45.201 | 0 | 69.519 | 0 | 0 | 69.519 | 1 | 0 | 0 |  | 0 |  | 0
|  |  |  | 63.12 | 126.24 | 0 | 0 | 0 | 0 | 0 | 17.48 | 0.13136 | 0 | 126.24 | 66.842 | 0 | 53.321 | 0 | 0 | 53.321 | 0.66337 | 0 | 6.077 |  | 0 |  | 0
|  |  |  | 62.24 | 124.48 | 0 | 0 | 0 | 0 | 0 | 17.48 | 0.13136 | 0 | 124.48 | 82.301 | 0 | 33.814 | 0 | 0 | 33.814 | 0.2 | 0 | 8.365 |  | 0 |  | 0
|  |  |  | 58.88 | 117.76 | 0 | 0 | 0 | 0 | 0 | 11.23 | 0.12409 | 0 | 117.76 | 104.824 | 0 | 12.936 | 0 | 0 | 12.936 | 0.2 | 0 | 0 |  | 0 |  | 0
|  |  |  | 55.92 | 111.84 | 0 | 0 | 0 | 0 | 0 | 11.23 | 0.12409 | 0 | 111.84 | 111.319 | 0 | 0.521 | 0 | 0 | 0.521 | 0.2 | 0 | 0 |  | 0 |  | 0
|  |  |  | 54.28 | 108.56 | 0 | 0 | 0 | 0 | 0 | 11.23 | 0.12409 | 0 | 108.56 | 108.56 | 0 | 0 | 0 | 0 | 0 | 0.2 | 0 | 0 |  | 0 |  | 0
|  |  |  | 43.16 | 86.32 | 0 | 0 | 0 | 0 | 0 | 7.48 | 0.10336 | 0 | 86.32 | 86.32 | 0 | 0 | 0 | 0 | 0 | 0.2 | 0 | 0 |  | 0 |  | 0
|  |  |  | 39.32 | 78.64 | 0 | 0 | 0 | 0 | 0 | 7.48 | 0.10336 | 0 | 78.64 | 78.64 | 0 | 0 | 0 | 0 | 0 | 0.2 | 0 | 0 |  | 0 |  | 0
|  |  |  | 33.8 | 67.6 | 0 | 0 | 0 | 0 | 0 | 7.48 | 0.10336 | 0 | 67.6 | 67.6 | 0 | 0 | 0 | 0 | 0 | 0.2 | 0 | 0 |  | 0 |  | 0
|  |  |  | 14.64 | 29.28 | 0 | 0 | 0 | 0 | 0 | 7.48 | 0.10336 | 0 | 29.28 | 29.28 | 0 | 0 | 0 | 0 | 0 | 0.2 | 0 | 0 |  | 0 |  | 0
|  |  |  | 9.48 | 18.96 | 0 | 0 | 0 | 0 | 0 | 7.48 | 0.10336 | 0 | 18.96 | 18.96 | 0 | 0 | 0 | 0 | 0 | 0.2 | 0 | 0 |  | 0 |  | 0
|  |  |  | 16.52 | 33.04 | 0 | 0 | 0 | 0 | 0 | 7.48 | 0.10336 | 0 | 33.04 | 33.04 | 0 | 0 | 0 | 0 | 0 | 0.2 | 0 | 0 |  | 0 |  | 0
|  |  |  | 16.84 | 33.68 | 0 | 0 | 0 | 0 | 0 | 7.48 | 0.10336 | 0 | 33.68 | 33.68 | 0 | 0 | 0 | 0 | 0 | 0.2 | 0 | 0 |  | 0 |  | 0
|  |  |  | 18.24 | 36.48 | 0 | 0 | 0 | 0 | 0 | 7.48 | 0.10336 | 0 | 36.48 | 36.48 | 0 | 0 | 0 | 0 | 0 | 0.2 | 0 | 0 |  | 0 |  | 0
|  |  |  | 15.52 | 31.04 | 0 | 0 | 0 | 0 | 0 | 7.48 | 0.10336 | 0 | 31.04 | 31.04 | 0 | 0 | 0 | 0 | 0 | 0.2 | 0 | 0 |  | 0 |  | 0
|  |  |  | 16.68 | 33.36 | 0 | 0 | 0 | 0 | 0 | 7.48 | 0.10336 | 0 | 33.36 | 32.378 | 0 | 0.982 | 0 | 0 | 0.982 | 0.2 | 0 | 0 |  | 0 |  | 0
|  |  |  | 16.4 | 32.8 | 0 | 0 | 0 | 0 | 0 | 7.48 | 0.10336 | 0 | 32.8 | 18.554 | 0 | 14.246 | 0 | 0 | 14.246 | 0.2 | 0 | 0 |  | 0 |  | 0
|  |  |  | 19.4 | 38.8 | 0 | 0 | 0 | 0 | 0 | 7.48 | 0.10336 | 0 | 38.8 | 3.446 | 0 | 35.354 | 0 | 0 | 35.354 | 0.2 | 0 | 0 |  | 0 |  | 0
|  |  |  | 21.8 | 43.6 | 0 | 0 | 0 | 0 | 0 | 7.48 | 0.10336 | 0 | 43.6 | 0 | 2.157 | 51.965 | 8.365 | 0 | 43.6 | 0.61636 | 0 | 0 |  | 0 |  | 0
|  |  |  | 26.32 | 52.64 | 0 | 0 | 0 | 0 | 0 | 7.48 | 0.10336 | 0 | 52.64 | 0 | 0 | 60.014 | 7.374 | 0 | 52.64 | 0.98341 | 0 | 0 |  | 0 |  | 0
|  |  |  | 32.16 | 64.32 | 0 | 0 | 0 | 0 | 0 | 11.23 | 0.12409 | 0 | 64.32 | 0 | 14.795 | 64.653 | 0.333 | 0 | 64.32 | 1 | 0 | 0 |  | 0 |  | 0
|  |  |  | 36.32 | 72.64 | 0 | 0 | 0 | 0 | 0 | 11.23 | 0.12409 | 0 | 72.64 | 0 | 12.398 | 72.64 | 0 | 0 | 72.64 | 1 | 0 | 0 |  | 0 |  | 0
|  |  |  | 36.96 | 73.92 | 0 | 0 | 0 | 0 | 0 | 11.23 | 0.12409 | 0 | 73.92 | 0 | 10.875 | 73.92 | 0 | 0 | 73.92 | 1 | 0 | 0 |  | 0 |  | 0
|  |  |  | 40.64 | 81.28 | 0 | 0 | 0 | 0 | 0 | 17.48 | 0.13136 | 0 | 81.28 | 0.255 | 0 | 81.025 | 0 | 0 | 81.025 | 1 | 0 | 0 |  | 0 |  | 0
|  |  |  | 40.88 | 81.76 | 0 | 0 | 0 | 0 | 0 | 17.48 | 0.13136 | 0 | 81.76 | 10.932 | 0 | 70.828 | 0 | 0 | 70.828 | 1 | 0 | 0 |  | 0 |  | 0
|  |  |  | 40.32 | 80.64 | 0 | 0 | 0 | 0 | 0 | 17.48 | 0.13136 | 0 | 80.64 | 19.581 | 0 | 54.982 | 0 | 0 | 54.982 | 0.66337 | 0 | 6.077 |  | 0 |  | 0
|  |  |  | 42.2 | 84.4 | 0 | 0 | 0 | 0 | 0 | 17.48 | 0.13136 | 0 | 84.4 | 41.47 | 0 | 34.566 | 0 | 0 | 34.566 | 0.2 | 0 | 8.365 |  | 0 |  | 0
|  |  |  | 42.72 | 85.44 | 0 | 0 | 0 | 0 | 0 | 11.23 | 0.12409 | 0 | 85.44 | 72.407 | 0 | 13.033 | 0 | 0 | 13.033 | 0.2 | 0 | 0 |  | 0 |  | 0
|  |  |  | 41.56 | 83.12 | 0 | 0 | 0 | 0 | 0 | 11.23 | 0.12409 | 0 | 83.12 | 82.744 | 0 | 0.376 | 0 | 0 | 0.376 | 0.2 | 0 | 0 |  | 0 |  | 0
|  |  |  | 39.28 | 78.56 | 0 | 0 | 0 | 0 | 0 | 11.23 | 0.12409 | 0 | 78.56 | 78.56 | 0 | 0 | 0 | 0 | 0 | 0.2 | 0 | 0 |  | 0 |  | 0
|  |  |  | 37.76 | 75.52 | 0 | 0 | 0 | 0 | 0 | 7.48 | 0.10336 | 0 | 75.52 | 75.52 | 0 | 0 | 0 | 0 | 0 | 0.2 | 0 | 0 |  | 0 |  | 0
|  |  |  | 34.72 | 69.44 | 0 | 0 | 0 | 0 | 0 | 7.48 | 0.10336 | 0 | 69.44 | 69.44 | 0 | 0 | 0 | 0 | 0 | 0.2 | 0 | 0 |  | 0 |  | 0
|  |  |  | 29.6 | 59.2 | 0 | 0 | 0 | 0 | 0 | 7.48 | 0.10336 | 0 | 59.2 | 59.2 | 0 | 0 | 0 | 0 | 0 | 0.2 | 0 | 0 |  | 0 |  | 0
|  |  |  | 17.16 | 34.32 | 0 | 0 | 0 | 0 | 0 | 7.48 | 0.10336 | 0 | 34.32 | 34.32 | 0 | 0 | 0 | 0 | 0 | 0.2 | 0 | 0 |  | 0 |  | 0
|  |  |  | 10.76 | 21.52 | 0 | 0 | 0 | 0 | 0 | 7.48 | 0.10336 | 0 | 21.52 | 21.52 | 0 | 0 | 0 | 0 | 0 | 0.2 | 0 | 0 |  | 0 |  | 0
|  |  |  | 10.08 | 20.16 | 0 | 0 | 0 | 0 | 0 | 7.48 | 0.10336 | 0 | 20.16 | 20.16 | 0 | 0 | 0 | 0 | 0 | 0.2 | 0 | 0 |  | 0 |  | 0
|  |  |  | 12.2 | 24.4 | 0 | 0 | 0 | 0 | 0 | 7.48 | 0.10336 | 0 | 24.4 | 24.4 | 0 | 0 | 0 | 0 | 0 | 0.2 | 0 | 0 |  | 0 |  | 0
|  |  |  | 14.48 | 28.96 | 0 | 0 | 0 | 0 | 0 | 7.48 | 0.10336 | 0 | 28.96 | 28.96 | 0 | 0 | 0 | 0 | 0 | 0.2 | 0 | 0 |  | 0 |  | 0
|  |  |  | 15.72 | 31.44 | 0 | 0 | 0 | 0 | 0 | 7.48 | 0.10336 | 0 | 31.44 | 31.44 | 0 | 0 | 0 | 0 | 0 | 0.2 | 0 | 0 |  | 0 |  | 0
|  |  |  | 17.28 | 34.56 | 0 | 0 | 0 | 0 | 0 | 7.48 | 0.10336 | 0 | 34.56 | 33.639 | 0 | 0.921 | 0 | 0 | 0.921 | 0.2 | 0 | 0 |  | 0 |  | 0
|  |  |  | 16.64 | 33.28 | 0 | 0 | 0 | 0 | 0 | 7.48 | 0.10336 | 0 | 33.28 | 28.297 | 0 | 4.983 | 0 | 0 | 4.983 | 0.2 | 0 | 0 |  | 0 |  | 0
|  |  |  | 16.68 | 33.36 | 0 | 0 | 0 | 0 | 0 | 7.48 | 0.10336 | 0 | 33.36 | 13.343 | 0 | 20.017 | 0 | 0 | 20.017 | 0.2 | 0 | 0 |  | 0 |  | 0
|  |  |  | 20.96 | 41.92 | 0 | 0 | 0 | 0 | 0 | 7.48 | 0.10336 | 0 | 41.92 | 0 | 4.722 | 50.285 | 8.365 | 0 | 41.92 | 0.61636 | 0 | 0 |  | 0 |  | 0
|  |  |  | 23.76 | 47.52 | 0 | 0 | 0 | 0 | 0 | 7.48 | 0.10336 | 0 | 47.52 | 0 | 14.765 | 55.227 | 7.707 | 0 | 47.52 | 1 | 0 | 0 |  | 0 |  | 0
|  |  |  | 26.4 | 52.8 | 0 | 0 | 0 | 0 | 0 | 11.23 | 0.12409 | 0 | 52.8 | 0 | 28.382 | 52.8 | 0 | 0 | 52.8 | 1 | 0 | 0 |  | 0 |  | 0
|  |  |  | 30.76 | 61.52 | 0 | 0 | 0 | 0 | 0 | 11.23 | 0.12409 | 0 | 61.52 | 0 | 25.446 | 61.52 | 0 | 0 | 61.52 | 1 | 0 | 0 |  | 0 |  | 0
|  |  |  | 37.08 | 74.16 | 0 | 0 | 0 | 0 | 0 | 11.23 | 0.12409 | 0 | 74.16 | 0 | 12.551 | 74.16 | 0 | 0 | 74.16 | 1 | 0 | 0 |  | 0 |  | 0
|  |  |  | 37.28 | 74.56 | 0 | 0 | 0 | 0 | 0 | 17.48 | 0.13136 | 0 | 74.56 | 0 | 8.526 | 74.56 | 0 | 0 | 74.56 | 1 | 0 | 0 |  | 0 |  | 0
|  |  |  | 39.4 | 78.8 | 0 | 0 | 0 | 0 | 0 | 17.48 | 0.13136 | 0 | 78.8 | 7.329 | 0 | 71.471 | 0 | 0 | 71.471 | 1 | 0 | 0 |  | 0 |  | 0
|  |  |  | 41.2 | 82.4 | 0 | 0 | 0 | 0 | 0 | 17.48 | 0.13136 | 0 | 82.4 | 20.431 | 0 | 55.892 | 0 | 0 | 55.892 | 0.66337 | 0 | 6.077 |  | 0 |  | 0
|  |  |  | 44.08 | 88.16 | 0 | 0 | 0 | 0 | 0 | 17.48 | 0.13136 | 0 | 88.16 | 44.745 | 0 | 35.051 | 0 | 0 | 35.051 | 0.2 | 0 | 8.365 |  | 0 |  | 0
|  |  |  | 46.2 | 92.4 | 0 | 0 | 0 | 0 | 0 | 11.23 | 0.12409 | 0 | 92.4 | 81.658 | 0 | 10.742 | 0 | 0 | 10.742 | 0.2 | 0 | 0 |  | 0 |  | 0
|  |  |  | 37.68 | 75.36 | 0 | 0 | 0 | 0 | 0 | 11.23 | 0.12409 | 0 | 75.36 | 74.924 | 0 | 0.436 | 0 | 0 | 0.436 | 0.2 | 0 | 0 |  | 0 |  | 0
|  |  |  | 35.96 | 71.92 | 0 | 0 | 0 | 0 | 0 | 11.23 | 0.12409 | 0 | 71.92 | 71.92 | 0 | 0 | 0 | 0 | 0 | 0.2 | 0 | 0 |  | 0 |  | 0
|  |  |  | 32.2 | 64.4 | 0 | 0 | 0 | 0 | 0 | 7.48 | 0.10336 | 0 | 64.4 | 64.4 | 0 | 0 | 0 | 0 | 0 | 0.2 | 0 | 0 |  | 0 |  | 0
|  |  |  | 24.68 | 49.36 | 0 | 0 | 0 | 0 | 0 | 7.48 | 0.10336 | 0 | 49.36 | 49.36 | 0 | 0 | 0 | 0 | 0 | 0.2 | 0 | 0 |  | 0 |  | 0
|  |  |  | 24.12 | 48.24 | 0 | 0 | 0 | 0 | 0 | 7.48 | 0.10336 | 0 | 48.24 | 48.24 | 0 | 0 | 0 | 0 | 0 | 0.2 | 0 | 0 |  | 0 |  | 0
|  |  |  | 16.44 | 32.88 | 0 | 0 | 0 | 0 | 0 | 7.48 | 0.10336 | 0 | 32.88 | 32.88 | 0 | 0 | 0 | 0 | 0 | 0.2 | 0 | 0 |  | 0 |  | 0
|  |  |  | 14.04 | 28.08 | 0 | 0 | 0 | 0 | 0 | 7.48 | 0.10336 | 0 | 28.08 | 28.08 | 0 | 0 | 0 | 0 | 0 | 0.2 | 0 | 0 |  | 0 |  | 0
|  |  |  | 14.48 | 28.96 | 0 | 0 | 0 | 0 | 0 | 7.48 | 0.10336 | 0 | 28.96 | 28.96 | 0 | 0 | 0 | 0 | 0 | 0.2 | 0 | 0 |  | 0 |  | 0
|  |  |  | 12.76 | 25.52 | 0 | 0 | 0 | 0 | 0 | 7.48 | 0.10336 | 0 | 25.52 | 25.52 | 0 | 0 | 0 | 0 | 0 | 0.2 | 0 | 0 |  | 0 |  | 0
|  |  |  | 12.36 | 24.72 | 0 | 0 | 0 | 0 | 0 | 7.48 | 0.10336 | 0 | 24.72 | 24.72 | 0 | 0 | 0 | 0 | 0 | 0.2 | 0 | 0 |  | 0 |  | 0
|  |  |  | 14.56 | 29.12 | 0 | 0 | 0 | 0 | 0 | 7.48 | 0.10336 | 0 | 29.12 | 29.12 | 0 | 0 | 0 | 0 | 0 | 0.2 | 0 | 0 |  | 0 |  | 0
|  |  |  | 16.44 | 32.88 | 0 | 0 | 0 | 0 | 0 | 7.48 | 0.10336 | 0 | 32.88 | 32.08 | 0 | 0.8 | 0 | 0 | 0.8 | 0.2 | 0 | 0 |  | 0 |  | 0
|  |  |  | 22.84 | 45.68 | 0 | 0 | 0 | 0 | 0 | 7.48 | 0.10336 | 0 | 45.68 | 30.598 | 0 | 15.082 | 0 | 0 | 15.082 | 0.2 | 0 | 0 |  | 0 |  | 0
|  |  |  | 23.92 | 47.84 | 0 | 0 | 0 | 0 | 0 | 7.48 | 0.10336 | 0 | 47.84 | 10.207 | 0 | 37.633 | 0 | 0 | 37.633 | 0.2 | 0 | 0 |  | 0 |  | 0
|  |  |  | 28.24 | 56.48 | 0 | 0 | 0 | 0 | 0 | 7.48 | 0.10336 | 0 | 56.48 | 0 | 0 | 56.837 | 0.357 | 0 | 56.48 | 0.21779 | 0 | 0 |  | 0 |  | 0
|  |  |  | 33.8 | 67.6 | 0 | 0 | 0 | 0 | 0 | 7.48 | 0.10336 | 0 | 67.6 | 0 | 0 | 72.683 | 5.083 | 0 | 67.6 | 0.47082 | 0 | 0 |  | 0 |  | 0
|  |  |  | 38.32 | 76.64 | 0 | 0 | 0 | 0 | 0 | 11.23 | 0.12409 | 0 | 76.64 | 0 | 0 | 83.547 | 6.907 | 0 | 76.64 | 0.8146 | 0 | 0 |  | 0 |  | 0
|  |  |  | 39.8 | 79.6 | 0 | 0 | 0 | 0 | 0 | 11.23 | 0.12409 | 0 | 79.6 | 0 | 4.599 | 83.325 | 3.725 | 0 | 79.6 | 1 | 0 | 0 |  | 0 |  | 0
|  |  |  | 35.84 | 71.68 | 0 | 0 | 0 | 0 | 0 | 11.23 | 0.12409 | 0 | 71.68 | 0 | 15.964 | 71.68 | 0 | 0 | 71.68 | 1 | 0 | 0 |  | 0 |  | 0
|  |  |  | 42.92 | 85.84 | 0 | 0 | 0 | 0 | 0 | 17.48 | 0.13136 | 0 | 85.84 | 3.579 | 0 | 82.261 | 0 | 0 | 82.261 | 1 | 0 | 0 |  | 0 |  | 0
|  |  |  | 46.4 | 92.8 | 0 | 0 | 0 | 0 | 0 | 17.48 | 0.13136 | 0 | 92.8 | 20.747 | 0 | 72.053 | 0 | 0 | 72.053 | 1 | 0 | 0 |  | 0 |  | 0
|  |  |  | 43.84 | 87.68 | 0 | 0 | 0 | 0 | 0 | 17.48 | 0.13136 | 0 | 87.68 | 25.263 | 0 | 56.34 | 0 | 0 | 56.34 | 0.66337 | 0 | 6.077 |  | 0 |  | 0
|  |  |  | 41.6 | 83.2 | 0 | 0 | 0 | 0 | 0 | 17.48 | 0.13136 | 0 | 83.2 | 39.47 | 0 | 35.366 | 0 | 0 | 35.366 | 0.2 | 0 | 8.365 |  | 0 |  | 0
|  |  |  | 39.6 | 79.2 | 0 | 0 | 0 | 0 | 0 | 11.23 | 0.12409 | 0 | 79.2 | 66.349 | 0 | 12.851 | 0 | 0 | 12.851 | 0.2 | 0 | 0 |  | 0 |  | 0
|  |  |  | 44 | 88 | 0 | 0 | 0 | 0 | 0 | 11.23 | 0.12409 | 0 | 88 | 87.721 | 0 | 0.279 | 0 | 0 | 0.279 | 0.2 | 0 | 0 |  | 0 |  | 0
|  |  |  | 40.52 | 81.04 | 0 | 0 | 0 | 0 | 0 | 11.23 | 0.12409 | 0 | 81.04 | 81.04 | 0 | 0 | 0 | 0 | 0 | 0.2 | 0 | 0 |  | 0 |  | 0
|  |  |  | 39.64 | 79.28 | 0 | 0 | 0 | 0 | 0 | 7.48 | 0.10336 | 8.365 | 79.28 | 79.28 | 0 | 0 | 0 | 0 | 0 | 0.61636 | 0 | 0 |  | 0 |  | 0
|  |  |  | 38.92 | 77.84 | 0 | 0 | 0 | 0 | 0 | 7.48 | 0.10336 | 7.015 | 77.84 | 77.84 | 0 | 0 | 0 | 0 | 0 | 0.96552 | 0 | 0 |  | 0 |  | 0
|  |  |  | 23.08 | 46.16 | 0 | 0 | 0 | 0 | 0 | 7.48 | 0.10336 | 0 | 46.16 | 46.16 | 0 | 0 | 0 | 0 | 0 | 0.96552 | 0 | 0 |  | 0 |  | 0
|  |  |  | 11 | 22 | 0 | 0 | 0 | 0 | 0 | 7.48 | 0.10336 | 0 | 22 | 22 | 0 | 0 | 0 | 0 | 0 | 0.96552 | 0 | 0 |  | 0 |  | 0
|  |  |  | 9.44 | 18.88 | 0 | 0 | 0 | 0 | 0 | 7.48 | 0.10336 | 0 | 18.88 | 18.88 | 0 | 0 | 0 | 0 | 0 | 0.96552 | 0 | 0 |  | 0 |  | 0
|  |  |  | 10.28 | 20.56 | 0 | 0 | 0 | 0 | 0 | 7.48 | 0.10336 | 0 | 20.56 | 20.56 | 0 | 0 | 0 | 0 | 0 | 0.96552 | 0 | 0 |  | 0 |  | 0
|  |  |  | 11.2 | 22.4 | 0 | 0 | 0 | 0 | 0 | 7.48 | 0.10336 | 0 | 22.4 | 22.4 | 0 | 0 | 0 | 0 | 0 | 0.96552 | 0 | 0 |  | 0 |  | 0
|  |  |  | 12.16 | 24.32 | 0 | 0 | 0 | 0 | 0 | 7.48 | 0.10336 | 0 | 24.32 | 24.32 | 0 | 0 | 0 | 0 | 0 | 0.96552 | 0 | 0 |  | 0 |  | 0
|  |  |  | 14.16 | 28.32 | 0 | 0 | 0 | 0 | 0 | 7.48 | 0.10336 | 0 | 28.32 | 28.32 | 0 | 0 | 0 | 0 | 0 | 0.96552 | 0 | 0 |  | 0 |  | 0
|  |  |  | 16.36 | 32.72 | 0 | 0 | 0 | 0 | 0 | 7.48 | 0.10336 | 0 | 32.72 | 32.029 | 0 | 0.691 | 0 | 0 | 0.691 | 0.96552 | 0 | 0 |  | 0 |  | 0
|  |  |  | 22.16 | 44.32 | 0 | 0 | 0 | 0 | 0 | 7.48 | 0.10336 | 0 | 44.32 | 29.856 | 0 | 14.464 | 0 | 0 | 14.464 | 0.96552 | 0 | 0 |  | 0 |  | 0
|  |  |  | 23.12 | 46.24 | 0 | 0 | 0 | 0 | 0 | 7.48 | 0.10336 | 0 | 46.24 | 9.941 | 0 | 36.299 | 0 | 0 | 36.299 | 0.96552 | 0 | 0 |  | 0 |  | 0
|  |  |  | 29.08 | 58.16 | 0 | 0 | 0 | 0 | 0 | 7.48 | 0.10336 | 0 | 58.16 | 3.044 | 0 | 55.116 | 0 | 0 | 55.116 | 0.96552 | 0 | 0 |  | 0 |  | 0
|  |  |  | 34.88 | 69.76 | 0 | 0 | 0 | 0 | 0 | 7.48 | 0.10336 | 0 | 69.76 | 0 | 0 | 70.453 | 0.693 | 0 | 69.76 | 1 | 0 | 0 |  | 0 |  | 0
|  |  |  | 43.12 | 86.24 | 0 | 0 | 0 | 0 | 0 | 7.48 | 0.10336 | 0 | 86.24 | 6.525 | 0 | 79.715 | 0 | 0 | 79.715 | 1 | 0 | 0 |  | 0 |  | 0
|  |  |  | 51.56 | 103.12 | 0 | 0 | 0 | 0 | 0 | 7.48 | 0.10336 | 0 | 103.12 | 17.84 | 0 | 85.28 | 0 | 0 | 85.28 | 1 | 0 | 0 |  | 0 |  | 0
|  |  |  | 54.24 | 108.48 | 0 | 0 | 0 | 0 | 0 | 7.48 | 0.10336 | 0 | 108.48 | 23.551 | 0 | 84.929 | 0 | 0 | 84.929 | 1 | 0 | 0 |  | 0 |  | 0
|  |  |  | 47.92 | 95.84 | 0 | 0 | 0 | 0 | 0 | 7.48 | 0.10336 | 0 | 95.84 | 16.27 | 0 | 79.57 | 0 | 0 | 79.57 | 1 | 0 | 0 |  | 0 |  | 0
|  |  |  | 47.16 | 94.32 | 0 | 0 | 0 | 0 | 0 | 7.48 | 0.10336 | 0 | 94.32 | 24.765 | 0 | 69.555 | 0 | 0 | 69.555 | 1 | 0 | 0 |  | 0 |  | 0
|  |  |  | 47.08 | 94.16 | 0 | 0 | 0 | 0 | 0 | 7.48 | 0.10336 | 0 | 94.16 | 39.905 | 0 | 54.255 | 0 | 0 | 54.255 | 1 | 0 | 0 |  | 0 |  | 0
|  |  |  | 49 | 98 | 0 | 0 | 0 | 0 | 0 | 7.48 | 0.10336 | 0 | 98 | 64.186 | 0 | 33.814 | 0 | 0 | 33.814 | 1 | 0 | 0 |  | 0 |  | 0
|  |  |  | 49.2 | 98.4 | 0 | 0 | 0 | 0 | 0 | 7.48 | 0.10336 | 0 | 98.4 | 86.276 | 0 | 12.124 | 0 | 0 | 12.124 | 1 | 0 | 0 |  | 0 |  | 0
|  |  |  | 47.04 | 94.08 | 0 | 0 | 0 | 0 | 0 | 7.48 | 0.10336 | 0 | 94.08 | 93.983 | 0 | 0.097 | 0 | 0 | 0.097 | 1 | 0 | 0 |  | 0 |  | 0
|  |  |  | 44.36 | 88.72 | 0 | 0 | 0 | 0 | 0 | 7.48 | 0.10336 | 0 | 88.72 | 88.72 | 0 | 0 | 0 | 0 | 0 | 1 | 0 | 0 |  | 0 |  | 0
|  |  |  | 45.32 | 90.64 | 0 | 0 | 0 | 0 | 0 | 7.48 | 0.10336 | 0 | 90.64 | 90.64 | 0 | 0 | 0 | 0 | 0 | 1 | 0 | 0 |  | 0 |  | 0
|  |  |  | 41.04 | 82.08 | 0 | 0 | 0 | 0 | 0 | 7.48 | 0.10336 | 0 | 82.08 | 82.08 | 0 | 0 | 0 | 0 | 0 | 1 | 0 | 0 |  | 0 |  | 0
|  |  |  | 31.36 | 62.72 | 0 | 0 | 0 | 0 | 0 | 7.48 | 0.10336 | 0 | 62.72 | 62.72 | 0 | 0 | 0 | 0 | 0 | 1 | 0 | 0 |  | 0 |  | 0
|  |  |  | 14.52 | 29.04 | 0 | 0 | 0 | 0 | 0 | 7.48 | 0.10336 | 0 | 29.04 | 29.04 | 0 | 0 | 0 | 0 | 0 | 1 | 0 | 0 |  | 0 |  | 0
|  |  |  | 9.64 | 19.28 | 0 | 0 | 0 | 0 | 0 | 7.48 | 0.10336 | 0 | 19.28 | 19.28 | 0 | 0 | 0 | 0 | 0 | 1 | 0 | 0 |  | 0 |  | 0
|  |  |  | 11 | 22 | 0 | 0 | 0 | 0 | 0 | 7.48 | 0.10336 | 0 | 22 | 22 | 0 | 0 | 0 | 0 | 0 | 1 | 0 | 0 |  | 0 |  | 0
|  |  |  | 11.32 | 22.64 | 0 | 0 | 0 | 0 | 0 | 7.48 | 0.10336 | 0 | 22.64 | 22.64 | 0 | 0 | 0 | 0 | 0 | 1 | 0 | 0 |  | 0 |  | 0
|  |  |  | 12 | 24 | 0 | 0 | 0 | 0 | 0 | 7.48 | 0.10336 | 0 | 24 | 24 | 0 | 0 | 0 | 0 | 0 | 1 | 0 | 0 |  | 0 |  | 0
|  |  |  | 14.32 | 28.64 | 0 | 0 | 0 | 0 | 0 | 7.48 | 0.10336 | 0 | 28.64 | 28.64 | 0 | 0 | 0 | 0 | 0 | 1 | 0 | 0 |  | 0 |  | 0
|  |  |  | 15.92 | 31.84 | 0 | 0 | 0 | 0 | 0 | 7.48 | 0.10336 | 0 | 31.84 | 31.137 | 0 | 0.703 | 0 | 0 | 0.703 | 1 | 0 | 0 |  | 0 |  | 0
|  |  |  | 22.2 | 44.4 | 0 | 0 | 0 | 0 | 0 | 7.48 | 0.10336 | 0 | 44.4 | 29.924 | 0 | 14.476 | 0 | 0 | 14.476 | 1 | 0 | 0 |  | 0 |  | 0
|  |  |  | 24.16 | 48.32 | 0 | 0 | 0 | 0 | 0 | 7.48 | 0.10336 | 0 | 48.32 | 12.372 | 0 | 35.948 | 0 | 0 | 35.948 | 1 | 0 | 0 |  | 0 |  | 0
|  |  |  | 32.08 | 64.16 | 0 | 0 | 0 | 0 | 0 | 7.48 | 0.10336 | 0 | 64.16 | 8.656 | 0 | 55.504 | 0 | 0 | 55.504 | 1 | 0 | 0 |  | 0 |  | 0
|  |  |  | 38.2 | 76.4 | 0 | 0 | 0 | 0 | 0 | 7.48 | 0.10336 | 0 | 76.4 | 6.905 | 0 | 69.495 | 0 | 0 | 69.495 | 1 | 0 | 0 |  | 0 |  | 0
|  |  |  | 46.84 | 93.68 | 0 | 0 | 0 | 0 | 0 | 7.48 | 0.10336 | 0 | 93.68 | 13.274 | 0 | 80.406 | 0 | 0 | 80.406 | 1 | 0 | 0 |  | 0 |  | 0
|  |  |  | 51.32 | 102.64 | 0 | 0 | 0 | 0 | 0 | 7.48 | 0.10336 | 0 | 102.64 | 18.281 | 0 | 84.359 | 0 | 0 | 84.359 | 1 | 0 | 0 |  | 0 |  | 0
|  |  |  | 52 | 104 | 0 | 0 | 0 | 0 | 0 | 7.48 | 0.10336 | 0 | 104 | 18.417 | 0 | 85.583 | 0 | 0 | 85.583 | 1 | 0 | 0 |  | 0 |  | 0
|  |  |  | 52.6 | 105.2 | 0 | 0 | 0 | 0 | 0 | 7.48 | 0.10336 | 0 | 105.2 | 24.927 | 0 | 80.273 | 0 | 0 | 80.273 | 1 | 0 | 0 |  | 0 |  | 0
|  |  |  | 50.24 | 100.48 | 0 | 0 | 0 | 0 | 0 | 7.48 | 0.10336 | 0 | 100.48 | 30.452 | 0 | 70.028 | 0 | 0 | 70.028 | 1 | 0 | 0 |  | 0 |  | 0
|  |  |  | 47.72 | 95.44 | 0 | 0 | 0 | 0 | 0 | 7.48 | 0.10336 | 0 | 95.44 | 40.991 | 0 | 54.449 | 0 | 0 | 54.449 | 1 | 0 | 0 |  | 0 |  | 0
|  |  |  | 49.28 | 98.56 | 0 | 0 | 0 | 0 | 0 | 7.48 | 0.10336 | 0 | 98.56 | 64.322 | 0 | 34.238 | 0 | 0 | 34.238 | 1 | 0 | 0 |  | 0 |  | 0
|  |  |  | 53.4 | 106.8 | 0 | 0 | 0 | 0 | 0 | 7.48 | 0.10336 | 0 | 106.8 | 94.664 | 0 | 12.136 | 0 | 0 | 12.136 | 1 | 0 | 0 |  | 0 |  | 0
|  |  |  | 51.84 | 103.68 | 0 | 0 | 0 | 0 | 0 | 7.48 | 0.10336 | 0 | 103.68 | 103.68 | 0 | 0 | 0 | 0 | 0 | 1 | 0 | 0 |  | 0 |  | 0
|  |  |  | 47.8 | 95.6 | 0 | 0 | 0 | 0 | 0 | 7.48 | 0.10336 | 0 | 95.6 | 95.6 | 0 | 0 | 0 | 0 | 0 | 1 | 0 | 0 |  | 0 |  | 0
|  |  |  | 45.28 | 90.56 | 0 | 0 | 0 | 0 | 0 | 7.48 | 0.10336 | 0 | 90.56 | 90.56 | 0 | 0 | 0 | 0 | 0 | 1 | 0 | 0 |  | 0 |  | 0
|  |  |  | 40.72 | 81.44 | 0 | 0 | 0 | 0 | 0 | 7.48 | 0.10336 | 0 | 81.44 | 81.44 | 0 | 0 | 0 | 0 | 0 | 1 | 0 | 0 |  | 0 |  | 0
|  |  |  | 32.4 | 64.8 | 0 | 0 | 0 | 0 | 0 | 7.48 | 0.10336 | 0 | 64.8 | 64.8 | 0 | 0 | 0 | 0 | 0 | 1 | 0 | 0 |  | 0 |  | 0
|  |  |  | 14.4 | 28.8 | 0 | 0 | 0 | 0 | 0 | 7.48 | 0.10336 | 0 | 28.8 | 28.8 | 0 | 0 | 0 | 0 | 0 | 1 | 0 | 0 |  | 0 |  | 0
|  |  |  | 9.32 | 18.64 | 0 | 0 | 0 | 0 | 0 | 7.48 | 0.10336 | 0 | 18.64 | 18.64 | 0 | 0 | 0 | 0 | 0 | 1 | 0 | 0 |  | 0 |  | 0
|  |  |  | 11.52 | 23.04 | 0 | 0 | 0 | 0 | 0 | 7.48 | 0.10336 | 0 | 23.04 | 23.04 | 0 | 0 | 0 | 0 | 0 | 1 | 0 | 0 |  | 0 |  | 0
|  |  |  | 12.32 | 24.64 | 0 | 0 | 0 | 0 | 0 | 7.48 | 0.10336 | 0 | 24.64 | 24.64 | 0 | 0 | 0 | 0 | 0 | 1 | 0 | 0 |  | 0 |  | 0
|  |  |  | 13.28 | 26.56 | 0 | 0 | 0 | 0 | 0 | 7.48 | 0.10336 | 0 | 26.56 | 26.56 | 0 | 0 | 0 | 0 | 0 | 1 | 0 | 0 |  | 0 |  | 0
|  |  |  | 15.68 | 31.36 | 0 | 0 | 0 | 0 | 0 | 7.48 | 0.10336 | 0 | 31.36 | 31.36 | 0 | 0 | 0 | 0 | 0 | 1 | 0 | 0 |  | 0 |  | 0
|  |  |  | 18.64 | 37.28 | 0 | 0 | 0 | 0 | 0 | 7.48 | 0.10336 | 0 | 37.28 | 36.698 | 0 | 0.582 | 0 | 0 | 0.582 | 1 | 0 | 0 |  | 0 |  | 0
|  |  |  | 28.92 | 57.84 | 0 | 0 | 0 | 0 | 0 | 7.48 | 0.10336 | 0 | 57.84 | 43.558 | 0 | 14.282 | 0 | 0 | 14.282 | 1 | 0 | 0 |  | 0 |  | 0
|  |  |  | 29.52 | 59.04 | 0 | 0 | 0 | 0 | 0 | 7.48 | 0.10336 | 0 | 59.04 | 23.395 | 0 | 35.645 | 0 | 0 | 35.645 | 1 | 0 | 0 |  | 0 |  | 0
|  |  |  | 27.64 | 55.28 | 0 | 0 | 0 | 0 | 0 | 7.48 | 0.10336 | 0 | 55.28 | 1.643 | 0 | 53.637 | 0 | 0 | 53.637 | 1 | 0 | 0 |  | 0 |  | 0
|  |  |  | 39.44 | 78.88 | 0 | 0 | 0 | 0 | 0 | 7.48 | 0.10336 | 0 | 78.88 | 10.076 | 0 | 68.804 | 0 | 0 | 68.804 | 1 | 0 | 0 |  | 0 |  | 0
|  |  |  | 42.56 | 85.12 | 0 | 0 | 0 | 0 | 0 | 11.23 | 0.12409 | 0 | 85.12 | 5.283 | 0 | 79.837 | 0 | 0 | 79.837 | 1 | 0 | 0 |  | 0 |  | 0
|  |  |  | 50 | 100 | 0 | 0 | 0 | 0 | 0 | 11.23 | 0.12409 | 0 | 100 | 16.223 | 0 | 83.777 | 0 | 0 | 83.777 | 1 | 0 | 0 |  | 0 |  | 0
|  |  |  | 48.36 | 96.72 | 0 | 0 | 0 | 0 | 0 | 11.23 | 0.12409 | 0 | 96.72 | 11.9 | 0 | 84.82 | 0 | 0 | 84.82 | 1 | 0 | 0 |  | 0 |  | 0
|  |  |  | 49.04 | 98.08 | 0 | 0 | 0 | 0 | 0 | 17.48 | 0.13136 | 0 | 98.08 | 18.34 | 0 | 79.74 | 0 | 0 | 79.74 | 1 | 0 | 0 |  | 0 |  | 0
|  |  |  | 51.6 | 103.2 | 0 | 0 | 0 | 0 | 0 | 17.48 | 0.13136 | 0 | 103.2 | 33.705 | 0 | 69.495 | 0 | 0 | 69.495 | 1 | 0 | 0 |  | 0 |  | 0
|  |  |  | 49.04 | 98.08 | 0 | 0 | 0 | 0 | 0 | 17.48 | 0.13136 | 0 | 98.08 | 38.027 | 0 | 53.976 | 0 | 0 | 53.976 | 0.66337 | 0 | 6.077 |  | 0 |  | 0
|  |  |  | 49.04 | 98.08 | 0 | 0 | 0 | 0 | 0 | 17.48 | 0.13136 | 0 | 98.08 | 56.459 | 0 | 33.256 | 0 | 0 | 33.256 | 0.2 | 0 | 8.365 |  | 0 |  | 0
|  |  |  | 48.52 | 97.04 | 0 | 0 | 0 | 0 | 0 | 11.23 | 0.12409 | 0 | 97.04 | 85.401 | 0 | 11.639 | 0 | 0 | 11.639 | 0.2 | 0 | 0 |  | 0 |  | 0
|  |  |  | 50 | 100 | 0 | 0 | 0 | 0 | 0 | 11.23 | 0.12409 | 0 | 100 | 100 | 0 | 0 | 0 | 0 | 0 | 0.2 | 0 | 0 |  | 0 |  | 0
|  |  |  | 45.64 | 91.28 | 0 | 0 | 0 | 0 | 0 | 11.23 | 0.12409 | 0 | 91.28 | 91.28 | 0 | 0 | 0 | 0 | 0 | 0.2 | 0 | 0 |  | 0 |  | 0
|  |  |  | 44.2 | 88.4 | 0 | 0 | 0 | 0 | 0 | 7.48 | 0.10336 | 8.365 | 88.4 | 88.4 | 0 | 0 | 0 | 0 | 0 | 0.61636 | 0 | 0 |  | 0 |  | 0
|  |  |  | 41.64 | 83.28 | 0 | 0 | 0 | 0 | 0 | 7.48 | 0.10336 | 7.707 | 83.28 | 83.28 | 0 | 0 | 0 | 0 | 0 | 1 | 0 | 0 |  | 0 |  | 0
|  |  |  | 30.44 | 60.88 | 0 | 0 | 0 | 0 | 0 | 7.48 | 0.10336 | 0 | 60.88 | 60.88 | 0 | 0 | 0 | 0 | 0 | 1 | 0 | 0 |  | 0 |  | 0
|  |  |  | 14.88 | 29.76 | 0 | 0 | 0 | 0 | 0 | 7.48 | 0.10336 | 0 | 29.76 | 29.76 | 0 | 0 | 0 | 0 | 0 | 1 | 0 | 0 |  | 0 |  | 0
|  |  |  | 9.12 | 18.24 | 0 | 0 | 0 | 0 | 0 | 7.48 | 0.10336 | 0 | 18.24 | 18.24 | 0 | 0 | 0 | 0 | 0 | 1 | 0 | 0 |  | 0 |  | 0
|  |  |  | 10.6 | 21.2 | 0 | 0 | 0 | 0 | 0 | 7.48 | 0.10336 | 0 | 21.2 | 21.2 | 0 | 0 | 0 | 0 | 0 | 1 | 0 | 0 |  | 0 |  | 0
|  |  |  | 11.68 | 23.36 | 0 | 0 | 0 | 0 | 0 | 7.48 | 0.10336 | 0 | 23.36 | 23.36 | 0 | 0 | 0 | 0 | 0 | 1 | 0 | 0 |  | 0 |  | 0
|  |  |  | 12.4 | 24.8 | 0 | 0 | 0 | 0 | 0 | 7.48 | 0.10336 | 0 | 24.8 | 24.8 | 0 | 0 | 0 | 0 | 0 | 1 | 0 | 0 |  | 0 |  | 0
|  |  |  | 14.84 | 29.68 | 0 | 0 | 0 | 0 | 0 | 7.48 | 0.10336 | 0 | 29.68 | 29.68 | 0 | 0 | 0 | 0 | 0 | 1 | 0 | 0 |  | 0 |  | 0
|  |  |  | 17 | 34 | 0 | 0 | 0 | 0 | 0 | 7.48 | 0.10336 | 0 | 34 | 33.43 | 0 | 0.57 | 0 | 0 | 0.57 | 1 | 0 | 0 |  | 0 |  | 0
|  |  |  | 23.04 | 46.08 | 0 | 0 | 0 | 0 | 0 | 7.48 | 0.10336 | 0 | 46.08 | 32.089 | 0 | 13.991 | 0 | 0 | 13.991 | 1 | 0 | 0 |  | 0 |  | 0
|  |  |  | 24 | 48 | 0 | 0 | 0 | 0 | 0 | 7.48 | 0.10336 | 0 | 48 | 12.562 | 0 | 35.438 | 0 | 0 | 35.438 | 1 | 0 | 0 |  | 0 |  | 0
|  |  |  | 34.8533 | 69.7067 | 0 | 0 | 0 | 0 | 0 | 7.48 | 0.10336 | 0 | 69.707 | 16.191 | 0 | 53.515 | 0 | 0 | 53.515 | 1 | 0 | 0 |  | 0 |  | 0
|  |  |  | 40.3333 | 80.6667 | 0 | 0 | 0 | 0 | 0 | 7.48 | 0.10336 | 0 | 80.667 | 11.802 | 0 | 68.864 | 0 | 0 | 68.864 | 1 | 0 | 0 |  | 0 |  | 0
|  |  |  | 45.1067 | 90.2133 | 0 | 0 | 0 | 0 | 0 | 11.23 | 0.12409 | 0 | 90.213 | 10.268 | 0 | 79.946 | 0 | 0 | 79.946 | 1 | 0 | 0 |  | 0 |  | 0
|  |  |  | 53.4933 | 106.9867 | 0 | 0 | 0 | 0 | 0 | 11.23 | 0.12409 | 0 | 106.987 | 22.434 | 0 | 84.553 | 0 | 0 | 84.553 | 1 | 0 | 0 |  | 0 |  | 0
|  |  |  | 52.1333 | 104.2667 | 0 | 0 | 0 | 0 | 0 | 11.23 | 0.12409 | 0 | 104.267 | 18.477 | 0 | 85.789 | 0 | 0 | 85.789 | 1 | 0 | 0 |  | 0 |  | 0
|  |  |  | 55.1067 | 110.2133 | 0 | 0 | 0 | 0 | 0 | 17.48 | 0.13136 | 0 | 110.213 | 29.092 | 0 | 81.122 | 0 | 0 | 81.122 | 1 | 0 | 0 |  | 0 |  | 0
|  |  |  | 56.56 | 113.12 | 0 | 0 | 0 | 0 | 0 | 17.48 | 0.13136 | 0 | 113.12 | 42.085 | 0 | 71.035 | 0 | 0 | 71.035 | 1 | 0 | 0 |  | 0 |  | 0
|  |  |  | 58.0133 | 116.0267 | 0 | 0 | 0 | 0 | 0 | 17.48 | 0.13136 | 0 | 116.027 | 55.295 | 0 | 54.655 | 0 | 0 | 54.655 | 0.66337 | 0 | 6.077 |  | 0 |  | 0
|  |  |  | 56.4533 | 112.9067 | 0 | 0 | 0 | 0 | 0 | 17.48 | 0.13136 | 0 | 112.907 | 70.292 | 0 | 34.25 | 0 | 0 | 34.25 | 0.2 | 0 | 8.365 |  | 0 |  | 0
|  |  |  | 55.6133 | 111.2267 | 0 | 0 | 0 | 0 | 0 | 11.23 | 0.12409 | 0 | 111.227 | 99.418 | 0 | 11.809 | 0 | 0 | 11.809 | 0.2 | 0 | 0 |  | 0 |  | 0
|  |  |  | 52.9867 | 105.9733 | 0 | 0 | 0 | 0 | 0 | 11.23 | 0.12409 | 0 | 105.973 | 105.973 | 0 | 0 | 0 | 0 | 0 | 0.2 | 0 | 0 |  | 0 |  | 0
|  |  |  | 49.24 | 98.48 | 0 | 0 | 0 | 0 | 0 | 11.23 | 0.12409 | 0 | 98.48 | 98.48 | 0 | 0 | 0 | 0 | 0 | 0.2 | 0 | 0 |  | 0 |  | 0
|  |  |  | 45.04 | 90.08 | 0 | 0 | 0 | 0 | 0 | 7.48 | 0.10336 | 0 | 90.08 | 90.08 | 0 | 0 | 0 | 0 | 0 | 0.2 | 0 | 0 |  | 0 |  | 0
|  |  |  | 40.56 | 81.12 | 0 | 0 | 0 | 0 | 0 | 7.48 | 0.10336 | 0 | 81.12 | 81.12 | 0 | 0 | 0 | 0 | 0 | 0.2 | 0 | 0 |  | 0 |  | 0
|  |  |  | 29.76 | 59.52 | 0 | 0 | 0 | 0 | 0 | 7.48 | 0.10336 | 0 | 59.52 | 59.52 | 0 | 0 | 0 | 0 | 0 | 0.2 | 0 | 0 |  | 0 |  | 0
|  |  |  | 13.32 | 26.64 | 0 | 0 | 0 | 0 | 0 | 7.48 | 0.10336 | 0 | 26.64 | 26.64 | 0 | 0 | 0 | 0 | 0 | 0.2 | 0 | 0 |  | 0 |  | 0
|  |  |  | 12.04 | 24.08 | 0 | 0 | 0 | 0 | 0 | 7.48 | 0.10336 | 0 | 24.08 | 24.08 | 0 | 0 | 0 | 0 | 0 | 0.2 | 0 | 0 |  | 0 |  | 0
|  |  |  | 11.76 | 23.52 | 0 | 0 | 0 | 0 | 0 | 7.48 | 0.10336 | 0 | 23.52 | 23.52 | 0 | 0 | 0 | 0 | 0 | 0.2 | 0 | 0 |  | 0 |  | 0
|  |  |  | 10.96 | 21.92 | 0 | 0 | 0 | 0 | 0 | 7.48 | 0.10336 | 0 | 21.92 | 21.92 | 0 | 0 | 0 | 0 | 0 | 0.2 | 0 | 0 |  | 0 |  | 0
|  |  |  | 14.64 | 29.28 | 0 | 0 | 0 | 0 | 0 | 7.48 | 0.10336 | 0 | 29.28 | 29.28 | 0 | 0 | 0 | 0 | 0 | 0.2 | 0 | 0 |  | 0 |  | 0
|  |  |  | 15.56 | 31.12 | 0 | 0 | 0 | 0 | 0 | 7.48 | 0.10336 | 0 | 31.12 | 31.12 | 0 | 0 | 0 | 0 | 0 | 0.2 | 0 | 0 |  | 0 |  | 0
|  |  |  | 16.96 | 33.92 | 0 | 0 | 0 | 0 | 0 | 7.48 | 0.10336 | 0 | 33.92 | 33.411 | 0 | 0.509 | 0 | 0 | 0.509 | 0.2 | 0 | 0 |  | 0 |  | 0
|  |  |  | 18.16 | 36.32 | 0 | 0 | 0 | 0 | 0 | 7.48 | 0.10336 | 0 | 36.32 | 22.341 | 0 | 13.979 | 0 | 0 | 13.979 | 0.2 | 0 | 0 |  | 0 |  | 0
|  |  |  | 20.8 | 41.6 | 0 | 0 | 0 | 0 | 0 | 7.48 | 0.10336 | 0 | 41.6 | 32.301 | 0 | 9.299 | 0 | 0 | 9.299 | 0.2 | 0 | 0 |  | 0 |  | 0
|  |  |  | 25.32 | 50.64 | 0 | 0 | 0 | 0 | 0 | 7.48 | 0.10336 | 0 | 50.64 | 37.182 | 0 | 13.458 | 0 | 0 | 13.458 | 0.2 | 0 | 0 |  | 0 |  | 0
|  |  |  | 29.44 | 58.88 | 0 | 0 | 0 | 0 | 0 | 7.48 | 0.10336 | 0 | 58.88 | 0 | 4.481 | 67.245 | 8.365 | 0 | 58.88 | 0.61636 | 0 | 0 |  | 0 |  | 0
|  |  |  | 32.48 | 64.96 | 0 | 0 | 0 | 0 | 0 | 11.23 | 0.12409 | 0 | 64.96 | 0 | 0 | 70.453 | 5.493 | 0 | 64.96 | 0.88977 | 0 | 0 |  | 0 |  | 0
|  |  |  | 40.88 | 81.76 | 0 | 0 | 0 | 0 | 0 | 11.23 | 0.12409 | 0 | 81.76 | 0 | 2.748 | 83.975 | 2.215 | 0 | 81.76 | 1 | 0 | 0 |  | 0 |  | 0
|  |  |  | 46.52 | 93.04 | 0 | 0 | 0 | 0 | 0 | 11.23 | 0.12409 | 0 | 93.04 | 6.547 | 0 | 86.493 | 0 | 0 | 86.493 | 1 | 0 | 0 |  | 0 |  | 0
|  |  |  | 49.28 | 98.56 | 0 | 0 | 0 | 0 | 0 | 17.48 | 0.13136 | 0 | 98.56 | 18.19 | 0 | 80.37 | 0 | 0 | 80.37 | 1 | 0 | 0 |  | 0 |  | 0
|  |  |  | 41.76 | 83.52 | 0 | 0 | 0 | 0 | 0 | 17.48 | 0.13136 | 0 | 83.52 | 13.722 | 0 | 69.798 | 0 | 0 | 69.798 | 1 | 0 | 0 |  | 0 |  | 0
|  |  |  | 43.48 | 86.96 | 0 | 0 | 0 | 0 | 0 | 17.48 | 0.13136 | 0 | 86.96 | 27.053 | 0 | 53.831 | 0 | 0 | 53.831 | 0.66337 | 0 | 6.077 |  | 0 |  | 0
|  |  |  | 42.32 | 84.64 | 0 | 0 | 0 | 0 | 0 | 17.48 | 0.13136 | 0 | 84.64 | 43.492 | 0 | 32.783 | 0 | 0 | 32.783 | 0.2 | 0 | 8.365 |  | 0 |  | 0
|  |  |  | 42.76 | 85.52 | 0 | 0 | 0 | 0 | 0 | 11.23 | 0.12409 | 0 | 85.52 | 74.366 | 0 | 11.154 | 0 | 0 | 11.154 | 0.2 | 0 | 0 |  | 0 |  | 0
|  |  |  | 36.68 | 73.36 | 0 | 0 | 0 | 0 | 0 | 11.23 | 0.12409 | 0 | 73.36 | 73.36 | 0 | 0 | 0 | 0 | 0 | 0.2 | 0 | 0 |  | 0 |  | 0
|  |  |  | 33 | 66 | 0 | 0 | 0 | 0 | 0 | 11.23 | 0.12409 | 0 | 66 | 66 | 0 | 0 | 0 | 0 | 0 | 0.2 | 0 | 0 |  | 0 |  | 0
|  |  |  | 29.92 | 59.84 | 0 | 0 | 0 | 0 | 0 | 7.48 | 0.10336 | 0 | 59.84 | 59.84 | 0 | 0 | 0 | 0 | 0 | 0.2 | 0 | 0 |  | 0 |  | 0
|  |  |  | 27.64 | 55.28 | 0 | 0 | 0 | 0 | 0 | 7.48 | 0.10336 | 0 | 55.28 | 55.28 | 0 | 0 | 0 | 0 | 0 | 0.2 | 0 | 0 |  | 0 |  | 0
|  |  |  | 27.44 | 54.88 | 0 | 0 | 0 | 0 | 0 | 7.48 | 0.10336 | 0 | 54.88 | 54.88 | 0 | 0 | 0 | 0 | 0 | 0.2 | 0 | 0 |  | 0 |  | 0
|  |  |  | 15.76 | 31.52 | 0 | 0 | 0 | 0 | 0 | 7.48 | 0.10336 | 0 | 31.52 | 31.52 | 0 | 0 | 0 | 0 | 0 | 0.2 | 0 | 0 |  | 0 |  | 0
|  |  |  | 13.44 | 26.88 | 0 | 0 | 0 | 0 | 0 | 7.48 | 0.10336 | 0 | 26.88 | 26.88 | 0 | 0 | 0 | 0 | 0 | 0.2 | 0 | 0 |  | 0 |  | 0
|  |  |  | 14.92 | 29.84 | 0 | 0 | 0 | 0 | 0 | 7.48 | 0.10336 | 0 | 29.84 | 29.84 | 0 | 0 | 0 | 0 | 0 | 0.2 | 0 | 0 |  | 0 |  | 0
|  |  |  | 12.04 | 24.08 | 0 | 0 | 0 | 0 | 0 | 7.48 | 0.10336 | 0 | 24.08 | 24.08 | 0 | 0 | 0 | 0 | 0 | 0.2 | 0 | 0 |  | 0 |  | 0
|  |  |  | 11.64 | 23.28 | 0 | 0 | 0 | 0 | 0 | 7.48 | 0.10336 | 0 | 23.28 | 23.28 | 0 | 0 | 0 | 0 | 0 | 0.2 | 0 | 0 |  | 0 |  | 0
|  |  |  | 14.08 | 28.16 | 0 | 0 | 0 | 0 | 0 | 7.48 | 0.10336 | 0 | 28.16 | 28.16 | 0 | 0 | 0 | 0 | 0 | 0.2 | 0 | 0 |  | 0 |  | 0
|  |  |  | 16.16 | 32.32 | 0 | 0 | 0 | 0 | 0 | 7.48 | 0.10336 | 0 | 32.32 | 31.896 | 0 | 0.424 | 0 | 0 | 0.424 | 0.2 | 0 | 0 |  | 0 |  | 0
|  |  |  | 16.16 | 32.32 | 0 | 0 | 0 | 0 | 0 | 7.48 | 0.10336 | 0 | 32.32 | 28.671 | 0 | 3.649 | 0 | 0 | 3.649 | 0.2 | 0 | 0 |  | 0 |  | 0
|  |  |  | 15.56 | 31.12 | 0 | 0 | 0 | 0 | 0 | 7.48 | 0.10336 | 0 | 31.12 | 7.151 | 0 | 23.969 | 0 | 0 | 23.969 | 0.2 | 0 | 0 |  | 0 |  | 0
|  |  |  | 20.32 | 40.64 | 0 | 0 | 0 | 0 | 0 | 7.48 | 0.10336 | 0 | 40.64 | 0 | 6.56 | 49.005 | 8.365 | 0 | 40.64 | 0.61636 | 0 | 0 |  | 0 |  | 0
|  |  |  | 27.08 | 54.16 | 0 | 0 | 0 | 0 | 0 | 7.48 | 0.10336 | 0 | 54.16 | 0 | 7.409 | 61.867 | 7.707 | 0 | 54.16 | 1 | 0 | 0 |  | 0 |  | 0
|  |  |  | 27.16 | 54.32 | 0 | 0 | 0 | 0 | 0 | 11.23 | 0.12409 | 0 | 54.32 | 0 | 25.844 | 54.32 | 0 | 0 | 54.32 | 1 | 0 | 0 |  | 0 |  | 0
|  |  |  | 34.12 | 68.24 | 0 | 0 | 0 | 0 | 0 | 11.23 | 0.12409 | 0 | 68.24 | 0 | 16.07 | 68.24 | 0 | 0 | 68.24 | 1 | 0 | 0 |  | 0 |  | 0
|  |  |  | 39.88 | 79.76 | 0 | 0 | 0 | 0 | 0 | 11.23 | 0.12409 | 0 | 79.76 | 0 | 5.569 | 79.76 | 0 | 0 | 79.76 | 1 | 0 | 0 |  | 0 |  | 0
|  |  |  | 46.72 | 93.44 | 0 | 0 | 0 | 0 | 0 | 17.48 | 0.13136 | 0 | 93.44 | 13.446 | 0 | 79.994 | 0 | 0 | 79.994 | 1 | 0 | 0 |  | 0 |  | 0
|  |  |  | 39.76 | 79.52 | 0 | 0 | 0 | 0 | 0 | 17.48 | 0.13136 | 0 | 79.52 | 10.159 | 0 | 69.361 | 0 | 0 | 69.361 | 1 | 0 | 0 |  | 0 |  | 0
|  |  |  | 40.44 | 80.88 | 0 | 0 | 0 | 0 | 0 | 17.48 | 0.13136 | 0 | 80.88 | 21.967 | 0 | 52.836 | 0 | 0 | 52.836 | 0.66337 | 0 | 6.077 |  | 0 |  | 0
|  |  |  | 39.64 | 79.28 | 0 | 0 | 0 | 0 | 0 | 17.48 | 0.13136 | 0 | 79.28 | 38.593 | 0 | 32.323 | 0 | 0 | 32.323 | 0.2 | 0 | 8.365 |  | 0 |  | 0
|  |  |  | 40.96 | 81.92 | 0 | 0 | 0 | 0 | 0 | 11.23 | 0.12409 | 0 | 81.92 | 71.166 | 0 | 10.754 | 0 | 0 | 10.754 | 0.2 | 0 | 0 |  | 0 |  | 0
|  |  |  | 38.84 | 77.68 | 0 | 0 | 0 | 0 | 0 | 11.23 | 0.12409 | 0 | 77.68 | 77.68 | 0 | 0 | 0 | 0 | 0 | 0.2 | 0 | 0 |  | 0 |  | 0
|  |  |  | 32.08 | 64.16 | 0 | 0 | 0 | 0 | 0 | 11.23 | 0.12409 | 0 | 64.16 | 64.16 | 0 | 0 | 0 | 0 | 0 | 0.2 | 0 | 0 |  | 0 |  | 0
|  |  |  | 31.28 | 62.56 | 0 | 0 | 0 | 0 | 0 | 7.48 | 0.10336 | 0 | 62.56 | 62.56 | 0 | 0 | 0 | 0 | 0 | 0.2 | 0 | 0 |  | 0 |  | 0
|  |  |  | 32.32 | 64.64 | 0 | 0 | 0 | 0 | 0 | 7.48 | 0.10336 | 0 | 64.64 | 64.64 | 0 | 0 | 0 | 0 | 0 | 0.2 | 0 | 0 |  | 0 |  | 0
|  |  |  | 28.36 | 56.72 | 0 | 0 | 0 | 0 | 0 | 7.48 | 0.10336 | 0 | 56.72 | 56.72 | 0 | 0 | 0 | 0 | 0 | 0.2 | 0 | 0 |  | 0 |  | 0
|  |  |  | 13.28 | 26.56 | 0 | 0 | 0 | 0 | 0 | 7.48 | 0.10336 | 0 | 26.56 | 26.56 | 0 | 0 | 0 | 0 | 0 | 0.2 | 0 | 0 |  | 0 |  | 0
|  |  |  | 8.96 | 17.92 | 0 | 0 | 0 | 0 | 0 | 7.48 | 0.10336 | 0 | 17.92 | 17.92 | 0 | 0 | 0 | 0 | 0 | 0.2 | 0 | 0 |  | 0 |  | 0
|  |  |  | 10.84 | 21.68 | 0 | 0 | 0 | 0 | 0 | 7.48 | 0.10336 | 0 | 21.68 | 21.68 | 0 | 0 | 0 | 0 | 0 | 0.2 | 0 | 0 |  | 0 |  | 0
|  |  |  | 11.24 | 22.48 | 0 | 0 | 0 | 0 | 0 | 7.48 | 0.10336 | 0 | 22.48 | 22.48 | 0 | 0 | 0 | 0 | 0 | 0.2 | 0 | 0 |  | 0 |  | 0
|  |  |  | 11.36 | 22.72 | 0 | 0 | 0 | 0 | 0 | 7.48 | 0.10336 | 0 | 22.72 | 22.72 | 0 | 0 | 0 | 0 | 0 | 0.2 | 0 | 0 |  | 0 |  | 0
|  |  |  | 14.2 | 28.4 | 0 | 0 | 0 | 0 | 0 | 7.48 | 0.10336 | 0 | 28.4 | 28.4 | 0 | 0 | 0 | 0 | 0 | 0.2 | 0 | 0 |  | 0 |  | 0
|  |  |  | 16.04 | 32.08 | 0 | 0 | 0 | 0 | 0 | 7.48 | 0.10336 | 0 | 32.08 | 31.741 | 0 | 0.339 | 0 | 0 | 0.339 | 0.2 | 0 | 0 |  | 0 |  | 0
|  |  |  | 22.36 | 44.72 | 0 | 0 | 0 | 0 | 0 | 7.48 | 0.10336 | 0 | 44.72 | 31.165 | 0 | 13.555 | 0 | 0 | 13.555 | 0.2 | 0 | 0 |  | 0 |  | 0
|  |  |  | 21.28 | 42.56 | 0 | 0 | 0 | 0 | 0 | 7.48 | 0.10336 | 0 | 42.56 | 7.825 | 0 | 34.735 | 0 | 0 | 34.735 | 0.2 | 0 | 0 |  | 0 |  | 0
|  |  |  | 27.64 | 55.28 | 0 | 0 | 0 | 0 | 0 | 7.48 | 0.10336 | 0 | 55.28 | 2.334 | 0 | 52.946 | 0 | 0 | 52.946 | 0.2 | 0 | 0 |  | 0 |  | 0
|  |  |  | 36.4 | 72.8 | 0 | 0 | 0 | 0 | 0 | 7.48 | 0.10336 | 0 | 72.8 | 4.687 | 0 | 68.113 | 0 | 0 | 68.113 | 0.2 | 0 | 0 |  | 0 |  | 0
|  |  |  | 32.4 | 64.8 | 0 | 0 | 0 | 0 | 0 | 11.23 | 0.12409 | 0 | 64.8 | 0 | 6.211 | 73.165 | 8.365 | 0 | 64.8 | 0.61636 | 0 | 0 |  | 0 |  | 0
|  |  |  | 34.48 | 68.96 | 0 | 0 | 0 | 0 | 0 | 11.23 | 0.12409 | 0 | 68.96 | 0 | 7.025 | 76.667 | 7.707 | 0 | 68.96 | 1 | 0 | 0 |  | 0 |  | 0
|  |  |  | 46.92 | 93.84 | 0 | 0 | 0 | 0 | 0 | 11.23 | 0.12409 | 0 | 93.84 | 9.287 | 0 | 84.553 | 0 | 0 | 84.553 | 1 | 0 | 0 |  | 0 |  | 0
|  |  |  | 46.76 | 93.52 | 0 | 0 | 0 | 0 | 0 | 17.48 | 0.13136 | 0 | 93.52 | 14.896 | 0 | 78.624 | 0 | 0 | 78.624 | 1 | 0 | 0 |  | 0 |  | 0
|  |  |  | 45.08 | 90.16 | 0 | 0 | 0 | 0 | 0 | 17.48 | 0.13136 | 0 | 90.16 | 22.047 | 0 | 68.113 | 0 | 0 | 68.113 | 1 | 0 | 0 |  | 0 |  | 0
|  |  |  | 47.56 | 95.12 | 0 | 0 | 0 | 0 | 0 | 17.48 | 0.13136 | 0 | 95.12 | 36.874 | 0 | 52.17 | 0 | 0 | 52.17 | 0.66337 | 0 | 6.077 |  | 0 |  | 0
|  |  |  | 49.44 | 98.88 | 0 | 0 | 0 | 0 | 0 | 17.48 | 0.13136 | 0 | 98.88 | 58.92 | 0 | 31.595 | 0 | 0 | 31.595 | 0.2 | 0 | 8.365 |  | 0 |  | 0
|  |  |  | 52.04 | 104.08 | 0 | 0 | 0 | 0 | 0 | 11.23 | 0.12409 | 0 | 104.08 | 93.605 | 0 | 10.475 | 0 | 0 | 10.475 | 0.2 | 0 | 0 |  | 0 |  | 0
|  |  |  | 56.08 | 112.16 | 0 | 0 | 0 | 0 | 0 | 11.23 | 0.12409 | 0 | 112.16 | 112.16 | 0 | 0 | 0 | 0 | 0 | 0.2 | 0 | 0 |  | 0 |  | 0
|  |  |  | 50.96 | 101.92 | 0 | 0 | 0 | 0 | 0 | 11.23 | 0.12409 | 0 | 101.92 | 101.92 | 0 | 0 | 0 | 0 | 0 | 0.2 | 0 | 0 |  | 0 |  | 0
|  |  |  | 46.92 | 93.84 | 0 | 0 | 0 | 0 | 0 | 7.48 | 0.10336 | 8.365 | 93.84 | 93.84 | 0 | 0 | 0 | 0 | 0 | 0.61636 | 0 | 0 |  | 0 |  | 0
|  |  |  | 45.72 | 91.44 | 0 | 0 | 0 | 0 | 0 | 7.48 | 0.10336 | 1.264 | 91.44 | 91.44 | 0 | 0 | 0 | 0 | 0 | 0.6793 | 0 | 0 |  | 0 |  | 0
|  |  |  | 35.72 | 71.44 | 0 | 0 | 0 | 0 | 0 | 7.48 | 0.10336 | 0 | 71.44 | 71.44 | 0 | 0 | 0 | 0 | 0 | 0.6793 | 0 | 0 |  | 0 |  | 0
|  |  |  | 14.76 | 29.52 | 0 | 0 | 0 | 0 | 0 | 7.48 | 0.10336 | 0 | 29.52 | 29.52 | 0 | 0 | 0 | 0 | 0 | 0.6793 | 0 | 0 |  | 0 |  | 0
|  |  |  | 9.44 | 18.88 | 0 | 0 | 0 | 0 | 0 | 7.48 | 0.10336 | 0 | 18.88 | 18.88 | 0 | 0 | 0 | 0 | 0 | 0.6793 | 0 | 0 |  | 0 |  | 0
|  |  |  | 11.72 | 23.44 | 0 | 0 | 0 | 0 | 0 | 7.48 | 0.10336 | 0 | 23.44 | 23.44 | 0 | 0 | 0 | 0 | 0 | 0.6793 | 0 | 0 |  | 0 |  | 0
|  |  |  | 12.36 | 24.72 | 0 | 0 | 0 | 0 | 0 | 7.48 | 0.10336 | 0 | 24.72 | 24.72 | 0 | 0 | 0 | 0 | 0 | 0.6793 | 0 | 0 |  | 0 |  | 0
|  |  |  | 13.56 | 27.12 | 0 | 0 | 0 | 0 | 0 | 7.48 | 0.10336 | 0 | 27.12 | 27.12 | 0 | 0 | 0 | 0 | 0 | 0.6793 | 0 | 0 |  | 0 |  | 0
|  |  |  | 14.84 | 29.68 | 0 | 0 | 0 | 0 | 0 | 7.48 | 0.10336 | 0 | 29.68 | 29.68 | 0 | 0 | 0 | 0 | 0 | 0.6793 | 0 | 0 |  | 0 |  | 0
|  |  |  | 16.28 | 32.56 | 0 | 0 | 0 | 0 | 0 | 7.48 | 0.10336 | 0 | 32.56 | 32.233 | 0 | 0.327 | 0 | 0 | 0.327 | 0.6793 | 0 | 0 |  | 0 |  | 0
|  |  |  | 21.68 | 43.36 | 0 | 0 | 0 | 0 | 0 | 7.48 | 0.10336 | 0 | 43.36 | 30.121 | 0 | 13.239 | 0 | 0 | 13.239 | 0.6793 | 0 | 0 |  | 0 |  | 0
|  |  |  | 23.36 | 46.72 | 0 | 0 | 0 | 0 | 0 | 7.48 | 0.10336 | 0 | 46.72 | 11.936 | 0 | 34.784 | 0 | 0 | 34.784 | 0.6793 | 0 | 0 |  | 0 |  | 0
|  |  |  | 35.64 | 71.28 | 0 | 0 | 0 | 0 | 0 | 7.48 | 0.10336 | 0 | 71.28 | 17.413 | 0 | 53.867 | 0 | 0 | 53.867 | 0.6793 | 0 | 0 |  | 0 |  | 0
|  |  |  | 42.68 | 85.36 | 0 | 0 | 0 | 0 | 0 | 7.48 | 0.10336 | 0 | 85.36 | 15.744 | 0 | 69.616 | 0 | 0 | 69.616 | 0.6793 | 0 | 0 |  | 0 |  | 0
|  |  |  | 47.88 | 95.76 | 0 | 0 | 0 | 0 | 0 | 7.48 | 0.10336 | 0 | 95.76 | 16.045 | 0 | 79.715 | 0 | 0 | 79.715 | 0.6793 | 0 | 0 |  | 0 |  | 0
|  |  |  | 60.2 | 120.4 | 0 | 0 | 0 | 0 | 0 | 7.48 | 0.10336 | 0 | 120.4 | 36.587 | 0 | 83.813 | 0 | 0 | 83.813 | 0.6793 | 0 | 0 |  | 0 |  | 0
|  |  |  | 58.32 | 116.64 | 0 | 0 | 0 | 0 | 0 | 7.48 | 0.10336 | 0 | 116.64 | 31.711 | 0 | 84.929 | 0 | 0 | 84.929 | 0.6793 | 0 | 0 |  | 0 |  | 0
|  |  |  | 53.8 | 107.6 | 0 | 0 | 0 | 0 | 0 | 7.48 | 0.10336 | 0 | 107.6 | 28.042 | 0 | 79.558 | 0 | 0 | 79.558 | 0.6793 | 0 | 0 |  | 0 |  | 0
|  |  |  | 54.76 | 109.52 | 0 | 0 | 0 | 0 | 0 | 7.48 | 0.10336 | 0 | 109.52 | 40.328 | 0 | 69.192 | 0 | 0 | 69.192 | 0.6793 | 0 | 0 |  | 0 |  | 0
|  |  |  | 58.8 | 117.6 | 0 | 0 | 0 | 0 | 0 | 7.48 | 0.10336 | 0 | 117.6 | 64.945 | 0 | 52.655 | 0 | 0 | 52.655 | 0.6793 | 0 | 0 |  | 0 |  | 0
|  |  |  | 59.2 | 118.4 | 0 | 0 | 0 | 0 | 0 | 7.48 | 0.10336 | 0 | 118.4 | 86.174 | 0 | 32.226 | 0 | 0 | 32.226 | 0.6793 | 0 | 0 |  | 0 |  | 0
|  |  |  | 59.08 | 118.16 | 0 | 0 | 0 | 0 | 0 | 7.48 | 0.10336 | 0 | 118.16 | 107.867 | 0 | 10.293 | 0 | 0 | 10.293 | 0.6793 | 0 | 0 |  | 0 |  | 0
|  |  |  | 58.4 | 116.8 | 0 | 0 | 0 | 0 | 0 | 7.48 | 0.10336 | 0 | 116.8 | 114.139 | 0 | 0 | 0 | 0 | 0 | 0.53192 | 0 | 2.661 |  | 0 |  | 0
|  |  |  | 53.96 | 107.92 | 0 | 0 | 0 | 0 | 0 | 7.48 | 0.10336 | 0 | 107.92 | 107.92 | 0 | 0 | 0 | 0 | 0 | 0.53192 | 0 | 0 |  | 0 |  | 0
|  |  |  | 49.2 | 98.4 | 0 | 0 | 0 | 0 | 0 | 7.48 | 0.10336 | 0 | 98.4 | 98.4 | 0 | 0 | 0 | 0 | 0 | 0.53192 | 0 | 0 |  | 0 |  | 0
|  |  |  | 44.52 | 89.04 | 0 | 0 | 0 | 0 | 0 | 7.48 | 0.10336 | 0 | 89.04 | 89.04 | 0 | 0 | 0 | 0 | 0 | 0.53192 | 0 | 0 |  | 0 |  | 0
|  |  |  | 32.88 | 65.76 | 0 | 0 | 0 | 0 | 0 | 7.48 | 0.10336 | 0 | 65.76 | 65.76 | 0 | 0 | 0 | 0 | 0 | 0.53192 | 0 | 0 |  | 0 |  | 0
|  |  |  | 15.08 | 30.16 | 0 | 0 | 0 | 0 | 0 | 7.48 | 0.10336 | 0 | 30.16 | 30.16 | 0 | 0 | 0 | 0 | 0 | 0.53192 | 0 | 0 |  | 0 |  | 0
|  |  |  | 9.48 | 18.96 | 0 | 0 | 0 | 0 | 0 | 7.48 | 0.10336 | 0 | 18.96 | 18.96 | 0 | 0 | 0 | 0 | 0 | 0.53192 | 0 | 0 |  | 0 |  | 0
|  |  |  | 16.36 | 32.72 | 0 | 0 | 0 | 0 | 0 | 7.48 | 0.10336 | 0 | 32.72 | 32.72 | 0 | 0 | 0 | 0 | 0 | 0.53192 | 0 | 0 |  | 0 |  | 0
|  |  |  | 14.24 | 28.48 | 0 | 0 | 0 | 0 | 0 | 7.48 | 0.10336 | 0 | 28.48 | 28.48 | 0 | 0 | 0 | 0 | 0 | 0.53192 | 0 | 0 |  | 0 |  | 0
|  |  |  | 16.08 | 32.16 | 0 | 0 | 0 | 0 | 0 | 7.48 | 0.10336 | 0 | 32.16 | 32.16 | 0 | 0 | 0 | 0 | 0 | 0.53192 | 0 | 0 |  | 0 |  | 0
|  |  |  | 17.2 | 34.4 | 0 | 0 | 0 | 0 | 0 | 7.48 | 0.10336 | 0 | 34.4 | 34.4 | 0 | 0 | 0 | 0 | 0 | 0.53192 | 0 | 0 |  | 0 |  | 0
|  |  |  | 19.2 | 38.4 | 0 | 0 | 0 | 0 | 0 | 7.48 | 0.10336 | 0 | 38.4 | 38.194 | 0 | 0.206 | 0 | 0 | 0.206 | 0.53192 | 0 | 0 |  | 0 |  | 0
|  |  |  | 25.6 | 51.2 | 0 | 0 | 0 | 0 | 0 | 7.48 | 0.10336 | 0 | 51.2 | 37.439 | 0 | 13.761 | 0 | 0 | 13.761 | 0.53192 | 0 | 0 |  | 0 |  | 0
|  |  |  | 26.84 | 53.68 | 0 | 0 | 0 | 0 | 0 | 7.48 | 0.10336 | 0 | 53.68 | 17.259 | 0 | 36.421 | 0 | 0 | 36.421 | 0.53192 | 0 | 0 |  | 0 |  | 0
|  |  |  | 29.44 | 58.88 | 0 | 0 | 0 | 0 | 0 | 7.48 | 0.10336 | 0 | 58.88 | 2.952 | 0 | 55.928 | 0 | 0 | 55.928 | 0.53192 | 0 | 0 |  | 0 |  | 0
|  |  |  | 34.12 | 68.24 | 0 | 0 | 0 | 0 | 0 | 7.48 | 0.10336 | 0 | 68.24 | 0 | 0 | 71.944 | 3.704 | 0 | 68.24 | 0.71628 | 0 | 0 |  | 0 |  | 0
|  |  |  | 42.88 | 85.76 | 0 | 0 | 0 | 0 | 0 | 7.48 | 0.10336 | 0 | 85.76 | 3.959 | 0 | 81.801 | 0 | 0 | 81.801 | 0.71628 | 0 | 0 |  | 0 |  | 0
|  |  |  | 48.12 | 96.24 | 0 | 0 | 0 | 0 | 0 | 7.48 | 0.10336 | 0 | 96.24 | 8.802 | 0 | 87.438 | 0 | 0 | 87.438 | 0.71628 | 0 | 0 |  | 0 |  | 0
|  |  |  | 48.84 | 97.68 | 0 | 0 | 0 | 0 | 0 | 7.48 | 0.10336 | 0 | 97.68 | 10.727 | 0 | 86.953 | 0 | 0 | 86.953 | 0.71628 | 0 | 0 |  | 0 |  | 0
|  |  |  | 53.44 | 106.88 | 0 | 0 | 0 | 0 | 0 | 7.48 | 0.10336 | 0 | 106.88 | 25.213 | 0 | 81.667 | 0 | 0 | 81.667 | 0.71628 | 0 | 0 |  | 0 |  | 0
|  |  |  | 48.76 | 97.52 | 0 | 0 | 0 | 0 | 0 | 7.48 | 0.10336 | 0 | 97.52 | 27.031 | 0 | 70.489 | 0 | 0 | 70.489 | 0.71628 | 0 | 0 |  | 0 |  | 0
|  |  |  | 47.72 | 95.44 | 0 | 0 | 0 | 0 | 0 | 7.48 | 0.10336 | 0 | 95.44 | 41.161 | 0 | 54.279 | 0 | 0 | 54.279 | 0.71628 | 0 | 0 |  | 0 |  | 0
|  |  |  | 45.92 | 91.84 | 0 | 0 | 0 | 0 | 0 | 7.48 | 0.10336 | 0 | 91.84 | 59.02 | 0 | 32.82 | 0 | 0 | 32.82 | 0.71628 | 0 | 0 |  | 0 |  | 0
|  |  |  | 48.76 | 97.52 | 0 | 0 | 0 | 0 | 0 | 7.48 | 0.10336 | 0 | 97.52 | 87.105 | 0 | 10.415 | 0 | 0 | 10.415 | 0.71628 | 0 | 0 |  | 0 |  | 0
|  |  |  | 48.8 | 97.6 | 0 | 0 | 0 | 0 | 0 | 7.48 | 0.10336 | 0 | 97.6 | 97.6 | 0 | 0 | 0 | 0 | 0 | 0.71628 | 0 | 0 |  | 0 |  | 0
|  |  |  | 45.92 | 91.84 | 0 | 0 | 0 | 0 | 0 | 7.48 | 0.10336 | 0 | 91.84 | 91.84 | 0 | 0 | 0 | 0 | 0 | 0.71628 | 0 | 0 |  | 0 |  | 0
|  |  |  | 43.08 | 86.16 | 0 | 0 | 0 | 0 | 0 | 7.48 | 0.10336 | 0 | 86.16 | 86.16 | 0 | 0 | 0 | 0 | 0 | 0.71628 | 0 | 0 |  | 0 |  | 0
|  |  |  | 38.28 | 76.56 | 0 | 0 | 0 | 0 | 0 | 7.48 | 0.10336 | 0 | 76.56 | 76.56 | 0 | 0 | 0 | 0 | 0 | 0.71628 | 0 | 0 |  | 0 |  | 0
|  |  |  | 30.6 | 61.2 | 0 | 0 | 0 | 0 | 0 | 7.48 | 0.10336 | 0 | 61.2 | 61.2 | 0 | 0 | 0 | 0 | 0 | 0.71628 | 0 | 0 |  | 0 |  | 0
|  |  |  | 13.64 | 27.28 | 0 | 0 | 0 | 0 | 0 | 7.48 | 0.10336 | 0 | 27.28 | 27.28 | 0 | 0 | 0 | 0 | 0 | 0.71628 | 0 | 0 |  | 0 |  | 0
|  |  |  | 9.96 | 19.92 | 0 | 0 | 0 | 0 | 0 | 7.48 | 0.10336 | 0 | 19.92 | 19.92 | 0 | 0 | 0 | 0 | 0 | 0.71628 | 0 | 0 |  | 0 |  | 0
|  |  |  | 12.2 | 24.4 | 0 | 0 | 0 | 0 | 0 | 7.48 | 0.10336 | 0 | 24.4 | 24.4 | 0 | 0 | 0 | 0 | 0 | 0.71628 | 0 | 0 |  | 0 |  | 0
|  |  |  | 13.56 | 27.12 | 0 | 0 | 0 | 0 | 0 | 7.48 | 0.10336 | 0 | 27.12 | 27.12 | 0 | 0 | 0 | 0 | 0 | 0.71628 | 0 | 0 |  | 0 |  | 0
|  |  |  | 16.32 | 32.64 | 0 | 0 | 0 | 0 | 0 | 7.48 | 0.10336 | 0 | 32.64 | 32.64 | 0 | 0 | 0 | 0 | 0 | 0.71628 | 0 | 0 |  | 0 |  | 0
|  |  |  | 16.72 | 33.44 | 0 | 0 | 0 | 0 | 0 | 7.48 | 0.10336 | 0 | 33.44 | 33.44 | 0 | 0 | 0 | 0 | 0 | 0.71628 | 0 | 0 |  | 0 |  | 0
|  |  |  | 17.64 | 35.28 | 0 | 0 | 0 | 0 | 0 | 7.48 | 0.10336 | 0 | 35.28 | 35.28 | 0 | 0 | 0 | 0 | 0 | 0.71628 | 0 | 0 |  | 0 |  | 0
|  |  |  | 23.44 | 46.88 | 0 | 0 | 0 | 0 | 0 | 7.48 | 0.10336 | 0 | 46.88 | 37.132 | 0 | 9.748 | 0 | 0 | 9.748 | 0.71628 | 0 | 0 |  | 0 |  | 0
|  |  |  | 24.52 | 49.04 | 0 | 0 | 0 | 0 | 0 | 7.48 | 0.10336 | 0 | 49.04 | 13.201 | 0 | 35.839 | 0 | 0 | 35.839 | 0.71628 | 0 | 0 |  | 0 |  | 0
|  |  |  | 26.96 | 53.92 | 0 | 0 | 0 | 0 | 0 | 7.48 | 0.10336 | 0 | 53.92 | 0 | 0 | 54.473 | 0.553 | 0 | 53.92 | 0.74382 | 0 | 0 |  | 0 |  | 0
|  |  |  | 37.04 | 74.08 | 0 | 0 | 0 | 0 | 0 | 7.48 | 0.10336 | 0 | 74.08 | 3.967 | 0 | 70.113 | 0 | 0 | 70.113 | 0.74382 | 0 | 0 |  | 0 |  | 0
|  |  |  | 39.04 | 78.08 | 0 | 0 | 0 | 0 | 0 | 11.23 | 0.12409 | 0 | 78.08 | 0 | 0 | 81.413 | 3.333 | 0 | 78.08 | 0.90971 | 0 | 0 |  | 0 |  | 0
|  |  |  | 42.6 | 85.2 | 0 | 0 | 0 | 0 | 0 | 11.23 | 0.12409 | 0 | 85.2 | 0 | 0 | 87.014 | 1.814 | 0 | 85.2 | 1 | 0 | 0 |  | 0 |  | 0
|  |  |  | 47.52 | 95.04 | 0 | 0 | 0 | 0 | 0 | 11.23 | 0.12409 | 0 | 95.04 | 8.596 | 0 | 86.444 | 0 | 0 | 86.444 | 1 | 0 | 0 |  | 0 |  | 0
|  |  |  | 51.32 | 102.64 | 0 | 0 | 0 | 0 | 0 | 17.48 | 0.13136 | 0 | 102.64 | 21.712 | 0 | 80.928 | 0 | 0 | 80.928 | 1 | 0 | 0 |  | 0 |  | 0
|  |  |  | 48.28 | 96.56 | 0 | 0 | 0 | 0 | 0 | 17.48 | 0.13136 | 0 | 96.56 | 26.204 | 0 | 70.356 | 0 | 0 | 70.356 | 1 | 0 | 0 |  | 0 |  | 0
|  |  |  | 43.64 | 87.28 | 0 | 0 | 0 | 0 | 0 | 17.48 | 0.13136 | 0 | 87.28 | 27.263 | 0 | 53.94 | 0 | 0 | 53.94 | 0.66337 | 0 | 6.077 |  | 0 |  | 0
|  |  |  | 44.6 | 89.2 | 0 | 0 | 0 | 0 | 0 | 17.48 | 0.13136 | 0 | 89.2 | 48.476 | 0 | 32.359 | 0 | 0 | 32.359 | 0.2 | 0 | 8.365 |  | 0 |  | 0
|  |  |  | 43.12 | 86.24 | 0 | 0 | 0 | 0 | 0 | 11.23 | 0.12409 | 0 | 86.24 | 77.462 | 0 | 8.778 | 0 | 0 | 8.778 | 0.2 | 0 | 0 |  | 0 |  | 0
|  |  |  | 42.68 | 85.36 | 0 | 0 | 0 | 0 | 0 | 11.23 | 0.12409 | 0 | 85.36 | 85.36 | 0 | 0 | 0 | 0 | 0 | 0.2 | 0 | 0 |  | 0 |  | 0
|  |  |  | 41.36 | 82.72 | 0 | 0 | 0 | 0 | 0 | 11.23 | 0.12409 | 0 | 82.72 | 82.72 | 0 | 0 | 0 | 0 | 0 | 0.2 | 0 | 0 |  | 0 |  | 0
|  |  |  | 38.36 | 76.72 | 0 | 0 | 0 | 0 | 0 | 7.48 | 0.10336 | 8.365 | 76.72 | 76.72 | 0 | 0 | 0 | 0 | 0 | 0.61636 | 0 | 0 |  | 0 |  | 0
|  |  |  | 34.28 | 68.56 | 0 | 0 | 0 | 0 | 0 | 7.48 | 0.10336 | 1.576 | 68.56 | 68.56 | 0 | 0 | 0 | 0 | 0 | 0.69479 | 0 | 0 |  | 0 |  | 0
|  |  |  | 22.32 | 44.64 | 0 | 0 | 0 | 0 | 0 | 7.48 | 0.10336 | 0 | 44.64 | 44.64 | 0 | 0 | 0 | 0 | 0 | 0.69479 | 0 | 0 |  | 0 |  | 0
|  |  |  | 10.96 | 21.92 | 0 | 0 | 0 | 0 | 0 | 7.48 | 0.10336 | 0 | 21.92 | 21.92 | 0 | 0 | 0 | 0 | 0 | 0.69479 | 0 | 0 |  | 0 |  | 0
|  |  |  | 9.44 | 18.88 | 0 | 0 | 0 | 0 | 0 | 7.48 | 0.10336 | 0 | 18.88 | 18.88 | 0 | 0 | 0 | 0 | 0 | 0.69479 | 0 | 0 |  | 0 |  | 0
|  |  |  | 10.08 | 20.16 | 0 | 0 | 0 | 0 | 0 | 7.48 | 0.10336 | 0 | 20.16 | 20.16 | 0 | 0 | 0 | 0 | 0 | 0.69479 | 0 | 0 |  | 0 |  | 0
|  |  |  | 10.8 | 21.6 | 0 | 0 | 0 | 0 | 0 | 7.48 | 0.10336 | 0 | 21.6 | 21.6 | 0 | 0 | 0 | 0 | 0 | 0.69479 | 0 | 0 |  | 0 |  | 0
|  |  |  | 12.04 | 24.08 | 0 | 0 | 0 | 0 | 0 | 7.48 | 0.10336 | 0 | 24.08 | 24.08 | 0 | 0 | 0 | 0 | 0 | 0.69479 | 0 | 0 |  | 0 |  | 0
|  |  |  | 14.28 | 28.56 | 0 | 0 | 0 | 0 | 0 | 7.48 | 0.10336 | 0 | 28.56 | 28.56 | 0 | 0 | 0 | 0 | 0 | 0.69479 | 0 | 0 |  | 0 |  | 0
|  |  |  | 17.48 | 34.96 | 0 | 0 | 0 | 0 | 0 | 7.48 | 0.10336 | 0 | 34.96 | 34.96 | 0 | 0 | 0 | 0 | 0 | 0.69479 | 0 | 0 |  | 0 |  | 0
|  |  |  | 22.68 | 45.36 | 0 | 0 | 0 | 0 | 0 | 7.48 | 0.10336 | 0 | 45.36 | 37.285 | 0 | 8.075 | 0 | 0 | 8.075 | 0.69479 | 0 | 0 |  | 0 |  | 0
|  |  |  | 24.12 | 48.24 | 0 | 0 | 0 | 0 | 0 | 7.48 | 0.10336 | 0 | 48.24 | 25.107 | 0 | 23.133 | 0 | 0 | 23.133 | 0.69479 | 0 | 0 |  | 0 |  | 0
|  |  |  | 25.08 | 50.16 | 0 | 0 | 0 | 0 | 0 | 7.48 | 0.10336 | 0 | 50.16 | 4.695 | 0 | 45.465 | 0 | 0 | 45.465 | 0.69479 | 0 | 0 |  | 0 |  | 0
|  |  |  | 30.16 | 60.32 | 0 | 0 | 0 | 0 | 0 | 7.48 | 0.10336 | 0 | 60.32 | 0 | 0 | 66.452 | 6.132 | 0 | 60.32 | 1 | 0 | 0 |  | 0 |  | 0
|  |  |  | 47.6 | 95.2 | 0 | 0 | 0 | 0 | 0 | 11.23 | 0.12409 | 0 | 95.2 | 22.759 | 0 | 72.441 | 0 | 0 | 72.441 | 1 | 0 | 0 |  | 0 |  | 0
|  |  |  | 55.28 | 110.56 | 0 | 0 | 0 | 0 | 0 | 11.23 | 0.12409 | 0 | 110.56 | 22.479 | 0 | 88.081 | 0 | 0 | 88.081 | 1 | 0 | 0 |  | 0 |  | 0
|  |  |  | 46.2 | 92.4 | 0 | 0 | 0 | 0 | 0 | 11.23 | 0.12409 | 0 | 92.4 | 12.612 | 0 | 79.788 | 0 | 0 | 79.788 | 1 | 0 | 0 |  | 0 |  | 0
|  |  |  | 47.88 | 95.76 | 0 | 0 | 0 | 0 | 0 | 17.48 | 0.13136 | 0 | 95.76 | 30.048 | 0 | 65.712 | 0 | 0 | 65.712 | 1 | 0 | 0 |  | 0 |  | 0
|  |  |  | 51.52 | 103.04 | 0 | 0 | 0 | 0 | 0 | 17.48 | 0.13136 | 0 | 103.04 | 55.744 | 0 | 47.296 | 0 | 0 | 47.296 | 1 | 0 | 0 |  | 0 |  | 0
|  |  |  | 51.68 | 103.36 | 0 | 0 | 0 | 0 | 0 | 17.48 | 0.13136 | 0 | 103.36 | 44.022 | 0 | 53.261 | 0 | 0 | 53.261 | 0.66337 | 0 | 6.077 |  | 0 |  | 0
|  |  |  | 48.88 | 97.76 | 0 | 0 | 0 | 0 | 0 | 17.48 | 0.13136 | 0 | 97.76 | 58.079 | 0 | 31.316 | 0 | 0 | 31.316 | 0.2 | 0 | 8.365 |  | 0 |  | 0
|  |  |  | 49.92 | 99.84 | 0 | 0 | 0 | 0 | 0 | 11.23 | 0.12409 | 0 | 99.84 | 90.408 | 0 | 9.432 | 0 | 0 | 9.432 | 0.2 | 0 | 0 |  | 0 |  | 0
|  |  |  | 47.12 | 94.24 | 0 | 0 | 0 | 0 | 0 | 11.23 | 0.12409 | 0 | 94.24 | 94.24 | 0 | 0 | 0 | 0 | 0 | 0.2 | 0 | 0 |  | 0 |  | 0
|  |  |  | 44.64 | 89.28 | 0 | 0 | 0 | 0 | 0 | 11.23 | 0.12409 | 0 | 89.28 | 89.28 | 0 | 0 | 0 | 0 | 0 | 0.2 | 0 | 0 |  | 0 |  | 0
|  |  |  | 42.08 | 84.16 | 0 | 0 | 0 | 0 | 0 | 7.48 | 0.10336 | 1.744 | 84.16 | 84.16 | 0 | 0 | 0 | 0 | 0 | 0.28683 | 0 | 0 |  | 0 |  | 0
|  |  |  | 40.12 | 80.24 | 0 | 0 | 0 | 0 | 0 | 7.48 | 0.10336 | 0 | 80.24 | 80.24 | 0 | 0 | 0 | 0 | 0 | 0.28683 | 0 | 0 |  | 0 |  | 0
|  |  |  | 36.04 | 72.08 | 0 | 0 | 0 | 0 | 0 | 7.48 | 0.10336 | 0 | 72.08 | 72.08 | 0 | 0 | 0 | 0 | 0 | 0.28683 | 0 | 0 |  | 0 |  | 0
|  |  |  | 19.16 | 38.32 | 0 | 0 | 0 | 0 | 0 | 7.48 | 0.10336 | 0 | 38.32 | 38.32 | 0 | 0 | 0 | 0 | 0 | 0.28683 | 0 | 0 |  | 0 |  | 0
|  |  |  | 14.04 | 28.08 | 0 | 0 | 0 | 0 | 0 | 7.48 | 0.10336 | 0 | 28.08 | 28.08 | 0 | 0 | 0 | 0 | 0 | 0.28683 | 0 | 0 |  | 0 |  | 0
|  |  |  | 15.48 | 30.96 | 0 | 0 | 0 | 0 | 0 | 7.48 | 0.10336 | 0 | 30.96 | 30.96 | 0 | 0 | 0 | 0 | 0 | 0.28683 | 0 | 0 |  | 0 |  | 0
|  |  |  | 15.4 | 30.8 | 0 | 0 | 0 | 0 | 0 | 7.48 | 0.10336 | 0 | 30.8 | 30.8 | 0 | 0 | 0 | 0 | 0 | 0.28683 | 0 | 0 |  | 0 |  | 0
|  |  |  | 16.92 | 33.84 | 0 | 0 | 0 | 0 | 0 | 7.48 | 0.10336 | 0 | 33.84 | 33.84 | 0 | 0 | 0 | 0 | 0 | 0.28683 | 0 | 0 |  | 0 |  | 0
|  |  |  | 19.4 | 38.8 | 0 | 0 | 0 | 0 | 0 | 7.48 | 0.10336 | 0 | 38.8 | 38.8 | 0 | 0 | 0 | 0 | 0 | 0.28683 | 0 | 0 |  | 0 |  | 0
|  |  |  | 18.8 | 37.6 | 0 | 0 | 0 | 0 | 0 | 7.48 | 0.10336 | 0 | 37.6 | 37.6 | 0 | 0 | 0 | 0 | 0 | 0.28683 | 0 | 0 |  | 0 |  | 0
|  |  |  | 17.28 | 34.56 | 0 | 0 | 0 | 0 | 0 | 7.48 | 0.10336 | 0 | 34.56 | 21.599 | 0 | 12.961 | 0 | 0 | 12.961 | 0.28683 | 0 | 0 |  | 0 |  | 0
|  |  |  | 21.56 | 43.12 | 0 | 0 | 0 | 0 | 0 | 7.48 | 0.10336 | 0 | 43.12 | 8.045 | 0 | 35.075 | 0 | 0 | 35.075 | 0.28683 | 0 | 0 |  | 0 |  | 0
|  |  |  | 22.56 | 45.12 | 0 | 0 | 0 | 0 | 0 | 7.48 | 0.10336 | 0 | 45.12 | 0 | 1.134 | 53.485 | 8.365 | 0 | 45.12 | 0.70319 | 0 | 0 |  | 0 |  | 0
|  |  |  | 32.16 | 64.32 | 0 | 0 | 0 | 0 | 0 | 7.48 | 0.10336 | 0 | 64.32 | 0 | 0 | 70.283 | 5.963 | 0 | 64.32 | 1 | 0 | 0 |  | 0 |  | 0
|  |  |  | 46.48 | 92.96 | 0 | 0 | 0 | 0 | 0 | 11.23 | 0.12409 | 0 | 92.96 | 12.978 | 0 | 79.982 | 0 | 0 | 79.982 | 1 | 0 | 0 |  | 0 |  | 0
|  |  |  | 44.4 | 88.8 | 0 | 0 | 0 | 0 | 0 | 11.23 | 0.12409 | 0 | 88.8 | 3.253 | 0 | 85.547 | 0 | 0 | 85.547 | 1 | 0 | 0 |  | 0 |  | 0
|  |  |  | 47.08 | 94.16 | 0 | 0 | 0 | 0 | 0 | 11.23 | 0.12409 | 0 | 94.16 | 9.098 | 0 | 85.062 | 0 | 0 | 85.062 | 1 | 0 | 0 |  | 0 |  | 0
|  |  |  | 43.36 | 86.72 | 0 | 0 | 0 | 0 | 0 | 17.48 | 0.13136 | 0 | 86.72 | 6.98 | 0 | 79.74 | 0 | 0 | 79.74 | 1 | 0 | 0 |  | 0 |  | 0
|  |  |  | 42.64 | 85.28 | 0 | 0 | 0 | 0 | 0 | 17.48 | 0.13136 | 0 | 85.28 | 16.67 | 0 | 68.61 | 0 | 0 | 68.61 | 1 | 0 | 0 |  | 0 |  | 0
|  |  |  | 46.52 | 93.04 | 0 | 0 | 0 | 0 | 0 | 17.48 | 0.13136 | 0 | 93.04 | 35.181 | 0 | 51.782 | 0 | 0 | 51.782 | 0.66337 | 0 | 6.077 |  | 0 |  | 0
|  |  |  | 49.2 | 98.4 | 0 | 0 | 0 | 0 | 0 | 17.48 | 0.13136 | 0 | 98.4 | 58.974 | 0 | 31.062 | 0 | 0 | 31.062 | 0.2 | 0 | 8.365 |  | 0 |  | 0
|  |  |  | 52.68 | 105.36 | 0 | 0 | 0 | 0 | 0 | 11.23 | 0.12409 | 0 | 105.36 | 96.194 | 0 | 9.166 | 0 | 0 | 9.166 | 0.2 | 0 | 0 |  | 0 |  | 0
|  |  |  | 40.72 | 81.44 | 0 | 0 | 0 | 0 | 0 | 11.23 | 0.12409 | 0 | 81.44 | 81.44 | 0 | 0 | 0 | 0 | 0 | 0.2 | 0 | 0 |  | 0 |  | 0
|  |  |  | 38.6 | 77.2 | 0 | 0 | 0 | 0 | 0 | 11.23 | 0.12409 | 0 | 77.2 | 77.2 | 0 | 0 | 0 | 0 | 0 | 0.2 | 0 | 0 |  | 0 |  | 0
|  |  |  | 35 | 70 | 0 | 0 | 0 | 0 | 0 | 7.48 | 0.10336 | 8.365 | 70 | 70 | 0 | 0 | 0 | 0 | 0 | 0.61636 | 0 | 0 |  | 0 |  | 0
|  |  |  | 34.96 | 69.92 | 0 | 0 | 0 | 0 | 0 | 7.48 | 0.10336 | 5.796 | 69.92 | 69.92 | 0 | 0 | 0 | 0 | 0 | 0.90488 | 0 | 0 |  | 0 |  | 0
|  |  |  | 36.96 | 73.92 | 0 | 0 | 0 | 0 | 0 | 7.48 | 0.10336 | 0 | 73.92 | 73.92 | 0 | 0 | 0 | 0 | 0 | 0.90488 | 0 | 0 |  | 0 |  | 0
|  |  |  | 19 | 38 | 0 | 0 | 0 | 0 | 0 | 7.48 | 0.10336 | 0 | 38 | 38 | 0 | 0 | 0 | 0 | 0 | 0.90488 | 0 | 0 |  | 0 |  | 0
|  |  |  | 12.8 | 25.6 | 0 | 0 | 0 | 0 | 0 | 7.48 | 0.10336 | 0 | 25.6 | 25.6 | 0 | 0 | 0 | 0 | 0 | 0.90488 | 0 | 0 |  | 0 |  | 0
|  |  |  | 10.92 | 21.84 | 0 | 0 | 0 | 0 | 0 | 7.48 | 0.10336 | 0 | 21.84 | 21.84 | 0 | 0 | 0 | 0 | 0 | 0.90488 | 0 | 0 |  | 0 |  | 0
|  |  |  | 11.28 | 22.56 | 0 | 0 | 0 | 0 | 0 | 7.48 | 0.10336 | 0 | 22.56 | 22.56 | 0 | 0 | 0 | 0 | 0 | 0.90488 | 0 | 0 |  | 0 |  | 0
|  |  |  | 12.64 | 25.28 | 0 | 0 | 0 | 0 | 0 | 7.48 | 0.10336 | 0 | 25.28 | 25.28 | 0 | 0 | 0 | 0 | 0 | 0.90488 | 0 | 0 |  | 0 |  | 0
|  |  |  | 14.96 | 29.92 | 0 | 0 | 0 | 0 | 0 | 7.48 | 0.10336 | 0 | 29.92 | 29.92 | 0 | 0 | 0 | 0 | 0 | 0.90488 | 0 | 0 |  | 0 |  | 0
|  |  |  | 16 | 32 | 0 | 0 | 0 | 0 | 0 | 7.48 | 0.10336 | 0 | 32 | 32 | 0 | 0 | 0 | 0 | 0 | 0.90488 | 0 | 0 |  | 0 |  | 0
|  |  |  | 16.16 | 32.32 | 0 | 0 | 0 | 0 | 0 | 7.48 | 0.10336 | 0 | 32.32 | 19.481 | 0 | 12.839 | 0 | 0 | 12.839 | 0.90488 | 0 | 0 |  | 0 |  | 0
|  |  |  | 16.92 | 33.84 | 0 | 0 | 0 | 0 | 0 | 7.48 | 0.10336 | 0 | 33.84 | 0 | 0 | 34.384 | 0.544 | 0 | 33.84 | 0.93195 | 0 | 0 |  | 0 |  | 0
|  |  |  | 26.2 | 52.4 | 0 | 0 | 0 | 0 | 0 | 7.48 | 0.10336 | 0 | 52.4 | 0 | 0 | 52.739 | 0.339 | 0 | 52.4 | 0.94884 | 0 | 0 |  | 0 |  | 0
|  |  |  | 33.8 | 67.6 | 0 | 0 | 0 | 0 | 0 | 7.48 | 0.10336 | 0 | 67.6 | 0 | 0 | 67.979 | 0.379 | 0 | 67.6 | 0.96772 | 0 | 0 |  | 0 |  | 0
|  |  |  | 39 | 78 | 0 | 0 | 0 | 0 | 0 | 11.23 | 0.12409 | 0 | 78 | 0 | 0 | 78.648 | 0.648 | 0 | 78 | 1 | 0 | 0 |  | 0 |  | 0
|  |  |  | 51.36 | 102.72 | 0 | 0 | 0 | 0 | 0 | 11.23 | 0.12409 | 0 | 102.72 | 19.731 | 0 | 82.989 | 0 | 0 | 82.989 | 1 | 0 | 0 |  | 0 |  | 0
|  |  |  | 47.12 | 94.24 | 0 | 0 | 0 | 0 | 0 | 11.23 | 0.12409 | 0 | 94.24 | 10.875 | 0 | 83.365 | 0 | 0 | 83.365 | 1 | 0 | 0 |  | 0 |  | 0
|  |  |  | 43.48 | 86.96 | 0 | 0 | 0 | 0 | 0 | 17.48 | 0.13136 | 0 | 86.96 | 7.948 | 0 | 79.012 | 0 | 0 | 79.012 | 1 | 0 | 0 |  | 0 |  | 0
|  |  |  | 47.16 | 94.32 | 0 | 0 | 0 | 0 | 0 | 17.48 | 0.13136 | 0 | 94.32 | 26.329 | 0 | 67.991 | 0 | 0 | 67.991 | 1 | 0 | 0 |  | 0 |  | 0
|  |  |  | 50 | 100 | 0 | 0 | 0 | 0 | 0 | 17.48 | 0.13136 | 0 | 100 | 42.772 | 0 | 51.151 | 0 | 0 | 51.151 | 0.66337 | 0 | 6.077 |  | 0 |  | 0
|  |  |  | 50.56 | 101.12 | 0 | 0 | 0 | 0 | 0 | 17.48 | 0.13136 | 0 | 101.12 | 62.506 | 0 | 30.249 | 0 | 0 | 30.249 | 0.2 | 0 | 8.365 |  | 0 |  | 0
|  |  |  | 48.44 | 96.88 | 0 | 0 | 0 | 0 | 0 | 11.23 | 0.12409 | 0 | 96.88 | 88.09 | 0 | 8.79 | 0 | 0 | 8.79 | 0.2 | 0 | 0 |  | 0 |  | 0
|  |  |  | 42.08 | 84.16 | 0 | 0 | 0 | 0 | 0 | 11.23 | 0.12409 | 0 | 84.16 | 84.16 | 0 | 0 | 0 | 0 | 0 | 0.2 | 0 | 0 |  | 0 |  | 0
|  |  |  | 35.32 | 70.64 | 0 | 0 | 0 | 0 | 0 | 11.23 | 0.12409 | 0 | 70.64 | 70.64 | 0 | 0 | 0 | 0 | 0 | 0.2 | 0 | 0 |  | 0 |  | 0
|  |  |  | 33.12 | 66.24 | 0 | 0 | 0 | 0 | 0 | 7.48 | 0.10336 | 8.365 | 66.24 | 66.24 | 0 | 0 | 0 | 0 | 0 | 0.61636 | 0 | 0 |  | 0 |  | 0
|  |  |  | 34.2 | 68.4 | 0 | 0 | 0 | 0 | 0 | 7.48 | 0.10336 | 7.707 | 68.4 | 68.4 | 0 | 0 | 0 | 0 | 0 | 1 | 0 | 0 |  | 0 |  | 0
|  |  |  | 32 | 64 | 0 | 0 | 0 | 0 | 0 | 7.48 | 0.10336 | 0 | 64 | 64 | 0 | 0 | 0 | 0 | 0 | 1 | 0 | 0 |  | 0 |  | 0
|  |  |  | 14.56 | 29.12 | 0 | 0 | 0 | 0 | 0 | 7.48 | 0.10336 | 0 | 29.12 | 29.12 | 0 | 0 | 0 | 0 | 0 | 1 | 0 | 0 |  | 0 |  | 0
|  |  |  | 9.48 | 18.96 | 0 | 0 | 0 | 0 | 0 | 7.48 | 0.10336 | 0 | 18.96 | 18.96 | 0 | 0 | 0 | 0 | 0 | 1 | 0 | 0 |  | 0 |  | 0
|  |  |  | 11.2 | 22.4 | 0 | 0 | 0 | 0 | 0 | 7.48 | 0.10336 | 0 | 22.4 | 22.4 | 0 | 0 | 0 | 0 | 0 | 1 | 0 | 0 |  | 0 |  | 0
|  |  |  | 11.6 | 23.2 | 0 | 0 | 0 | 0 | 0 | 7.48 | 0.10336 | 0 | 23.2 | 23.2 | 0 | 0 | 0 | 0 | 0 | 1 | 0 | 0 |  | 0 |  | 0
|  |  |  | 15.48 | 30.96 | 0 | 0 | 0 | 0 | 0 | 7.48 | 0.10336 | 0 | 30.96 | 30.96 | 0 | 0 | 0 | 0 | 0 | 1 | 0 | 0 |  | 0 |  | 0
|  |  |  | 15.68 | 31.36 | 0 | 0 | 0 | 0 | 0 | 7.48 | 0.10336 | 0 | 31.36 | 31.36 | 0 | 0 | 0 | 0 | 0 | 1 | 0 | 0 |  | 0 |  | 0
|  |  |  | 19.28 | 38.56 | 0 | 0 | 0 | 0 | 0 | 7.48 | 0.10336 | 0 | 38.56 | 38.56 | 0 | 0 | 0 | 0 | 0 | 1 | 0 | 0 |  | 0 |  | 0
|  |  |  | 22.76 | 45.52 | 0 | 0 | 0 | 0 | 0 | 7.48 | 0.10336 | 0 | 45.52 | 32.814 | 0 | 12.706 | 0 | 0 | 12.706 | 1 | 0 | 0 |  | 0 |  | 0
|  |  |  | 21.64 | 43.28 | 0 | 0 | 0 | 0 | 0 | 7.48 | 0.10336 | 0 | 43.28 | 9.127 | 0 | 34.153 | 0 | 0 | 34.153 | 1 | 0 | 0 |  | 0 |  | 0
|  |  |  | 30.4 | 60.8 | 0 | 0 | 0 | 0 | 0 | 7.48 | 0.10336 | 0 | 60.8 | 6.933 | 0 | 53.867 | 0 | 0 | 53.867 | 1 | 0 | 0 |  | 0 |  | 0
|  |  |  | 46.28 | 92.56 | 0 | 0 | 0 | 0 | 0 | 7.48 | 0.10336 | 0 | 92.56 | 23.114 | 0 | 69.446 | 0 | 0 | 69.446 | 1 | 0 | 0 |  | 0 |  | 0
|  |  |  | 55.84 | 111.68 | 0 | 0 | 0 | 0 | 0 | 11.23 | 0.12409 | 0 | 111.68 | 32.983 | 0 | 78.697 | 0 | 0 | 78.697 | 1 | 0 | 0 |  | 0 |  | 0
|  |  |  | 63.72 | 127.44 | 0 | 0 | 0 | 0 | 0 | 11.23 | 0.12409 | 0 | 127.44 | 43.275 | 0 | 84.165 | 0 | 0 | 84.165 | 1 | 0 | 0 |  | 0 |  | 0
|  |  |  | 58.28 | 116.56 | 0 | 0 | 0 | 0 | 0 | 11.23 | 0.12409 | 0 | 116.56 | 33.11 | 0 | 83.45 | 0 | 0 | 83.45 | 1 | 0 | 0 |  | 0 |  | 0
|  |  |  | 58.16 | 116.32 | 0 | 0 | 0 | 0 | 0 | 17.48 | 0.13136 | 0 | 116.32 | 37.647 | 0 | 78.673 | 0 | 0 | 78.673 | 1 | 0 | 0 |  | 0 |  | 0
|  |  |  | 58.32 | 116.64 | 0 | 0 | 0 | 0 | 0 | 17.48 | 0.13136 | 0 | 116.64 | 48.855 | 0 | 67.785 | 0 | 0 | 67.785 | 1 | 0 | 0 |  | 0 |  | 0
|  |  |  | 58.56 | 117.12 | 0 | 0 | 0 | 0 | 0 | 17.48 | 0.13136 | 0 | 117.12 | 59.613 | 0 | 51.43 | 0 | 0 | 51.43 | 0.66337 | 0 | 6.077 |  | 0 |  | 0
|  |  |  | 51.5333 | 103.0667 | 0 | 0 | 0 | 0 | 0 | 17.48 | 0.13136 | 0 | 103.067 | 64.44 | 0 | 30.262 | 0 | 0 | 30.262 | 0.2 | 0 | 8.365 |  | 0 |  | 0
|  |  |  | 48.6933 | 97.3867 | 0 | 0 | 0 | 0 | 0 | 11.23 | 0.12409 | 0 | 97.387 | 88.754 | 0 | 8.632 | 0 | 0 | 8.632 | 0.2 | 0 | 0 |  | 0 |  | 0
|  |  |  | 51.9067 | 103.8133 | 0 | 0 | 0 | 0 | 0 | 11.23 | 0.12409 | 0 | 103.813 | 103.813 | 0 | 0 | 0 | 0 | 0 | 0.2 | 0 | 0 |  | 0 |  | 0
|  |  |  | 47.96 | 95.92 | 0 | 0 | 0 | 0 | 0 | 11.23 | 0.12409 | 0 | 95.92 | 95.92 | 0 | 0 | 0 | 0 | 0 | 0.2 | 0 | 0 |  | 0 |  | 0
|  |  |  | 49.3333 | 98.6667 | 0 | 0 | 0 | 0 | 0 | 7.48 | 0.10336 | 8.365 | 98.667 | 98.667 | 0 | 0 | 0 | 0 | 0 | 0.61636 | 0 | 0 |  | 0 |  | 0
|  |  |  | 47.16 | 94.32 | 0 | 0 | 0 | 0 | 0 | 7.48 | 0.10336 | 7.153 | 94.32 | 94.32 | 0 | 0 | 0 | 0 | 0 | 0.97243 | 0 | 0 |  | 0 |  | 0
|  |  |  | 35.6 | 71.2 | 0 | 0 | 0 | 0 | 0 | 7.48 | 0.10336 | 0 | 71.2 | 71.2 | 0 | 0 | 0 | 0 | 0 | 0.97243 | 0 | 0 |  | 0 |  | 0
|  |  |  | 14.6 | 29.2 | 0 | 0 | 0 | 0 | 0 | 7.48 | 0.10336 | 0 | 29.2 | 29.2 | 0 | 0 | 0 | 0 | 0 | 0.97243 | 0 | 0 |  | 0 |  | 0
|  |  |  | 11.2 | 22.4 | 0 | 0 | 0 | 0 | 0 | 7.48 | 0.10336 | 0 | 22.4 | 22.4 | 0 | 0 | 0 | 0 | 0 | 0.97243 | 0 | 0 |  | 0 |  | 0
|  |  |  | 17.64 | 35.28 | 0 | 0 | 0 | 0 | 0 | 7.48 | 0.10336 | 0 | 35.28 | 35.28 | 0 | 0 | 0 | 0 | 0 | 0.97243 | 0 | 0 |  | 0 |  | 0
|  |  |  | 18.16 | 36.32 | 0 | 0 | 0 | 0 | 0 | 7.48 | 0.10336 | 0 | 36.32 | 36.32 | 0 | 0 | 0 | 0 | 0 | 0.97243 | 0 | 0 |  | 0 |  | 0
|  |  |  | 19.6 | 39.2 | 0 | 0 | 0 | 0 | 0 | 7.48 | 0.10336 | 0 | 39.2 | 39.2 | 0 | 0 | 0 | 0 | 0 | 0.97243 | 0 | 0 |  | 0 |  | 0
|  |  |  | 20.84 | 41.68 | 0 | 0 | 0 | 0 | 0 | 7.48 | 0.10336 | 0 | 41.68 | 41.68 | 0 | 0 | 0 | 0 | 0 | 0.97243 | 0 | 0 |  | 0 |  | 0
|  |  |  | 23.2 | 46.4 | 0 | 0 | 0 | 0 | 0 | 7.48 | 0.10336 | 0 | 46.4 | 46.4 | 0 | 0 | 0 | 0 | 0 | 0.97243 | 0 | 0 |  | 0 |  | 0
|  |  |  | 25.72 | 51.44 | 0 | 0 | 0 | 0 | 0 | 7.48 | 0.10336 | 0 | 51.44 | 38.395 | 0 | 13.045 | 0 | 0 | 13.045 | 0.97243 | 0 | 0 |  | 0 |  | 0
|  |  |  | 25.76 | 51.52 | 0 | 0 | 0 | 0 | 0 | 7.48 | 0.10336 | 0 | 51.52 | 15.536 | 0 | 35.984 | 0 | 0 | 35.984 | 0.97243 | 0 | 0 |  | 0 |  | 0
|  |  |  | 39.36 | 78.72 | 0 | 0 | 0 | 0 | 0 | 7.48 | 0.10336 | 0 | 78.72 | 23.156 | 0 | 55.564 | 0 | 0 | 55.564 | 0.97243 | 0 | 0 |  | 0 |  | 0
|  |  |  | 44.96 | 89.92 | 0 | 0 | 0 | 0 | 0 | 7.48 | 0.10336 | 0 | 89.92 | 20.619 | 0 | 69.301 | 0 | 0 | 69.301 | 0.97243 | 0 | 0 |  | 0 |  | 0
|  |  |  | 48.28 | 96.56 | 0 | 0 | 0 | 0 | 0 | 7.48 | 0.10336 | 0 | 96.56 | 18.348 | 0 | 78.212 | 0 | 0 | 78.212 | 0.97243 | 0 | 0 |  | 0 |  | 0
|  |  |  | 54.6 | 109.2 | 0 | 0 | 0 | 0 | 0 | 7.48 | 0.10336 | 0 | 109.2 | 25.035 | 0 | 84.165 | 0 | 0 | 84.165 | 0.97243 | 0 | 0 |  | 0 |  | 0
|  |  |  | 51.36 | 102.72 | 0 | 0 | 0 | 0 | 0 | 7.48 | 0.10336 | 0 | 102.72 | 19.283 | 0 | 83.437 | 0 | 0 | 83.437 | 0.97243 | 0 | 0 |  | 0 |  | 0
|  |  |  | 56.72 | 113.44 | 0 | 0 | 0 | 0 | 0 | 7.48 | 0.10336 | 0 | 113.44 | 34.016 | 0 | 79.424 | 0 | 0 | 79.424 | 0.97243 | 0 | 0 |  | 0 |  | 0
|  |  |  | 53.76 | 107.52 | 0 | 0 | 0 | 0 | 0 | 7.48 | 0.10336 | 0 | 107.52 | 39.08 | 0 | 68.44 | 0 | 0 | 68.44 | 0.97243 | 0 | 0 |  | 0 |  | 0
|  |  |  | 49.44 | 98.88 | 0 | 0 | 0 | 0 | 0 | 7.48 | 0.10336 | 0 | 98.88 | 46.953 | 0 | 51.927 | 0 | 0 | 51.927 | 0.97243 | 0 | 0 |  | 0 |  | 0
|  |  |  | 47.92 | 95.84 | 0 | 0 | 0 | 0 | 0 | 7.48 | 0.10336 | 0 | 95.84 | 65.712 | 0 | 30.128 | 0 | 0 | 30.128 | 0.97243 | 0 | 0 |  | 0 |  | 0
|  |  |  | 51.24 | 102.48 | 0 | 0 | 0 | 0 | 0 | 7.48 | 0.10336 | 0 | 102.48 | 94.066 | 0 | 8.414 | 0 | 0 | 8.414 | 0.97243 | 0 | 0 |  | 0 |  | 0
|  |  |  | 50.56 | 101.12 | 0 | 0 | 0 | 0 | 0 | 7.48 | 0.10336 | 0 | 101.12 | 101.12 | 0 | 0 | 0 | 0 | 0 | 0.97243 | 0 | 0 |  | 0 |  | 0
|  |  |  | 47.4 | 94.8 | 0 | 0 | 0 | 0 | 0 | 7.48 | 0.10336 | 0 | 94.8 | 94.8 | 0 | 0 | 0 | 0 | 0 | 0.97243 | 0 | 0 |  | 0 |  | 0
|  |  |  | 45.56 | 91.12 | 0 | 0 | 0 | 0 | 0 | 7.48 | 0.10336 | 0 | 91.12 | 91.12 | 0 | 0 | 0 | 0 | 0 | 0.97243 | 0 | 0 |  | 0 |  | 0
|  |  |  | 41.4 | 82.8 | 0 | 0 | 0 | 0 | 0 | 7.48 | 0.10336 | 0 | 82.8 | 82.8 | 0 | 0 | 0 | 0 | 0 | 0.97243 | 0 | 0 |  | 0 |  | 0
|  |  |  | 31.52 | 63.04 | 0 | 0 | 0 | 0 | 0 | 7.48 | 0.10336 | 0 | 63.04 | 63.04 | 0 | 0 | 0 | 0 | 0 | 0.97243 | 0 | 0 |  | 0 |  | 0
|  |  |  | 13.44 | 26.88 | 0 | 0 | 0 | 0 | 0 | 7.48 | 0.10336 | 0 | 26.88 | 26.88 | 0 | 0 | 0 | 0 | 0 | 0.97243 | 0 | 0 |  | 0 |  | 0
|  |  |  | 9.36 | 18.72 | 0 | 0 | 0 | 0 | 0 | 7.48 | 0.10336 | 0 | 18.72 | 18.72 | 0 | 0 | 0 | 0 | 0 | 0.97243 | 0 | 0 |  | 0 |  | 0
|  |  |  | 10.68 | 21.36 | 0 | 0 | 0 | 0 | 0 | 7.48 | 0.10336 | 0 | 21.36 | 21.36 | 0 | 0 | 0 | 0 | 0 | 0.97243 | 0 | 0 |  | 0 |  | 0
|  |  |  | 10.84 | 21.68 | 0 | 0 | 0 | 0 | 0 | 7.48 | 0.10336 | 0 | 21.68 | 21.68 | 0 | 0 | 0 | 0 | 0 | 0.97243 | 0 | 0 |  | 0 |  | 0
|  |  |  | 12.16 | 24.32 | 0 | 0 | 0 | 0 | 0 | 7.48 | 0.10336 | 0 | 24.32 | 24.32 | 0 | 0 | 0 | 0 | 0 | 0.97243 | 0 | 0 |  | 0 |  | 0
|  |  |  | 14.36 | 28.72 | 0 | 0 | 0 | 0 | 0 | 7.48 | 0.10336 | 0 | 28.72 | 28.72 | 0 | 0 | 0 | 0 | 0 | 0.97243 | 0 | 0 |  | 0 |  | 0
|  |  |  | 16.72 | 33.44 | 0 | 0 | 0 | 0 | 0 | 7.48 | 0.10336 | 0 | 33.44 | 33.44 | 0 | 0 | 0 | 0 | 0 | 0.97243 | 0 | 0 |  | 0 |  | 0
|  |  |  | 22.36 | 44.72 | 0 | 0 | 0 | 0 | 0 | 7.48 | 0.10336 | 0 | 44.72 | 31.99 | 0 | 12.73 | 0 | 0 | 12.73 | 0.97243 | 0 | 0 |  | 0 |  | 0
|  |  |  | 28.2 | 56.4 | 0 | 0 | 0 | 0 | 0 | 7.48 | 0.10336 | 0 | 56.4 | 21.895 | 0 | 34.505 | 0 | 0 | 34.505 | 0.97243 | 0 | 0 |  | 0 |  | 0
|  |  |  | 31.2 | 62.4 | 0 | 0 | 0 | 0 | 0 | 7.48 | 0.10336 | 0 | 62.4 | 9.503 | 0 | 52.897 | 0 | 0 | 52.897 | 0.97243 | 0 | 0 |  | 0 |  | 0
|  |  |  | 33.64 | 67.28 | 0 | 0 | 0 | 0 | 0 | 7.48 | 0.10336 | 0 | 67.28 | 0 | 0 | 67.834 | 0.554 | 0 | 67.28 | 1 | 0 | 0 |  | 0 |  | 0
|  |  |  | 39.08 | 78.16 | 0 | 0 | 0 | 0 | 0 | 7.48 | 0.10336 | 0 | 78.16 | 0.057 | 0 | 78.103 | 0 | 0 | 78.103 | 1 | 0 | 0 |  | 0 |  | 0
|  |  |  | 45.08 | 90.16 | 0 | 0 | 0 | 0 | 0 | 7.48 | 0.10336 | 0 | 90.16 | 6.929 | 0 | 83.231 | 0 | 0 | 83.231 | 1 | 0 | 0 |  | 0 |  | 0
|  |  |  | 47.4 | 94.8 | 0 | 0 | 0 | 0 | 0 | 7.48 | 0.10336 | 0 | 94.8 | 12.32 | 0 | 82.48 | 0 | 0 | 82.48 | 1 | 0 | 0 |  | 0 |  | 0
|  |  |  | 50.92 | 101.84 | 0 | 0 | 0 | 0 | 0 | 7.48 | 0.10336 | 0 | 101.84 | 24.331 | 0 | 77.509 | 0 | 0 | 77.509 | 1 | 0 | 0 |  | 0 |  | 0
|  |  |  | 48.88 | 97.76 | 0 | 0 | 0 | 0 | 0 | 7.48 | 0.10336 | 0 | 97.76 | 31.126 | 0 | 66.634 | 0 | 0 | 66.634 | 1 | 0 | 0 |  | 0 |  | 0
|  |  |  | 48.72 | 97.44 | 0 | 0 | 0 | 0 | 0 | 7.48 | 0.10336 | 0 | 97.44 | 47.55 | 0 | 49.89 | 0 | 0 | 49.89 | 1 | 0 | 0 |  | 0 |  | 0
|  |  |  | 45.12 | 90.24 | 0 | 0 | 0 | 0 | 0 | 7.48 | 0.10336 | 0 | 90.24 | 61.348 | 0 | 28.892 | 0 | 0 | 28.892 | 1 | 0 | 0 |  | 0 |  | 0
|  |  |  | 46.64 | 93.28 | 0 | 0 | 0 | 0 | 0 | 7.48 | 0.10336 | 0 | 93.28 | 85.412 | 0 | 7.868 | 0 | 0 | 7.868 | 1 | 0 | 0 |  | 0 |  | 0
|  |  |  | 47.04 | 94.08 | 0 | 0 | 0 | 0 | 0 | 7.48 | 0.10336 | 0 | 94.08 | 94.08 | 0 | 0 | 0 | 0 | 0 | 1 | 0 | 0 |  | 0 |  | 0
|  |  |  | 42 | 84 | 0 | 0 | 0 | 0 | 0 | 7.48 | 0.10336 | 0 | 84 | 84 | 0 | 0 | 0 | 0 | 0 | 1 | 0 | 0 |  | 0 |  | 0
|  |  |  | 41.56 | 83.12 | 0 | 0 | 0 | 0 | 0 | 7.48 | 0.10336 | 0 | 83.12 | 83.12 | 0 | 0 | 0 | 0 | 0 | 1 | 0 | 0 |  | 0 |  | 0
|  |  |  | 35.12 | 70.24 | 0 | 0 | 0 | 0 | 0 | 7.48 | 0.10336 | 0 | 70.24 | 70.24 | 0 | 0 | 0 | 0 | 0 | 1 | 0 | 0 |  | 0 |  | 0
|  |  |  | 31.12 | 62.24 | 0 | 0 | 0 | 0 | 0 | 7.48 | 0.10336 | 0 | 62.24 | 62.24 | 0 | 0 | 0 | 0 | 0 | 1 | 0 | 0 |  | 0 |  | 0
|  |  |  | 13.16 | 26.32 | 0 | 0 | 0 | 0 | 0 | 7.48 | 0.10336 | 0 | 26.32 | 26.32 | 0 | 0 | 0 | 0 | 0 | 1 | 0 | 0 |  | 0 |  | 0
|  |  |  | 9.24 | 18.48 | 0 | 0 | 0 | 0 | 0 | 7.48 | 0.10336 | 0 | 18.48 | 18.48 | 0 | 0 | 0 | 0 | 0 | 1 | 0 | 0 |  | 0 |  | 0
|  |  |  | 11.24 | 22.48 | 0 | 0 | 0 | 0 | 0 | 7.48 | 0.10336 | 0 | 22.48 | 22.48 | 0 | 0 | 0 | 0 | 0 | 1 | 0 | 0 |  | 0 |  | 0
|  |  |  | 12.52 | 25.04 | 0 | 0 | 0 | 0 | 0 | 7.48 | 0.10336 | 0 | 25.04 | 25.04 | 0 | 0 | 0 | 0 | 0 | 1 | 0 | 0 |  | 0 |  | 0
|  |  |  | 16.28 | 32.56 | 0 | 0 | 0 | 0 | 0 | 7.48 | 0.10336 | 0 | 32.56 | 32.56 | 0 | 0 | 0 | 0 | 0 | 1 | 0 | 0 |  | 0 |  | 0
|  |  |  | 17.32 | 34.64 | 0 | 0 | 0 | 0 | 0 | 7.48 | 0.10336 | 0 | 34.64 | 34.64 | 0 | 0 | 0 | 0 | 0 | 1 | 0 | 0 |  | 0 |  | 0
|  |  |  | 18.96 | 37.92 | 0 | 0 | 0 | 0 | 0 | 7.48 | 0.10336 | 0 | 37.92 | 37.92 | 0 | 0 | 0 | 0 | 0 | 1 | 0 | 0 |  | 0 |  | 0
|  |  |  | 27.6 | 55.2 | 0 | 0 | 0 | 0 | 0 | 7.48 | 0.10336 | 0 | 55.2 | 42.433 | 0 | 12.767 | 0 | 0 | 12.767 | 1 | 0 | 0 |  | 0 |  | 0
|  |  |  | 32.76 | 65.52 | 0 | 0 | 0 | 0 | 0 | 7.48 | 0.10336 | 0 | 65.52 | 30.457 | 0 | 35.063 | 0 | 0 | 35.063 | 1 | 0 | 0 |  | 0 |  | 0
|  |  |  | 38.44 | 76.88 | 0 | 0 | 0 | 0 | 0 | 7.48 | 0.10336 | 0 | 76.88 | 23.074 | 0 | 53.806 | 0 | 0 | 53.806 | 1 | 0 | 0 |  | 0 |  | 0
|  |  |  | 43.32 | 86.64 | 0 | 0 | 0 | 0 | 0 | 7.48 | 0.10336 | 0 | 86.64 | 17.363 | 0 | 69.277 | 0 | 0 | 69.277 | 1 | 0 | 0 |  | 0 |  | 0
|  |  |  | 44.6 | 89.2 | 0 | 0 | 0 | 0 | 0 | 11.23 | 0.12409 | 0 | 89.2 | 11.679 | 0 | 77.521 | 0 | 0 | 77.521 | 1 | 0 | 0 |  | 0 |  | 0
|  |  |  | 57.92 | 115.84 | 0 | 0 | 0 | 0 | 0 | 11.23 | 0.12409 | 0 | 115.84 | 32.5 | 0 | 83.34 | 0 | 0 | 83.34 | 1 | 0 | 0 |  | 0 |  | 0
|  |  |  | 49.64 | 99.28 | 0 | 0 | 0 | 0 | 0 | 11.23 | 0.12409 | 0 | 99.28 | 15.636 | 0 | 83.644 | 0 | 0 | 83.644 | 1 | 0 | 0 |  | 0 |  | 0
|  |  |  | 46.64 | 93.28 | 0 | 0 | 0 | 0 | 0 | 17.48 | 0.13136 | 0 | 93.28 | 15.347 | 0 | 77.933 | 0 | 0 | 77.933 | 1 | 0 | 0 |  | 0 |  | 0
|  |  |  | 51.92 | 103.84 | 0 | 0 | 0 | 0 | 0 | 17.48 | 0.13136 | 0 | 103.84 | 36.188 | 0 | 67.652 | 0 | 0 | 67.652 | 1 | 0 | 0 |  | 0 |  | 0
|  |  |  | 50.28 | 100.56 | 0 | 0 | 0 | 0 | 0 | 17.48 | 0.13136 | 0 | 100.56 | 43.914 | 0 | 50.569 | 0 | 0 | 50.569 | 0.66337 | 0 | 6.077 |  | 0 |  | 0
|  |  |  | 49.76 | 99.52 | 0 | 0 | 0 | 0 | 0 | 17.48 | 0.13136 | 0 | 99.52 | 62.058 | 0 | 29.098 | 0 | 0 | 29.098 | 0.2 | 0 | 8.365 |  | 0 |  | 0
|  |  |  | 46.84 | 93.68 | 0 | 0 | 0 | 0 | 0 | 11.23 | 0.12409 | 0 | 93.68 | 85.909 | 0 | 7.771 | 0 | 0 | 7.771 | 0.2 | 0 | 0 |  | 0 |  | 0
|  |  |  | 45.56 | 91.12 | 0 | 0 | 0 | 0 | 0 | 11.23 | 0.12409 | 0 | 91.12 | 91.12 | 0 | 0 | 0 | 0 | 0 | 0.2 | 0 | 0 |  | 0 |  | 0
|  |  |  | 41.8 | 83.6 | 0 | 0 | 0 | 0 | 0 | 11.23 | 0.12409 | 0 | 83.6 | 83.6 | 0 | 0 | 0 | 0 | 0 | 0.2 | 0 | 0 |  | 0 |  | 0
|  |  |  | 41.64 | 83.28 | 0 | 0 | 0 | 0 | 0 | 7.48 | 0.10336 | 8.365 | 83.28 | 83.28 | 0 | 0 | 0 | 0 | 0 | 0.61636 | 0 | 0 |  | 0 |  | 0
|  |  |  | 41.56 | 83.12 | 0 | 0 | 0 | 0 | 0 | 7.48 | 0.10336 | 4.243 | 83.12 | 83.12 | 0 | 0 | 0 | 0 | 0 | 0.82754 | 0 | 0 |  | 0 |  | 0
|  |  |  | 33.24 | 66.48 | 0 | 0 | 0 | 0 | 0 | 7.48 | 0.10336 | 0 | 66.48 | 66.48 | 0 | 0 | 0 | 0 | 0 | 0.82754 | 0 | 0 |  | 0 |  | 0
|  |  |  | 14.2 | 28.4 | 0 | 0 | 0 | 0 | 0 | 7.48 | 0.10336 | 0 | 28.4 | 28.4 | 0 | 0 | 0 | 0 | 0 | 0.82754 | 0 | 0 |  | 0 |  | 0
|  |  |  | 9.36 | 18.72 | 0 | 0 | 0 | 0 | 0 | 7.48 | 0.10336 | 0 | 18.72 | 18.72 | 0 | 0 | 0 | 0 | 0 | 0.82754 | 0 | 0 |  | 0 |  | 0
|  |  |  | 10.64 | 21.28 | 0 | 0 | 0 | 0 | 0 | 7.48 | 0.10336 | 0 | 21.28 | 21.28 | 0 | 0 | 0 | 0 | 0 | 0.82754 | 0 | 0 |  | 0 |  | 0
|  |  |  | 11.04 | 22.08 | 0 | 0 | 0 | 0 | 0 | 7.48 | 0.10336 | 0 | 22.08 | 22.08 | 0 | 0 | 0 | 0 | 0 | 0.82754 | 0 | 0 |  | 0 |  | 0
|  |  |  | 12.56 | 25.12 | 0 | 0 | 0 | 0 | 0 | 7.48 | 0.10336 | 0 | 25.12 | 25.12 | 0 | 0 | 0 | 0 | 0 | 0.82754 | 0 | 0 |  | 0 |  | 0
|  |  |  | 14.64 | 29.28 | 0 | 0 | 0 | 0 | 0 | 7.48 | 0.10336 | 0 | 29.28 | 29.28 | 0 | 0 | 0 | 0 | 0 | 0.82754 | 0 | 0 |  | 0 |  | 0
|  |  |  | 16.16 | 32.32 | 0 | 0 | 0 | 0 | 0 | 7.48 | 0.10336 | 0 | 32.32 | 32.32 | 0 | 0 | 0 | 0 | 0 | 0.82754 | 0 | 0 |  | 0 |  | 0
|  |  |  | 22.52 | 45.04 | 0 | 0 | 0 | 0 | 0 | 7.48 | 0.10336 | 0 | 45.04 | 32.54 | 0 | 12.5 | 0 | 0 | 12.5 | 0.82754 | 0 | 0 |  | 0 |  | 0
|  |  |  | 24.08 | 48.16 | 0 | 0 | 0 | 0 | 0 | 7.48 | 0.10336 | 0 | 48.16 | 13.303 | 0 | 34.857 | 0 | 0 | 34.857 | 0.82754 | 0 | 0 |  | 0 |  | 0
|  |  |  | 25.48 | 50.96 | 0 | 0 | 0 | 0 | 0 | 7.48 | 0.10336 | 0 | 50.96 | 0 | 0 | 54.425 | 3.465 | 0 | 50.96 | 1 | 0 | 0 |  | 0 |  | 0
|  |  |  | 38.72 | 77.44 | 0 | 0 | 0 | 0 | 0 | 7.48 | 0.10336 | 0 | 77.44 | 7.218 | 0 | 70.222 | 0 | 0 | 70.222 | 1 | 0 | 0 |  | 0 |  | 0
|  |  |  | 51.76 | 103.52 | 0 | 0 | 0 | 0 | 0 | 11.23 | 0.12409 | 0 | 103.52 | 23.635 | 0 | 79.885 | 0 | 0 | 79.885 | 1 | 0 | 0 |  | 0 |  | 0
|  |  |  | 50.56 | 101.12 | 0 | 0 | 0 | 0 | 0 | 11.23 | 0.12409 | 0 | 101.12 | 15.343 | 0 | 85.777 | 0 | 0 | 85.777 | 1 | 0 | 0 |  | 0 |  | 0
|  |  |  | 53.04 | 106.08 | 0 | 0 | 0 | 0 | 0 | 11.23 | 0.12409 | 0 | 106.08 | 21.042 | 0 | 85.038 | 0 | 0 | 85.038 | 1 | 0 | 0 |  | 0 |  | 0
|  |  |  | 53.68 | 107.36 | 0 | 0 | 0 | 0 | 0 | 17.48 | 0.13136 | 0 | 107.36 | 27.887 | 0 | 79.473 | 0 | 0 | 79.473 | 1 | 0 | 0 |  | 0 |  | 0
|  |  |  | 55.24 | 110.48 | 0 | 0 | 0 | 0 | 0 | 17.48 | 0.13136 | 0 | 110.48 | 42.125 | 0 | 68.355 | 0 | 0 | 68.355 | 1 | 0 | 0 |  | 0 |  | 0
|  |  |  | 53.28 | 106.56 | 0 | 0 | 0 | 0 | 0 | 17.48 | 0.13136 | 0 | 106.56 | 54.948 | 0 | 51.612 | 0 | 0 | 51.612 | 1 | 0 | 0 |  | 0 |  | 0
|  |  |  | 56.6 | 113.2 | 0 | 0 | 0 | 0 | 0 | 17.48 | 0.13136 | 0 | 113.2 | 82.686 | 0 | 29.437 | 0 | 0 | 29.437 | 0.94033 | 0 | 1.077 |  | 0 |  | 0
|  |  |  | 57.44 | 114.88 | 0 | 0 | 0 | 0 | 0 | 11.23 | 0.12409 | 0 | 114.88 | 105.779 | 0 | 7.699 | 0 | 0 | 7.699 | 0.86265 | 0 | 1.402 |  | 0 |  | 0
|  |  |  | 55.84 | 111.68 | 0 | 0 | 0 | 0 | 0 | 11.23 | 0.12409 | 0 | 111.68 | 105.779 | 0 | 0 | 0 | 0 | 0 | 0.53576 | 0 | 5.901 |  | 0 |  | 0
|  |  |  | 55.92 | 111.84 | 0 | 0 | 0 | 0 | 0 | 11.23 | 0.12409 | 0 | 111.84 | 105.779 | 0 | 0 | 0 | 0 | 0 | 0.2 | 0 | 6.061 |  | 0 |  | 0
|  |  |  | 46.8 | 93.6 | 0 | 0 | 0 | 0 | 0 | 7.48 | 0.10336 | 6.299 | 93.6 | 93.6 | 0 | 0 | 0 | 0 | 0 | 0.51356 | 0 | 0 |  | 0 |  | 0
|  |  |  | 39.72 | 79.44 | 0 | 0 | 0 | 0 | 0 | 7.48 | 0.10336 | 0 | 79.44 | 79.44 | 0 | 0 | 0 | 0 | 0 | 0.51356 | 0 | 0 |  | 0 |  | 0
|  |  |  | 32.96 | 65.92 | 0 | 0 | 0 | 0 | 0 | 7.48 | 0.10336 | 0 | 65.92 | 65.92 | 0 | 0 | 0 | 0 | 0 | 0.51356 | 0 | 0 |  | 0 |  | 0
|  |  |  | 16.28 | 32.56 | 0 | 0 | 0 | 0 | 0 | 7.48 | 0.10336 | 0 | 32.56 | 32.56 | 0 | 0 | 0 | 0 | 0 | 0.51356 | 0 | 0 |  | 0 |  | 0
|  |  |  | 12.56 | 25.12 | 0 | 0 | 0 | 0 | 0 | 7.48 | 0.10336 | 0 | 25.12 | 25.12 | 0 | 0 | 0 | 0 | 0 | 0.51356 | 0 | 0 |  | 0 |  | 0
|  |  |  | 12.56 | 25.12 | 0 | 0 | 0 | 0 | 0 | 7.48 | 0.10336 | 0 | 25.12 | 25.12 | 0 | 0 | 0 | 0 | 0 | 0.51356 | 0 | 0 |  | 0 |  | 0
|  |  |  | 10 | 20 | 0 | 0 | 0 | 0 | 0 | 7.48 | 0.10336 | 0 | 20 | 20 | 0 | 0 | 0 | 0 | 0 | 0.51356 | 0 | 0 |  | 0 |  | 0
|  |  |  | 12.36 | 24.72 | 0 | 0 | 0 | 0 | 0 | 7.48 | 0.10336 | 0 | 24.72 | 24.72 | 0 | 0 | 0 | 0 | 0 | 0.51356 | 0 | 0 |  | 0 |  | 0
|  |  |  | 14.56 | 29.12 | 0 | 0 | 0 | 0 | 0 | 7.48 | 0.10336 | 0 | 29.12 | 29.12 | 0 | 0 | 0 | 0 | 0 | 0.51356 | 0 | 0 |  | 0 |  | 0
|  |  |  | 15.76 | 31.52 | 0 | 0 | 0 | 0 | 0 | 7.48 | 0.10336 | 0 | 31.52 | 31.52 | 0 | 0 | 0 | 0 | 0 | 0.51356 | 0 | 0 |  | 0 |  | 0
|  |  |  | 16.2 | 32.4 | 0 | 0 | 0 | 0 | 0 | 7.48 | 0.10336 | 0 | 32.4 | 19.718 | 0 | 12.682 | 0 | 0 | 12.682 | 0.51356 | 0 | 0 |  | 0 |  | 0
|  |  |  | 20.64 | 41.28 | 0 | 0 | 0 | 0 | 0 | 7.48 | 0.10336 | 0 | 41.28 | 22.694 | 0 | 18.586 | 0 | 0 | 18.586 | 0.51356 | 0 | 0 |  | 0 |  | 0
|  |  |  | 27.4 | 54.8 | 0 | 0 | 0 | 0 | 0 | 7.48 | 0.10336 | 0 | 54.8 | 0 | 0 | 56.401 | 1.601 | 0 | 54.8 | 0.59325 | 0 | 0 |  | 0 |  | 0
|  |  |  | 32.96 | 65.92 | 0 | 0 | 0 | 0 | 0 | 7.48 | 0.10336 | 0 | 65.92 | 0 | 0 | 72.586 | 6.666 | 0 | 65.92 | 0.92508 | 0 | 0 |  | 0 |  | 0
|  |  |  | 40.56 | 81.12 | 0 | 0 | 0 | 0 | 0 | 11.23 | 0.12409 | 0 | 81.12 | 0 | 0 | 82.625 | 1.505 | 0 | 81.12 | 1 | 0 | 0 |  | 0 |  | 0
|  |  |  | 47.68 | 95.36 | 0 | 0 | 0 | 0 | 0 | 11.23 | 0.12409 | 0 | 95.36 | 6.915 | 0 | 88.445 | 0 | 0 | 88.445 | 1 | 0 | 0 |  | 0 |  | 0
|  |  |  | 48.68 | 97.36 | 0 | 0 | 0 | 0 | 0 | 11.23 | 0.12409 | 0 | 97.36 | 9.267 | 0 | 88.093 | 0 | 0 | 88.093 | 1 | 0 | 0 |  | 0 |  | 0
|  |  |  | 49.52 | 99.04 | 0 | 0 | 0 | 0 | 0 | 17.48 | 0.13136 | 0 | 99.04 | 17.167 | 0 | 81.873 | 0 | 0 | 81.873 | 1 | 0 | 0 |  | 0 |  | 0
|  |  |  | 55.08 | 110.16 | 0 | 0 | 0 | 0 | 0 | 17.48 | 0.13136 | 0 | 110.16 | 39.732 | 0 | 70.428 | 0 | 0 | 70.428 | 1 | 0 | 0 |  | 0 |  | 0
|  |  |  | 60.04 | 120.08 | 0 | 0 | 0 | 0 | 0 | 17.48 | 0.13136 | 0 | 120.08 | 66.627 | 0 | 52.388 | 0 | 0 | 52.388 | 0.94101 | 0 | 1.065 |  | 0 |  | 0
|  |  |  | 57.32 | 114.64 | 0 | 0 | 0 | 0 | 0 | 17.48 | 0.13136 | 0 | 114.64 | 76.402 | 0 | 29.874 | 0 | 0 | 29.874 | 0.47765 | 0 | 8.365 |  | 0 |  | 0
|  |  |  | 59.16 | 118.32 | 0 | 0 | 0 | 0 | 0 | 11.23 | 0.12409 | 0 | 118.32 | 105.779 | 0 | 7.529 | 0 | 0 | 7.529 | 0.2 | 0 | 5.012 |  | 0 |  | 0
|  |  |  | 51.4 | 102.8 | 0 | 0 | 0 | 0 | 0 | 11.23 | 0.12409 | 0 | 102.8 | 102.8 | 0 | 0 | 0 | 0 | 0 | 0.2 | 0 | 0 |  | 0 |  | 0
|  |  |  | 49.92 | 99.84 | 0 | 0 | 0 | 0 | 0 | 11.23 | 0.12409 | 0 | 99.84 | 99.84 | 0 | 0 | 0 | 0 | 0 | 0.2 | 0 | 0 |  | 0 |  | 0
|  |  |  | 46.68 | 93.36 | 0 | 0 | 0 | 0 | 0 | 7.48 | 0.10336 | 8.365 | 93.36 | 93.36 | 0 | 0 | 0 | 0 | 0 | 0.61636 | 0 | 0 |  | 0 |  | 0
|  |  |  | 45.36 | 90.72 | 0 | 0 | 0 | 0 | 0 | 7.48 | 0.10336 | 7.707 | 90.72 | 90.72 | 0 | 0 | 0 | 0 | 0 | 1 | 0 | 0 |  | 0 |  | 0
|  |  |  | 40.56 | 81.12 | 0 | 0 | 0 | 0 | 0 | 7.48 | 0.10336 | 0 | 81.12 | 81.12 | 0 | 0 | 0 | 0 | 0 | 1 | 0 | 0 |  | 0 |  | 0
|  |  |  | 20.56 | 41.12 | 0 | 0 | 0 | 0 | 0 | 7.48 | 0.10336 | 0 | 41.12 | 41.12 | 0 | 0 | 0 | 0 | 0 | 1 | 0 | 0 |  | 0 |  | 0
|  |  |  | 13.28 | 26.56 | 0 | 0 | 0 | 0 | 0 | 7.48 | 0.10336 | 0 | 26.56 | 26.56 | 0 | 0 | 0 | 0 | 0 | 1 | 0 | 0 |  | 0 |  | 0
|  |  |  | 16.48 | 32.96 | 0 | 0 | 0 | 0 | 0 | 7.48 | 0.10336 | 0 | 32.96 | 32.96 | 0 | 0 | 0 | 0 | 0 | 1 | 0 | 0 |  | 0 |  | 0
|  |  |  | 18.28 | 36.56 | 0 | 0 | 0 | 0 | 0 | 7.48 | 0.10336 | 0 | 36.56 | 36.56 | 0 | 0 | 0 | 0 | 0 | 1 | 0 | 0 |  | 0 |  | 0
|  |  |  | 20.68 | 41.36 | 0 | 0 | 0 | 0 | 0 | 7.48 | 0.10336 | 0 | 41.36 | 41.36 | 0 | 0 | 0 | 0 | 0 | 1 | 0 | 0 |  | 0 |  | 0
|  |  |  | 21.44 | 42.88 | 0 | 0 | 0 | 0 | 0 | 7.48 | 0.10336 | 0 | 42.88 | 42.88 | 0 | 0 | 0 | 0 | 0 | 1 | 0 | 0 |  | 0 |  | 0
|  |  |  | 23.24 | 46.48 | 0 | 0 | 0 | 0 | 0 | 7.48 | 0.10336 | 0 | 46.48 | 46.48 | 0 | 0 | 0 | 0 | 0 | 1 | 0 | 0 |  | 0 |  | 0
|  |  |  | 26 | 52 | 0 | 0 | 0 | 0 | 0 | 7.48 | 0.10336 | 0 | 52 | 39.112 | 0 | 12.888 | 0 | 0 | 12.888 | 1 | 0 | 0 |  | 0 |  | 0
|  |  |  | 23.64 | 47.28 | 0 | 0 | 0 | 0 | 0 | 7.48 | 0.10336 | 0 | 47.28 | 36.611 | 0 | 10.669 | 0 | 0 | 10.669 | 1 | 0 | 0 |  | 0 |  | 0
|  |  |  | 32.32 | 64.64 | 0 | 0 | 0 | 0 | 0 | 7.48 | 0.10336 | 0 | 64.64 | 39.022 | 0 | 25.618 | 0 | 0 | 25.618 | 1 | 0 | 0 |  | 0 |  | 0
|  |  |  | 38.04 | 76.08 | 0 | 0 | 0 | 0 | 0 | 7.48 | 0.10336 | 0 | 76.08 | 27.523 | 0 | 48.557 | 0 | 0 | 48.557 | 1 | 0 | 0 |  | 0 |  | 0
|  |  |  | 42.72 | 85.44 | 0 | 0 | 0 | 0 | 0 | 11.23 | 0.12409 | 0 | 85.44 | 2.087 | 0 | 83.353 | 0 | 0 | 83.353 | 1 | 0 | 0 |  | 0 |  | 0
|  |  |  | 47.12 | 94.24 | 0 | 0 | 0 | 0 | 0 | 11.23 | 0.12409 | 0 | 94.24 | 6.062 | 0 | 88.178 | 0 | 0 | 88.178 | 1 | 0 | 0 |  | 0 |  | 0
|  |  |  | 48.28 | 96.56 | 0 | 0 | 0 | 0 | 0 | 11.23 | 0.12409 | 0 | 96.56 | 9.679 | 0 | 86.881 | 0 | 0 | 86.881 | 1 | 0 | 0 |  | 0 |  | 0
|  |  |  | 47.88 | 95.76 | 0 | 0 | 0 | 0 | 0 | 17.48 | 0.13136 | 0 | 95.76 | 14.226 | 0 | 81.534 | 0 | 0 | 81.534 | 1 | 0 | 0 |  | 0 |  | 0
|  |  |  | 51.64 | 103.28 | 0 | 0 | 0 | 0 | 0 | 17.48 | 0.13136 | 0 | 103.28 | 34.731 | 0 | 68.549 | 0 | 0 | 68.549 | 1 | 0 | 0 |  | 0 |  | 0
|  |  |  | 60.32 | 120.64 | 0 | 0 | 0 | 0 | 0 | 17.48 | 0.13136 | 0 | 120.64 | 63.836 | 0 | 50.727 | 0 | 0 | 50.727 | 0.66337 | 0 | 6.077 |  | 0 |  | 0
|  |  |  | 59.68 | 119.36 | 0 | 0 | 0 | 0 | 0 | 17.48 | 0.13136 | 0 | 119.36 | 82.686 | 0 | 28.31 | 0 | 0 | 28.31 | 0.2 | 0 | 8.365 |  | 0 |  | 0
|  |  |  | 53.2 | 106.4 | 0 | 0 | 0 | 0 | 0 | 11.23 | 0.12409 | 0 | 106.4 | 99.356 | 0 | 7.044 | 0 | 0 | 7.044 | 0.2 | 0 | 0 |  | 0 |  | 0
|  |  |  | 49.72 | 99.44 | 0 | 0 | 0 | 0 | 0 | 11.23 | 0.12409 | 0 | 99.44 | 99.44 | 0 | 0 | 0 | 0 | 0 | 0.2 | 0 | 0 |  | 0 |  | 0
|  |  |  | 45 | 90 | 0 | 0 | 0 | 0 | 0 | 11.23 | 0.12409 | 0 | 90 | 90 | 0 | 0 | 0 | 0 | 0 | 0.2 | 0 | 0 |  | 0 |  | 0
|  |  |  | 36.12 | 72.24 | 0 | 0 | 0 | 0 | 0 | 7.48 | 0.10336 | 8.365 | 72.24 | 72.24 | 0 | 0 | 0 | 0 | 0 | 0.61636 | 0 | 0 |  | 0 |  | 0
|  |  |  | 34.4 | 68.8 | 0 | 0 | 0 | 0 | 0 | 7.48 | 0.10336 | 7.707 | 68.8 | 68.8 | 0 | 0 | 0 | 0 | 0 | 1 | 0 | 0 |  | 0 |  | 0
|  |  |  | 30.28 | 60.56 | 0 | 0 | 0 | 0 | 0 | 7.48 | 0.10336 | 0 | 60.56 | 60.56 | 0 | 0 | 0 | 0 | 0 | 1 | 0 | 0 |  | 0 |  | 0
|  |  |  | 14.28 | 28.56 | 0 | 0 | 0 | 0 | 0 | 7.48 | 0.10336 | 0 | 28.56 | 28.56 | 0 | 0 | 0 | 0 | 0 | 1 | 0 | 0 |  | 0 |  | 0
|  |  |  | 8.92 | 17.84 | 0 | 0 | 0 | 0 | 0 | 7.48 | 0.10336 | 0 | 17.84 | 17.84 | 0 | 0 | 0 | 0 | 0 | 1 | 0 | 0 |  | 0 |  | 0
|  |  |  | 11.36 | 22.72 | 0 | 0 | 0 | 0 | 0 | 7.48 | 0.10336 | 0 | 22.72 | 22.72 | 0 | 0 | 0 | 0 | 0 | 1 | 0 | 0 |  | 0 |  | 0
|  |  |  | 13.96 | 27.92 | 0 | 0 | 0 | 0 | 0 | 7.48 | 0.10336 | 0 | 27.92 | 27.92 | 0 | 0 | 0 | 0 | 0 | 1 | 0 | 0 |  | 0 |  | 0
|  |  |  | 16.24 | 32.48 | 0 | 0 | 0 | 0 | 0 | 7.48 | 0.10336 | 0 | 32.48 | 32.48 | 0 | 0 | 0 | 0 | 0 | 1 | 0 | 0 |  | 0 |  | 0
|  |  |  | 17.4 | 34.8 | 0 | 0 | 0 | 0 | 0 | 7.48 | 0.10336 | 0 | 34.8 | 34.8 | 0 | 0 | 0 | 0 | 0 | 1 | 0 | 0 |  | 0 |  | 0
|  |  |  | 22.12 | 44.24 | 0 | 0 | 0 | 0 | 0 | 7.48 | 0.10336 | 0 | 44.24 | 44.24 | 0 | 0 | 0 | 0 | 0 | 1 | 0 | 0 |  | 0 |  | 0
|  |  |  | 22.56 | 45.12 | 0 | 0 | 0 | 0 | 0 | 7.48 | 0.10336 | 0 | 45.12 | 32.802 | 0 | 12.318 | 0 | 0 | 12.318 | 1 | 0 | 0 |  | 0 |  | 0
|  |  |  | 16.72 | 33.44 | 0 | 0 | 0 | 0 | 0 | 7.48 | 0.10336 | 0 | 33.44 | 18.2 | 0 | 15.24 | 0 | 0 | 15.24 | 1 | 0 | 0 |  | 0 |  | 0
|  |  |  | 20 | 40 | 0 | 0 | 0 | 0 | 0 | 7.48 | 0.10336 | 0 | 40 | 20.759 | 0 | 19.241 | 0 | 0 | 19.241 | 1 | 0 | 0 |  | 0 |  | 0
|  |  |  | 23.48 | 46.96 | 0 | 0 | 0 | 0 | 0 | 7.48 | 0.10336 | 0 | 46.96 | 8.818 | 0 | 38.142 | 0 | 0 | 38.142 | 1 | 0 | 0 |  | 0 |  | 0
|  |  |  | 36 | 72 | 0 | 0 | 0 | 0 | 0 | 11.23 | 0.12409 | 0 | 72 | 14.005 | 0 | 57.868 | 0 | 0 | 57.868 | 0.99294 | 0 | 0.128 |  | 0 |  | 0
|  |  |  | 44.8 | 89.6 | 0 | 0 | 0 | 0 | 0 | 11.23 | 0.12409 | 0 | 89.6 | 0 | 0 | 89.742 | 0.142 | 0 | 89.6 | 1 | 0 | 0 |  | 0 |  | 0
|  |  |  | 44.2 | 88.4 | 0 | 0 | 0 | 0 | 0 | 11.23 | 0.12409 | 0 | 88.4 | 0.416 | 0 | 87.984 | 0 | 0 | 87.984 | 1 | 0 | 0 |  | 0 |  | 0
|  |  |  | 44.68 | 89.36 | 0 | 0 | 0 | 0 | 0 | 17.48 | 0.13136 | 0 | 89.36 | 7.002 | 0 | 82.358 | 0 | 0 | 82.358 | 1 | 0 | 0 |  | 0 |  | 0
|  |  |  | 46.96 | 93.92 | 0 | 0 | 0 | 0 | 0 | 17.48 | 0.13136 | 0 | 93.92 | 24.037 | 0 | 69.883 | 0 | 0 | 69.883 | 1 | 0 | 0 |  | 0 |  | 0
|  |  |  | 48.64 | 97.28 | 0 | 0 | 0 | 0 | 0 | 17.48 | 0.13136 | 0 | 97.28 | 39.494 | 0 | 51.709 | 0 | 0 | 51.709 | 0.66337 | 0 | 6.077 |  | 0 |  | 0
|  |  |  | 56.04 | 112.08 | 0 | 0 | 0 | 0 | 0 | 17.48 | 0.13136 | 0 | 112.08 | 74.848 | 0 | 28.867 | 0 | 0 | 28.867 | 0.2 | 0 | 8.365 |  | 0 |  | 0
|  |  |  | 53.24 | 106.48 | 0 | 0 | 0 | 0 | 0 | 11.23 | 0.12409 | 0 | 106.48 | 99.533 | 0 | 6.947 | 0 | 0 | 6.947 | 0.2 | 0 | 0 |  | 0 |  | 0
|  |  |  | 48.88 | 97.76 | 0 | 0 | 0 | 0 | 0 | 11.23 | 0.12409 | 0 | 97.76 | 97.76 | 0 | 0 | 0 | 0 | 0 | 0.2 | 0 | 0 |  | 0 |  | 0
|  |  |  | 41.84 | 83.68 | 0 | 0 | 0 | 0 | 0 | 11.23 | 0.12409 | 0 | 83.68 | 83.68 | 0 | 0 | 0 | 0 | 0 | 0.2 | 0 | 0 |  | 0 |  | 0
|  |  |  | 39 | 78 | 0 | 0 | 0 | 0 | 0 | 7.48 | 0.10336 | 8.365 | 78 | 78 | 0 | 0 | 0 | 0 | 0 | 0.61636 | 0 | 0 |  | 0 |  | 0
|  |  |  | 38.56 | 77.12 | 0 | 0 | 0 | 0 | 0 | 7.48 | 0.10336 | 7.707 | 77.12 | 77.12 | 0 | 0 | 0 | 0 | 0 | 1 | 0 | 0 |  | 0 |  | 0
|  |  |  | 35 | 70 | 0 | 0 | 0 | 0 | 0 | 7.48 | 0.10336 | 0 | 70 | 70 | 0 | 0 | 0 | 0 | 0 | 1 | 0 | 0 |  | 0 |  | 0
|  |  |  | 17.68 | 35.36 | 0 | 0 | 0 | 0 | 0 | 7.48 | 0.10336 | 0 | 35.36 | 35.36 | 0 | 0 | 0 | 0 | 0 | 1 | 0 | 0 |  | 0 |  | 0
|  |  |  | 13.8 | 27.6 | 0 | 0 | 0 | 0 | 0 | 7.48 | 0.10336 | 0 | 27.6 | 27.6 | 0 | 0 | 0 | 0 | 0 | 1 | 0 | 0 |  | 0 |  | 0
|  |  |  | 21.16 | 42.32 | 0 | 0 | 0 | 0 | 0 | 7.48 | 0.10336 | 0 | 42.32 | 42.32 | 0 | 0 | 0 | 0 | 0 | 1 | 0 | 0 |  | 0 |  | 0
|  |  |  | 29.92 | 59.84 | 0 | 0 | 0 | 0 | 0 | 7.48 | 0.10336 | 0 | 59.84 | 59.84 | 0 | 0 | 0 | 0 | 0 | 1 | 0 | 0 |  | 0 |  | 0
|  |  |  | 26.36 | 52.72 | 0 | 0 | 0 | 0 | 0 | 7.48 | 0.10336 | 0 | 52.72 | 52.72 | 0 | 0 | 0 | 0 | 0 | 1 | 0 | 0 |  | 0 |  | 0
|  |  |  | 20.68 | 41.36 | 0 | 0 | 0 | 0 | 0 | 7.48 | 0.10336 | 0 | 41.36 | 41.36 | 0 | 0 | 0 | 0 | 0 | 1 | 0 | 0 |  | 0 |  | 0
|  |  |  | 26 | 52 | 0 | 0 | 0 | 0 | 0 | 7.48 | 0.10336 | 0 | 52 | 52 | 0 | 0 | 0 | 0 | 0 | 1 | 0 | 0 |  | 0 |  | 0
|  |  |  | 31.48 | 62.96 | 0 | 0 | 0 | 0 | 0 | 7.48 | 0.10336 | 0 | 62.96 | 50.897 | 0 | 12.063 | 0 | 0 | 12.063 | 1 | 0 | 0 |  | 0 |  | 0
|  |  |  | 34.24 | 68.48 | 0 | 0 | 0 | 0 | 0 | 7.48 | 0.10336 | 0 | 68.48 | 58.526 | 0 | 9.954 | 0 | 0 | 9.954 | 1 | 0 | 0 |  | 0 |  | 0
|  |  |  | 33.32 | 66.64 | 0 | 0 | 0 | 0 | 0 | 7.48 | 0.10336 | 0 | 66.64 | 43.313 | 0 | 23.327 | 0 | 0 | 23.327 | 1 | 0 | 0 |  | 0 |  | 0
|  |  |  | 45.48 | 90.96 | 0 | 0 | 0 | 0 | 0 | 7.48 | 0.10336 | 0 | 90.96 | 22.035 | 0 | 68.925 | 0 | 0 | 68.925 | 1 | 0 | 0 |  | 0 |  | 0
|  |  |  | 51.76 | 103.52 | 0 | 0 | 0 | 0 | 0 | 7.48 | 0.10336 | 0 | 103.52 | 52.005 | 0 | 51.515 | 0 | 0 | 51.515 | 1 | 0 | 0 |  | 0 |  | 0
|  |  |  | 54.72 | 109.44 | 0 | 0 | 0 | 0 | 0 | 7.48 | 0.10336 | 0 | 109.44 | 23.25 | 0 | 86.19 | 0 | 0 | 86.19 | 1 | 0 | 0 |  | 0 |  | 0
|  |  |  | 60.16 | 120.32 | 0 | 0 | 0 | 0 | 0 | 7.48 | 0.10336 | 0 | 120.32 | 34.688 | 0 | 85.632 | 0 | 0 | 85.632 | 1 | 0 | 0 |  | 0 |  | 0
|  |  |  | 68.04 | 136.08 | 0 | 0 | 0 | 0 | 0 | 7.48 | 0.10336 | 0 | 136.08 | 55.952 | 0 | 80.128 | 0 | 0 | 80.128 | 1 | 0 | 0 |  | 0 |  | 0
|  |  |  | 61.8 | 123.6 | 0 | 0 | 0 | 0 | 0 | 7.48 | 0.10336 | 0 | 123.6 | 55.609 | 0 | 67.991 | 0 | 0 | 67.991 | 1 | 0 | 0 |  | 0 |  | 0
|  |  |  | 57 | 114 | 0 | 0 | 0 | 0 | 0 | 7.48 | 0.10336 | 0 | 114 | 63.94 | 0 | 50.06 | 0 | 0 | 50.06 | 1 | 0 | 0 |  | 0 |  | 0
|  |  |  | 58.04 | 116.08 | 0 | 0 | 0 | 0 | 0 | 7.48 | 0.10336 | 0 | 116.08 | 88.534 | 0 | 27.546 | 0 | 0 | 27.546 | 1 | 0 | 0 |  | 0 |  | 0
|  |  |  | 58 | 116 | 0 | 0 | 0 | 0 | 0 | 7.48 | 0.10336 | 0 | 116 | 105.779 | 0 | 6.595 | 0 | 0 | 6.595 | 0.79916 | 0 | 3.626 |  | 0 |  | 0
|  |  |  | 56.24 | 112.48 | 0 | 0 | 0 | 0 | 0 | 7.48 | 0.10336 | 0 | 112.48 | 105.779 | 0 | 0 | 0 | 0 | 0 | 0.42795 | 0 | 6.701 |  | 0 |  | 0
|  |  |  | 51.36 | 102.72 | 0 | 0 | 0 | 0 | 0 | 7.48 | 0.10336 | 3.059 | 102.72 | 102.72 | 0 | 0 | 0 | 0 | 0 | 0.58021 | 0 | 0 |  | 0 |  | 0
|  |  |  | 43.12 | 86.24 | 0 | 0 | 0 | 0 | 0 | 7.48 | 0.10336 | 8.365 | 86.24 | 86.24 | 0 | 0 | 0 | 0 | 0 | 0.99658 | 0 | 0 |  | 0 |  | 0
|  |  |  | 38.52 | 77.04 | 0 | 0 | 0 | 0 | 0 | 7.48 | 0.10336 | 0.069 | 77.04 | 77.04 | 0 | 0 | 0 | 0 | 0 | 1 | 0 | 0 |  | 0 |  | 0
|  |  |  | 29.28 | 58.56 | 0 | 0 | 0 | 0 | 0 | 7.48 | 0.10336 | 0 | 58.56 | 58.56 | 0 | 0 | 0 | 0 | 0 | 1 | 0 | 0 |  | 0 |  | 0
|  |  |  | 14.44 | 28.88 | 0 | 0 | 0 | 0 | 0 | 7.48 | 0.10336 | 0 | 28.88 | 28.88 | 0 | 0 | 0 | 0 | 0 | 1 | 0 | 0 |  | 0 |  | 0
|  |  |  | 11.48 | 22.96 | 0 | 0 | 0 | 0 | 0 | 7.48 | 0.10336 | 0 | 22.96 | 22.96 | 0 | 0 | 0 | 0 | 0 | 1 | 0 | 0 |  | 0 |  | 0
|  |  |  | 20.16 | 40.32 | 0 | 0 | 0 | 0 | 0 | 7.48 | 0.10336 | 0 | 40.32 | 40.32 | 0 | 0 | 0 | 0 | 0 | 1 | 0 | 0 |  | 0 |  | 0
|  |  |  | 23.24 | 46.48 | 0 | 0 | 0 | 0 | 0 | 7.48 | 0.10336 | 0 | 46.48 | 46.48 | 0 | 0 | 0 | 0 | 0 | 1 | 0 | 0 |  | 0 |  | 0
|  |  |  | 20.56 | 41.12 | 0 | 0 | 0 | 0 | 0 | 7.48 | 0.10336 | 0 | 41.12 | 41.12 | 0 | 0 | 0 | 0 | 0 | 1 | 0 | 0 |  | 0 |  | 0
|  |  |  | 18.76 | 37.52 | 0 | 0 | 0 | 0 | 0 | 7.48 | 0.10336 | 0 | 37.52 | 37.52 | 0 | 0 | 0 | 0 | 0 | 1 | 0 | 0 |  | 0 |  | 0
|  |  |  | 25.56 | 51.12 | 0 | 0 | 0 | 0 | 0 | 7.48 | 0.10336 | 0 | 51.12 | 51.12 | 0 | 0 | 0 | 0 | 0 | 1 | 0 | 0 |  | 0 |  | 0
|  |  |  | 29.2 | 58.4 | 0 | 0 | 0 | 0 | 0 | 7.48 | 0.10336 | 0 | 58.4 | 46.24 | 0 | 12.16 | 0 | 0 | 12.16 | 1 | 0 | 0 |  | 0 |  | 0
|  |  |  | 29.36 | 58.72 | 0 | 0 | 0 | 0 | 0 | 7.48 | 0.10336 | 0 | 58.72 | 23.633 | 0 | 35.087 | 0 | 0 | 35.087 | 1 | 0 | 0 |  | 0 |  | 0
|  |  |  | 32.12 | 64.24 | 0 | 0 | 0 | 0 | 0 | 7.48 | 0.10336 | 0 | 64.24 | 10.046 | 0 | 54.194 | 0 | 0 | 54.194 | 1 | 0 | 0 |  | 0 |  | 0
|  |  |  | 38.68 | 77.36 | 0 | 0 | 0 | 0 | 0 | 7.48 | 0.10336 | 0 | 77.36 | 9.672 | 0 | 67.688 | 0 | 0 | 67.688 | 1 | 0 | 0 |  | 0 |  | 0
|  |  |  | 41.68 | 83.36 | 0 | 0 | 0 | 0 | 0 | 7.48 | 0.10336 | 0 | 83.36 | 4.978 | 0 | 78.382 | 0 | 0 | 78.382 | 1 | 0 | 0 |  | 0 |  | 0
|  |  |  | 45.6 | 91.2 | 0 | 0 | 0 | 0 | 0 | 7.48 | 0.10336 | 0 | 91.2 | 6.975 | 0 | 84.225 | 0 | 0 | 84.225 | 1 | 0 | 0 |  | 0 |  | 0
|  |  |  | 45.2 | 90.4 | 0 | 0 | 0 | 0 | 0 | 7.48 | 0.10336 | 0 | 90.4 | 5.75 | 0 | 84.65 | 0 | 0 | 84.65 | 1 | 0 | 0 |  | 0 |  | 0
|  |  |  | 43.2 | 86.4 | 0 | 0 | 0 | 0 | 0 | 7.48 | 0.10336 | 0 | 86.4 | 7.946 | 0 | 78.454 | 0 | 0 | 78.454 | 1 | 0 | 0 |  | 0 |  | 0
|  |  |  | 49.28 | 98.56 | 0 | 0 | 0 | 0 | 0 | 7.48 | 0.10336 | 0 | 98.56 | 31.684 | 0 | 66.876 | 0 | 0 | 66.876 | 1 | 0 | 0 |  | 0 |  | 0
|  |  |  | 49.8 | 99.6 | 0 | 0 | 0 | 0 | 0 | 7.48 | 0.10336 | 0 | 99.6 | 50.28 | 0 | 49.32 | 0 | 0 | 49.32 | 1 | 0 | 0 |  | 0 |  | 0
|  |  |  | 51.68 | 103.36 | 0 | 0 | 0 | 0 | 0 | 7.48 | 0.10336 | 0 | 103.36 | 75.996 | 0 | 27.364 | 0 | 0 | 27.364 | 1 | 0 | 0 |  | 0 |  | 0
|  |  |  | 49.76 | 99.52 | 0 | 0 | 0 | 0 | 0 | 7.48 | 0.10336 | 0 | 99.52 | 93.276 | 0 | 6.244 | 0 | 0 | 6.244 | 1 | 0 | 0 |  | 0 |  | 0
|  |  |  | 45.16 | 90.32 | 0 | 0 | 0 | 0 | 0 | 7.48 | 0.10336 | 0 | 90.32 | 90.32 | 0 | 0 | 0 | 0 | 0 | 1 | 0 | 0 |  | 0 |  | 0
|  |  |  | 39.32 | 78.64 | 0 | 0 | 0 | 0 | 0 | 7.48 | 0.10336 | 0 | 78.64 | 78.64 | 0 | 0 | 0 | 0 | 0 | 1 | 0 | 0 |  | 0 |  | 0
|  |  |  | 40.12 | 80.24 | 0 | 0 | 0 | 0 | 0 | 7.48 | 0.10336 | 0 | 80.24 | 80.24 | 0 | 0 | 0 | 0 | 0 | 1 | 0 | 0 |  | 0 |  | 0
|  |  |  | 36.32 | 72.64 | 0 | 0 | 0 | 0 | 0 | 7.48 | 0.10336 | 0 | 72.64 | 72.64 | 0 | 0 | 0 | 0 | 0 | 1 | 0 | 0 |  | 0 |  | 0
|  |  |  | 27.08 | 54.16 | 0 | 0 | 0 | 0 | 0 | 7.48 | 0.10336 | 0 | 54.16 | 54.16 | 0 | 0 | 0 | 0 | 0 | 1 | 0 | 0 |  | 0 |  | 0
|  |  |  | 13.08 | 26.16 | 0 | 0 | 0 | 0 | 0 | 7.48 | 0.10336 | 0 | 26.16 | 26.16 | 0 | 0 | 0 | 0 | 0 | 1 | 0 | 0 |  | 0 |  | 0
|  |  |  | 9.44 | 18.88 | 0 | 0 | 0 | 0 | 0 | 7.48 | 0.10336 | 0 | 18.88 | 18.88 | 0 | 0 | 0 | 0 | 0 | 1 | 0 | 0 |  | 0 |  | 0
|  |  |  | 12.4 | 24.8 | 0 | 0 | 0 | 0 | 0 | 7.48 | 0.10336 | 0 | 24.8 | 24.8 | 0 | 0 | 0 | 0 | 0 | 1 | 0 | 0 |  | 0 |  | 0
|  |  |  | 15.2 | 30.4 | 0 | 0 | 0 | 0 | 0 | 7.48 | 0.10336 | 0 | 30.4 | 30.4 | 0 | 0 | 0 | 0 | 0 | 1 | 0 | 0 |  | 0 |  | 0
|  |  |  | 17.6 | 35.2 | 0 | 0 | 0 | 0 | 0 | 7.48 | 0.10336 | 0 | 35.2 | 35.2 | 0 | 0 | 0 | 0 | 0 | 1 | 0 | 0 |  | 0 |  | 0
|  |  |  | 21.2 | 42.4 | 0 | 0 | 0 | 0 | 0 | 7.48 | 0.10336 | 0 | 42.4 | 42.4 | 0 | 0 | 0 | 0 | 0 | 1 | 0 | 0 |  | 0 |  | 0
|  |  |  | 23.92 | 47.84 | 0 | 0 | 0 | 0 | 0 | 7.48 | 0.10336 | 0 | 47.84 | 47.84 | 0 | 0 | 0 | 0 | 0 | 1 | 0 | 0 |  | 0 |  | 0
|  |  |  | 31.12 | 62.24 | 0 | 0 | 0 | 0 | 0 | 7.48 | 0.10336 | 0 | 62.24 | 50.565 | 0 | 11.675 | 0 | 0 | 11.675 | 1 | 0 | 0 |  | 0 |  | 0
|  |  |  | 31.84 | 63.68 | 0 | 0 | 0 | 0 | 0 | 7.48 | 0.10336 | 0 | 63.68 | 29.721 | 0 | 33.959 | 0 | 0 | 33.959 | 1 | 0 | 0 |  | 0 |  | 0
|  |  |  | 32.8 | 65.6 | 0 | 0 | 0 | 0 | 0 | 7.48 | 0.10336 | 0 | 65.6 | 10.787 | 0 | 54.813 | 0 | 0 | 54.813 | 1 | 0 | 0 |  | 0 |  | 0
|  |  |  | 35.4 | 70.8 | 0 | 0 | 0 | 0 | 0 | 7.48 | 0.10336 | 0 | 70.8 | 0.784 | 0 | 70.016 | 0 | 0 | 70.016 | 1 | 0 | 0 |  | 0 |  | 0
|  |  |  | 43 | 86 | 0 | 0 | 0 | 0 | 0 | 11.23 | 0.12409 | 0 | 86 | 4.684 | 0 | 81.316 | 0 | 0 | 81.316 | 1 | 0 | 0 |  | 0 |  | 0
|  |  |  | 45.48 | 90.96 | 0 | 0 | 0 | 0 | 0 | 11.23 | 0.12409 | 0 | 90.96 | 5.558 | 0 | 85.402 | 0 | 0 | 85.402 | 1 | 0 | 0 |  | 0 |  | 0
|  |  |  | 52 | 104 | 0 | 0 | 0 | 0 | 0 | 11.23 | 0.12409 | 0 | 104 | 19.071 | 0 | 84.929 | 0 | 0 | 84.929 | 1 | 0 | 0 |  | 0 |  | 0
|  |  |  | 46.36 | 92.72 | 0 | 0 | 0 | 0 | 0 | 17.48 | 0.13136 | 0 | 92.72 | 14.302 | 0 | 78.418 | 0 | 0 | 78.418 | 1 | 0 | 0 |  | 0 |  | 0
|  |  |  | 51.48 | 102.96 | 0 | 0 | 0 | 0 | 0 | 17.48 | 0.13136 | 0 | 102.96 | 36.193 | 0 | 66.767 | 0 | 0 | 66.767 | 1 | 0 | 0 |  | 0 |  | 0
|  |  |  | 46.16 | 92.32 | 0 | 0 | 0 | 0 | 0 | 17.48 | 0.13136 | 0 | 92.32 | 37.383 | 0 | 48.86 | 0 | 0 | 48.86 | 0.66337 | 0 | 6.077 |  | 0 |  | 0
|  |  |  | 52.24 | 104.48 | 0 | 0 | 0 | 0 | 0 | 17.48 | 0.13136 | 0 | 104.48 | 69.139 | 0 | 26.976 | 0 | 0 | 26.976 | 0.2 | 0 | 8.365 |  | 0 |  | 0
|  |  |  | 52.48 | 104.96 | 0 | 0 | 0 | 0 | 0 | 11.23 | 0.12409 | 0 | 104.96 | 99.14 | 0 | 5.82 | 0 | 0 | 5.82 | 0.2 | 0 | 0 |  | 0 |  | 0
|  |  |  | 47.36 | 94.72 | 0 | 0 | 0 | 0 | 0 | 11.23 | 0.12409 | 0 | 94.72 | 94.72 | 0 | 0 | 0 | 0 | 0 | 0.2 | 0 | 0 |  | 0 |  | 0
|  |  |  | 43.68 | 87.36 | 0 | 0 | 0 | 0 | 0 | 11.23 | 0.12409 | 0 | 87.36 | 87.36 | 0 | 0 | 0 | 0 | 0 | 0.2 | 0 | 0 |  | 0 |  | 0
|  |  |  | 40.68 | 81.36 | 0 | 0 | 0 | 0 | 0 | 7.48 | 0.10336 | 8.365 | 81.36 | 81.36 | 0 | 0 | 0 | 0 | 0 | 0.61636 | 0 | 0 |  | 0 |  | 0
|  |  |  | 39.56 | 79.12 | 0 | 0 | 0 | 0 | 0 | 7.48 | 0.10336 | 7.707 | 79.12 | 79.12 | 0 | 0 | 0 | 0 | 0 | 1 | 0 | 0 |  | 0 |  | 0
|  |  |  | 27.72 | 55.44 | 0 | 0 | 0 | 0 | 0 | 7.48 | 0.10336 | 0 | 55.44 | 55.44 | 0 | 0 | 0 | 0 | 0 | 1 | 0 | 0 |  | 0 |  | 0
|  |  |  | 12.56 | 25.12 | 0 | 0 | 0 | 0 | 0 | 7.48 | 0.10336 | 0 | 25.12 | 25.12 | 0 | 0 | 0 | 0 | 0 | 1 | 0 | 0 |  | 0 |  | 0
|  |  |  | 9.04 | 18.08 | 0 | 0 | 0 | 0 | 0 | 7.48 | 0.10336 | 0 | 18.08 | 18.08 | 0 | 0 | 0 | 0 | 0 | 1 | 0 | 0 |  | 0 |  | 0
|  |  |  | 10.6 | 21.2 | 0 | 0 | 0 | 0 | 0 | 7.48 | 0.10336 | 0 | 21.2 | 21.2 | 0 | 0 | 0 | 0 | 0 | 1 | 0 | 0 |  | 0 |  | 0
|  |  |  | 12.64 | 25.28 | 0 | 0 | 0 | 0 | 0 | 7.48 | 0.10336 | 0 | 25.28 | 25.28 | 0 | 0 | 0 | 0 | 0 | 1 | 0 | 0 |  | 0 |  | 0
|  |  |  | 14.36 | 28.72 | 0 | 0 | 0 | 0 | 0 | 7.48 | 0.10336 | 0 | 28.72 | 28.72 | 0 | 0 | 0 | 0 | 0 | 1 | 0 | 0 |  | 0 |  | 0
|  |  |  | 16.96 | 33.92 | 0 | 0 | 0 | 0 | 0 | 7.48 | 0.10336 | 0 | 33.92 | 33.92 | 0 | 0 | 0 | 0 | 0 | 1 | 0 | 0 |  | 0 |  | 0
|  |  |  | 21.08 | 42.16 | 0 | 0 | 0 | 0 | 0 | 7.48 | 0.10336 | 0 | 42.16 | 42.16 | 0 | 0 | 0 | 0 | 0 | 1 | 0 | 0 |  | 0 |  | 0
|  |  |  | 29.8 | 59.6 | 0 | 0 | 0 | 0 | 0 | 7.48 | 0.10336 | 0 | 59.6 | 48.167 | 0 | 11.433 | 0 | 0 | 11.433 | 1 | 0 | 0 |  | 0 |  | 0
|  |  |  | 30.68 | 61.36 | 0 | 0 | 0 | 0 | 0 | 7.48 | 0.10336 | 0 | 61.36 | 28.189 | 0 | 33.171 | 0 | 0 | 33.171 | 1 | 0 | 0 |  | 0 |  | 0
|  |  |  | 33.08 | 66.16 | 0 | 0 | 0 | 0 | 0 | 7.48 | 0.10336 | 0 | 66.16 | 13.93 | 0 | 52.23 | 0 | 0 | 52.23 | 1 | 0 | 0 |  | 0 |  | 0
|  |  |  | 36.48 | 72.96 | 0 | 0 | 0 | 0 | 0 | 7.48 | 0.10336 | 0 | 72.96 | 5.26 | 0 | 67.7 | 0 | 0 | 67.7 | 1 | 0 | 0 |  | 0 |  | 0
|  |  |  | 39.84 | 79.68 | 0 | 0 | 0 | 0 | 0 | 11.23 | 0.12409 | 0 | 79.68 | 0.874 | 0 | 78.806 | 0 | 0 | 78.806 | 1 | 0 | 0 |  | 0 |  | 0
|  |  |  | 51.36 | 102.72 | 0 | 0 | 0 | 0 | 0 | 11.23 | 0.12409 | 0 | 102.72 | 20.059 | 0 | 82.661 | 0 | 0 | 82.661 | 1 | 0 | 0 |  | 0 |  | 0
|  |  |  | 46.08 | 92.16 | 0 | 0 | 0 | 0 | 0 | 11.23 | 0.12409 | 0 | 92.16 | 9.45 | 0 | 82.71 | 0 | 0 | 82.71 | 1 | 0 | 0 |  | 0 |  | 0
|  |  |  | 43.32 | 86.64 | 0 | 0 | 0 | 0 | 0 | 17.48 | 0.13136 | 0 | 86.64 | 9.507 | 0 | 77.133 | 0 | 0 | 77.133 | 1 | 0 | 0 |  | 0 |  | 0
|  |  |  | 42.56 | 85.12 | 0 | 0 | 0 | 0 | 0 | 17.48 | 0.13136 | 0 | 85.12 | 19.602 | 0 | 65.518 | 0 | 0 | 65.518 | 1 | 0 | 0 |  | 0 |  | 0
|  |  |  | 42.76 | 85.52 | 0 | 0 | 0 | 0 | 0 | 17.48 | 0.13136 | 0 | 85.52 | 31.19 | 0 | 48.254 | 0 | 0 | 48.254 | 0.66337 | 0 | 6.077 |  | 0 |  | 0
|  |  |  | 43.4 | 86.8 | 0 | 0 | 0 | 0 | 0 | 17.48 | 0.13136 | 0 | 86.8 | 52.405 | 0 | 26.03 | 0 | 0 | 26.03 | 0.2 | 0 | 8.365 |  | 0 |  | 0
|  |  |  | 42.36 | 84.72 | 0 | 0 | 0 | 0 | 0 | 11.23 | 0.12409 | 0 | 84.72 | 79.191 | 0 | 5.529 | 0 | 0 | 5.529 | 0.2 | 0 | 0 |  | 0 |  | 0
|  |  |  | 40.52 | 81.04 | 0 | 0 | 0 | 0 | 0 | 11.23 | 0.12409 | 0 | 81.04 | 81.04 | 0 | 0 | 0 | 0 | 0 | 0.2 | 0 | 0 |  | 0 |  | 0
|  |  |  | 39.72 | 79.44 | 0 | 0 | 0 | 0 | 0 | 11.23 | 0.12409 | 0 | 79.44 | 79.44 | 0 | 0 | 0 | 0 | 0 | 0.2 | 0 | 0 |  | 0 |  | 0
|  |  |  | 34.04 | 68.08 | 0 | 0 | 0 | 0 | 0 | 7.48 | 0.10336 | 0 | 68.08 | 68.08 | 0 | 0 | 0 | 0 | 0 | 0.2 | 0 | 0 |  | 0 |  | 0
|  |  |  | 34.64 | 69.28 | 0 | 0 | 0 | 0 | 0 | 7.48 | 0.10336 | 0 | 69.28 | 69.28 | 0 | 0 | 0 | 0 | 0 | 0.2 | 0 | 0 |  | 0 |  | 0
|  |  |  | 24.76 | 49.52 | 0 | 0 | 0 | 0 | 0 | 7.48 | 0.10336 | 0 | 49.52 | 49.52 | 0 | 0 | 0 | 0 | 0 | 0.2 | 0 | 0 |  | 0 |  | 0
|  |  |  | 12.32 | 24.64 | 0 | 0 | 0 | 0 | 0 | 7.48 | 0.10336 | 0 | 24.64 | 24.64 | 0 | 0 | 0 | 0 | 0 | 0.2 | 0 | 0 |  | 0 |  | 0
|  |  |  | 13.6 | 27.2 | 0 | 0 | 0 | 0 | 0 | 7.48 | 0.10336 | 0 | 27.2 | 27.2 | 0 | 0 | 0 | 0 | 0 | 0.2 | 0 | 0 |  | 0 |  | 0
|  |  |  | 15.64 | 31.28 | 0 | 0 | 0 | 0 | 0 | 7.48 | 0.10336 | 0 | 31.28 | 31.28 | 0 | 0 | 0 | 0 | 0 | 0.2 | 0 | 0 |  | 0 |  | 0
|  |  |  | 18.44 | 36.88 | 0 | 0 | 0 | 0 | 0 | 7.48 | 0.10336 | 0 | 36.88 | 36.88 | 0 | 0 | 0 | 0 | 0 | 0.2 | 0 | 0 |  | 0 |  | 0
|  |  |  | 18.92 | 37.84 | 0 | 0 | 0 | 0 | 0 | 7.48 | 0.10336 | 0 | 37.84 | 37.84 | 0 | 0 | 0 | 0 | 0 | 0.2 | 0 | 0 |  | 0 |  | 0
|  |  |  | 20.72 | 41.44 | 0 | 0 | 0 | 0 | 0 | 7.48 | 0.10336 | 0 | 41.44 | 41.44 | 0 | 0 | 0 | 0 | 0 | 0.2 | 0 | 0 |  | 0 |  | 0
|  |  |  | 21.48 | 42.96 | 0 | 0 | 0 | 0 | 0 | 7.48 | 0.10336 | 0 | 42.96 | 42.96 | 0 | 0 | 0 | 0 | 0 | 0.2 | 0 | 0 |  | 0 |  | 0
|  |  |  | 21.68 | 43.36 | 0 | 0 | 0 | 0 | 0 | 7.48 | 0.10336 | 0 | 43.36 | 31.951 | 0 | 11.409 | 0 | 0 | 11.409 | 0.2 | 0 | 0 |  | 0 |  | 0
|  |  |  | 21.8 | 43.6 | 0 | 0 | 0 | 0 | 0 | 7.48 | 0.10336 | 0 | 43.6 | 21.074 | 0 | 22.526 | 0 | 0 | 22.526 | 0.2 | 0 | 0 |  | 0 |  | 0
|  |  |  | 24.28 | 48.56 | 0 | 0 | 0 | 0 | 0 | 7.48 | 0.10336 | 0 | 48.56 | 0 | 0 | 53.006 | 4.446 | 0 | 48.56 | 0.42131 | 0 | 0 |  | 0 |  | 0
|  |  |  | 27.68 | 55.36 | 0 | 0 | 0 | 0 | 0 | 7.48 | 0.10336 | 0 | 55.36 | 0 | 4.339 | 63.725 | 8.365 | 0 | 55.36 | 0.83768 | 0 | 0 |  | 0 |  | 0
|  |  |  | 34 | 68 | 0 | 0 | 0 | 0 | 0 | 11.23 | 0.12409 | 0 | 68 | 0 | 6.005 | 71.261 | 3.261 | 0 | 68 | 1 | 0 | 0 |  | 0 |  | 0
|  |  |  | 46.32 | 92.64 | 0 | 0 | 0 | 0 | 0 | 11.23 | 0.12409 | 0 | 92.64 | 6.146 | 0 | 82.989 | 0 | 0 | 82.989 | 0.80585 | 0 | 3.505 |  | 0 |  | 0
|  |  |  | 39.72 | 79.44 | 0 | 0 | 0 | 0 | 0 | 11.23 | 0.12409 | 0 | 79.44 | 0 | 0 | 83.34 | 3.9 | 0 | 79.44 | 1 | 0 | 0 |  | 0 |  | 0
|  |  |  | 44.52 | 89.04 | 0 | 0 | 0 | 0 | 0 | 17.48 | 0.13136 | 0 | 89.04 | 12.404 | 0 | 76.636 | 0 | 0 | 76.636 | 1 | 0 | 0 |  | 0 |  | 0
|  |  |  | 44.32 | 88.64 | 0 | 0 | 0 | 0 | 0 | 17.48 | 0.13136 | 0 | 88.64 | 23.631 | 0 | 65.009 | 0 | 0 | 65.009 | 1 | 0 | 0 |  | 0 |  | 0
|  |  |  | 45.52 | 91.04 | 0 | 0 | 0 | 0 | 0 | 17.48 | 0.13136 | 0 | 91.04 | 37.231 | 0 | 47.732 | 0 | 0 | 47.732 | 0.66337 | 0 | 6.077 |  | 0 |  | 0
|  |  |  | 43.12 | 86.24 | 0 | 0 | 0 | 0 | 0 | 17.48 | 0.13136 | 0 | 86.24 | 52.112 | 0 | 25.764 | 0 | 0 | 25.764 | 0.2 | 0 | 8.365 |  | 0 |  | 0
|  |  |  | 45.88 | 91.76 | 0 | 0 | 0 | 0 | 0 | 11.23 | 0.12409 | 0 | 91.76 | 86.547 | 0 | 5.213 | 0 | 0 | 5.213 | 0.2 | 0 | 0 |  | 0 |  | 0
|  |  |  | 34.08 | 68.16 | 0 | 0 | 0 | 0 | 0 | 11.23 | 0.12409 | 0 | 68.16 | 68.16 | 0 | 0 | 0 | 0 | 0 | 0.2 | 0 | 0 |  | 0 |  | 0
|  |  |  | 30.2 | 60.4 | 0 | 0 | 0 | 0 | 0 | 11.23 | 0.12409 | 0 | 60.4 | 60.4 | 0 | 0 | 0 | 0 | 0 | 0.2 | 0 | 0 |  | 0 |  | 0
|  |  |  | 24.8 | 49.6 | 0 | 0 | 0 | 0 | 0 | 7.48 | 0.10336 | 0 | 49.6 | 49.6 | 0 | 0 | 0 | 0 | 0 | 0.2 | 0 | 0 |  | 0 |  | 0
|  |  |  | 24.56 | 49.12 | 0 | 0 | 0 | 0 | 0 | 7.48 | 0.10336 | 0 | 49.12 | 49.12 | 0 | 0 | 0 | 0 | 0 | 0.2 | 0 | 0 |  | 0 |  | 0
|  |  |  | 19.12 | 38.24 | 0 | 0 | 0 | 0 | 0 | 7.48 | 0.10336 | 0 | 38.24 | 38.24 | 0 | 0 | 0 | 0 | 0 | 0.2 | 0 | 0 |  | 0 |  | 0
|  |  |  | 10.64 | 21.28 | 0 | 0 | 0 | 0 | 0 | 7.48 | 0.10336 | 0 | 21.28 | 21.28 | 0 | 0 | 0 | 0 | 0 | 0.2 | 0 | 0 |  | 0 |  | 0
|  |  |  | 10.48 | 20.96 | 0 | 0 | 0 | 0 | 0 | 7.48 | 0.10336 | 0 | 20.96 | 20.96 | 0 | 0 | 0 | 0 | 0 | 0.2 | 0 | 0 |  | 0 |  | 0
|  |  |  | 13.84 | 27.68 | 0 | 0 | 0 | 0 | 0 | 7.48 | 0.10336 | 0 | 27.68 | 27.68 | 0 | 0 | 0 | 0 | 0 | 0.2 | 0 | 0 |  | 0 |  | 0
|  |  |  | 16.32 | 32.64 | 0 | 0 | 0 | 0 | 0 | 7.48 | 0.10336 | 0 | 32.64 | 32.64 | 0 | 0 | 0 | 0 | 0 | 0.2 | 0 | 0 |  | 0 |  | 0
|  |  |  | 18.16 | 36.32 | 0 | 0 | 0 | 0 | 0 | 7.48 | 0.10336 | 0 | 36.32 | 36.32 | 0 | 0 | 0 | 0 | 0 | 0.2 | 0 | 0 |  | 0 |  | 0
|  |  |  | 19.12 | 38.24 | 0 | 0 | 0 | 0 | 0 | 7.48 | 0.10336 | 0 | 38.24 | 38.24 | 0 | 0 | 0 | 0 | 0 | 0.2 | 0 | 0 |  | 0 |  | 0
|  |  |  | 20.52 | 41.04 | 0 | 0 | 0 | 0 | 0 | 7.48 | 0.10336 | 0 | 41.04 | 41.04 | 0 | 0 | 0 | 0 | 0 | 0.2 | 0 | 0 |  | 0 |  | 0
|  |  |  | 20.48 | 40.96 | 0 | 0 | 0 | 0 | 0 | 7.48 | 0.10336 | 0 | 40.96 | 29.648 | 0 | 11.312 | 0 | 0 | 11.312 | 0.2 | 0 | 0 |  | 0 |  | 0
|  |  |  | 18.64 | 37.28 | 0 | 0 | 0 | 0 | 0 | 7.48 | 0.10336 | 0 | 37.28 | 3.781 | 0 | 33.499 | 0 | 0 | 33.499 | 0.2 | 0 | 0 |  | 0 |  | 0
|  |  |  | 20.36 | 40.72 | 0 | 0 | 0 | 0 | 0 | 7.48 | 0.10336 | 0 | 40.72 | 0 | 3.606 | 49.085 | 8.365 | 0 | 40.72 | 0.61636 | 0 | 0 |  | 0 |  | 0
|  |  |  | 23.24 | 46.48 | 0 | 0 | 0 | 0 | 0 | 7.48 | 0.10336 | 0 | 46.48 | 0 | 14.216 | 54.187 | 7.707 | 0 | 46.48 | 1 | 0 | 0 |  | 0 |  | 0
|  |  |  | 29.6 | 59.2 | 0 | 0 | 0 | 0 | 0 | 11.23 | 0.12409 | 0 | 59.2 | 0 | 20.176 | 59.2 | 0 | 0 | 59.2 | 1 | 0 | 0 |  | 0 |  | 0
|  |  |  | 40.88 | 81.76 | 0 | 0 | 0 | 0 | 0 | 11.23 | 0.12409 | 0 | 81.76 | 0 | 1.58 | 81.76 | 0 | 0 | 81.76 | 1 | 0 | 0 |  | 0 |  | 0
|  |  |  | 46.8 | 93.6 | 0 | 0 | 0 | 0 | 0 | 11.23 | 0.12409 | 0 | 93.6 | 9.75 | 0 | 83.85 | 0 | 0 | 83.85 | 1 | 0 | 0 |  | 0 |  | 0
|  |  |  | 50.28 | 100.56 | 0 | 0 | 0 | 0 | 0 | 17.48 | 0.13136 | 0 | 100.56 | 31.368 | 0 | 69.192 | 0 | 0 | 69.192 | 1 | 0 | 0 |  | 0 |  | 0
|  |  |  | 48.32 | 96.64 | 0 | 0 | 0 | 0 | 0 | 17.48 | 0.13136 | 0 | 96.64 | 30.516 | 0 | 66.124 | 0 | 0 | 66.124 | 1 | 0 | 0 |  | 0 |  | 0
|  |  |  | 47.48 | 94.96 | 0 | 0 | 0 | 0 | 0 | 17.48 | 0.13136 | 0 | 94.96 | 40.448 | 0 | 48.435 | 0 | 0 | 48.435 | 0.66337 | 0 | 6.077 |  | 0 |  | 0
|  |  |  | 43.84 | 87.68 | 0 | 0 | 0 | 0 | 0 | 17.48 | 0.13136 | 0 | 87.68 | 53.334 | 0 | 25.982 | 0 | 0 | 25.982 | 0.2 | 0 | 8.365 |  | 0 |  | 0
|  |  |  | 44.12 | 88.24 | 0 | 0 | 0 | 0 | 0 | 11.23 | 0.12409 | 0 | 88.24 | 83.293 | 0 | 4.947 | 0 | 0 | 4.947 | 0.2 | 0 | 0 |  | 0 |  | 0
|  |  |  | 40.48 | 80.96 | 0 | 0 | 0 | 0 | 0 | 11.23 | 0.12409 | 0 | 80.96 | 80.96 | 0 | 0 | 0 | 0 | 0 | 0.2 | 0 | 0 |  | 0 |  | 0
|  |  |  | 36.32 | 72.64 | 0 | 0 | 0 | 0 | 0 | 11.23 | 0.12409 | 0 | 72.64 | 72.64 | 0 | 0 | 0 | 0 | 0 | 0.2 | 0 | 0 |  | 0 |  | 0
|  |  |  | 28.68 | 57.36 | 0 | 0 | 0 | 0 | 0 | 7.48 | 0.10336 | 3.236 | 57.36 | 57.36 | 0 | 0 | 0 | 0 | 0 | 0.3611 | 0 | 0 |  | 0 |  | 0
|  |  |  | 27.4 | 54.8 | 0 | 0 | 0 | 0 | 0 | 7.48 | 0.10336 | 0 | 54.8 | 54.8 | 0 | 0 | 0 | 0 | 0 | 0.3611 | 0 | 0 |  | 0 |  | 0
|  |  |  | 24 | 48 | 0 | 0 | 0 | 0 | 0 | 7.48 | 0.10336 | 0 | 48 | 48 | 0 | 0 | 0 | 0 | 0 | 0.3611 | 0 | 0 |  | 0 |  | 0
|  |  |  | 15.12 | 30.24 | 0 | 0 | 0 | 0 | 0 | 7.48 | 0.10336 | 0 | 30.24 | 30.24 | 0 | 0 | 0 | 0 | 0 | 0.3611 | 0 | 0 |  | 0 |  | 0
|  |  |  | 13.36 | 26.72 | 0 | 0 | 0 | 0 | 0 | 7.48 | 0.10336 | 0 | 26.72 | 26.72 | 0 | 0 | 0 | 0 | 0 | 0.3611 | 0 | 0 |  | 0 |  | 0
|  |  |  | 13.6 | 27.2 | 0 | 0 | 0 | 0 | 0 | 7.48 | 0.10336 | 0 | 27.2 | 27.2 | 0 | 0 | 0 | 0 | 0 | 0.3611 | 0 | 0 |  | 0 |  | 0
|  |  |  | 12.96 | 25.92 | 0 | 0 | 0 | 0 | 0 | 7.48 | 0.10336 | 0 | 25.92 | 25.92 | 0 | 0 | 0 | 0 | 0 | 0.3611 | 0 | 0 |  | 0 |  | 0
|  |  |  | 12.24 | 24.48 | 0 | 0 | 0 | 0 | 0 | 7.48 | 0.10336 | 0 | 24.48 | 24.48 | 0 | 0 | 0 | 0 | 0 | 0.3611 | 0 | 0 |  | 0 |  | 0
|  |  |  | 14.44 | 28.88 | 0 | 0 | 0 | 0 | 0 | 7.48 | 0.10336 | 0 | 28.88 | 28.88 | 0 | 0 | 0 | 0 | 0 | 0.3611 | 0 | 0 |  | 0 |  | 0
|  |  |  | 16.16 | 32.32 | 0 | 0 | 0 | 0 | 0 | 7.48 | 0.10336 | 0 | 32.32 | 32.32 | 0 | 0 | 0 | 0 | 0 | 0.3611 | 0 | 0 |  | 0 |  | 0
|  |  |  | 22.44 | 44.88 | 0 | 0 | 0 | 0 | 0 | 7.48 | 0.10336 | 0 | 44.88 | 33.58 | 0 | 11.3 | 0 | 0 | 11.3 | 0.3611 | 0 | 0 |  | 0 |  | 0
|  |  |  | 23.8 | 47.6 | 0 | 0 | 0 | 0 | 0 | 7.48 | 0.10336 | 0 | 47.6 | 13.895 | 0 | 33.705 | 0 | 0 | 33.705 | 0.3611 | 0 | 0 |  | 0 |  | 0
|  |  |  | 25.08 | 50.16 | 0 | 0 | 0 | 0 | 0 | 7.48 | 0.10336 | 0 | 50.16 | 0 | 0 | 54.631 | 4.471 | 0 | 50.16 | 0.58364 | 0 | 0 |  | 0 |  | 0
|  |  |  | 30.2 | 60.4 | 0 | 0 | 0 | 0 | 0 | 7.48 | 0.10336 | 0 | 60.4 | 0 | 1.943 | 68.765 | 8.365 | 0 | 60.4 | 1 | 0 | 0 |  | 0 |  | 0
|  |  |  | 40.28 | 80.56 | 0 | 0 | 0 | 0 | 0 | 11.23 | 0.12409 | 0 | 80.56 | 0.154 | 0 | 80.406 | 0 | 0 | 80.406 | 1 | 0 | 0 |  | 0 |  | 0
|  |  |  | 51.12 | 102.24 | 0 | 0 | 0 | 0 | 0 | 11.23 | 0.12409 | 0 | 102.24 | 16.366 | 0 | 85.874 | 0 | 0 | 85.874 | 1 | 0 | 0 |  | 0 |  | 0
|  |  |  | 52.16 | 104.32 | 0 | 0 | 0 | 0 | 0 | 11.23 | 0.12409 | 0 | 104.32 | 19.549 | 0 | 84.771 | 0 | 0 | 84.771 | 1 | 0 | 0 |  | 0 |  | 0
|  |  |  | 54.4 | 108.8 | 0 | 0 | 0 | 0 | 0 | 17.48 | 0.13136 | 0 | 108.8 | 30.443 | 0 | 78.357 | 0 | 0 | 78.357 | 1 | 0 | 0 |  | 0 |  | 0
|  |  |  | 54.6 | 109.2 | 0 | 0 | 0 | 0 | 0 | 17.48 | 0.13136 | 0 | 109.2 | 42.87 | 0 | 66.33 | 0 | 0 | 66.33 | 1 | 0 | 0 |  | 0 |  | 0
|  |  |  | 56.04 | 112.08 | 0 | 0 | 0 | 0 | 0 | 17.48 | 0.13136 | 0 | 112.08 | 57.704 | 0 | 48.52 | 0 | 0 | 48.52 | 0.67561 | 0 | 5.856 |  | 0 |  | 0
|  |  |  | 55.04 | 110.08 | 0 | 0 | 0 | 0 | 0 | 17.48 | 0.13136 | 0 | 110.08 | 76.146 | 0 | 25.57 | 0 | 0 | 25.57 | 0.21225 | 0 | 8.365 |  | 0 |  | 0
|  |  |  | 52.28 | 104.56 | 0 | 0 | 0 | 0 | 0 | 11.23 | 0.12409 | 0 | 104.56 | 99.832 | 0 | 4.728 | 0 | 0 | 4.728 | 0.21225 | 0 | 0 |  | 0 |  | 0
|  |  |  | 53 | 106 | 0 | 0 | 0 | 0 | 0 | 11.23 | 0.12409 | 0 | 106 | 105.779 | 0 | 0 | 0 | 0 | 0 | 0.2 | 0 | 0.221 |  | 0 |  | 0
|  |  |  | 47.56 | 95.12 | 0 | 0 | 0 | 0 | 0 | 11.23 | 0.12409 | 0 | 95.12 | 95.12 | 0 | 0 | 0 | 0 | 0 | 0.2 | 0 | 0 |  | 0 |  | 0
|  |  |  | 43.88 | 87.76 | 0 | 0 | 0 | 0 | 0 | 7.48 | 0.10336 | 0 | 87.76 | 87.76 | 0 | 0 | 0 | 0 | 0 | 0.2 | 0 | 0 |  | 0 |  | 0
|  |  |  | 42.2 | 84.4 | 0 | 0 | 0 | 0 | 0 | 7.48 | 0.10336 | 0 | 84.4 | 84.4 | 0 | 0 | 0 | 0 | 0 | 0.2 | 0 | 0 |  | 0 |  | 0
|  |  |  | 29.76 | 59.52 | 0 | 0 | 0 | 0 | 0 | 7.48 | 0.10336 | 0 | 59.52 | 59.52 | 0 | 0 | 0 | 0 | 0 | 0.2 | 0 | 0 |  | 0 |  | 0
|  |  |  | 13.24 | 26.48 | 0 | 0 | 0 | 0 | 0 | 7.48 | 0.10336 | 0 | 26.48 | 26.48 | 0 | 0 | 0 | 0 | 0 | 0.2 | 0 | 0 |  | 0 |  | 0
|  |  |  | 9.28 | 18.56 | 0 | 0 | 0 | 0 | 0 | 7.48 | 0.10336 | 0 | 18.56 | 18.56 | 0 | 0 | 0 | 0 | 0 | 0.2 | 0 | 0 |  | 0 |  | 0
|  |  |  | 10.72 | 21.44 | 0 | 0 | 0 | 0 | 0 | 7.48 | 0.10336 | 0 | 21.44 | 21.44 | 0 | 0 | 0 | 0 | 0 | 0.2 | 0 | 0 |  | 0 |  | 0
|  |  |  | 11.56 | 23.12 | 0 | 0 | 0 | 0 | 0 | 7.48 | 0.10336 | 0 | 23.12 | 23.12 | 0 | 0 | 0 | 0 | 0 | 0.2 | 0 | 0 |  | 0 |  | 0
|  |  |  | 13.08 | 26.16 | 0 | 0 | 0 | 0 | 0 | 7.48 | 0.10336 | 0 | 26.16 | 26.16 | 0 | 0 | 0 | 0 | 0 | 0.2 | 0 | 0 |  | 0 |  | 0
|  |  |  | 14.48 | 28.96 | 0 | 0 | 0 | 0 | 0 | 7.48 | 0.10336 | 0 | 28.96 | 28.96 | 0 | 0 | 0 | 0 | 0 | 0.2 | 0 | 0 |  | 0 |  | 0
|  |  |  | 16.08 | 32.16 | 0 | 0 | 0 | 0 | 0 | 7.48 | 0.10336 | 0 | 32.16 | 32.16 | 0 | 0 | 0 | 0 | 0 | 0.2 | 0 | 0 |  | 0 |  | 0
|  |  |  | 21.64 | 43.28 | 0 | 0 | 0 | 0 | 0 | 7.48 | 0.10336 | 0 | 43.28 | 32.259 | 0 | 11.021 | 0 | 0 | 11.021 | 0.2 | 0 | 0 |  | 0 |  | 0
|  |  |  | 22.04 | 44.08 | 0 | 0 | 0 | 0 | 0 | 7.48 | 0.10336 | 0 | 44.08 | 34.102 | 0 | 9.978 | 0 | 0 | 9.978 | 0.2 | 0 | 0 |  | 0 |  | 0
|  |  |  | 26.88 | 53.76 | 0 | 0 | 0 | 0 | 0 | 7.48 | 0.10336 | 0 | 53.76 | 34.774 | 0 | 18.986 | 0 | 0 | 18.986 | 0.2 | 0 | 0 |  | 0 |  | 0
|  |  |  | 35.68 | 71.36 | 0 | 0 | 0 | 0 | 0 | 7.48 | 0.10336 | 0 | 71.36 | 41.802 | 0 | 29.558 | 0 | 0 | 29.558 | 0.2 | 0 | 0 |  | 0 |  | 0
|  |  |  | 48.4 | 96.8 | 0 | 0 | 0 | 0 | 0 | 7.48 | 0.10336 | 0 | 96.8 | 50.462 | 0 | 46.338 | 0 | 0 | 46.338 | 0.2 | 0 | 0 |  | 0 |  | 0
|  |  |  | 50.68 | 101.36 | 0 | 0 | 0 | 0 | 0 | 7.48 | 0.10336 | 0 | 101.36 | 52.112 | 0 | 49.248 | 0 | 0 | 49.248 | 0.2 | 0 | 0 |  | 0 |  | 0
|  |  |  | 53.84 | 107.68 | 0 | 0 | 0 | 0 | 0 | 7.48 | 0.10336 | 0 | 107.68 | 59.208 | 0 | 48.472 | 0 | 0 | 48.472 | 0.2 | 0 | 0 |  | 0 |  | 0
|  |  |  | 54.76 | 109.52 | 0 | 0 | 0 | 0 | 0 | 7.48 | 0.10336 | 0 | 109.52 | 29.647 | 0 | 79.873 | 0 | 0 | 79.873 | 0.2 | 0 | 0 |  | 0 |  | 0
|  |  |  | 53.96 | 107.92 | 0 | 0 | 0 | 0 | 0 | 7.48 | 0.10336 | 0 | 107.92 | 41.881 | 0 | 66.039 | 0 | 0 | 66.039 | 0.2 | 0 | 0 |  | 0 |  | 0
|  |  |  | 53 | 106 | 0 | 0 | 0 | 0 | 0 | 7.48 | 0.10336 | 0 | 106 | 58.171 | 0 | 47.829 | 0 | 0 | 47.829 | 0.2 | 0 | 0 |  | 0 |  | 0
|  |  |  | 55.48 | 110.96 | 0 | 0 | 0 | 0 | 0 | 7.48 | 0.10336 | 0 | 110.96 | 86.166 | 0 | 24.794 | 0 | 0 | 24.794 | 0.2 | 0 | 0 |  | 0 |  | 0
|  |  |  | 54.88 | 109.76 | 0 | 0 | 0 | 0 | 0 | 7.48 | 0.10336 | 0 | 109.76 | 105.117 | 0 | 4.643 | 0 | 0 | 4.643 | 0.2 | 0 | 0 |  | 0 |  | 0
|  |  |  | 49.56 | 99.12 | 0 | 0 | 0 | 0 | 0 | 7.48 | 0.10336 | 0 | 99.12 | 99.12 | 0 | 0 | 0 | 0 | 0 | 0.2 | 0 | 0 |  | 0 |  | 0
|  |  |  | 41.48 | 82.96 | 0 | 0 | 0 | 0 | 0 | 7.48 | 0.10336 | 0 | 82.96 | 82.96 | 0 | 0 | 0 | 0 | 0 | 0.2 | 0 | 0 |  | 0 |  | 0
|  |  |  | 36.76 | 73.52 | 0 | 0 | 0 | 0 | 0 | 7.48 | 0.10336 | 0 | 73.52 | 73.52 | 0 | 0 | 0 | 0 | 0 | 0.2 | 0 | 0 |  | 0 |  | 0
|  |  |  | 35.32 | 70.64 | 0 | 0 | 0 | 0 | 0 | 7.48 | 0.10336 | 0 | 70.64 | 70.64 | 0 | 0 | 0 | 0 | 0 | 0.2 | 0 | 0 |  | 0 |  | 0
|  |  |  | 25 | 50 | 0 | 0 | 0 | 0 | 0 | 7.48 | 0.10336 | 0 | 50 | 50 | 0 | 0 | 0 | 0 | 0 | 0.2 | 0 | 0 |  | 0 |  | 0
|  |  |  | 11.6 | 23.2 | 0 | 0 | 0 | 0 | 0 | 7.48 | 0.10336 | 0 | 23.2 | 23.2 | 0 | 0 | 0 | 0 | 0 | 0.2 | 0 | 0 |  | 0 |  | 0
|  |  |  | 9.12 | 18.24 | 0 | 0 | 0 | 0 | 0 | 7.48 | 0.10336 | 0 | 18.24 | 18.24 | 0 | 0 | 0 | 0 | 0 | 0.2 | 0 | 0 |  | 0 |  | 0
|  |  |  | 10.12 | 20.24 | 0 | 0 | 0 | 0 | 0 | 7.48 | 0.10336 | 0 | 20.24 | 20.24 | 0 | 0 | 0 | 0 | 0 | 0.2 | 0 | 0 |  | 0 |  | 0
|  |  |  | 10.72 | 21.44 | 0 | 0 | 0 | 0 | 0 | 7.48 | 0.10336 | 0 | 21.44 | 21.44 | 0 | 0 | 0 | 0 | 0 | 0.2 | 0 | 0 |  | 0 |  | 0
|  |  |  | 13.56 | 27.12 | 0 | 0 | 0 | 0 | 0 | 7.48 | 0.10336 | 0 | 27.12 | 27.12 | 0 | 0 | 0 | 0 | 0 | 0.2 | 0 | 0 |  | 0 |  | 0
|  |  |  | 15.32 | 30.64 | 0 | 0 | 0 | 0 | 0 | 7.48 | 0.10336 | 0 | 30.64 | 30.64 | 0 | 0 | 0 | 0 | 0 | 0.2 | 0 | 0 |  | 0 |  | 0
|  |  |  | 16.32 | 32.64 | 0 | 0 | 0 | 0 | 0 | 7.48 | 0.10336 | 0 | 32.64 | 32.64 | 0 | 0 | 0 | 0 | 0 | 0.2 | 0 | 0 |  | 0 |  | 0
|  |  |  | 21.92 | 43.84 | 0 | 0 | 0 | 0 | 0 | 7.48 | 0.10336 | 0 | 43.84 | 32.989 | 0 | 10.851 | 0 | 0 | 10.851 | 0.2 | 0 | 0 |  | 0 |  | 0
|  |  |  | 24.16 | 48.32 | 0 | 0 | 0 | 0 | 0 | 7.48 | 0.10336 | 0 | 48.32 | 39.045 | 0 | 9.275 | 0 | 0 | 9.275 | 0.2 | 0 | 0 |  | 0 |  | 0
|  |  |  | 25.44 | 50.88 | 0 | 0 | 0 | 0 | 0 | 7.48 | 0.10336 | 0 | 50.88 | 45.667 | 0 | 5.213 | 0 | 0 | 5.213 | 0.2 | 0 | 0 |  | 0 |  | 0
|  |  |  | 28.12 | 56.24 | 0 | 0 | 0 | 0 | 0 | 7.48 | 0.10336 | 0 | 56.24 | 11.442 | 0 | 44.798 | 0 | 0 | 44.798 | 0.2 | 0 | 0 |  | 0 |  | 0
|  |  |  | 32.96 | 65.92 | 0 | 0 | 0 | 0 | 0 | 7.48 | 0.10336 | 0 | 65.92 | 37.683 | 0 | 28.237 | 0 | 0 | 28.237 | 0.2 | 0 | 0 |  | 0 |  | 0
|  |  |  | 39.04 | 78.08 | 0 | 0 | 0 | 0 | 0 | 7.48 | 0.10336 | 0 | 78.08 | 74.697 | 0 | 3.383 | 0 | 0 | 3.383 | 0.2 | 0 | 0 |  | 0 |  | 0
|  |  |  | 37.72 | 75.44 | 0 | 0 | 0 | 0 | 0 | 7.48 | 0.10336 | 0 | 75.44 | 49.992 | 0 | 25.448 | 0 | 0 | 25.448 | 0.2 | 0 | 0 |  | 0 |  | 0
|  |  |  | 46.64 | 93.28 | 0 | 0 | 0 | 0 | 0 | 7.48 | 0.10336 | 0 | 93.28 | 75.433 | 0 | 17.847 | 0 | 0 | 17.847 | 0.2 | 0 | 0 |  | 0 |  | 0
|  |  |  | 48.96 | 97.92 | 0 | 0 | 0 | 0 | 0 | 7.48 | 0.10336 | 0 | 97.92 | 29.916 | 0 | 68.004 | 0 | 0 | 68.004 | 0.2 | 0 | 0 |  | 0 |  | 0
|  |  |  | 46.28 | 92.56 | 0 | 0 | 0 | 0 | 0 | 7.48 | 0.10336 | 0 | 92.56 | 43.494 | 0 | 49.066 | 0 | 0 | 49.066 | 0.2 | 0 | 0 |  | 0 |  | 0
|  |  |  | 44.4 | 88.8 | 0 | 0 | 0 | 0 | 0 | 7.48 | 0.10336 | 0 | 88.8 | 63.109 | 0 | 25.691 | 0 | 0 | 25.691 | 0.2 | 0 | 0 |  | 0 |  | 0
|  |  |  | 44.32 | 88.64 | 0 | 0 | 0 | 0 | 0 | 7.48 | 0.10336 | 0 | 88.64 | 84.13 | 0 | 4.51 | 0 | 0 | 4.51 | 0.2 | 0 | 0 |  | 0 |  | 0
|  |  |  | 37.56 | 75.12 | 0 | 0 | 0 | 0 | 0 | 7.48 | 0.10336 | 0 | 75.12 | 75.12 | 0 | 0 | 0 | 0 | 0 | 0.2 | 0 | 0 |  | 0 |  | 0
|  |  |  | 30.56 | 61.12 | 0 | 0 | 0 | 0 | 0 | 7.48 | 0.10336 | 0 | 61.12 | 61.12 | 0 | 0 | 0 | 0 | 0 | 0.2 | 0 | 0 |  | 0 |  | 0
|  |  |  | 30.16 | 60.32 | 0 | 0 | 0 | 0 | 0 | 7.48 | 0.10336 | 0 | 60.32 | 60.32 | 0 | 0 | 0 | 0 | 0 | 0.2 | 0 | 0 |  | 0 |  | 0
|  |  |  | 24.76 | 49.52 | 0 | 0 | 0 | 0 | 0 | 7.48 | 0.10336 | 0 | 49.52 | 49.52 | 0 | 0 | 0 | 0 | 0 | 0.2 | 0 | 0 |  | 0 |  | 0
|  |  |  | 18.72 | 37.44 | 0 | 0 | 0 | 0 | 0 | 7.48 | 0.10336 | 0 | 37.44 | 37.44 | 0 | 0 | 0 | 0 | 0 | 0.2 | 0 | 0 |  | 0 |  | 0
|  |  |  | 10.8 | 21.6 | 0 | 0 | 0 | 0 | 0 | 7.48 | 0.10336 | 0 | 21.6 | 21.6 | 0 | 0 | 0 | 0 | 0 | 0.2 | 0 | 0 |  | 0 |  | 0
|  |  |  | 11.12 | 22.24 | 0 | 0 | 0 | 0 | 0 | 7.48 | 0.10336 | 0 | 22.24 | 22.24 | 0 | 0 | 0 | 0 | 0 | 0.2 | 0 | 0 |  | 0 |  | 0
|  |  |  | 13.92 | 27.84 | 0 | 0 | 0 | 0 | 0 | 7.48 | 0.10336 | 0 | 27.84 | 27.84 | 0 | 0 | 0 | 0 | 0 | 0.2 | 0 | 0 |  | 0 |  | 0
|  |  |  | 11.56 | 23.12 | 0 | 0 | 0 | 0 | 0 | 7.48 | 0.10336 | 0 | 23.12 | 23.12 | 0 | 0 | 0 | 0 | 0 | 0.2 | 0 | 0 |  | 0 |  | 0
|  |  |  | 11.92 | 23.84 | 0 | 0 | 0 | 0 | 0 | 7.48 | 0.10336 | 0 | 23.84 | 23.84 | 0 | 0 | 0 | 0 | 0 | 0.2 | 0 | 0 |  | 0 |  | 0
|  |  |  | 13.4 | 26.8 | 0 | 0 | 0 | 0 | 0 | 7.48 | 0.10336 | 0 | 26.8 | 26.8 | 0 | 0 | 0 | 0 | 0 | 0.2 | 0 | 0 |  | 0 |  | 0
|  |  |  | 15.28 | 30.56 | 0 | 0 | 0 | 0 | 0 | 7.48 | 0.10336 | 0 | 30.56 | 30.56 | 0 | 0 | 0 | 0 | 0 | 0.2 | 0 | 0 |  | 0 |  | 0
|  |  |  | 21.32 | 42.64 | 0 | 0 | 0 | 0 | 0 | 7.48 | 0.10336 | 0 | 42.64 | 31.316 | 0 | 11.324 | 0 | 0 | 11.324 | 0.2 | 0 | 0 |  | 0 |  | 0
|  |  |  | 24.24 | 48.48 | 0 | 0 | 0 | 0 | 0 | 7.48 | 0.10336 | 0 | 48.48 | 14.145 | 0 | 34.335 | 0 | 0 | 34.335 | 0.2 | 0 | 0 |  | 0 |  | 0
|  |  |  | 26.2 | 52.4 | 0 | 0 | 0 | 0 | 0 | 7.48 | 0.10336 | 0 | 52.4 | 0 | 0 | 54.728 | 2.328 | 0 | 52.4 | 0.31587 | 0 | 0 |  | 0 |  | 0
|  |  |  | 27.08 | 54.16 | 0 | 0 | 0 | 0 | 0 | 7.48 | 0.10336 | 0 | 54.16 | 0 | 6.097 | 62.525 | 8.365 | 0 | 54.16 | 0.73223 | 0 | 0 |  | 0 |  | 0
|  |  |  | 31.96 | 63.92 | 0 | 0 | 0 | 0 | 0 | 11.23 | 0.12409 | 0 | 63.92 | 0 | 11.046 | 69.299 | 5.379 | 0 | 63.92 | 1 | 0 | 0 |  | 0 |  | 0
|  |  |  | 42.56 | 85.12 | 0 | 0 | 0 | 0 | 0 | 11.23 | 0.12409 | 0 | 85.12 | 0 | 1.167 | 85.12 | 0 | 0 | 85.12 | 1 | 0 | 0 |  | 0 |  | 0
|  |  |  | 45.88 | 91.76 | 0 | 0 | 0 | 0 | 0 | 11.23 | 0.12409 | 0 | 91.76 | 5.607 | 0 | 86.153 | 0 | 0 | 86.153 | 1 | 0 | 0 |  | 0 |  | 0
|  |  |  | 46.2 | 92.4 | 0 | 0 | 0 | 0 | 0 | 17.48 | 0.13136 | 0 | 92.4 | 12.454 | 0 | 79.946 | 0 | 0 | 79.946 | 1 | 0 | 0 |  | 0 |  | 0
|  |  |  | 45.76 | 91.52 | 0 | 0 | 0 | 0 | 0 | 17.48 | 0.13136 | 0 | 91.52 | 24.244 | 0 | 67.276 | 0 | 0 | 67.276 | 1 | 0 | 0 |  | 0 |  | 0
|  |  |  | 44.4 | 88.8 | 0 | 0 | 0 | 0 | 0 | 17.48 | 0.13136 | 0 | 88.8 | 34.142 | 0 | 48.581 | 0 | 0 | 48.581 | 0.66337 | 0 | 6.077 |  | 0 |  | 0
|  |  |  | 43.2 | 86.4 | 0 | 0 | 0 | 0 | 0 | 17.48 | 0.13136 | 0 | 86.4 | 53.036 | 0 | 25 | 0 | 0 | 25 | 0.2 | 0 | 8.365 |  | 0 |  | 0
|  |  |  | 41.68 | 83.36 | 0 | 0 | 0 | 0 | 0 | 11.23 | 0.12409 | 0 | 83.36 | 79.141 | 0 | 4.219 | 0 | 0 | 4.219 | 0.2 | 0 | 0 |  | 0 |  | 0
|  |  |  | 39.76 | 79.52 | 0 | 0 | 0 | 0 | 0 | 11.23 | 0.12409 | 0 | 79.52 | 79.52 | 0 | 0 | 0 | 0 | 0 | 0.2 | 0 | 0 |  | 0 |  | 0
|  |  |  | 38.04 | 76.08 | 0 | 0 | 0 | 0 | 0 | 11.23 | 0.12409 | 0 | 76.08 | 76.08 | 0 | 0 | 0 | 0 | 0 | 0.2 | 0 | 0 |  | 0 |  | 0
|  |  |  | 26.88 | 53.76 | 0 | 0 | 0 | 0 | 0 | 7.48 | 0.10336 | 0 | 53.76 | 53.76 | 0 | 0 | 0 | 0 | 0 | 0.2 | 0 | 0 |  | 0 |  | 0
|  |  |  | 24.8 | 49.6 | 0 | 0 | 0 | 0 | 0 | 7.48 | 0.10336 | 0 | 49.6 | 49.6 | 0 | 0 | 0 | 0 | 0 | 0.2 | 0 | 0 |  | 0 |  | 0
|  |  |  | 17.36 | 34.72 | 0 | 0 | 0 | 0 | 0 | 7.48 | 0.10336 | 0 | 34.72 | 34.72 | 0 | 0 | 0 | 0 | 0 | 0.2 | 0 | 0 |  | 0 |  | 0
|  |  |  | 10.84 | 21.68 | 0 | 0 | 0 | 0 | 0 | 7.48 | 0.10336 | 0 | 21.68 | 21.68 | 0 | 0 | 0 | 0 | 0 | 0.2 | 0 | 0 |  | 0 |  | 0
|  |  |  | 8.84 | 17.68 | 0 | 0 | 0 | 0 | 0 | 7.48 | 0.10336 | 0 | 17.68 | 17.68 | 0 | 0 | 0 | 0 | 0 | 0.2 | 0 | 0 |  | 0 |  | 0
|  |  |  | 8.96 | 17.92 | 0 | 0 | 0 | 0 | 0 | 7.48 | 0.10336 | 0 | 17.92 | 17.92 | 0 | 0 | 0 | 0 | 0 | 0.2 | 0 | 0 |  | 0 |  | 0
|  |  |  | 9.2 | 18.4 | 0 | 0 | 0 | 0 | 0 | 7.48 | 0.10336 | 0 | 18.4 | 18.4 | 0 | 0 | 0 | 0 | 0 | 0.2 | 0 | 0 |  | 0 |  | 0
|  |  |  | 12.12 | 24.24 | 0 | 0 | 0 | 0 | 0 | 7.48 | 0.10336 | 0 | 24.24 | 24.24 | 0 | 0 | 0 | 0 | 0 | 0.2 | 0 | 0 |  | 0 |  | 0
|  |  |  | 13.52 | 27.04 | 0 | 0 | 0 | 0 | 0 | 7.48 | 0.10336 | 0 | 27.04 | 27.04 | 0 | 0 | 0 | 0 | 0 | 0.2 | 0 | 0 |  | 0 |  | 0
|  |  |  | 15.52 | 31.04 | 0 | 0 | 0 | 0 | 0 | 7.48 | 0.10336 | 0 | 31.04 | 31.04 | 0 | 0 | 0 | 0 | 0 | 0.2 | 0 | 0 |  | 0 |  | 0
|  |  |  | 22.4 | 44.8 | 0 | 0 | 0 | 0 | 0 | 7.48 | 0.10336 | 0 | 44.8 | 33.622 | 0 | 11.178 | 0 | 0 | 11.178 | 0.2 | 0 | 0 |  | 0 |  | 0
|  |  |  | 24.68 | 49.36 | 0 | 0 | 0 | 0 | 0 | 7.48 | 0.10336 | 0 | 49.36 | 14.649 | 0 | 34.711 | 0 | 0 | 34.711 | 0.2 | 0 | 0 |  | 0 |  | 0
|  |  |  | 25.44 | 50.88 | 0 | 0 | 0 | 0 | 0 | 7.48 | 0.10336 | 0 | 50.88 | 0 | 0 | 55.564 | 4.684 | 0 | 50.88 | 0.43317 | 0 | 0 |  | 0 |  | 0
|  |  |  | 27.6 | 55.2 | 0 | 0 | 0 | 0 | 0 | 7.48 | 0.10336 | 0 | 55.2 | 0 | 6.306 | 63.565 | 8.365 | 0 | 55.2 | 0.84953 | 0 | 0 |  | 0 |  | 0
|  |  |  | 30.04 | 60.08 | 0 | 0 | 0 | 0 | 0 | 11.23 | 0.12409 | 0 | 60.08 | 0 | 15.776 | 63.103 | 3.023 | 0 | 60.08 | 1 | 0 | 0 |  | 0 |  | 0
|  |  |  | 37.6 | 75.2 | 0 | 0 | 0 | 0 | 0 | 11.23 | 0.12409 | 0 | 75.2 | 0 | 7.158 | 75.2 | 0 | 0 | 75.2 | 1 | 0 | 0 |  | 0 |  | 0
|  |  |  | 42.4 | 84.8 | 0 | 0 | 0 | 0 | 0 | 11.23 | 0.12409 | 0 | 84.8 | 1.387 | 0 | 83.413 | 0 | 0 | 83.413 | 1 | 0 | 0 |  | 0 |  | 0
|  |  |  | 45.84 | 91.68 | 0 | 0 | 0 | 0 | 0 | 17.48 | 0.13136 | 0 | 91.68 | 13.614 | 0 | 78.066 | 0 | 0 | 78.066 | 1 | 0 | 0 |  | 0 |  | 0
|  |  |  | 49.36 | 98.72 | 0 | 0 | 0 | 0 | 0 | 17.48 | 0.13136 | 0 | 98.72 | 33.178 | 0 | 65.542 | 0 | 0 | 65.542 | 1 | 0 | 0 |  | 0 |  | 0
|  |  |  | 52.24 | 104.48 | 0 | 0 | 0 | 0 | 0 | 17.48 | 0.13136 | 0 | 104.48 | 51.144 | 0 | 47.259 | 0 | 0 | 47.259 | 0.66337 | 0 | 6.077 |  | 0 |  | 0
|  |  |  | 50.04 | 100.08 | 0 | 0 | 0 | 0 | 0 | 17.48 | 0.13136 | 0 | 100.08 | 67.528 | 0 | 24.187 | 0 | 0 | 24.187 | 0.2 | 0 | 8.365 |  | 0 |  | 0
|  |  |  | 50.6 | 101.2 | 0 | 0 | 0 | 0 | 0 | 11.23 | 0.12409 | 0 | 101.2 | 97.175 | 0 | 4.025 | 0 | 0 | 4.025 | 0.2 | 0 | 0 |  | 0 |  | 0
|  |  |  | 43.04 | 86.08 | 0 | 0 | 0 | 0 | 0 | 11.23 | 0.12409 | 0 | 86.08 | 86.08 | 0 | 0 | 0 | 0 | 0 | 0.2 | 0 | 0 |  | 0 |  | 0
|  |  |  | 37.8 | 75.6 | 0 | 0 | 0 | 0 | 0 | 11.23 | 0.12409 | 0 | 75.6 | 75.6 | 0 | 0 | 0 | 0 | 0 | 0.2 | 0 | 0 |  | 0 |  | 0
|  |  |  | 30.44 | 60.88 | 0 | 0 | 0 | 0 | 0 | 7.48 | 0.10336 | 0 | 60.88 | 60.88 | 0 | 0 | 0 | 0 | 0 | 0.2 | 0 | 0 |  | 0 |  | 0
|  |  |  | 25 | 50 | 0 | 0 | 0 | 0 | 0 | 7.48 | 0.10336 | 0 | 50 | 50 | 0 | 0 | 0 | 0 | 0 | 0.2 | 0 | 0 |  | 0 |  | 0
|  |  |  | 18.2 | 36.4 | 0 | 0 | 0 | 0 | 0 | 7.48 | 0.10336 | 0 | 36.4 | 36.4 | 0 | 0 | 0 | 0 | 0 | 0.2 | 0 | 0 |  | 0 |  | 0
|  |  |  | 13.84 | 27.68 | 0 | 0 | 0 | 0 | 0 | 7.48 | 0.10336 | 0 | 27.68 | 27.68 | 0 | 0 | 0 | 0 | 0 | 0.2 | 0 | 0 |  | 0 |  | 0
|  |  |  | 14.48 | 28.96 | 0 | 0 | 0 | 0 | 0 | 7.48 | 0.10336 | 0 | 28.96 | 28.96 | 0 | 0 | 0 | 0 | 0 | 0.2 | 0 | 0 |  | 0 |  | 0
|  |  |  | 13.52 | 27.04 | 0 | 0 | 0 | 0 | 0 | 7.48 | 0.10336 | 0 | 27.04 | 27.04 | 0 | 0 | 0 | 0 | 0 | 0.2 | 0 | 0 |  | 0 |  | 0
|  |  |  | 13.84 | 27.68 | 0 | 0 | 0 | 0 | 0 | 7.48 | 0.10336 | 0 | 27.68 | 27.68 | 0 | 0 | 0 | 0 | 0 | 0.2 | 0 | 0 |  | 0 |  | 0
|  |  |  | 17.12 | 34.24 | 0 | 0 | 0 | 0 | 0 | 7.48 | 0.10336 | 0 | 34.24 | 34.24 | 0 | 0 | 0 | 0 | 0 | 0.2 | 0 | 0 |  | 0 |  | 0
|  |  |  | 18.72 | 37.44 | 0 | 0 | 0 | 0 | 0 | 7.48 | 0.10336 | 0 | 37.44 | 37.44 | 0 | 0 | 0 | 0 | 0 | 0.2 | 0 | 0 |  | 0 |  | 0
|  |  |  | 19.76 | 39.52 | 0 | 0 | 0 | 0 | 0 | 7.48 | 0.10336 | 0 | 39.52 | 39.52 | 0 | 0 | 0 | 0 | 0 | 0.2 | 0 | 0 |  | 0 |  | 0
|  |  |  | 21.04 | 42.08 | 0 | 0 | 0 | 0 | 0 | 7.48 | 0.10336 | 0 | 42.08 | 31.059 | 0 | 11.021 | 0 | 0 | 11.021 | 0.2 | 0 | 0 |  | 0 |  | 0
|  |  |  | 23 | 46 | 0 | 0 | 0 | 0 | 0 | 7.48 | 0.10336 | 0 | 46 | 11.628 | 0 | 34.372 | 0 | 0 | 34.372 | 0.2 | 0 | 0 |  | 0 |  | 0
|  |  |  | 22.76 | 45.52 | 0 | 0 | 0 | 0 | 0 | 7.48 | 0.10336 | 0 | 45.52 | 0 | 1.195 | 53.885 | 8.365 | 0 | 45.52 | 0.61636 | 0 | 0 |  | 0 |  | 0
|  |  |  | 22.96 | 45.92 | 0 | 0 | 0 | 0 | 0 | 7.48 | 0.10336 | 0 | 45.92 | 0 | 15.589 | 53.627 | 7.707 | 0 | 45.92 | 1 | 0 | 0 |  | 0 |  | 0
|  |  |  | 25.28 | 50.56 | 0 | 0 | 0 | 0 | 0 | 11.23 | 0.12409 | 0 | 50.56 | 0 | 30.089 | 50.56 | 0 | 0 | 50.56 | 1 | 0 | 0 |  | 0 |  | 0
|  |  |  | 30.36 | 60.72 | 0 | 0 | 0 | 0 | 0 | 11.23 | 0.12409 | 0 | 60.72 | 0 | 23.59 | 60.72 | 0 | 0 | 60.72 | 1 | 0 | 0 |  | 0 |  | 0
|  |  |  | 31.16 | 62.32 | 0 | 0 | 0 | 0 | 0 | 11.23 | 0.12409 | 0 | 62.32 | 0 | 21.966 | 62.32 | 0 | 0 | 62.32 | 1 | 0 | 0 |  | 0 |  | 0
|  |  |  | 42.6 | 85.2 | 0 | 0 | 0 | 0 | 0 | 17.48 | 0.13136 | 0 | 85.2 | 7.825 | 0 | 77.375 | 0 | 0 | 77.375 | 1 | 0 | 0 |  | 0 |  | 0
|  |  |  | 40.64 | 81.28 | 0 | 0 | 0 | 0 | 0 | 17.48 | 0.13136 | 0 | 81.28 | 17.326 | 0 | 63.954 | 0 | 0 | 63.954 | 1 | 0 | 0 |  | 0 |  | 0
|  |  |  | 41.4 | 82.8 | 0 | 0 | 0 | 0 | 0 | 17.48 | 0.13136 | 0 | 82.8 | 30.713 | 0 | 46.011 | 0 | 0 | 46.011 | 0.66337 | 0 | 6.077 |  | 0 |  | 0
|  |  |  | 47 | 94 | 0 | 0 | 0 | 0 | 0 | 17.48 | 0.13136 | 0 | 94 | 62.2 | 0 | 23.436 | 0 | 0 | 23.436 | 0.2 | 0 | 8.365 |  | 0 |  | 0
|  |  |  | 44.52 | 89.04 | 0 | 0 | 0 | 0 | 0 | 11.23 | 0.12409 | 0 | 89.04 | 85.318 | 0 | 3.722 | 0 | 0 | 3.722 | 0.2 | 0 | 0 |  | 0 |  | 0
|  |  |  | 32.6 | 65.2 | 0 | 0 | 0 | 0 | 0 | 11.23 | 0.12409 | 0 | 65.2 | 65.2 | 0 | 0 | 0 | 0 | 0 | 0.2 | 0 | 0 |  | 0 |  | 0
|  |  |  | 28.88 | 57.76 | 0 | 0 | 0 | 0 | 0 | 11.23 | 0.12409 | 0 | 57.76 | 57.76 | 0 | 0 | 0 | 0 | 0 | 0.2 | 0 | 0 |  | 0 |  | 0
|  |  |  | 23.4 | 46.8 | 0 | 0 | 0 | 0 | 0 | 7.48 | 0.10336 | 0 | 46.8 | 46.8 | 0 | 0 | 0 | 0 | 0 | 0.2 | 0 | 0 |  | 0 |  | 0
|  |  |  | 22.64 | 45.28 | 0 | 0 | 0 | 0 | 0 | 7.48 | 0.10336 | 0 | 45.28 | 45.28 | 0 | 0 | 0 | 0 | 0 | 0.2 | 0 | 0 |  | 0 |  | 0
|  |  |  | 18.52 | 37.04 | 0 | 0 | 0 | 0 | 0 | 7.48 | 0.10336 | 0 | 37.04 | 37.04 | 0 | 0 | 0 | 0 | 0 | 0.2 | 0 | 0 |  | 0 |  | 0
|  |  |  | 11.36 | 22.72 | 0 | 0 | 0 | 0 | 0 | 7.48 | 0.10336 | 0 | 22.72 | 22.72 | 0 | 0 | 0 | 0 | 0 | 0.2 | 0 | 0 |  | 0 |  | 0
|  |  |  | 9.8 | 19.6 | 0 | 0 | 0 | 0 | 0 | 7.48 | 0.10336 | 0 | 19.6 | 19.6 | 0 | 0 | 0 | 0 | 0 | 0.2 | 0 | 0 |  | 0 |  | 0
|  |  |  | 9.56 | 19.12 | 0 | 0 | 0 | 0 | 0 | 7.48 | 0.10336 | 0 | 19.12 | 19.12 | 0 | 0 | 0 | 0 | 0 | 0.2 | 0 | 0 |  | 0 |  | 0
|  |  |  | 9.44 | 18.88 | 0 | 0 | 0 | 0 | 0 | 7.48 | 0.10336 | 0 | 18.88 | 18.88 | 0 | 0 | 0 | 0 | 0 | 0.2 | 0 | 0 |  | 0 |  | 0
|  |  |  | 12.92 | 25.84 | 0 | 0 | 0 | 0 | 0 | 7.48 | 0.10336 | 0 | 25.84 | 25.84 | 0 | 0 | 0 | 0 | 0 | 0.2 | 0 | 0 |  | 0 |  | 0
|  |  |  | 14.08 | 28.16 | 0 | 0 | 0 | 0 | 0 | 7.48 | 0.10336 | 0 | 28.16 | 28.16 | 0 | 0 | 0 | 0 | 0 | 0.2 | 0 | 0 |  | 0 |  | 0
|  |  |  | 15.12 | 30.24 | 0 | 0 | 0 | 0 | 0 | 7.48 | 0.10336 | 0 | 30.24 | 30.24 | 0 | 0 | 0 | 0 | 0 | 0.2 | 0 | 0 |  | 0 |  | 0
|  |  |  | 16.84 | 33.68 | 0 | 0 | 0 | 0 | 0 | 7.48 | 0.10336 | 0 | 33.68 | 23.338 | 0 | 10.342 | 0 | 0 | 10.342 | 0.2 | 0 | 0 |  | 0 |  | 0
|  |  |  | 17.72 | 35.44 | 0 | 0 | 0 | 0 | 0 | 7.48 | 0.10336 | 0 | 35.44 | 3.033 | 0 | 32.407 | 0 | 0 | 32.407 | 0.2 | 0 | 0 |  | 0 |  | 0
|  |  |  | 21.64 | 43.28 | 0 | 0 | 0 | 0 | 0 | 7.48 | 0.10336 | 0 | 43.28 | 0 | 0 | 51.539 | 8.259 | 0 | 43.28 | 0.61111 | 0 | 0 |  | 0 |  | 0
|  |  |  | 22.2 | 44.4 | 0 | 0 | 0 | 0 | 0 | 7.48 | 0.10336 | 0 | 44.4 | 0 | 12.748 | 52.213 | 7.813 | 0 | 44.4 | 1 | 0 | 0 |  | 0 |  | 0
|  |  |  | 25 | 50 | 0 | 0 | 0 | 0 | 0 | 11.23 | 0.12409 | 0 | 50 | 0 | 24.09 | 50 | 0 | 0 | 50 | 1 | 0 | 0 |  | 0 |  | 0
|  |  |  | 28.12 | 56.24 | 0 | 0 | 0 | 0 | 0 | 11.23 | 0.12409 | 0 | 56.24 | 0 | 17.086 | 56.24 | 0 | 0 | 56.24 | 1 | 0 | 0 |  | 0 |  | 0
|  |  |  | 27.4 | 54.8 | 0 | 0 | 0 | 0 | 0 | 11.23 | 0.12409 | 0 | 54.8 | 0 | 17.083 | 54.8 | 0 | 0 | 54.8 | 1 | 0 | 0 |  | 0 |  | 0
|  |  |  | 31.2 | 62.4 | 0 | 0 | 0 | 0 | 0 | 17.48 | 0.13136 | 0 | 62.4 | 0 | 11.932 | 62.4 | 0 | 0 | 62.4 | 1 | 0 | 0 |  | 0 |  | 0
|  |  |  | 32.56 | 65.12 | 0 | 0 | 0 | 0 | 0 | 17.48 | 0.13136 | 0 | 65.12 | 2.875 | 0 | 62.245 | 0 | 0 | 62.245 | 1 | 0 | 0 |  | 0 |  | 0
|  |  |  | 26.72 | 53.44 | 0 | 0 | 0 | 0 | 0 | 17.48 | 0.13136 | 0 | 53.44 | 2.626 | 0 | 44.738 | 0 | 0 | 44.738 | 0.66337 | 0 | 6.077 |  | 0 |  | 0
|  |  |  | 23.48 | 46.96 | 0 | 0 | 0 | 0 | 0 | 17.48 | 0.13136 | 0 | 46.96 | 16.299 | 0 | 22.296 | 0 | 0 | 22.296 | 0.2 | 0 | 8.365 |  | 0 |  | 0
|  |  |  | 21.44 | 42.88 | 0 | 0 | 0 | 0 | 0 | 11.23 | 0.12409 | 0 | 42.88 | 39.497 | 0 | 3.383 | 0 | 0 | 3.383 | 0.2 | 0 | 0 |  | 0 |  | 0
|  |  |  | 18.64 | 37.28 | 0 | 0 | 0 | 0 | 0 | 11.23 | 0.12409 | 0 | 37.28 | 37.28 | 0 | 0 | 0 | 0 | 0 | 0.2 | 0 | 0 |  | 0 |  | 0
|  |  |  | 16 | 32 | 0 | 0 | 0 | 0 | 0 | 11.23 | 0.12409 | 0 | 32 | 32 | 0 | 0 | 0 | 0 | 0 | 0.2 | 0 | 0 |  | 0 |  | 0
|  |  |  | 16.64 | 33.28 | 0 | 0 | 0 | 0 | 0 | 7.48 | 0.10336 | 0 | 33.28 | 33.28 | 0 | 0 | 0 | 0 | 0 | 0.2 | 0 | 0 |  | 0 |  | 0
|  |  |  | 18.72 | 37.44 | 0 | 0 | 0 | 0 | 0 | 7.48 | 0.10336 | 0 | 37.44 | 37.44 | 0 | 0 | 0 | 0 | 0 | 0.2 | 0 | 0 |  | 0 |  | 0
|  |  |  | 18.64 | 37.28 | 0 | 0 | 0 | 0 | 0 | 7.48 | 0.10336 | 0 | 37.28 | 37.28 | 0 | 0 | 0 | 0 | 0 | 0.2 | 0 | 0 |  | 0 |  | 0
|  |  |  | 12.6 | 25.2 | 0 | 0 | 0 | 0 | 0 | 7.48 | 0.10336 | 0 | 25.2 | 25.2 | 0 | 0 | 0 | 0 | 0 | 0.2 | 0 | 0 |  | 0 |  | 0
|  |  |  | 11.12 | 22.24 | 0 | 0 | 0 | 0 | 0 | 7.48 | 0.10336 | 0 | 22.24 | 22.24 | 0 | 0 | 0 | 0 | 0 | 0.2 | 0 | 0 |  | 0 |  | 0
|  |  |  | 9.92 | 19.84 | 0 | 0 | 0 | 0 | 0 | 7.48 | 0.10336 | 0 | 19.84 | 19.84 | 0 | 0 | 0 | 0 | 0 | 0.2 | 0 | 0 |  | 0 |  | 0
|  |  |  | 10.12 | 20.24 | 0 | 0 | 0 | 0 | 0 | 7.48 | 0.10336 | 0 | 20.24 | 20.24 | 0 | 0 | 0 | 0 | 0 | 0.2 | 0 | 0 |  | 0 |  | 0
|  |  |  | 13.44 | 26.88 | 0 | 0 | 0 | 0 | 0 | 7.48 | 0.10336 | 0 | 26.88 | 26.88 | 0 | 0 | 0 | 0 | 0 | 0.2 | 0 | 0 |  | 0 |  | 0
|  |  |  | 14.08 | 28.16 | 0 | 0 | 0 | 0 | 0 | 7.48 | 0.10336 | 0 | 28.16 | 28.16 | 0 | 0 | 0 | 0 | 0 | 0.2 | 0 | 0 |  | 0 |  | 0
|  |  |  | 15.28 | 30.56 | 0 | 0 | 0 | 0 | 0 | 7.48 | 0.10336 | 0 | 30.56 | 30.56 | 0 | 0 | 0 | 0 | 0 | 0.2 | 0 | 0 |  | 0 |  | 0
|  |  |  | 23.56 | 47.12 | 0 | 0 | 0 | 0 | 0 | 7.48 | 0.10336 | 0 | 47.12 | 36.875 | 0 | 10.245 | 0 | 0 | 10.245 | 0.2 | 0 | 0 |  | 0 |  | 0
|  |  |  | 24.56 | 49.12 | 0 | 0 | 0 | 0 | 0 | 7.48 | 0.10336 | 0 | 49.12 | 16.118 | 0 | 33.002 | 0 | 0 | 33.002 | 0.2 | 0 | 0 |  | 0 |  | 0
|  |  |  | 27.84 | 55.68 | 0 | 0 | 0 | 0 | 0 | 7.48 | 0.10336 | 0 | 55.68 | 2.48 | 0 | 53.2 | 0 | 0 | 53.2 | 0.2 | 0 | 0 |  | 0 |  | 0
|  |  |  | 28.08 | 56.16 | 0 | 0 | 0 | 0 | 0 | 7.48 | 0.10336 | 0 | 56.16 | 0 | 3.176 | 64.525 | 8.365 | 0 | 56.16 | 0.61636 | 0 | 0 |  | 0 |  | 0
|  |  |  | 28.12 | 56.24 | 0 | 0 | 0 | 0 | 0 | 11.23 | 0.12409 | 0 | 56.24 | 0 | 12.713 | 63.947 | 7.707 | 0 | 56.24 | 1 | 0 | 0 |  | 0 |  | 0
|  |  |  | 34 | 68 | 0 | 0 | 0 | 0 | 0 | 11.23 | 0.12409 | 0 | 68 | 0 | 11.97 | 68 | 0 | 0 | 68 | 1 | 0 | 0 |  | 0 |  | 0
|  |  |  | 28.76 | 57.52 | 0 | 0 | 0 | 0 | 0 | 11.23 | 0.12409 | 0 | 57.52 | 0 | 20.51 | 57.52 | 0 | 0 | 57.52 | 1 | 0 | 0 |  | 0 |  | 0
|  |  |  | 27.32 | 54.64 | 0 | 0 | 0 | 0 | 0 | 17.48 | 0.13136 | 0 | 54.64 | 0 | 16.94 | 54.64 | 0 | 0 | 54.64 | 1 | 0 | 0 |  | 0 |  | 0
|  |  |  | 28.28 | 56.56 | 0 | 0 | 0 | 0 | 0 | 17.48 | 0.13136 | 0 | 56.56 | 0 | 4.096 | 56.56 | 0 | 0 | 56.56 | 1 | 0 | 0 |  | 0 |  | 0
|  |  |  | 30.64 | 61.28 | 0 | 0 | 0 | 0 | 0 | 17.48 | 0.13136 | 0 | 61.28 | 12.187 | 0 | 43.016 | 0 | 0 | 43.016 | 0.66337 | 0 | 6.077 |  | 0 |  | 0
|  |  |  | 27.72 | 55.44 | 0 | 0 | 0 | 0 | 0 | 17.48 | 0.13136 | 0 | 55.44 | 25.931 | 0 | 21.144 | 0 | 0 | 21.144 | 0.2 | 0 | 8.365 |  | 0 |  | 0
|  |  |  | 29 | 58 | 0 | 0 | 0 | 0 | 0 | 11.23 | 0.12409 | 0 | 58 | 55.005 | 0 | 2.995 | 0 | 0 | 2.995 | 0.2 | 0 | 0 |  | 0 |  | 0
|  |  |  | 25.08 | 50.16 | 0 | 0 | 0 | 0 | 0 | 11.23 | 0.12409 | 0 | 50.16 | 50.16 | 0 | 0 | 0 | 0 | 0 | 0.2 | 0 | 0 |  | 0 |  | 0
|  |  |  | 23.28 | 46.56 | 0 | 0 | 0 | 0 | 0 | 11.23 | 0.12409 | 0 | 46.56 | 46.56 | 0 | 0 | 0 | 0 | 0 | 0.2 | 0 | 0 |  | 0 |  | 0
|  |  |  | 25.92 | 51.84 | 0 | 0 | 0 | 0 | 0 | 7.48 | 0.10336 | 0 | 51.84 | 51.84 | 0 | 0 | 0 | 0 | 0 | 0.2 | 0 | 0 |  | 0 |  | 0
|  |  |  | 25.28 | 50.56 | 0 | 0 | 0 | 0 | 0 | 7.48 | 0.10336 | 0 | 50.56 | 50.56 | 0 | 0 | 0 | 0 | 0 | 0.2 | 0 | 0 |  | 0 |  | 0
|  |  |  | 20.6 | 41.2 | 0 | 0 | 0 | 0 | 0 | 7.48 | 0.10336 | 0 | 41.2 | 41.2 | 0 | 0 | 0 | 0 | 0 | 0.2 | 0 | 0 |  | 0 |  | 0
|  |  |  | 13.44 | 26.88 | 0 | 0 | 0 | 0 | 0 | 7.48 | 0.10336 | 0 | 26.88 | 26.88 | 0 | 0 | 0 | 0 | 0 | 0.2 | 0 | 0 |  | 0 |  | 0
|  |  |  | 11.48 | 22.96 | 0 | 0 | 0 | 0 | 0 | 7.48 | 0.10336 | 0 | 22.96 | 22.96 | 0 | 0 | 0 | 0 | 0 | 0.2 | 0 | 0 |  | 0 |  | 0
|  |  |  | 11.52 | 23.04 | 0 | 0 | 0 | 0 | 0 | 7.48 | 0.10336 | 0 | 23.04 | 23.04 | 0 | 0 | 0 | 0 | 0 | 0.2 | 0 | 0 |  | 0 |  | 0
|  |  |  | 12.36 | 24.72 | 0 | 0 | 0 | 0 | 0 | 7.48 | 0.10336 | 0 | 24.72 | 24.72 | 0 | 0 | 0 | 0 | 0 | 0.2 | 0 | 0 |  | 0 |  | 0
|  |  |  | 15.04 | 30.08 | 0 | 0 | 0 | 0 | 0 | 7.48 | 0.10336 | 0 | 30.08 | 30.08 | 0 | 0 | 0 | 0 | 0 | 0.2 | 0 | 0 |  | 0 |  | 0
|  |  |  | 16.04 | 32.08 | 0 | 0 | 0 | 0 | 0 | 7.48 | 0.10336 | 0 | 32.08 | 32.08 | 0 | 0 | 0 | 0 | 0 | 0.2 | 0 | 0 |  | 0 |  | 0
|  |  |  | 15.44 | 30.88 | 0 | 0 | 0 | 0 | 0 | 7.48 | 0.10336 | 0 | 30.88 | 30.88 | 0 | 0 | 0 | 0 | 0 | 0.2 | 0 | 0 |  | 0 |  | 0
|  |  |  | 17.2 | 34.4 | 0 | 0 | 0 | 0 | 0 | 7.48 | 0.10336 | 0 | 34.4 | 27.38 | 0 | 7.02 | 0 | 0 | 7.02 | 0.2 | 0 | 0 |  | 0 |  | 0
|  |  |  | 17.16 | 34.32 | 0 | 0 | 0 | 0 | 0 | 7.48 | 0.10336 | 0 | 34.32 | 13.697 | 0 | 20.623 | 0 | 0 | 20.623 | 0.2 | 0 | 0 |  | 0 |  | 0
|  |  |  | 20.04 | 40.08 | 0 | 0 | 0 | 0 | 0 | 7.48 | 0.10336 | 0 | 40.08 | 8.291 | 0 | 31.789 | 0 | 0 | 31.789 | 0.2 | 0 | 0 |  | 0 |  | 0
|  |  |  | 20.28 | 40.56 | 0 | 0 | 0 | 0 | 0 | 7.48 | 0.10336 | 0 | 40.56 | 0 | 12.617 | 48.925 | 8.365 | 0 | 40.56 | 0.61636 | 0 | 0 |  | 0 |  | 0
|  |  |  | 23.28 | 46.56 | 0 | 0 | 0 | 0 | 0 | 7.48 | 0.10336 | 0 | 46.56 | 0 | 20.356 | 54.267 | 7.707 | 0 | 46.56 | 1 | 0 | 0 |  | 0 |  | 0
|  |  |  | 20.6 | 41.2 | 0 | 0 | 0 | 0 | 0 | 7.48 | 0.10336 | 0 | 41.2 | 0 | 38.152 | 41.2 | 0 | 0 | 41.2 | 1 | 0 | 0 |  | 0 |  | 0
|  |  |  | 18.52 | 37.04 | 0 | 0 | 0 | 0 | 0 | 7.48 | 0.10336 | 0 | 37.04 | 0 | 7.067 | 37.04 | 0 | 0 | 37.04 | 1 | 0 | 0 |  | 0 |  | 0
|  |  |  | 18.4 | 36.8 | 0 | 0 | 0 | 0 | 0 | 7.48 | 0.10336 | 0 | 36.8 | 34.048 | 0 | 2.752 | 0 | 0 | 2.752 | 1 | 0 | 0 |  | 0 |  | 0
|  |  |  | 18.12 | 36.24 | 0 | 0 | 0 | 0 | 0 | 7.48 | 0.10336 | 0 | 36.24 | 0.765 | 0 | 35.475 | 0 | 0 | 35.475 | 1 | 0 | 0 |  | 0 |  | 0
|  |  |  | 18.44 | 36.88 | 0 | 0 | 0 | 0 | 0 | 7.48 | 0.10336 | 0 | 36.88 | 19.749 | 0 | 17.131 | 0 | 0 | 17.131 | 1 | 0 | 0 |  | 0 |  | 0
|  |  |  | 16.72 | 33.44 | 0 | 0 | 0 | 0 | 0 | 7.48 | 0.10336 | 0 | 33.44 | 33.258 | 0 | 0.182 | 0 | 0 | 0.182 | 1 | 0 | 0 |  | 0 |  | 0
|  |  |  | 20.8 | 41.6 | 0 | 0 | 0 | 0 | 0 | 7.48 | 0.10336 | 0 | 41.6 | 41.6 | 0 | 0 | 0 | 0 | 0 | 1 | 0 | 0 |  | 0 |  | 0
|  |  |  | 15.88 | 31.76 | 0 | 0 | 0 | 0 | 0 | 7.48 | 0.10336 | 0 | 31.76 | 31.76 | 0 | 0 | 0 | 0 | 0 | 1 | 0 | 0 |  | 0 |  | 0
|  |  |  | 16.12 | 32.24 | 0 | 0 | 0 | 0 | 0 | 7.48 | 0.10336 | 0 | 32.24 | 32.24 | 0 | 0 | 0 | 0 | 0 | 1 | 0 | 0 |  | 0 |  | 0
|  |  |  | 17.84 | 35.68 | 0 | 0 | 0 | 0 | 0 | 7.48 | 0.10336 | 0 | 35.68 | 35.68 | 0 | 0 | 0 | 0 | 0 | 1 | 0 | 0 |  | 0 |  | 0
|  |  |  | 18.4 | 36.8 | 0 | 0 | 0 | 0 | 0 | 7.48 | 0.10336 | 0 | 36.8 | 36.8 | 0 | 0 | 0 | 0 | 0 | 1 | 0 | 0 |  | 0 |  | 0
|  |  |  | 17.56 | 35.12 | 0 | 0 | 0 | 0 | 0 | 7.48 | 0.10336 | 0 | 35.12 | 35.12 | 0 | 0 | 0 | 0 | 0 | 1 | 0 | 0 |  | 0 |  | 0
|  |  |  | 12.16 | 24.32 | 0 | 0 | 0 | 0 | 0 | 7.48 | 0.10336 | 0 | 24.32 | 24.32 | 0 | 0 | 0 | 0 | 0 | 1 | 0 | 0 |  | 0 |  | 0
|  |  |  | 12 | 24 | 0 | 0 | 0 | 0 | 0 | 7.48 | 0.10336 | 0 | 24 | 24 | 0 | 0 | 0 | 0 | 0 | 1 | 0 | 0 |  | 0 |  | 0
|  |  |  | 8.76 | 17.52 | 0 | 0 | 0 | 0 | 0 | 7.48 | 0.10336 | 0 | 17.52 | 17.52 | 0 | 0 | 0 | 0 | 0 | 1 | 0 | 0 |  | 0 |  | 0
|  |  |  | 10.56 | 21.12 | 0 | 0 | 0 | 0 | 0 | 7.48 | 0.10336 | 0 | 21.12 | 21.12 | 0 | 0 | 0 | 0 | 0 | 1 | 0 | 0 |  | 0 |  | 0
|  |  |  | 12.8 | 25.6 | 0 | 0 | 0 | 0 | 0 | 7.48 | 0.10336 | 0 | 25.6 | 25.6 | 0 | 0 | 0 | 0 | 0 | 1 | 0 | 0 |  | 0 |  | 0
|  |  |  | 13.8 | 27.6 | 0 | 0 | 0 | 0 | 0 | 7.48 | 0.10336 | 0 | 27.6 | 27.6 | 0 | 0 | 0 | 0 | 0 | 1 | 0 | 0 |  | 0 |  | 0
|  |  |  | 16.64 | 33.28 | 0 | 0 | 0 | 0 | 0 | 7.48 | 0.10336 | 0 | 33.28 | 33.28 | 0 | 0 | 0 | 0 | 0 | 1 | 0 | 0 |  | 0 |  | 0
|  |  |  | 19.68 | 39.36 | 0 | 0 | 0 | 0 | 0 | 7.48 | 0.10336 | 0 | 39.36 | 25.803 | 0 | 7.481 | 0 | 0 | 7.481 | 0.66337 | 0 | 6.077 |  | 0 |  | 0
|  |  |  | 21.36 | 42.72 | 0 | 0 | 0 | 0 | 0 | 7.48 | 0.10336 | 0 | 42.72 | 9.683 | 0 | 24.672 | 0 | 0 | 24.672 | 0.2 | 0 | 8.365 |  | 0 |  | 0
|  |  |  | 24 | 48 | 0 | 0 | 0 | 0 | 0 | 7.48 | 0.10336 | 0 | 48 | 0 | 0 | 49.684 | 1.684 | 0 | 48 | 0.28383 | 0 | 0 |  | 0 |  | 0
|  |  |  | 24.76 | 49.52 | 0 | 0 | 0 | 0 | 0 | 7.48 | 0.10336 | 0 | 49.52 | 0 | 6.191 | 57.885 | 8.365 | 0 | 49.52 | 0.7002 | 0 | 0 |  | 0 |  | 0
|  |  |  | 26.28 | 52.56 | 0 | 0 | 0 | 0 | 0 | 7.48 | 0.10336 | 0 | 52.56 | 0 | 12.415 | 58.583 | 6.023 | 0 | 52.56 | 1 | 0 | 0 |  | 0 |  | 0
|  |  |  | 28.36 | 56.72 | 0 | 0 | 0 | 0 | 0 | 7.48 | 0.10336 | 0 | 56.72 | 0 | 0 | 54.316 | 0 | 0 | 54.316 | 0.8668 | 0 | 2.404 |  | 0 |  | 0
|  |  |  | 28.56 | 57.12 | 0 | 0 | 0 | 0 | 0 | 7.48 | 0.10336 | 0 | 57.12 | 0 | 0 | 58.911 | 1.791 | 0 | 57.12 | 0.95593 | 0 | 0 |  | 0 |  | 0
|  |  |  | 27.4 | 54.8 | 0 | 0 | 0 | 0 | 0 | 7.48 | 0.10336 | 0 | 54.8 | 0 | 2.146 | 55.685 | 0.885 | 0 | 54.8 | 1 | 0 | 0 |  | 0 |  | 0
|  |  |  | 25.16 | 50.32 | 0 | 0 | 0 | 0 | 0 | 7.48 | 0.10336 | 0 | 50.32 | 0 | 0.577 | 50.32 | 0 | 0 | 50.32 | 1 | 0 | 0 |  | 0 |  | 0
|  |  |  | 22.92 | 45.84 | 0 | 0 | 0 | 0 | 0 | 7.48 | 0.10336 | 0 | 45.84 | 23.265 | 0 | 22.575 | 0 | 0 | 22.575 | 1 | 0 | 0 |  | 0 |  | 0
|  |  |  | 23.68 | 47.36 | 0 | 0 | 0 | 0 | 0 | 7.48 | 0.10336 | 0 | 47.36 | 41.71 | 0 | 5.65 | 0 | 0 | 5.65 | 1 | 0 | 0 |  | 0 |  | 0
|  |  |  | 22.64 | 45.28 | 0 | 0 | 0 | 0 | 0 | 7.48 | 0.10336 | 0 | 45.28 | 44.989 | 0 | 0.291 | 0 | 0 | 0.291 | 1 | 0 | 0 |  | 0 |  | 0
|  |  |  | 20.12 | 40.24 | 0 | 0 | 0 | 0 | 0 | 7.48 | 0.10336 | 0 | 40.24 | 40.24 | 0 | 0 | 0 | 0 | 0 | 1 | 0 | 0 |  | 0 |  | 0
|  |  |  | 20.44 | 40.88 | 0 | 0 | 0 | 0 | 0 | 7.48 | 0.10336 | 0 | 40.88 | 40.88 | 0 | 0 | 0 | 0 | 0 | 1 | 0 | 0 |  | 0 |  | 0
|  |  |  | 21.16 | 42.32 | 0 | 0 | 0 | 0 | 0 | 7.48 | 0.10336 | 0 | 42.32 | 42.32 | 0 | 0 | 0 | 0 | 0 | 1 | 0 | 0 |  | 0 |  | 0
|  |  |  | 20.96 | 41.92 | 0 | 0 | 0 | 0 | 0 | 7.48 | 0.10336 | 0 | 41.92 | 41.92 | 0 | 0 | 0 | 0 | 0 | 1 | 0 | 0 |  | 0 |  | 0
|  |  |  | 16.64 | 33.28 | 0 | 0 | 0 | 0 | 0 | 7.48 | 0.10336 | 0 | 33.28 | 33.28 | 0 | 0 | 0 | 0 | 0 | 1 | 0 | 0 |  | 0 |  | 0
|  |  |  | 10.2 | 20.4 | 0 | 0 | 0 | 0 | 0 | 7.48 | 0.10336 | 0 | 20.4 | 20.4 | 0 | 0 | 0 | 0 | 0 | 1 | 0 | 0 |  | 0 |  | 0
|  |  |  | 9.44 | 18.88 | 0 | 0 | 0 | 0 | 0 | 7.48 | 0.10336 | 0 | 18.88 | 18.88 | 0 | 0 | 0 | 0 | 0 | 1 | 0 | 0 |  | 0 |  | 0
|  |  |  | 9.28 | 18.56 | 0 | 0 | 0 | 0 | 0 | 7.48 | 0.10336 | 0 | 18.56 | 18.56 | 0 | 0 | 0 | 0 | 0 | 1 | 0 | 0 |  | 0 |  | 0
|  |  |  | 9.24 | 18.48 | 0 | 0 | 0 | 0 | 0 | 7.48 | 0.10336 | 0 | 18.48 | 18.48 | 0 | 0 | 0 | 0 | 0 | 1 | 0 | 0 |  | 0 |  | 0
|  |  |  | 11.36 | 22.72 | 0 | 0 | 0 | 0 | 0 | 7.48 | 0.10336 | 0 | 22.72 | 22.72 | 0 | 0 | 0 | 0 | 0 | 1 | 0 | 0 |  | 0 |  | 0
|  |  |  | 12.2 | 24.4 | 0 | 0 | 0 | 0 | 0 | 7.48 | 0.10336 | 0 | 24.4 | 24.4 | 0 | 0 | 0 | 0 | 0 | 1 | 0 | 0 |  | 0 |  | 0
|  |  |  | 13.12 | 26.24 | 0 | 0 | 0 | 0 | 0 | 7.48 | 0.10336 | 0 | 26.24 | 26.24 | 0 | 0 | 0 | 0 | 0 | 1 | 0 | 0 |  | 0 |  | 0
|  |  |  | 19.36 | 38.72 | 0 | 0 | 0 | 0 | 0 | 7.48 | 0.10336 | 0 | 38.72 | 23.659 | 0 | 8.984 | 0 | 0 | 8.984 | 0.66337 | 0 | 6.077 |  | 0 |  | 0
|  |  |  | 21.76 | 43.52 | 0 | 0 | 0 | 0 | 0 | 7.48 | 0.10336 | 0 | 43.52 | 5.391 | 0 | 29.764 | 0 | 0 | 29.764 | 0.2 | 0 | 8.365 |  | 0 |  | 0
|  |  |  | 23.64 | 47.28 | 0 | 0 | 0 | 0 | 0 | 7.48 | 0.10336 | 0 | 47.28 | 0 | 0 | 49.393 | 2.113 | 0 | 47.28 | 0.30519 | 0 | 0 |  | 0 |  | 0
|  |  |  | 22.8 | 45.6 | 0 | 0 | 0 | 0 | 0 | 7.48 | 0.10336 | 0 | 45.6 | 0 | 9.856 | 53.965 | 8.365 | 0 | 45.6 | 0.72155 | 0 | 0 |  | 0 |  | 0
|  |  |  | 27.04 | 54.08 | 0 | 0 | 0 | 0 | 0 | 11.23 | 0.12409 | 0 | 54.08 | 0 | 15.313 | 59.674 | 5.594 | 0 | 54.08 | 1 | 0 | 0 |  | 0 |  | 0
|  |  |  | 30.12 | 60.24 | 0 | 0 | 0 | 0 | 0 | 11.23 | 0.12409 | 0 | 60.24 | 0 | 19.718 | 60.24 | 0 | 0 | 60.24 | 1 | 0 | 0 |  | 0 |  | 0
|  |  |  | 31 | 62 | 0 | 0 | 0 | 0 | 0 | 11.23 | 0.12409 | 0 | 62 | 0 | 16.454 | 62 | 0 | 0 | 62 | 1 | 0 | 0 |  | 0 |  | 0
|  |  |  | 25.56 | 51.12 | 0 | 0 | 0 | 0 | 0 | 17.48 | 0.13136 | 0 | 51.12 | 0 | 20.921 | 51.12 | 0 | 0 | 51.12 | 1 | 0 | 0 |  | 0 |  | 0
|  |  |  | 26.16 | 52.32 | 0 | 0 | 0 | 0 | 0 | 17.48 | 0.13136 | 0 | 52.32 | 0 | 7.063 | 52.32 | 0 | 0 | 52.32 | 1 | 0 | 0 |  | 0 |  | 0
|  |  |  | 26.56 | 53.12 | 0 | 0 | 0 | 0 | 0 | 17.48 | 0.13136 | 0 | 53.12 | 6.149 | 0 | 40.894 | 0 | 0 | 40.894 | 0.66337 | 0 | 6.077 |  | 0 |  | 0
|  |  |  | 28.08 | 56.16 | 0 | 0 | 0 | 0 | 0 | 17.48 | 0.13136 | 0 | 56.16 | 28.664 | 0 | 19.132 | 0 | 0 | 19.132 | 0.2 | 0 | 8.365 |  | 0 |  | 0
|  |  |  | 26.72 | 53.44 | 0 | 0 | 0 | 0 | 0 | 11.23 | 0.12409 | 0 | 53.44 | 51.246 | 0 | 2.194 | 0 | 0 | 2.194 | 0.2 | 0 | 0 |  | 0 |  | 0
|  |  |  | 22.68 | 45.36 | 0 | 0 | 0 | 0 | 0 | 11.23 | 0.12409 | 0 | 45.36 | 45.36 | 0 | 0 | 0 | 0 | 0 | 0.2 | 0 | 0 |  | 0 |  | 0
|  |  |  | 21.6 | 43.2 | 0 | 0 | 0 | 0 | 0 | 11.23 | 0.12409 | 0 | 43.2 | 43.2 | 0 | 0 | 0 | 0 | 0 | 0.2 | 0 | 0 |  | 0 |  | 0
|  |  |  | 24.12 | 48.24 | 0 | 0 | 0 | 0 | 0 | 7.48 | 0.10336 | 0 | 48.24 | 48.24 | 0 | 0 | 0 | 0 | 0 | 0.2 | 0 | 0 |  | 0 |  | 0
|  |  |  | 22.52 | 45.04 | 0 | 0 | 0 | 0 | 0 | 7.48 | 0.10336 | 0 | 45.04 | 45.04 | 0 | 0 | 0 | 0 | 0 | 0.2 | 0 | 0 |  | 0 |  | 0
|  |  |  | 16.24 | 32.48 | 0 | 0 | 0 | 0 | 0 | 7.48 | 0.10336 | 0 | 32.48 | 32.48 | 0 | 0 | 0 | 0 | 0 | 0.2 | 0 | 0 |  | 0 |  | 0
|  |  |  | 10.52 | 21.04 | 0 | 0 | 0 | 0 | 0 | 7.48 | 0.10336 | 0 | 21.04 | 21.04 | 0 | 0 | 0 | 0 | 0 | 0.2 | 0 | 0 |  | 0 |  | 0
|  |  |  | 9.92 | 19.84 | 0 | 0 | 0 | 0 | 0 | 7.48 | 0.10336 | 0 | 19.84 | 19.84 | 0 | 0 | 0 | 0 | 0 | 0.2 | 0 | 0 |  | 0 |  | 0
|  |  |  | 9.28 | 18.56 | 0 | 0 | 0 | 0 | 0 | 7.48 | 0.10336 | 0 | 18.56 | 18.56 | 0 | 0 | 0 | 0 | 0 | 0.2 | 0 | 0 |  | 0 |  | 0
|  |  |  | 9.4 | 18.8 | 0 | 0 | 0 | 0 | 0 | 7.48 | 0.10336 | 0 | 18.8 | 18.8 | 0 | 0 | 0 | 0 | 0 | 0.2 | 0 | 0 |  | 0 |  | 0
|  |  |  | 11.36 | 22.72 | 0 | 0 | 0 | 0 | 0 | 7.48 | 0.10336 | 0 | 22.72 | 22.72 | 0 | 0 | 0 | 0 | 0 | 0.2 | 0 | 0 |  | 0 |  | 0
|  |  |  | 12.2 | 24.4 | 0 | 0 | 0 | 0 | 0 | 7.48 | 0.10336 | 0 | 24.4 | 24.4 | 0 | 0 | 0 | 0 | 0 | 0.2 | 0 | 0 |  | 0 |  | 0
|  |  |  | 12.96 | 25.92 | 0 | 0 | 0 | 0 | 0 | 7.48 | 0.10336 | 0 | 25.92 | 25.92 | 0 | 0 | 0 | 0 | 0 | 0.2 | 0 | 0 |  | 0 |  | 0
|  |  |  | 20.08 | 40.16 | 0 | 0 | 0 | 0 | 0 | 7.48 | 0.10336 | 0 | 40.16 | 30.728 | 0 | 9.432 | 0 | 0 | 9.432 | 0.2 | 0 | 0 |  | 0 |  | 0
|  |  |  | 22.4 | 44.8 | 0 | 0 | 0 | 0 | 0 | 7.48 | 0.10336 | 0 | 44.8 | 34.955 | 0 | 9.845 | 0 | 0 | 9.845 | 0.2 | 0 | 0 |  | 0 |  | 0
|  |  |  | 23.52 | 47.04 | 0 | 0 | 0 | 0 | 0 | 7.48 | 0.10336 | 0 | 47.04 | 34.14 | 0 | 12.9 | 0 | 0 | 12.9 | 0.2 | 0 | 0 |  | 0 |  | 0
|  |  |  | 24.96 | 49.92 | 0 | 0 | 0 | 0 | 0 | 7.48 | 0.10336 | 0 | 49.92 | 0 | 1.038 | 58.285 | 8.365 | 0 | 49.92 | 0.61636 | 0 | 0 |  | 0 |  | 0
|  |  |  | 24.44 | 48.88 | 0 | 0 | 0 | 0 | 0 | 11.23 | 0.12409 | 0 | 48.88 | 0 | 6.676 | 56.587 | 7.707 | 0 | 48.88 | 1 | 0 | 0 |  | 0 |  | 0
|  |  |  | 27.32 | 54.64 | 0 | 0 | 0 | 0 | 0 | 11.23 | 0.12409 | 0 | 54.64 | 0 | 24.724 | 54.64 | 0 | 0 | 54.64 | 1 | 0 | 0 |  | 0 |  | 0
|  |  |  | 26.6 | 53.2 | 0 | 0 | 0 | 0 | 0 | 11.23 | 0.12409 | 0 | 53.2 | 0 | 33.147 | 53.2 | 0 | 0 | 53.2 | 1 | 0 | 0 |  | 0 |  | 0
|  |  |  | 27.04 | 54.08 | 0 | 0 | 0 | 0 | 0 | 17.48 | 0.13136 | 0 | 54.08 | 0 | 25.611 | 54.08 | 0 | 0 | 54.08 | 1 | 0 | 0 |  | 0 |  | 0
|  |  |  | 27.6 | 55.2 | 0 | 0 | 0 | 0 | 0 | 17.48 | 0.13136 | 0 | 55.2 | 0 | 11.058 | 55.2 | 0 | 0 | 55.2 | 1 | 0 | 0 |  | 0 |  | 0
|  |  |  | 27.4 | 54.8 | 0 | 0 | 0 | 0 | 0 | 17.48 | 0.13136 | 0 | 54.8 | 2.082 | 0 | 46.641 | 0 | 0 | 46.641 | 0.66337 | 0 | 6.077 |  | 0 |  | 0
|  |  |  | 26.32 | 52.64 | 0 | 0 | 0 | 0 | 0 | 17.48 | 0.13136 | 0 | 52.64 | 22.307 | 0 | 21.969 | 0 | 0 | 21.969 | 0.2 | 0 | 8.365 |  | 0 |  | 0
|  |  |  | 25.68 | 51.36 | 0 | 0 | 0 | 0 | 0 | 11.23 | 0.12409 | 0 | 51.36 | 48.79 | 0 | 2.57 | 0 | 0 | 2.57 | 0.2 | 0 | 0 |  | 0 |  | 0
|  |  |  | 25.52 | 51.04 | 0 | 0 | 0 | 0 | 0 | 11.23 | 0.12409 | 0 | 51.04 | 51.04 | 0 | 0 | 0 | 0 | 0 | 0.2 | 0 | 0 |  | 0 |  | 0
|  |  |  | 23.68 | 47.36 | 0 | 0 | 0 | 0 | 0 | 11.23 | 0.12409 | 0 | 47.36 | 47.36 | 0 | 0 | 0 | 0 | 0 | 0.2 | 0 | 0 |  | 0 |  | 0
|  |  |  | 23.36 | 46.72 | 0 | 0 | 0 | 0 | 0 | 7.48 | 0.10336 | 0 | 46.72 | 46.72 | 0 | 0 | 0 | 0 | 0 | 0.2 | 0 | 0 |  | 0 |  | 0
|  |  |  | 20.36 | 40.72 | 0 | 0 | 0 | 0 | 0 | 7.48 | 0.10336 | 0 | 40.72 | 40.72 | 0 | 0 | 0 | 0 | 0 | 0.2 | 0 | 0 |  | 0 |  | 0
|  |  |  | 14.88 | 29.76 | 0 | 0 | 0 | 0 | 0 | 7.48 | 0.10336 | 0 | 29.76 | 29.76 | 0 | 0 | 0 | 0 | 0 | 0.2 | 0 | 0 |  | 0 |  | 0
|  |  |  | 12.28 | 24.56 | 0 | 0 | 0 | 0 | 0 | 7.48 | 0.10336 | 0 | 24.56 | 24.56 | 0 | 0 | 0 | 0 | 0 | 0.2 | 0 | 0 |  | 0 |  | 0
|  |  |  | 13.92 | 27.84 | 0 | 0 | 0 | 0 | 0 | 7.48 | 0.10336 | 0 | 27.84 | 27.84 | 0 | 0 | 0 | 0 | 0 | 0.2 | 0 | 0 |  | 0 |  | 0
|  |  |  | 13.16 | 26.32 | 0 | 0 | 0 | 0 | 0 | 7.48 | 0.10336 | 0 | 26.32 | 26.32 | 0 | 0 | 0 | 0 | 0 | 0.2 | 0 | 0 |  | 0 |  | 0
|  |  |  | 13.32 | 26.64 | 0 | 0 | 0 | 0 | 0 | 7.48 | 0.10336 | 0 | 26.64 | 26.64 | 0 | 0 | 0 | 0 | 0 | 0.2 | 0 | 0 |  | 0 |  | 0
|  |  |  | 15.56 | 31.12 | 0 | 0 | 0 | 0 | 0 | 7.48 | 0.10336 | 0 | 31.12 | 31.12 | 0 | 0 | 0 | 0 | 0 | 0.2 | 0 | 0 |  | 0 |  | 0
|  |  |  | 15.68 | 31.36 | 0 | 0 | 0 | 0 | 0 | 7.48 | 0.10336 | 0 | 31.36 | 31.36 | 0 | 0 | 0 | 0 | 0 | 0.2 | 0 | 0 |  | 0 |  | 0
|  |  |  | 12.56 | 25.12 | 0 | 0 | 0 | 0 | 0 | 7.48 | 0.10336 | 0 | 25.12 | 25.12 | 0 | 0 | 0 | 0 | 0 | 0.2 | 0 | 0 |  | 0 |  | 0
|  |  |  | 14 | 28 | 0 | 0 | 0 | 0 | 0 | 7.48 | 0.10336 | 0 | 28 | 18.192 | 0 | 9.808 | 0 | 0 | 9.808 | 0.2 | 0 | 0 |  | 0 |  | 0
|  |  |  | 20.12 | 40.24 | 0 | 0 | 0 | 0 | 0 | 7.48 | 0.10336 | 0 | 40.24 | 6.584 | 0 | 33.656 | 0 | 0 | 33.656 | 0.2 | 0 | 0 |  | 0 |  | 0
|  |  |  | 19.72 | 39.44 | 0 | 0 | 0 | 0 | 0 | 7.48 | 0.10336 | 0 | 39.44 | 0 | 7.008 | 47.805 | 8.365 | 0 | 39.44 | 0.61636 | 0 | 0 |  | 0 |  | 0
|  |  |  | 20.16 | 40.32 | 0 | 0 | 0 | 0 | 0 | 7.48 | 0.10336 | 0 | 40.32 | 0 | 20.813 | 48.027 | 7.707 | 0 | 40.32 | 1 | 0 | 0 |  | 0 |  | 0
|  |  |  | 21.72 | 43.44 | 0 | 0 | 0 | 0 | 0 | 11.23 | 0.12409 | 0 | 43.44 | 0 | 34.772 | 43.44 | 0 | 0 | 43.44 | 1 | 0 | 0 |  | 0 |  | 0
|  |  |  | 24.6 | 49.2 | 0 | 0 | 0 | 0 | 0 | 11.23 | 0.12409 | 0 | 49.2 | 0 | 29.509 | 49.2 | 0 | 0 | 49.2 | 1 | 0 | 0 |  | 0 |  | 0
|  |  |  | 25.4 | 50.8 | 0 | 0 | 0 | 0 | 0 | 11.23 | 0.12409 | 0 | 50.8 | 0 | 26.09 | 50.8 | 0 | 0 | 50.8 | 1 | 0 | 0 |  | 0 |  | 0
|  |  |  | 28.28 | 56.56 | 0 | 0 | 0 | 0 | 0 | 17.48 | 0.13136 | 0 | 56.56 | 0 | 15.929 | 56.56 | 0 | 0 | 56.56 | 1 | 0 | 0 |  | 0 |  | 0
|  |  |  | 26.96 | 53.92 | 0 | 0 | 0 | 0 | 0 | 17.48 | 0.13136 | 0 | 53.92 | 0 | 6.445 | 53.92 | 0 | 0 | 53.92 | 1 | 0 | 0 |  | 0 |  | 0
|  |  |  | 26.84 | 53.68 | 0 | 0 | 0 | 0 | 0 | 17.48 | 0.13136 | 0 | 53.68 | 4.987 | 0 | 42.616 | 0 | 0 | 42.616 | 0.66337 | 0 | 6.077 |  | 0 |  | 0
|  |  |  | 32.2 | 64.4 | 0 | 0 | 0 | 0 | 0 | 17.48 | 0.13136 | 0 | 64.4 | 35.946 | 0 | 20.089 | 0 | 0 | 20.089 | 0.2 | 0 | 8.365 |  | 0 |  | 0
|  |  |  | 30.64 | 61.28 | 0 | 0 | 0 | 0 | 0 | 11.23 | 0.12409 | 0 | 61.28 | 59.134 | 0 | 2.146 | 0 | 0 | 2.146 | 0.2 | 0 | 0 |  | 0 |  | 0
|  |  |  | 23.48 | 46.96 | 0 | 0 | 0 | 0 | 0 | 11.23 | 0.12409 | 0 | 46.96 | 46.96 | 0 | 0 | 0 | 0 | 0 | 0.2 | 0 | 0 |  | 0 |  | 0
|  |  |  | 21.4 | 42.8 | 0 | 0 | 0 | 0 | 0 | 11.23 | 0.12409 | 0 | 42.8 | 42.8 | 0 | 0 | 0 | 0 | 0 | 0.2 | 0 | 0 |  | 0 |  | 0
|  |  |  | 19.6 | 39.2 | 0 | 0 | 0 | 0 | 0 | 7.48 | 0.10336 | 0 | 39.2 | 39.2 | 0 | 0 | 0 | 0 | 0 | 0.2 | 0 | 0 |  | 0 |  | 0
|  |  |  | 19.8 | 39.6 | 0 | 0 | 0 | 0 | 0 | 7.48 | 0.10336 | 0 | 39.6 | 39.6 | 0 | 0 | 0 | 0 | 0 | 0.2 | 0 | 0 |  | 0 |  | 0
|  |  |  | 18.84 | 37.68 | 0 | 0 | 0 | 0 | 0 | 7.48 | 0.10336 | 0 | 37.68 | 37.68 | 0 | 0 | 0 | 0 | 0 | 0.2 | 0 | 0 |  | 0 |  | 0
|  |  |  | 10.56 | 21.12 | 0 | 0 | 0 | 0 | 0 | 7.48 | 0.10336 | 0 | 21.12 | 21.12 | 0 | 0 | 0 | 0 | 0 | 0.2 | 0 | 0 |  | 0 |  | 0
|  |  |  | 10.16 | 20.32 | 0 | 0 | 0 | 0 | 0 | 7.48 | 0.10336 | 0 | 20.32 | 20.32 | 0 | 0 | 0 | 0 | 0 | 0.2 | 0 | 0 |  | 0 |  | 0
|  |  |  | 9.32 | 18.64 | 0 | 0 | 0 | 0 | 0 | 7.48 | 0.10336 | 0 | 18.64 | 18.64 | 0 | 0 | 0 | 0 | 0 | 0.2 | 0 | 0 |  | 0 |  | 0
|  |  |  | 9.16 | 18.32 | 0 | 0 | 0 | 0 | 0 | 7.48 | 0.10336 | 0 | 18.32 | 18.32 | 0 | 0 | 0 | 0 | 0 | 0.2 | 0 | 0 |  | 0 |  | 0
|  |  |  | 11.52 | 23.04 | 0 | 0 | 0 | 0 | 0 | 7.48 | 0.10336 | 0 | 23.04 | 23.04 | 0 | 0 | 0 | 0 | 0 | 0.2 | 0 | 0 |  | 0 |  | 0
|  |  |  | 12.12 | 24.24 | 0 | 0 | 0 | 0 | 0 | 7.48 | 0.10336 | 0 | 24.24 | 24.24 | 0 | 0 | 0 | 0 | 0 | 0.2 | 0 | 0 |  | 0 |  | 0
|  |  |  | 13 | 26 | 0 | 0 | 0 | 0 | 0 | 7.48 | 0.10336 | 0 | 26 | 26 | 0 | 0 | 0 | 0 | 0 | 0.2 | 0 | 0 |  | 0 |  | 0
|  |  |  | 14.08 | 28.16 | 0 | 0 | 0 | 0 | 0 | 7.48 | 0.10336 | 0 | 28.16 | 18.885 | 0 | 9.275 | 0 | 0 | 9.275 | 0.2 | 0 | 0 |  | 0 |  | 0
|  |  |  | 15.36 | 30.72 | 0 | 0 | 0 | 0 | 0 | 7.48 | 0.10336 | 0 | 30.72 | 0 | 0 | 32.044 | 1.324 | 0 | 30.72 | 0.26589 | 0 | 0 |  | 0 |  | 0
|  |  |  | 18.8 | 37.6 | 0 | 0 | 0 | 0 | 0 | 7.48 | 0.10336 | 0 | 37.6 | 0 | 6.12 | 45.965 | 8.365 | 0 | 37.6 | 0.68226 | 0 | 0 |  | 0 |  | 0
|  |  |  | 18.4 | 36.8 | 0 | 0 | 0 | 0 | 0 | 7.48 | 0.10336 | 0 | 36.8 | 0 | 22.856 | 43.183 | 6.383 | 0 | 36.8 | 1 | 0 | 0 |  | 0 |  | 0
|  |  |  | 19.76 | 39.52 | 0 | 0 | 0 | 0 | 0 | 11.23 | 0.12409 | 0 | 39.52 | 0 | 33.066 | 39.52 | 0 | 0 | 39.52 | 1 | 0 | 0 |  | 0 |  | 0
|  |  |  | 23.56 | 47.12 | 0 | 0 | 0 | 0 | 0 | 11.23 | 0.12409 | 0 | 47.12 | 0 | 28.34 | 47.12 | 0 | 0 | 47.12 | 1 | 0 | 0 |  | 0 |  | 0
|  |  |  | 24.2 | 48.4 | 0 | 0 | 0 | 0 | 0 | 11.23 | 0.12409 | 0 | 48.4 | 0 | 25.532 | 48.4 | 0 | 0 | 48.4 | 1 | 0 | 0 |  | 0 |  | 0
|  |  |  | 25.48 | 50.96 | 0 | 0 | 0 | 0 | 0 | 17.48 | 0.13136 | 0 | 50.96 | 0 | 19.347 | 50.96 | 0 | 0 | 50.96 | 1 | 0 | 0 |  | 0 |  | 0
|  |  |  | 25.32 | 50.64 | 0 | 0 | 0 | 0 | 0 | 17.48 | 0.13136 | 0 | 50.64 | 0 | 9.143 | 50.64 | 0 | 0 | 50.64 | 1 | 0 | 0 |  | 0 |  | 0
|  |  |  | 26.16 | 52.32 | 0 | 0 | 0 | 0 | 0 | 17.48 | 0.13136 | 0 | 52.32 | 4.355 | 0 | 41.888 | 0 | 0 | 41.888 | 0.66337 | 0 | 6.077 |  | 0 |  | 0
|  |  |  | 26.64 | 53.28 | 0 | 0 | 0 | 0 | 0 | 17.48 | 0.13136 | 0 | 53.28 | 25.529 | 0 | 19.386 | 0 | 0 | 19.386 | 0.2 | 0 | 8.365 |  | 0 |  | 0
|  |  |  | 32.04 | 64.08 | 0 | 0 | 0 | 0 | 0 | 11.23 | 0.12409 | 0 | 64.08 | 62.152 | 0 | 1.928 | 0 | 0 | 1.928 | 0.2 | 0 | 0 |  | 0 |  | 0
|  |  |  | 24.92 | 49.84 | 0 | 0 | 0 | 0 | 0 | 11.23 | 0.12409 | 0 | 49.84 | 49.84 | 0 | 0 | 0 | 0 | 0 | 0.2 | 0 | 0 |  | 0 |  | 0
|  |  |  | 20.32 | 40.64 | 0 | 0 | 0 | 0 | 0 | 11.23 | 0.12409 | 0 | 40.64 | 40.64 | 0 | 0 | 0 | 0 | 0 | 0.2 | 0 | 0 |  | 0 |  | 0
|  |  |  | 19.64 | 39.28 | 0 | 0 | 0 | 0 | 0 | 7.48 | 0.10336 | 0 | 39.28 | 39.28 | 0 | 0 | 0 | 0 | 0 | 0.2 | 0 | 0 |  | 0 |  | 0
|  |  |  | 17.24 | 34.48 | 0 | 0 | 0 | 0 | 0 | 7.48 | 0.10336 | 0 | 34.48 | 34.48 | 0 | 0 | 0 | 0 | 0 | 0.2 | 0 | 0 |  | 0 |  | 0
|  |  |  | 16.2 | 32.4 | 0 | 0 | 0 | 0 | 0 | 7.48 | 0.10336 | 0 | 32.4 | 32.4 | 0 | 0 | 0 | 0 | 0 | 0.2 | 0 | 0 |  | 0 |  | 0
|  |  |  | 10.52 | 21.04 | 0 | 0 | 0 | 0 | 0 | 7.48 | 0.10336 | 0 | 21.04 | 21.04 | 0 | 0 | 0 | 0 | 0 | 0.2 | 0 | 0 |  | 0 |  | 0
|  |  |  | 9.72 | 19.44 | 0 | 0 | 0 | 0 | 0 | 7.48 | 0.10336 | 0 | 19.44 | 19.44 | 0 | 0 | 0 | 0 | 0 | 0.2 | 0 | 0 |  | 0 |  | 0
|  |  |  | 9 | 18 | 0 | 0 | 0 | 0 | 0 | 7.48 | 0.10336 | 0 | 18 | 18 | 0 | 0 | 0 | 0 | 0 | 0.2 | 0 | 0 |  | 0 |  | 0
|  |  |  | 8.64 | 17.28 | 0 | 0 | 0 | 0 | 0 | 7.48 | 0.10336 | 0 | 17.28 | 17.28 | 0 | 0 | 0 | 0 | 0 | 0.2 | 0 | 0 |  | 0 |  | 0
|  |  |  | 11.28 | 22.56 | 0 | 0 | 0 | 0 | 0 | 7.48 | 0.10336 | 0 | 22.56 | 22.56 | 0 | 0 | 0 | 0 | 0 | 0.2 | 0 | 0 |  | 0 |  | 0
|  |  |  | 12.12 | 24.24 | 0 | 0 | 0 | 0 | 0 | 7.48 | 0.10336 | 0 | 24.24 | 24.24 | 0 | 0 | 0 | 0 | 0 | 0.2 | 0 | 0 |  | 0 |  | 0
|  |  |  | 13.12 | 26.24 | 0 | 0 | 0 | 0 | 0 | 7.48 | 0.10336 | 0 | 26.24 | 26.24 | 0 | 0 | 0 | 0 | 0 | 0.2 | 0 | 0 |  | 0 |  | 0
|  |  |  | 20.56 | 41.12 | 0 | 0 | 0 | 0 | 0 | 7.48 | 0.10336 | 0 | 41.12 | 32.075 | 0 | 9.045 | 0 | 0 | 9.045 | 0.2 | 0 | 0 |  | 0 |  | 0
|  |  |  | 23 | 46 | 0 | 0 | 0 | 0 | 0 | 7.48 | 0.10336 | 0 | 46 | 14.174 | 0 | 31.826 | 0 | 0 | 31.826 | 0.2 | 0 | 0 |  | 0 |  | 0
|  |  |  | 24.88 | 49.76 | 0 | 0 | 0 | 0 | 0 | 7.48 | 0.10336 | 0 | 49.76 | 0 | 0 | 53.176 | 3.416 | 0 | 49.76 | 0.37003 | 0 | 0 |  | 0 |  | 0
|  |  |  | 25.68 | 51.36 | 0 | 0 | 0 | 0 | 0 | 7.48 | 0.10336 | 0 | 51.36 | 0 | 8.582 | 59.725 | 8.365 | 0 | 51.36 | 0.7864 | 0 | 0 |  | 0 |  | 0
|  |  |  | 28.84 | 57.68 | 0 | 0 | 0 | 0 | 0 | 11.23 | 0.12409 | 0 | 57.68 | 0 | 15.671 | 61.971 | 4.291 | 0 | 57.68 | 1 | 0 | 0 |  | 0 |  | 0
|  |  |  | 34.72 | 69.44 | 0 | 0 | 0 | 0 | 0 | 11.23 | 0.12409 | 0 | 69.44 | 0 | 10.372 | 69.44 | 0 | 0 | 69.44 | 1 | 0 | 0 |  | 0 |  | 0
|  |  |  | 29.48 | 58.96 | 0 | 0 | 0 | 0 | 0 | 11.23 | 0.12409 | 0 | 58.96 | 0 | 19.155 | 58.96 | 0 | 0 | 58.96 | 1 | 0 | 0 |  | 0 |  | 0
|  |  |  | 28.52 | 57.04 | 0 | 0 | 0 | 0 | 0 | 17.48 | 0.13136 | 0 | 57.04 | 0 | 14.201 | 57.04 | 0 | 0 | 57.04 | 1 | 0 | 0 |  | 0 |  | 0
|  |  |  | 27.96 | 55.92 | 0 | 0 | 0 | 0 | 0 | 17.48 | 0.13136 | 0 | 55.92 | 0 | 2.59 | 55.92 | 0 | 0 | 55.92 | 1 | 0 | 0 |  | 0 |  | 0
|  |  |  | 26.4 | 52.8 | 0 | 0 | 0 | 0 | 0 | 17.48 | 0.13136 | 0 | 52.8 | 6.205 | 0 | 40.518 | 0 | 0 | 40.518 | 0.66337 | 0 | 6.077 |  | 0 |  | 0
|  |  |  | 26.96 | 53.92 | 0 | 0 | 0 | 0 | 0 | 17.48 | 0.13136 | 0 | 53.92 | 27.248 | 0 | 18.307 | 0 | 0 | 18.307 | 0.2 | 0 | 8.365 |  | 0 |  | 0
|  |  |  | 27.88 | 55.76 | 0 | 0 | 0 | 0 | 0 | 11.23 | 0.12409 | 0 | 55.76 | 54.317 | 0 | 1.443 | 0 | 0 | 1.443 | 0.2 | 0 | 0 |  | 0 |  | 0
|  |  |  | 28.08 | 56.16 | 0 | 0 | 0 | 0 | 0 | 11.23 | 0.12409 | 0 | 56.16 | 56.16 | 0 | 0 | 0 | 0 | 0 | 0.2 | 0 | 0 |  | 0 |  | 0
|  |  |  | 26.4 | 52.8 | 0 | 0 | 0 | 0 | 0 | 11.23 | 0.12409 | 0 | 52.8 | 52.8 | 0 | 0 | 0 | 0 | 0 | 0.2 | 0 | 0 |  | 0 |  | 0
|  |  |  | 27.8 | 55.6 | 0 | 0 | 0 | 0 | 0 | 7.48 | 0.10336 | 0 | 55.6 | 55.6 | 0 | 0 | 0 | 0 | 0 | 0.2 | 0 | 0 |  | 0 |  | 0
|  |  |  | 24.92 | 49.84 | 0 | 0 | 0 | 0 | 0 | 7.48 | 0.10336 | 0 | 49.84 | 49.84 | 0 | 0 | 0 | 0 | 0 | 0.2 | 0 | 0 |  | 0 |  | 0
|  |  |  | 15.96 | 31.92 | 0 | 0 | 0 | 0 | 0 | 7.48 | 0.10336 | 0 | 31.92 | 31.92 | 0 | 0 | 0 | 0 | 0 | 0.2 | 0 | 0 |  | 0 |  | 0
|  |  |  | 10.4 | 20.8 | 0 | 0 | 0 | 0 | 0 | 7.48 | 0.10336 | 0 | 20.8 | 20.8 | 0 | 0 | 0 | 0 | 0 | 0.2 | 0 | 0 |  | 0 |  | 0
|  |  |  | 9.2 | 18.4 | 0 | 0 | 0 | 0 | 0 | 7.48 | 0.10336 | 0 | 18.4 | 18.4 | 0 | 0 | 0 | 0 | 0 | 0.2 | 0 | 0 |  | 0 |  | 0
|  |  |  | 8.52 | 17.04 | 0 | 0 | 0 | 0 | 0 | 7.48 | 0.10336 | 0 | 17.04 | 17.04 | 0 | 0 | 0 | 0 | 0 | 0.2 | 0 | 0 |  | 0 |  | 0
|  |  |  | 7.76 | 15.52 | 0 | 0 | 0 | 0 | 0 | 7.48 | 0.10336 | 0 | 15.52 | 15.52 | 0 | 0 | 0 | 0 | 0 | 0.2 | 0 | 0 |  | 0 |  | 0
|  |  |  | 11.24 | 22.48 | 0 | 0 | 0 | 0 | 0 | 7.48 | 0.10336 | 0 | 22.48 | 22.48 | 0 | 0 | 0 | 0 | 0 | 0.2 | 0 | 0 |  | 0 |  | 0
|  |  |  | 11.6 | 23.2 | 0 | 0 | 0 | 0 | 0 | 7.48 | 0.10336 | 0 | 23.2 | 23.2 | 0 | 0 | 0 | 0 | 0 | 0.2 | 0 | 0 |  | 0 |  | 0
|  |  |  | 12.52 | 25.04 | 0 | 0 | 0 | 0 | 0 | 7.48 | 0.10336 | 0 | 25.04 | 25.04 | 0 | 0 | 0 | 0 | 0 | 0.2 | 0 | 0 |  | 0 |  | 0
|  |  |  | 19.6 | 39.2 | 0 | 0 | 0 | 0 | 0 | 7.48 | 0.10336 | 0 | 39.2 | 30.155 | 0 | 9.045 | 0 | 0 | 9.045 | 0.2 | 0 | 0 |  | 0 |  | 0
|  |  |  | 21.24 | 42.48 | 0 | 0 | 0 | 0 | 0 | 7.48 | 0.10336 | 0 | 42.48 | 10.582 | 0 | 31.898 | 0 | 0 | 31.898 | 0.2 | 0 | 0 |  | 0 |  | 0
|  |  |  | 23.56 | 47.12 | 0 | 0 | 0 | 0 | 0 | 7.48 | 0.10336 | 0 | 47.12 | 0 | 0 | 52.655 | 5.535 | 0 | 47.12 | 0.47549 | 0 | 0 |  | 0 |  | 0
|  |  |  | 23.88 | 47.76 | 0 | 0 | 0 | 0 | 0 | 7.48 | 0.10336 | 0 | 47.76 | 0 | 10.594 | 56.125 | 8.365 | 0 | 47.76 | 0.89185 | 0 | 0 |  | 0 |  | 0
|  |  |  | 35.28 | 70.56 | 0 | 0 | 0 | 0 | 0 | 7.48 | 0.10336 | 0 | 70.56 | 0 | 0 | 72.816 | 3.002 | 0 | 69.814 | 1 | 0 | 0.746 |  | 0 |  | 0
|  |  |  | 36.96 | 73.92 | 0 | 0 | 0 | 0 | 0 | 7.48 | 0.10336 | 0 | 73.92 | 0 | 1.916 | 73.92 | 0 | 0 | 73.92 | 1 | 0 | 0 |  | 0 |  | 0
|  |  |  | 37.04 | 74.08 | 0 | 0 | 0 | 0 | 0 | 7.48 | 0.10336 | 0 | 74.08 | 0 | 0 | 74.211 | 1.292 | 0 | 72.919 | 1 | 0 | 1.161 |  | 0 |  | 0
|  |  |  | 33.88 | 67.76 | 0 | 0 | 0 | 0 | 0 | 7.48 | 0.10336 | 0 | 67.76 | 0 | 0.268 | 67.76 | 0 | 0 | 67.76 | 1 | 0 | 0 |  | 0 |  | 0
|  |  |  | 35.64 | 71.28 | 0 | 0 | 0 | 0 | 0 | 7.48 | 0.10336 | 0 | 71.28 | 23.281 | 0 | 47.999 | 0 | 0 | 47.999 | 1 | 0 | 0 |  | 0 |  | 0
|  |  |  | 36.72 | 73.44 | 0 | 0 | 0 | 0 | 0 | 7.48 | 0.10336 | 0 | 73.44 | 40.39 | 0 | 33.05 | 0 | 0 | 33.05 | 1 | 0 | 0 |  | 0 |  | 0
|  |  |  | 39.96 | 79.92 | 0 | 0 | 0 | 0 | 0 | 7.48 | 0.10336 | 0 | 79.92 | 64.729 | 0 | 15.191 | 0 | 0 | 15.191 | 1 | 0 | 0 |  | 0 |  | 0
|  |  |  | 39.64 | 79.28 | 0 | 0 | 0 | 0 | 0 | 7.48 | 0.10336 | 0 | 79.28 | 78.019 | 0 | 1.261 | 0 | 0 | 1.261 | 1 | 0 | 0 |  | 0 |  | 0
|  |  |  | 34.72 | 69.44 | 0 | 0 | 0 | 0 | 0 | 7.48 | 0.10336 | 0 | 69.44 | 69.44 | 0 | 0 | 0 | 0 | 0 | 1 | 0 | 0 |  | 0 |  | 0
|  |  |  | 30.6 | 61.2 | 0 | 0 | 0 | 0 | 0 | 7.48 | 0.10336 | 0 | 61.2 | 61.2 | 0 | 0 | 0 | 0 | 0 | 1 | 0 | 0 |  | 0 |  | 0
|  |  |  | 30.52 | 61.04 | 0 | 0 | 0 | 0 | 0 | 7.48 | 0.10336 | 0 | 61.04 | 61.04 | 0 | 0 | 0 | 0 | 0 | 1 | 0 | 0 |  | 0 |  | 0
|  |  |  | 25.44 | 50.88 | 0 | 0 | 0 | 0 | 0 | 7.48 | 0.10336 | 0 | 50.88 | 50.88 | 0 | 0 | 0 | 0 | 0 | 1 | 0 | 0 |  | 0 |  | 0
|  |  |  | 15.64 | 31.28 | 0 | 0 | 0 | 0 | 0 | 7.48 | 0.10336 | 0 | 31.28 | 31.28 | 0 | 0 | 0 | 0 | 0 | 1 | 0 | 0 |  | 0 |  | 0
|  |  |  | 11.08 | 22.16 | 0 | 0 | 0 | 0 | 0 | 7.48 | 0.10336 | 0 | 22.16 | 22.16 | 0 | 0 | 0 | 0 | 0 | 1 | 0 | 0 |  | 0 |  | 0
|  |  |  | 9.48 | 18.96 | 0 | 0 | 0 | 0 | 0 | 7.48 | 0.10336 | 0 | 18.96 | 18.96 | 0 | 0 | 0 | 0 | 0 | 1 | 0 | 0 |  | 0 |  | 0
|  |  |  | 8.96 | 17.92 | 0 | 0 | 0 | 0 | 0 | 7.48 | 0.10336 | 0 | 17.92 | 17.92 | 0 | 0 | 0 | 0 | 0 | 1 | 0 | 0 |  | 0 |  | 0
|  |  |  | 8.4 | 16.8 | 0 | 0 | 0 | 0 | 0 | 7.48 | 0.10336 | 0 | 16.8 | 16.8 | 0 | 0 | 0 | 0 | 0 | 1 | 0 | 0 |  | 0 |  | 0
|  |  |  | 11.44 | 22.88 | 0 | 0 | 0 | 0 | 0 | 7.48 | 0.10336 | 0 | 22.88 | 22.88 | 0 | 0 | 0 | 0 | 0 | 1 | 0 | 0 |  | 0 |  | 0
|  |  |  | 12.6 | 25.2 | 0 | 0 | 0 | 0 | 0 | 7.48 | 0.10336 | 0 | 25.2 | 25.2 | 0 | 0 | 0 | 0 | 0 | 1 | 0 | 0 |  | 0 |  | 0
|  |  |  | 13.52 | 27.04 | 0 | 0 | 0 | 0 | 0 | 7.48 | 0.10336 | 0 | 27.04 | 27.04 | 0 | 0 | 0 | 0 | 0 | 1 | 0 | 0 |  | 0 |  | 0
|  |  |  | 20.6 | 41.2 | 0 | 0 | 0 | 0 | 0 | 7.48 | 0.10336 | 0 | 41.2 | 32.944 | 0 | 8.256 | 0 | 0 | 8.256 | 1 | 0 | 0 |  | 0 |  | 0
|  |  |  | 22.76 | 45.52 | 0 | 0 | 0 | 0 | 0 | 7.48 | 0.10336 | 0 | 45.52 | 12.748 | 0 | 29.425 | 0 | 0 | 29.425 | 0.81459 | 0 | 3.347 |  | 0 |  | 0
|  |  |  | 23.4 | 46.8 | 0 | 0 | 0 | 0 | 0 | 7.48 | 0.10336 | 0 | 46.8 | 0 | 0 | 49.417 | 2.617 | 0 | 46.8 | 0.94488 | 0 | 0 |  | 0 |  | 0
|  |  |  | 31.2 | 62.4 | 0 | 0 | 0 | 0 | 0 | 7.48 | 0.10336 | 0 | 62.4 | 0 | 0 | 62.693 | 0.293 | 0 | 62.4 | 0.95948 | 0 | 0 |  | 0 |  | 0
|  |  |  | 35.48 | 70.96 | 0 | 0 | 0 | 0 | 0 | 7.48 | 0.10336 | 0 | 70.96 | 0 | 0 | 71.774 | 0.814 | 0 | 70.96 | 1 | 0 | 0 |  | 0 |  | 0
|  |  |  | 41.08 | 82.16 | 0 | 0 | 0 | 0 | 0 | 7.48 | 0.10336 | 0 | 82.16 | 7.355 | 0 | 74.805 | 0 | 0 | 74.805 | 1 | 0 | 0 |  | 0 |  | 0
|  |  |  | 43.36 | 86.72 | 0 | 0 | 0 | 0 | 0 | 7.48 | 0.10336 | 0 | 86.72 | 14 | 0 | 72.72 | 0 | 0 | 72.72 | 1 | 0 | 0 |  | 0 |  | 0
|  |  |  | 43.52 | 87.04 | 0 | 0 | 0 | 0 | 0 | 7.48 | 0.10336 | 0 | 87.04 | 19.315 | 0 | 67.725 | 0 | 0 | 67.725 | 1 | 0 | 0 |  | 0 |  | 0
|  |  |  | 42 | 84 | 0 | 0 | 0 | 0 | 0 | 7.48 | 0.10336 | 0 | 84 | 28.69 | 0 | 55.31 | 0 | 0 | 55.31 | 1 | 0 | 0 |  | 0 |  | 0
|  |  |  | 41.12 | 82.24 | 0 | 0 | 0 | 0 | 0 | 7.48 | 0.10336 | 0 | 82.24 | 44.922 | 0 | 37.318 | 0 | 0 | 37.318 | 1 | 0 | 0 |  | 0 |  | 0
|  |  |  | 42.6 | 85.2 | 0 | 0 | 0 | 0 | 0 | 7.48 | 0.10336 | 0 | 85.2 | 68.578 | 0 | 16.622 | 0 | 0 | 16.622 | 1 | 0 | 0 |  | 0 |  | 0
|  |  |  | 40.52 | 81.04 | 0 | 0 | 0 | 0 | 0 | 7.48 | 0.10336 | 0 | 81.04 | 80.313 | 0 | 0.727 | 0 | 0 | 0.727 | 1 | 0 | 0 |  | 0 |  | 0
|  |  |  | 37.88 | 75.76 | 0 | 0 | 0 | 0 | 0 | 7.48 | 0.10336 | 0 | 75.76 | 75.76 | 0 | 0 | 0 | 0 | 0 | 1 | 0 | 0 |  | 0 |  | 0
|  |  |  | 32.72 | 65.44 | 0 | 0 | 0 | 0 | 0 | 7.48 | 0.10336 | 0 | 65.44 | 65.44 | 0 | 0 | 0 | 0 | 0 | 1 | 0 | 0 |  | 0 |  | 0
|  |  |  | 33.2 | 66.4 | 0 | 0 | 0 | 0 | 0 | 7.48 | 0.10336 | 0 | 66.4 | 66.4 | 0 | 0 | 0 | 0 | 0 | 1 | 0 | 0 |  | 0 |  | 0
|  |  |  | 30.64 | 61.28 | 0 | 0 | 0 | 0 | 0 | 7.48 | 0.10336 | 0 | 61.28 | 61.28 | 0 | 0 | 0 | 0 | 0 | 1 | 0 | 0 |  | 0 |  | 0
|  |  |  | 23.56 | 47.12 | 0 | 0 | 0 | 0 | 0 | 7.48 | 0.10336 | 0 | 47.12 | 47.12 | 0 | 0 | 0 | 0 | 0 | 1 | 0 | 0 |  | 0 |  | 0
|  |  |  | 12.44 | 24.88 | 0 | 0 | 0 | 0 | 0 | 7.48 | 0.10336 | 0 | 24.88 | 24.88 | 0 | 0 | 0 | 0 | 0 | 1 | 0 | 0 |  | 0 |  | 0
|  |  |  | 9.68 | 19.36 | 0 | 0 | 0 | 0 | 0 | 7.48 | 0.10336 | 0 | 19.36 | 19.36 | 0 | 0 | 0 | 0 | 0 | 1 | 0 | 0 |  | 0 |  | 0
|  |  |  | 9.56 | 19.12 | 0 | 0 | 0 | 0 | 0 | 7.48 | 0.10336 | 0 | 19.12 | 19.12 | 0 | 0 | 0 | 0 | 0 | 1 | 0 | 0 |  | 0 |  | 0
|  |  |  | 15.56 | 31.12 | 0 | 0 | 0 | 0 | 0 | 7.48 | 0.10336 | 0 | 31.12 | 31.12 | 0 | 0 | 0 | 0 | 0 | 1 | 0 | 0 |  | 0 |  | 0
|  |  |  | 17.84 | 35.68 | 0 | 0 | 0 | 0 | 0 | 7.48 | 0.10336 | 0 | 35.68 | 35.68 | 0 | 0 | 0 | 0 | 0 | 1 | 0 | 0 |  | 0 |  | 0
|  |  |  | 15.32 | 30.64 | 0 | 0 | 0 | 0 | 0 | 7.48 | 0.10336 | 0 | 30.64 | 30.64 | 0 | 0 | 0 | 0 | 0 | 1 | 0 | 0 |  | 0 |  | 0
|  |  |  | 16.72 | 33.44 | 0 | 0 | 0 | 0 | 0 | 7.48 | 0.10336 | 0 | 33.44 | 33.44 | 0 | 0 | 0 | 0 | 0 | 1 | 0 | 0 |  | 0 |  | 0
|  |  |  | 22.76 | 45.52 | 0 | 0 | 0 | 0 | 0 | 7.48 | 0.10336 | 0 | 45.52 | 37.591 | 0 | 7.929 | 0 | 0 | 7.929 | 1 | 0 | 0 |  | 0 |  | 0
|  |  |  | 25.08 | 50.16 | 0 | 0 | 0 | 0 | 0 | 7.48 | 0.10336 | 0 | 50.16 | 21.462 | 0 | 28.698 | 0 | 0 | 28.698 | 1 | 0 | 0 |  | 0 |  | 0
|  |  |  | 30.28 | 60.56 | 0 | 0 | 0 | 0 | 0 | 7.48 | 0.10336 | 0 | 60.56 | 12.258 | 0 | 48.302 | 0 | 0 | 48.302 | 1 | 0 | 0 |  | 0 |  | 0
|  |  |  | 33.6 | 67.2 | 0 | 0 | 0 | 0 | 0 | 7.48 | 0.10336 | 0 | 67.2 | 5.004 | 0 | 62.196 | 0 | 0 | 62.196 | 1 | 0 | 0 |  | 0 |  | 0
|  |  |  | 41.12 | 82.24 | 0 | 0 | 0 | 0 | 0 | 11.23 | 0.12409 | 0 | 82.24 | 10.272 | 0 | 71.968 | 0 | 0 | 71.968 | 1 | 0 | 0 |  | 0 |  | 0
|  |  |  | 49.76 | 99.52 | 0 | 0 | 0 | 0 | 0 | 11.23 | 0.12409 | 0 | 99.52 | 24.727 | 0 | 74.793 | 0 | 0 | 74.793 | 1 | 0 | 0 |  | 0 |  | 0
|  |  |  | 47.84 | 95.68 | 0 | 0 | 0 | 0 | 0 | 11.23 | 0.12409 | 0 | 95.68 | 21.045 | 0 | 74.635 | 0 | 0 | 74.635 | 1 | 0 | 0 |  | 0 |  | 0
|  |  |  | 41.76 | 83.52 | 0 | 0 | 0 | 0 | 0 | 17.48 | 0.13136 | 0 | 83.52 | 16.668 | 0 | 66.852 | 0 | 0 | 66.852 | 1 | 0 | 0 |  | 0 |  | 0
|  |  |  | 39.76 | 79.52 | 0 | 0 | 0 | 0 | 0 | 17.48 | 0.13136 | 0 | 79.52 | 25.52 | 0 | 54 | 0 | 0 | 54 | 1 | 0 | 0 |  | 0 |  | 0
|  |  |  | 38.8 | 77.6 | 0 | 0 | 0 | 0 | 0 | 17.48 | 0.13136 | 0 | 77.6 | 42.207 | 0 | 29.316 | 0 | 0 | 29.316 | 0.66337 | 0 | 6.077 |  | 0 |  | 0
|  |  |  | 39.72 | 79.44 | 0 | 0 | 0 | 0 | 0 | 17.48 | 0.13136 | 0 | 79.44 | 58.309 | 0 | 12.767 | 0 | 0 | 12.767 | 0.2 | 0 | 8.365 |  | 0 |  | 0
|  |  |  | 39.48 | 78.96 | 0 | 0 | 0 | 0 | 0 | 11.23 | 0.12409 | 0 | 78.96 | 78.572 | 0 | 0.388 | 0 | 0 | 0.388 | 0.2 | 0 | 0 |  | 0 |  | 0
|  |  |  | 37.8 | 75.6 | 0 | 0 | 0 | 0 | 0 | 11.23 | 0.12409 | 0 | 75.6 | 75.6 | 0 | 0 | 0 | 0 | 0 | 0.2 | 0 | 0 |  | 0 |  | 0
|  |  |  | 37.12 | 74.24 | 0 | 0 | 0 | 0 | 0 | 11.23 | 0.12409 | 0 | 74.24 | 74.24 | 0 | 0 | 0 | 0 | 0 | 0.2 | 0 | 0 |  | 0 |  | 0
|  |  |  | 36.84 | 73.68 | 0 | 0 | 0 | 0 | 0 | 7.48 | 0.10336 | 0 | 73.68 | 73.68 | 0 | 0 | 0 | 0 | 0 | 0.2 | 0 | 0 |  | 0 |  | 0
|  |  |  | 32.76 | 65.52 | 0 | 0 | 0 | 0 | 0 | 7.48 | 0.10336 | 0 | 65.52 | 65.52 | 0 | 0 | 0 | 0 | 0 | 0.2 | 0 | 0 |  | 0 |  | 0
|  |  |  | 18.48 | 36.96 | 0 | 0 | 0 | 0 | 0 | 7.48 | 0.10336 | 0 | 36.96 | 36.96 | 0 | 0 | 0 | 0 | 0 | 0.2 | 0 | 0 |  | 0 |  | 0
|  |  |  | 11.72 | 23.44 | 0 | 0 | 0 | 0 | 0 | 7.48 | 0.10336 | 0 | 23.44 | 23.44 | 0 | 0 | 0 | 0 | 0 | 0.2 | 0 | 0 |  | 0 |  | 0
|  |  |  | 9.76 | 19.52 | 0 | 0 | 0 | 0 | 0 | 7.48 | 0.10336 | 0 | 19.52 | 19.52 | 0 | 0 | 0 | 0 | 0 | 0.2 | 0 | 0 |  | 0 |  | 0
|  |  |  | 9.76 | 19.52 | 0 | 0 | 0 | 0 | 0 | 7.48 | 0.10336 | 0 | 19.52 | 19.52 | 0 | 0 | 0 | 0 | 0 | 0.2 | 0 | 0 |  | 0 |  | 0
|  |  |  | 9.96 | 19.92 | 0 | 0 | 0 | 0 | 0 | 7.48 | 0.10336 | 0 | 19.92 | 19.92 | 0 | 0 | 0 | 0 | 0 | 0.2 | 0 | 0 |  | 0 |  | 0
|  |  |  | 12.88 | 25.76 | 0 | 0 | 0 | 0 | 0 | 7.48 | 0.10336 | 0 | 25.76 | 25.76 | 0 | 0 | 0 | 0 | 0 | 0.2 | 0 | 0 |  | 0 |  | 0
|  |  |  | 13.96 | 27.92 | 0 | 0 | 0 | 0 | 0 | 7.48 | 0.10336 | 0 | 27.92 | 27.92 | 0 | 0 | 0 | 0 | 0 | 0.2 | 0 | 0 |  | 0 |  | 0
|  |  |  | 13.92 | 27.84 | 0 | 0 | 0 | 0 | 0 | 7.48 | 0.10336 | 0 | 27.84 | 27.84 | 0 | 0 | 0 | 0 | 0 | 0.2 | 0 | 0 |  | 0 |  | 0
|  |  |  | 20.4 | 40.8 | 0 | 0 | 0 | 0 | 0 | 7.48 | 0.10336 | 0 | 40.8 | 33.174 | 0 | 7.626 | 0 | 0 | 7.626 | 0.2 | 0 | 0 |  | 0 |  | 0
|  |  |  | 21.96 | 43.92 | 0 | 0 | 0 | 0 | 0 | 7.48 | 0.10336 | 0 | 43.92 | 16.253 | 0 | 27.667 | 0 | 0 | 27.667 | 0.2 | 0 | 0 |  | 0 |  | 0
|  |  |  | 23.12 | 46.24 | 0 | 0 | 0 | 0 | 0 | 7.48 | 0.10336 | 0 | 46.24 | 0.096 | 0 | 46.144 | 0 | 0 | 46.144 | 0.2 | 0 | 0 |  | 0 |  | 0
|  |  |  | 26.2 | 52.4 | 0 | 0 | 0 | 0 | 0 | 7.48 | 0.10336 | 0 | 52.4 | 0 | 0 | 59.505 | 7.105 | 0 | 52.4 | 0.55364 | 0 | 0 |  | 0 |  | 0
|  |  |  | 25.56 | 51.12 | 0 | 0 | 0 | 0 | 0 | 11.23 | 0.12409 | 0 | 51.12 | 0 | 11.647 | 59.485 | 8.365 | 0 | 51.12 | 0.97001 | 0 | 0 |  | 0 |  | 0
|  |  |  | 32.68 | 65.36 | 0 | 0 | 0 | 0 | 0 | 11.23 | 0.12409 | 0 | 65.36 | 0 | 10.491 | 65.963 | 0.603 | 0 | 65.36 | 1 | 0 | 0 |  | 0 |  | 0
|  |  |  | 28.88 | 57.76 | 0 | 0 | 0 | 0 | 0 | 11.23 | 0.12409 | 0 | 57.76 | 0 | 16.863 | 57.76 | 0 | 0 | 57.76 | 1 | 0 | 0 |  | 0 |  | 0
|  |  |  | 27.76 | 55.52 | 0 | 0 | 0 | 0 | 0 | 17.48 | 0.13136 | 0 | 55.52 | 0 | 13.284 | 55.52 | 0 | 0 | 55.52 | 1 | 0 | 0 |  | 0 |  | 0
|  |  |  | 28.88 | 57.76 | 0 | 0 | 0 | 0 | 0 | 17.48 | 0.13136 | 0 | 57.76 | 2.268 | 0 | 55.492 | 0 | 0 | 55.492 | 1 | 0 | 0 |  | 0 |  | 0
|  |  |  | 33.32 | 66.64 | 0 | 0 | 0 | 0 | 0 | 17.48 | 0.13136 | 0 | 66.64 | 23.076 | 0 | 37.487 | 0 | 0 | 37.487 | 0.66337 | 0 | 6.077 |  | 0 |  | 0
|  |  |  | 27.2 | 54.4 | 0 | 0 | 0 | 0 | 0 | 17.48 | 0.13136 | 0 | 54.4 | 30.007 | 0 | 16.028 | 0 | 0 | 16.028 | 0.2 | 0 | 8.365 |  | 0 |  | 0
|  |  |  | 26.92 | 53.84 | 0 | 0 | 0 | 0 | 0 | 11.23 | 0.12409 | 0 | 53.84 | 53.379 | 0 | 0.461 | 0 | 0 | 0.461 | 0.2 | 0 | 0 |  | 0 |  | 0
|  |  |  | 26.92 | 53.84 | 0 | 0 | 0 | 0 | 0 | 11.23 | 0.12409 | 0 | 53.84 | 53.84 | 0 | 0 | 0 | 0 | 0 | 0.2 | 0 | 0 |  | 0 |  | 0
|  |  |  | 24.92 | 49.84 | 0 | 0 | 0 | 0 | 0 | 11.23 | 0.12409 | 0 | 49.84 | 49.84 | 0 | 0 | 0 | 0 | 0 | 0.2 | 0 | 0 |  | 0 |  | 0
|  |  |  | 22.8 | 45.6 | 0 | 0 | 0 | 0 | 0 | 7.48 | 0.10336 | 0 | 45.6 | 45.6 | 0 | 0 | 0 | 0 | 0 | 0.2 | 0 | 0 |  | 0 |  | 0
|  |  |  | 20.6 | 41.2 | 0 | 0 | 0 | 0 | 0 | 7.48 | 0.10336 | 0 | 41.2 | 41.2 | 0 | 0 | 0 | 0 | 0 | 0.2 | 0 | 0 |  | 0 |  | 0
|  |  |  | 16.8 | 33.6 | 0 | 0 | 0 | 0 | 0 | 7.48 | 0.10336 | 0 | 33.6 | 33.6 | 0 | 0 | 0 | 0 | 0 | 0.2 | 0 | 0 |  | 0 |  | 0
|  |  |  | 14.96 | 29.92 | 0 | 0 | 0 | 0 | 0 | 7.48 | 0.10336 | 0 | 29.92 | 29.92 | 0 | 0 | 0 | 0 | 0 | 0.2 | 0 | 0 |  | 0 |  | 0
|  |  |  | 13.88 | 27.76 | 0 | 0 | 0 | 0 | 0 | 7.48 | 0.10336 | 0 | 27.76 | 27.76 | 0 | 0 | 0 | 0 | 0 | 0.2 | 0 | 0 |  | 0 |  | 0
|  |  |  | 13.76 | 27.52 | 0 | 0 | 0 | 0 | 0 | 7.48 | 0.10336 | 0 | 27.52 | 27.52 | 0 | 0 | 0 | 0 | 0 | 0.2 | 0 | 0 |  | 0 |  | 0
|  |  |  | 14.36 | 28.72 | 0 | 0 | 0 | 0 | 0 | 7.48 | 0.10336 | 0 | 28.72 | 28.72 | 0 | 0 | 0 | 0 | 0 | 0.2 | 0 | 0 |  | 0 |  | 0
|  |  |  | 17.32 | 34.64 | 0 | 0 | 0 | 0 | 0 | 7.48 | 0.10336 | 0 | 34.64 | 34.64 | 0 | 0 | 0 | 0 | 0 | 0.2 | 0 | 0 |  | 0 |  | 0
|  |  |  | 17.48 | 34.96 | 0 | 0 | 0 | 0 | 0 | 7.48 | 0.10336 | 0 | 34.96 | 34.96 | 0 | 0 | 0 | 0 | 0 | 0.2 | 0 | 0 |  | 0 |  | 0
|  |  |  | 14.32 | 28.64 | 0 | 0 | 0 | 0 | 0 | 7.48 | 0.10336 | 0 | 28.64 | 28.64 | 0 | 0 | 0 | 0 | 0 | 0.2 | 0 | 0 |  | 0 |  | 0
|  |  |  | 14.88 | 29.76 | 0 | 0 | 0 | 0 | 0 | 7.48 | 0.10336 | 0 | 29.76 | 21.746 | 0 | 8.014 | 0 | 0 | 8.014 | 0.2 | 0 | 0 |  | 0 |  | 0
|  |  |  | 19 | 38 | 0 | 0 | 0 | 0 | 0 | 7.48 | 0.10336 | 0 | 38 | 8.927 | 0 | 29.073 | 0 | 0 | 29.073 | 0.2 | 0 | 0 |  | 0 |  | 0
|  |  |  | 19.6 | 39.2 | 0 | 0 | 0 | 0 | 0 | 7.48 | 0.10336 | 0 | 39.2 | 0 | 0.434 | 47.565 | 8.365 | 0 | 39.2 | 0.61636 | 0 | 0 |  | 0 |  | 0
|  |  |  | 20.56 | 41.12 | 0 | 0 | 0 | 0 | 0 | 7.48 | 0.10336 | 0 | 41.12 | 0 | 14.642 | 48.827 | 7.707 | 0 | 41.12 | 1 | 0 | 0 |  | 0 |  | 0
|  |  |  | 20.52 | 41.04 | 0 | 0 | 0 | 0 | 0 | 11.23 | 0.12409 | 0 | 41.04 | 0 | 33.074 | 41.04 | 0 | 0 | 41.04 | 1 | 0 | 0 |  | 0 |  | 0
|  |  |  | 26.4 | 52.8 | 0 | 0 | 0 | 0 | 0 | 11.23 | 0.12409 | 0 | 52.8 | 0 | 24.575 | 52.8 | 0 | 0 | 52.8 | 1 | 0 | 0 |  | 0 |  | 0
|  |  |  | 27.72 | 55.44 | 0 | 0 | 0 | 0 | 0 | 11.23 | 0.12409 | 0 | 55.44 | 0 | 21.475 | 55.44 | 0 | 0 | 55.44 | 1 | 0 | 0 |  | 0 |  | 0
|  |  |  | 26.72 | 53.44 | 0 | 0 | 0 | 0 | 0 | 17.48 | 0.13136 | 0 | 53.44 | 0 | 16.576 | 53.44 | 0 | 0 | 53.44 | 1 | 0 | 0 |  | 0 |  | 0
|  |  |  | 28.6 | 57.2 | 0 | 0 | 0 | 0 | 0 | 17.48 | 0.13136 | 0 | 57.2 | 0 | 0.595 | 57.2 | 0 | 0 | 57.2 | 1 | 0 | 0 |  | 0 |  | 0
|  |  |  | 23.28 | 46.56 | 0 | 0 | 0 | 0 | 0 | 17.48 | 0.13136 | 0 | 46.56 | 1.771 | 0 | 38.712 | 0 | 0 | 38.712 | 0.66337 | 0 | 6.077 |  | 0 |  | 0
|  |  |  | 26.04 | 52.08 | 0 | 0 | 0 | 0 | 0 | 17.48 | 0.13136 | 0 | 52.08 | 25.772 | 0 | 17.944 | 0 | 0 | 17.944 | 0.2 | 0 | 8.365 |  | 0 |  | 0
|  |  |  | 24.72 | 49.44 | 0 | 0 | 0 | 0 | 0 | 11.23 | 0.12409 | 0 | 49.44 | 49.44 | 0 | 0 | 0 | 0 | 0 | 0.2 | 0 | 0 |  | 0 |  | 0
|  |  |  | 19.96 | 39.92 | 0 | 0 | 0 | 0 | 0 | 11.23 | 0.12409 | 0 | 39.92 | 39.92 | 0 | 0 | 0 | 0 | 0 | 0.2 | 0 | 0 |  | 0 |  | 0
|  |  |  | 20 | 40 | 0 | 0 | 0 | 0 | 0 | 11.23 | 0.12409 | 0 | 40 | 40 | 0 | 0 | 0 | 0 | 0 | 0.2 | 0 | 0 |  | 0 |  | 0
|  |  |  | 20.28 | 40.56 | 0 | 0 | 0 | 0 | 0 | 7.48 | 0.10336 | 0 | 40.56 | 40.56 | 0 | 0 | 0 | 0 | 0 | 0.2 | 0 | 0 |  | 0 |  | 0
|  |  |  | 20.2 | 40.4 | 0 | 0 | 0 | 0 | 0 | 7.48 | 0.10336 | 0 | 40.4 | 40.4 | 0 | 0 | 0 | 0 | 0 | 0.2 | 0 | 0 |  | 0 |  | 0
|  |  |  | 14.92 | 29.84 | 0 | 0 | 0 | 0 | 0 | 7.48 | 0.10336 | 0 | 29.84 | 29.84 | 0 | 0 | 0 | 0 | 0 | 0.2 | 0 | 0 |  | 0 |  | 0
|  |  |  | 10.68 | 21.36 | 0 | 0 | 0 | 0 | 0 | 7.48 | 0.10336 | 0 | 21.36 | 21.36 | 0 | 0 | 0 | 0 | 0 | 0.2 | 0 | 0 |  | 0 |  | 0
|  |  |  | 11.44 | 22.88 | 0 | 0 | 0 | 0 | 0 | 7.48 | 0.10709 | 0 | 22.88 | 22.88 | 0 | 0 | 0 | 0 | 0 | 0.2 | 0 | 0 |  | 0 |  | 0
|  |  |  | 12.96 | 25.92 | 0 | 0 | 0 | 0 | 0 | 7.48 | 0.10709 | 0 | 25.92 | 25.92 | 0 | 0 | 0 | 0 | 0 | 0.2 | 0 | 0 |  | 0 |  | 0
|  |  |  | 13.72 | 27.44 | 0 | 0 | 0 | 0 | 0 | 7.48 | 0.10709 | 0 | 27.44 | 27.44 | 0 | 0 | 0 | 0 | 0 | 0.2 | 0 | 0 |  | 0 |  | 0
|  |  |  | 16.36 | 32.72 | 0 | 0 | 0 | 0 | 0 | 7.48 | 0.10709 | 0 | 32.72 | 32.72 | 0 | 0 | 0 | 0 | 0 | 0.2 | 0 | 0 |  | 0 |  | 0
|  |  |  | 16.2 | 32.4 | 0 | 0 | 0 | 0 | 0 | 7.48 | 0.10709 | 0 | 32.4 | 32.4 | 0 | 0 | 0 | 0 | 0 | 0.2 | 0 | 0 |  | 0 |  | 0
|  |  |  | 13.4 | 26.8 | 0 | 0 | 0 | 0 | 0 | 7.48 | 0.10709 | 0 | 26.8 | 26.8 | 0 | 0 | 0 | 0 | 0 | 0.2 | 0 | 0 |  | 0 |  | 0
|  |  |  | 13.64 | 27.28 | 0 | 0 | 0 | 0 | 0 | 7.48 | 0.10709 | 0 | 27.28 | 18.199 | 0 | 9.081 | 0 | 0 | 9.081 | 0.2 | 0 | 0 |  | 0 |  | 0
|  |  |  | 13.76 | 27.52 | 0 | 0 | 0 | 0 | 0 | 7.48 | 0.10709 | 0 | 27.52 | 0 | 0 | 33.729 | 6.209 | 0 | 27.52 | 0.50906 | 0 | 0 |  | 0 |  | 0
|  |  |  | 18.24 | 36.48 | 0 | 0 | 0 | 0 | 0 | 7.48 | 0.10709 | 0 | 36.48 | 0 | 11.217 | 44.845 | 8.365 | 0 | 36.48 | 0.92542 | 0 | 0 |  | 0 |  | 0
|  |  |  | 19.76 | 39.52 | 0 | 0 | 0 | 0 | 0 | 7.48 | 0.10709 | 0 | 39.52 | 0 | 30.744 | 41.018 | 1.498 | 0 | 39.52 | 1 | 0 | 0 |  | 0 |  | 0
|  |  |  | 20.76 | 41.52 | 0 | 0 | 0 | 0 | 0 | 7.48 | 0.12502 | 0 | 41.52 | 0 | 38.947 | 41.52 | 0 | 0 | 41.52 | 1 | 0 | 0 |  | 0 |  | 0
|  |  |  | 22.92 | 45.84 | 0 | 0 | 0 | 0 | 0 | 7.48 | 0.12502 | 0 | 45.84 | 0 | 36.628 | 45.84 | 0 | 0 | 45.84 | 1 | 0 | 0 |  | 0 |  | 0
|  |  |  | 22.08 | 44.16 | 0 | 0 | 0 | 0 | 0 | 7.48 | 0.12502 | 0 | 44.16 | 0 | 33.87 | 44.16 | 0 | 0 | 44.16 | 1 | 0 | 0 |  | 0 |  | 0
|  |  |  | 26.12 | 52.24 | 0 | 0 | 0 | 0 | 0 | 12.23 | 0.12502 | 0 | 52.24 | 0 | 16.055 | 52.24 | 0 | 0 | 52.24 | 1 | 0 | 0 |  | 0 |  | 0
|  |  |  | 25.48 | 50.96 | 0 | 0 | 0 | 0 | 0 | 12.23 | 0.12502 | 0 | 50.96 | 0 | 5.489 | 50.96 | 0 | 0 | 50.96 | 1 | 0 | 0 |  | 0 |  | 0
|  |  |  | 25.8 | 51.6 | 0 | 0 | 0 | 0 | 0 | 12.23 | 0.12502 | 0 | 51.6 | 12.743 | 0 | 38.857 | 0 | 0 | 38.857 | 1 | 0 | 0 |  | 0 |  | 0
|  |  |  | 24.44 | 48.88 | 0 | 0 | 0 | 0 | 0 | 12.23 | 0.12502 | 0 | 48.88 | 31.688 | 0 | 17.192 | 0 | 0 | 17.192 | 1 | 0 | 0 |  | 0 |  | 0
|  |  |  | 20.8 | 41.6 | 0 | 0 | 0 | 0 | 0 | 7.48 | 0.12502 | 0 | 41.6 | 41.6 | 0 | 0 | 0 | 0 | 0 | 1 | 0 | 0 |  | 0 |  | 0
|  |  |  | 19 | 38 | 0 | 0 | 0 | 0 | 0 | 7.48 | 0.12502 | 0 | 38 | 31.923 | 0 | 0 | 0 | 0 | 0 | 0.66337 | 0 | 6.077 |  | 0 |  | 0
|  |  |  | 17.56 | 35.12 | 0 | 0 | 0 | 0 | 0 | 7.48 | 0.12502 | 0 | 35.12 | 26.755 | 0 | 0 | 0 | 0 | 0 | 0.2 | 0 | 8.365 |  | 0 |  | 0
|  |  |  | 19.12 | 38.24 | 0 | 0 | 0 | 0 | 0 | 7.48 | 0.10709 | 0 | 38.24 | 38.24 | 0 | 0 | 0 | 0 | 0 | 0.2 | 0 | 0 |  | 0 |  | 0
|  |  |  | 20.6 | 41.2 | 0 | 0 | 0 | 0 | 0 | 7.48 | 0.10709 | 0 | 41.2 | 41.2 | 0 | 0 | 0 | 0 | 0 | 0.2 | 0 | 0 |  | 0 |  | 0
|  |  |  | 19.04 | 38.08 | 0 | 0 | 0 | 0 | 0 | 7.48 | 0.10709 | 0 | 38.08 | 38.08 | 0 | 0 | 0 | 0 | 0 | 0.2 | 0 | 0 |  | 0 |  | 0
|  |  |  | 15.32 | 30.64 | 0 | 0 | 0 | 0 | 0 | 7.48 | 0.10709 | 0 | 30.64 | 30.64 | 0 | 0 | 0 | 0 | 0 | 0.2 | 0 | 0 |  | 0 |  | 0
|  |  |  | 14.16 | 28.32 | 0 | 0 | 0 | 0 | 0 | 7.48 | 0.10709 | 0 | 28.32 | 28.32 | 0 | 0 | 0 | 0 | 0 | 0.2 | 0 | 0 |  | 0 |  | 0
|  |  |  | 13.32 | 26.64 | 0 | 0 | 0 | 0 | 0 | 7.48 | 0.10709 | 0 | 26.64 | 26.64 | 0 | 0 | 0 | 0 | 0 | 0.2 | 0 | 0 |  | 0 |  | 0
|  |  |  | 13.24 | 26.48 | 0 | 0 | 0 | 0 | 0 | 7.48 | 0.10709 | 0 | 26.48 | 26.48 | 0 | 0 | 0 | 0 | 0 | 0.2 | 0 | 0 |  | 0 |  | 0
|  |  |  | 15.64 | 31.28 | 0 | 0 | 0 | 0 | 0 | 7.48 | 0.10709 | 0 | 31.28 | 31.28 | 0 | 0 | 0 | 0 | 0 | 0.2 | 0 | 0 |  | 0 |  | 0
|  |  |  | 15.76 | 31.52 | 0 | 0 | 0 | 0 | 0 | 7.48 | 0.10709 | 0 | 31.52 | 31.52 | 0 | 0 | 0 | 0 | 0 | 0.2 | 0 | 0 |  | 0 |  | 0
|  |  |  | 16.4 | 32.8 | 0 | 0 | 0 | 0 | 0 | 7.48 | 0.10709 | 0 | 32.8 | 32.8 | 0 | 0 | 0 | 0 | 0 | 0.2 | 0 | 0 |  | 0 |  | 0
|  |  |  | 17.76 | 35.52 | 0 | 0 | 0 | 0 | 0 | 7.48 | 0.10709 | 0 | 35.52 | 27.433 | 0 | 8.087 | 0 | 0 | 8.087 | 0.2 | 0 | 0 |  | 0 |  | 0
|  |  |  | 18.84 | 37.68 | 0 | 0 | 0 | 0 | 0 | 7.48 | 0.10709 | 0 | 37.68 | 7.358 | 0 | 30.322 | 0 | 0 | 30.322 | 0.2 | 0 | 0 |  | 0 |  | 0
|  |  |  | 20.88 | 41.76 | 0 | 0 | 0 | 0 | 0 | 7.48 | 0.10709 | 0 | 41.76 | 0.902 | 0 | 40.858 | 0 | 0 | 40.858 | 0.2 | 0 | 0 |  | 0 |  | 0
|  |  |  | 20.68 | 41.36 | 0 | 0 | 0 | 0 | 0 | 7.48 | 0.10709 | 0 | 41.36 | 0 | 8.083 | 49.725 | 8.365 | 0 | 41.36 | 0.61636 | 0 | 0 |  | 0 |  | 0
|  |  |  | 22.64 | 45.28 | 0 | 0 | 0 | 0 | 0 | 7.48 | 0.12502 | 0 | 45.28 | 0 | 17.805 | 52.987 | 7.707 | 0 | 45.28 | 1 | 0 | 0 |  | 0 |  | 0
|  |  |  | 23.04 | 46.08 | 0 | 0 | 0 | 0 | 0 | 7.48 | 0.12502 | 0 | 46.08 | 0 | 26.009 | 46.08 | 0 | 0 | 46.08 | 1 | 0 | 0 |  | 0 |  | 0
|  |  |  | 24.36 | 48.72 | 0 | 0 | 0 | 0 | 0 | 7.48 | 0.12502 | 0 | 48.72 | 0 | 28.631 | 48.72 | 0 | 0 | 48.72 | 1 | 0 | 0 |  | 0 |  | 0
|  |  |  | 24.64 | 49.28 | 0 | 0 | 0 | 0 | 0 | 12.23 | 0.12502 | 0 | 49.28 | 0 | 21.973 | 49.28 | 0 | 0 | 49.28 | 1 | 0 | 0 |  | 0 |  | 0
|  |  |  | 26.32 | 52.64 | 0 | 0 | 0 | 0 | 0 | 12.23 | 0.12502 | 0 | 52.64 | 0 | 5.458 | 52.64 | 0 | 0 | 52.64 | 1 | 0 | 0 |  | 0 |  | 0
|  |  |  | 29.6 | 59.2 | 0 | 0 | 0 | 0 | 0 | 12.23 | 0.12502 | 0 | 59.2 | 20.258 | 0 | 38.942 | 0 | 0 | 38.942 | 1 | 0 | 0 |  | 0 |  | 0
|  |  |  | 29.68 | 59.36 | 0 | 0 | 0 | 0 | 0 | 12.23 | 0.12502 | 0 | 59.36 | 43.296 | 0 | 16.064 | 0 | 0 | 16.064 | 1 | 0 | 0 |  | 0 |  | 0
|  |  |  | 20.68 | 41.36 | 0 | 0 | 0 | 0 | 0 | 7.48 | 0.12502 | 0 | 41.36 | 41.36 | 0 | 0 | 0 | 0 | 0 | 1 | 0 | 0 |  | 0 |  | 0
|  |  |  | 19.32 | 38.64 | 0 | 0 | 0 | 0 | 0 | 7.48 | 0.12502 | 0 | 38.64 | 32.563 | 0 | 0 | 0 | 0 | 0 | 0.66337 | 0 | 6.077 |  | 0 |  | 0
|  |  |  | 18.52 | 37.04 | 0 | 0 | 0 | 0 | 0 | 7.48 | 0.12502 | 0 | 37.04 | 28.675 | 0 | 0 | 0 | 0 | 0 | 0.2 | 0 | 8.365 |  | 0 |  | 0
|  |  |  | 19.48 | 38.96 | 0 | 0 | 0 | 0 | 0 | 7.48 | 0.10709 | 0 | 38.96 | 38.96 | 0 | 0 | 0 | 0 | 0 | 0.2 | 0 | 0 |  | 0 |  | 0
|  |  |  | 19.52 | 39.04 | 0 | 0 | 0 | 0 | 0 | 7.48 | 0.10709 | 0 | 39.04 | 39.04 | 0 | 0 | 0 | 0 | 0 | 0.2 | 0 | 0 |  | 0 |  | 0
|  |  |  | 18.96 | 37.92 | 0 | 0 | 0 | 0 | 0 | 7.48 | 0.10709 | 0 | 37.92 | 37.92 | 0 | 0 | 0 | 0 | 0 | 0.2 | 0 | 0 |  | 0 |  | 0
|  |  |  | 15.88 | 31.76 | 0 | 0 | 0 | 0 | 0 | 7.48 | 0.10709 | 0 | 31.76 | 31.76 | 0 | 0 | 0 | 0 | 0 | 0.2 | 0 | 0 |  | 0 |  | 0
|  |  |  | 14.88 | 29.76 | 0 | 0 | 0 | 0 | 0 | 7.48 | 0.10709 | 0 | 29.76 | 29.76 | 0 | 0 | 0 | 0 | 0 | 0.2 | 0 | 0 |  | 0 |  | 0
|  |  |  | 14.68 | 29.36 | 0 | 0 | 0 | 0 | 0 | 7.48 | 0.10709 | 0 | 29.36 | 29.36 | 0 | 0 | 0 | 0 | 0 | 0.2 | 0 | 0 |  | 0 |  | 0
|  |  |  | 14.4 | 28.8 | 0 | 0 | 0 | 0 | 0 | 7.48 | 0.10709 | 0 | 28.8 | 28.8 | 0 | 0 | 0 | 0 | 0 | 0.2 | 0 | 0 |  | 0 |  | 0
|  |  |  | 17.44 | 34.88 | 0 | 0 | 0 | 0 | 0 | 7.48 | 0.10709 | 0 | 34.88 | 34.88 | 0 | 0 | 0 | 0 | 0 | 0.2 | 0 | 0 |  | 0 |  | 0
|  |  |  | 17.56 | 35.12 | 0 | 0 | 0 | 0 | 0 | 7.48 | 0.10709 | 0 | 35.12 | 35.12 | 0 | 0 | 0 | 0 | 0 | 0.2 | 0 | 0 |  | 0 |  | 0
|  |  |  | 18.72 | 37.44 | 0 | 0 | 0 | 0 | 0 | 7.48 | 0.10709 | 0 | 37.44 | 37.44 | 0 | 0 | 0 | 0 | 0 | 0.2 | 0 | 0 |  | 0 |  | 0
|  |  |  | 19.44 | 38.88 | 0 | 0 | 0 | 0 | 0 | 7.48 | 0.10709 | 0 | 38.88 | 30.963 | 0 | 7.917 | 0 | 0 | 7.917 | 0.2 | 0 | 0 |  | 0 |  | 0
|  |  |  | 20.8 | 41.6 | 0 | 0 | 0 | 0 | 0 | 7.48 | 0.10709 | 0 | 41.6 | 11.46 | 0 | 30.14 | 0 | 0 | 30.14 | 0.2 | 0 | 0 |  | 0 |  | 0
|  |  |  | 22.92 | 45.84 | 0 | 0 | 0 | 0 | 0 | 7.48 | 0.10709 | 0 | 45.84 | 0 | 0 | 50.897 | 5.057 | 0 | 45.84 | 0.4517 | 0 | 0 |  | 0 |  | 0
|  |  |  | 22.44 | 44.88 | 0 | 0 | 0 | 0 | 0 | 7.48 | 0.10709 | 0 | 44.88 | 0 | 12.334 | 53.245 | 8.365 | 0 | 44.88 | 0.86806 | 0 | 0 |  | 0 |  | 0
|  |  |  | 22.6 | 45.2 | 0 | 0 | 0 | 0 | 0 | 7.48 | 0.10709 | 0 | 45.2 | 0 | 28.373 | 47.851 | 2.651 | 0 | 45.2 | 1 | 0 | 0 |  | 0 |  | 0
|  |  |  | 24 | 48 | 0 | 0 | 0 | 0 | 0 | 7.48 | 0.10709 | 0 | 48 | 0 | 32.528 | 48 | 0 | 0 | 48 | 1 | 0 | 0 |  | 0 |  | 0
|  |  |  | 30.04 | 60.08 | 0 | 0 | 0 | 0 | 0 | 7.48 | 0.10709 | 0 | 60.08 | 0 | 18.435 | 60.08 | 0 | 0 | 60.08 | 1 | 0 | 0 |  | 0 |  | 0
|  |  |  | 31 | 62 | 0 | 0 | 0 | 0 | 0 | 7.48 | 0.10709 | 0 | 62 | 0 | 10.574 | 62 | 0 | 0 | 62 | 1 | 0 | 0 |  | 0 |  | 0
|  |  |  | 32 | 64 | 0 | 0 | 0 | 0 | 0 | 7.48 | 0.10709 | 0 | 64 | 5.393 | 0 | 58.607 | 0 | 0 | 58.607 | 1 | 0 | 0 |  | 0 |  | 0
|  |  |  | 29.52 | 59.04 | 0 | 0 | 0 | 0 | 0 | 7.48 | 0.10709 | 0 | 59.04 | 20.255 | 0 | 38.785 | 0 | 0 | 38.785 | 1 | 0 | 0 |  | 0 |  | 0
|  |  |  | 30.48 | 60.96 | 0 | 0 | 0 | 0 | 0 | 7.48 | 0.10709 | 0 | 60.96 | 45.296 | 0 | 15.664 | 0 | 0 | 15.664 | 1 | 0 | 0 |  | 0 |  | 0
|  |  |  | 26.4 | 52.8 | 0 | 0 | 0 | 0 | 0 | 7.48 | 0.10709 | 0 | 52.8 | 52.8 | 0 | 0 | 0 | 0 | 0 | 1 | 0 | 0 |  | 0 |  | 0
|  |  |  | 23.28 | 46.56 | 0 | 0 | 0 | 0 | 0 | 7.48 | 0.10709 | 0 | 46.56 | 46.56 | 0 | 0 | 0 | 0 | 0 | 1 | 0 | 0 |  | 0 |  | 0
|  |  |  | 20.88 | 41.76 | 0 | 0 | 0 | 0 | 0 | 7.48 | 0.10709 | 0 | 41.76 | 41.76 | 0 | 0 | 0 | 0 | 0 | 1 | 0 | 0 |  | 0 |  | 0
|  |  |  | 21.48 | 42.96 | 0 | 0 | 0 | 0 | 0 | 7.48 | 0.10709 | 0 | 42.96 | 42.96 | 0 | 0 | 0 | 0 | 0 | 1 | 0 | 0 |  | 0 |  | 0
|  |  |  | 21.64 | 43.28 | 0 | 0 | 0 | 0 | 0 | 7.48 | 0.10709 | 0 | 43.28 | 43.28 | 0 | 0 | 0 | 0 | 0 | 1 | 0 | 0 |  | 0 |  | 0
|  |  |  | 21.12 | 42.24 | 0 | 0 | 0 | 0 | 0 | 7.48 | 0.10709 | 0 | 42.24 | 42.24 | 0 | 0 | 0 | 0 | 0 | 1 | 0 | 0 |  | 0 |  | 0
|  |  |  | 18.08 | 36.16 | 0 | 0 | 0 | 0 | 0 | 7.48 | 0.10709 | 0 | 36.16 | 36.16 | 0 | 0 | 0 | 0 | 0 | 1 | 0 | 0 |  | 0 |  | 0
|  |  |  | 16.8 | 33.6 | 0 | 0 | 0 | 0 | 0 | 7.48 | 0.10709 | 0 | 33.6 | 33.6 | 0 | 0 | 0 | 0 | 0 | 1 | 0 | 0 |  | 0 |  | 0
|  |  |  | 16.72 | 33.44 | 0 | 0 | 0 | 0 | 0 | 7.48 | 0.10709 | 0 | 33.44 | 33.44 | 0 | 0 | 0 | 0 | 0 | 1 | 0 | 0 |  | 0 |  | 0
|  |  |  | 16.56 | 33.12 | 0 | 0 | 0 | 0 | 0 | 7.48 | 0.10709 | 0 | 33.12 | 33.12 | 0 | 0 | 0 | 0 | 0 | 1 | 0 | 0 |  | 0 |  | 0
|  |  |  | 18.84 | 37.68 | 0 | 0 | 0 | 0 | 0 | 7.48 | 0.10709 | 0 | 37.68 | 37.68 | 0 | 0 | 0 | 0 | 0 | 1 | 0 | 0 |  | 0 |  | 0
|  |  |  | 19.04 | 38.08 | 0 | 0 | 0 | 0 | 0 | 7.48 | 0.10709 | 0 | 38.08 | 38.08 | 0 | 0 | 0 | 0 | 0 | 1 | 0 | 0 |  | 0 |  | 0
|  |  |  | 20.04 | 40.08 | 0 | 0 | 0 | 0 | 0 | 7.48 | 0.10709 | 0 | 40.08 | 40.08 | 0 | 0 | 0 | 0 | 0 | 1 | 0 | 0 |  | 0 |  | 0
|  |  |  | 20.84 | 41.68 | 0 | 0 | 0 | 0 | 0 | 7.48 | 0.10709 | 0 | 41.68 | 33.496 | 0 | 8.184 | 0 | 0 | 8.184 | 1 | 0 | 0 |  | 0 |  | 0
|  |  |  | 21.56 | 43.12 | 0 | 0 | 0 | 0 | 0 | 7.48 | 0.10709 | 0 | 43.12 | 12.407 | 0 | 24.636 | 0 | 0 | 24.636 | 0.66337 | 0 | 6.077 |  | 0 |  | 0
|  |  |  | 22.32 | 44.64 | 0 | 0 | 0 | 0 | 0 | 7.48 | 0.10709 | 0 | 44.64 | 14.561 | 0 | 21.714 | 0 | 0 | 21.714 | 0.2 | 0 | 8.365 |  | 0 |  | 0
|  |  |  | 22.4 | 44.8 | 0 | 0 | 0 | 0 | 0 | 7.48 | 0.10709 | 0 | 44.8 | 0 | 18.137 | 53.165 | 8.365 | 0 | 44.8 | 0.61636 | 0 | 0 |  | 0 |  | 0
|  |  |  | 23.68 | 47.36 | 0 | 0 | 0 | 0 | 0 | 7.48 | 0.10709 | 0 | 47.36 | 0 | 26.636 | 55.067 | 7.707 | 0 | 47.36 | 1 | 0 | 0 |  | 0 |  | 0
|  |  |  | 24.56 | 49.12 | 0 | 0 | 0 | 0 | 0 | 7.48 | 0.10709 | 0 | 49.12 | 0 | 35.239 | 49.12 | 0 | 0 | 49.12 | 1 | 0 | 0 |  | 0 |  | 0
|  |  |  | 26.16 | 52.32 | 0 | 0 | 0 | 0 | 0 | 7.48 | 0.10709 | 0 | 52.32 | 0 | 30.051 | 52.32 | 0 | 0 | 52.32 | 1 | 0 | 0 |  | 0 |  | 0
|  |  |  | 32.44 | 64.88 | 0 | 0 | 0 | 0 | 0 | 7.48 | 0.10709 | 0 | 64.88 | 0 | 8.543 | 64.88 | 0 | 0 | 64.88 | 1 | 0 | 0 |  | 0 |  | 0
|  |  |  | 31.56 | 63.12 | 0 | 0 | 0 | 0 | 0 | 7.48 | 0.10709 | 0 | 63.12 | 4.537 | 0 | 58.583 | 0 | 0 | 58.583 | 1 | 0 | 0 |  | 0 |  | 0
|  |  |  | 31.16 | 62.32 | 0 | 0 | 0 | 0 | 0 | 7.48 | 0.10709 | 0 | 62.32 | 23.681 | 0 | 38.639 | 0 | 0 | 38.639 | 1 | 0 | 0 |  | 0 |  | 0
|  |  |  | 30.56 | 61.12 | 0 | 0 | 0 | 0 | 0 | 7.48 | 0.10709 | 0 | 61.12 | 45.456 | 0 | 15.664 | 0 | 0 | 15.664 | 1 | 0 | 0 |  | 0 |  | 0
|  |  |  | 22.84 | 45.68 | 0 | 0 | 0 | 0 | 0 | 7.48 | 0.10709 | 0 | 45.68 | 45.68 | 0 | 0 | 0 | 0 | 0 | 1 | 0 | 0 |  | 0 |  | 0
|  |  |  | 20.36 | 40.72 | 0 | 0 | 0 | 0 | 0 | 7.48 | 0.10709 | 0 | 40.72 | 40.72 | 0 | 0 | 0 | 0 | 0 | 1 | 0 | 0 |  | 0 |  | 0
|  |  |  | 19.08 | 38.16 | 0 | 0 | 0 | 0 | 0 | 7.48 | 0.10709 | 0 | 38.16 | 38.16 | 0 | 0 | 0 | 0 | 0 | 1 | 0 | 0 |  | 0 |  | 0
|  |  |  | 20.08 | 40.16 | 0 | 0 | 0 | 0 | 0 | 7.48 | 0.10709 | 0 | 40.16 | 40.16 | 0 | 0 | 0 | 0 | 0 | 1 | 0 | 0 |  | 0 |  | 0
|  |  |  | 20 | 40 | 0 | 0 | 0 | 0 | 0 | 7.48 | 0.10709 | 0 | 40 | 40 | 0 | 0 | 0 | 0 | 0 | 1 | 0 | 0 |  | 0 |  | 0
|  |  |  | 19.76 | 39.52 | 0 | 0 | 0 | 0 | 0 | 7.48 | 0.10709 | 0 | 39.52 | 39.52 | 0 | 0 | 0 | 0 | 0 | 1 | 0 | 0 |  | 0 |  | 0
|  |  |  | 16.72 | 33.44 | 0 | 0 | 0 | 0 | 0 | 7.48 | 0.10709 | 0 | 33.44 | 33.44 | 0 | 0 | 0 | 0 | 0 | 1 | 0 | 0 |  | 0 |  | 0
|  |  |  | 15.52 | 31.04 | 0 | 0 | 0 | 0 | 0 | 7.48 | 0.10709 | 0 | 31.04 | 31.04 | 0 | 0 | 0 | 0 | 0 | 1 | 0 | 0 |  | 0 |  | 0
|  |  |  | 15.44 | 30.88 | 0 | 0 | 0 | 0 | 0 | 7.48 | 0.10709 | 0 | 30.88 | 30.88 | 0 | 0 | 0 | 0 | 0 | 1 | 0 | 0 |  | 0 |  | 0
|  |  |  | 15.6 | 31.2 | 0 | 0 | 0 | 0 | 0 | 7.48 | 0.10709 | 0 | 31.2 | 31.2 | 0 | 0 | 0 | 0 | 0 | 1 | 0 | 0 |  | 0 |  | 0
|  |  |  | 17.44 | 34.88 | 0 | 0 | 0 | 0 | 0 | 7.48 | 0.10709 | 0 | 34.88 | 34.88 | 0 | 0 | 0 | 0 | 0 | 1 | 0 | 0 |  | 0 |  | 0
|  |  |  | 17.2 | 34.4 | 0 | 0 | 0 | 0 | 0 | 7.48 | 0.10709 | 0 | 34.4 | 34.4 | 0 | 0 | 0 | 0 | 0 | 1 | 0 | 0 |  | 0 |  | 0
|  |  |  | 17.92 | 35.84 | 0 | 0 | 0 | 0 | 0 | 7.48 | 0.10709 | 0 | 35.84 | 35.84 | 0 | 0 | 0 | 0 | 0 | 1 | 0 | 0 |  | 0 |  | 0
|  |  |  | 19.12 | 38.24 | 0 | 0 | 0 | 0 | 0 | 7.48 | 0.10709 | 0 | 38.24 | 24.38 | 0 | 7.784 | 0 | 0 | 7.784 | 0.66337 | 0 | 6.077 |  | 0 |  | 0
|  |  |  | 20.64 | 41.28 | 0 | 0 | 0 | 0 | 0 | 7.48 | 0.10709 | 0 | 41.28 | 2.193 | 0 | 30.722 | 0 | 0 | 30.722 | 0.2 | 0 | 8.365 |  | 0 |  | 0
|  |  |  | 21.88 | 43.76 | 0 | 0 | 0 | 0 | 0 | 7.48 | 0.10709 | 0 | 43.76 | 0 | 0 | 51.248 | 7.488 | 0 | 43.76 | 0.57273 | 0 | 0 |  | 0 |  | 0
|  |  |  | 21.92 | 43.84 | 0 | 0 | 0 | 0 | 0 | 7.48 | 0.10709 | 0 | 43.84 | 0 | 13.895 | 52.205 | 8.365 | 0 | 43.84 | 0.9891 | 0 | 0 |  | 0 |  | 0
|  |  |  | 23.4 | 46.8 | 0 | 0 | 0 | 0 | 0 | 7.48 | 0.12502 | 0 | 46.8 | 0 | 27.786 | 47.019 | 0.219 | 0 | 46.8 | 1 | 0 | 0 |  | 0 |  | 0
|  |  |  | 24.08 | 48.16 | 0 | 0 | 0 | 0 | 0 | 7.48 | 0.12502 | 0 | 48.16 | 0 | 32.525 | 48.16 | 0 | 0 | 48.16 | 1 | 0 | 0 |  | 0 |  | 0
|  |  |  | 28.88 | 57.76 | 0 | 0 | 0 | 0 | 0 | 7.48 | 0.12502 | 0 | 57.76 | 0 | 22.659 | 57.76 | 0 | 0 | 57.76 | 1 | 0 | 0 |  | 0 |  | 0
|  |  |  | 38.68 | 77.36 | 0 | 0 | 0 | 0 | 0 | 12.23 | 0.12502 | 0 | 77.36 | 4.98 | 0 | 72.38 | 0 | 0 | 72.38 | 1 | 0 | 0 |  | 0 |  | 0
|  |  |  | 42.6 | 85.2 | 0 | 0 | 0 | 0 | 0 | 12.23 | 0.12502 | 0 | 85.2 | 25.756 | 0 | 59.444 | 0 | 0 | 59.444 | 1 | 0 | 0 |  | 0 |  | 0
|  |  |  | 45.76 | 91.52 | 0 | 0 | 0 | 0 | 0 | 12.23 | 0.12502 | 0 | 91.52 | 52.372 | 0 | 39.148 | 0 | 0 | 39.148 | 1 | 0 | 0 |  | 0 |  | 0
|  |  |  | 39.6 | 79.2 | 0 | 0 | 0 | 0 | 0 | 12.23 | 0.12502 | 0 | 79.2 | 69.925 | 0 | 9.275 | 0 | 0 | 9.275 | 1 | 0 | 0 |  | 0 |  | 0
|  |  |  | 35.84 | 71.68 | 0 | 0 | 0 | 0 | 0 | 7.48 | 0.12502 | 0 | 71.68 | 71.68 | 0 | 0 | 0 | 0 | 0 | 1 | 0 | 0 |  | 0 |  | 0
|  |  |  | 27.52 | 55.04 | 0 | 0 | 0 | 0 | 0 | 7.48 | 0.12502 | 0 | 55.04 | 48.963 | 0 | 0 | 0 | 0 | 0 | 0.66337 | 0 | 6.077 |  | 0 |  | 0
|  |  |  | 25.36 | 50.72 | 0 | 0 | 0 | 0 | 0 | 7.48 | 0.12502 | 0 | 50.72 | 42.355 | 0 | 0 | 0 | 0 | 0 | 0.2 | 0 | 8.365 |  | 0 |  | 0
|  |  |  | 26.12 | 52.24 | 0 | 0 | 0 | 0 | 0 | 7.48 | 0.10709 | 0 | 52.24 | 52.24 | 0 | 0 | 0 | 0 | 0 | 0.2 | 0 | 0 |  | 0 |  | 0
|  |  |  | 25.84 | 51.68 | 0 | 0 | 0 | 0 | 0 | 7.48 | 0.10709 | 0 | 51.68 | 51.68 | 0 | 0 | 0 | 0 | 0 | 0.2 | 0 | 0 |  | 0 |  | 0
|  |  |  | 25.44 | 50.88 | 0 | 0 | 0 | 0 | 0 | 7.48 | 0.10709 | 0 | 50.88 | 50.88 | 0 | 0 | 0 | 0 | 0 | 0.2 | 0 | 0 |  | 0 |  | 0
|  |  |  | 19.92 | 39.84 | 0 | 0 | 0 | 0 | 0 | 7.48 | 0.10709 | 0 | 39.84 | 39.84 | 0 | 0 | 0 | 0 | 0 | 0.2 | 0 | 0 |  | 0 |  | 0
|  |  |  | 18.2 | 36.4 | 0 | 0 | 0 | 0 | 0 | 7.48 | 0.10709 | 0 | 36.4 | 36.4 | 0 | 0 | 0 | 0 | 0 | 0.2 | 0 | 0 |  | 0 |  | 0
|  |  |  | 17.64 | 35.28 | 0 | 0 | 0 | 0 | 0 | 7.48 | 0.10709 | 0 | 35.28 | 35.28 | 0 | 0 | 0 | 0 | 0 | 0.2 | 0 | 0 |  | 0 |  | 0
|  |  |  | 18.28 | 36.56 | 0 | 0 | 0 | 0 | 0 | 7.48 | 0.10709 | 0 | 36.56 | 36.56 | 0 | 0 | 0 | 0 | 0 | 0.2 | 0 | 0 |  | 0 |  | 0
|  |  |  | 21.32 | 42.64 | 0 | 0 | 0 | 0 | 0 | 7.48 | 0.10709 | 0 | 42.64 | 42.64 | 0 | 0 | 0 | 0 | 0 | 0.2 | 0 | 0 |  | 0 |  | 0
|  |  |  | 23.72 | 47.44 | 0 | 0 | 0 | 0 | 0 | 7.48 | 0.10709 | 0 | 47.44 | 47.44 | 0 | 0 | 0 | 0 | 0 | 0.2 | 0 | 0 |  | 0 |  | 0
|  |  |  | 25.08 | 50.16 | 0 | 0 | 0 | 0 | 0 | 7.48 | 0.10709 | 0 | 50.16 | 50.16 | 0 | 0 | 0 | 0 | 0 | 0.2 | 0 | 0 |  | 0 |  | 0
|  |  |  | 26.2 | 52.4 | 0 | 0 | 0 | 0 | 0 | 7.48 | 0.10709 | 0 | 52.4 | 44.592 | 0 | 7.808 | 0 | 0 | 7.808 | 0.2 | 0 | 0 |  | 0 |  | 0
|  |  |  | 27.12 | 54.24 | 0 | 0 | 0 | 0 | 0 | 7.48 | 0.10709 | 0 | 54.24 | 23.372 | 0 | 30.868 | 0 | 0 | 30.868 | 0.2 | 0 | 0 |  | 0 |  | 0
|  |  |  | 27.56 | 55.12 | 0 | 0 | 0 | 0 | 0 | 7.48 | 0.10709 | 0 | 55.12 | 2.841 | 0 | 52.279 | 0 | 0 | 52.279 | 0.2 | 0 | 0 |  | 0 |  | 0
|  |  |  | 26.56 | 53.12 | 0 | 0 | 0 | 0 | 0 | 7.48 | 0.10709 | 0 | 53.12 | 0 | 6.24 | 61.485 | 8.365 | 0 | 53.12 | 0.61636 | 0 | 0 |  | 0 |  | 0
|  |  |  | 26.32 | 52.64 | 0 | 0 | 0 | 0 | 0 | 7.48 | 0.12502 | 0 | 52.64 | 0 | 16.264 | 60.347 | 7.707 | 0 | 52.64 | 1 | 0 | 0 |  | 0 |  | 0
|  |  |  | 26.92 | 53.84 | 0 | 0 | 0 | 0 | 0 | 7.48 | 0.12502 | 0 | 53.84 | 0 | 25.863 | 53.84 | 0 | 0 | 53.84 | 1 | 0 | 0 |  | 0 |  | 0
|  |  |  | 31.04 | 62.08 | 0 | 0 | 0 | 0 | 0 | 7.48 | 0.12502 | 0 | 62.08 | 0 | 17.453 | 62.08 | 0 | 0 | 62.08 | 1 | 0 | 0 |  | 0 |  | 0
|  |  |  | 36.52 | 73.04 | 0 | 0 | 0 | 0 | 0 | 12.23 | 0.12502 | 0 | 73.04 | 1.714 | 0 | 71.326 | 0 | 0 | 71.326 | 1 | 0 | 0 |  | 0 |  | 0
|  |  |  | 44.36 | 88.72 | 0 | 0 | 0 | 0 | 0 | 12.23 | 0.12502 | 0 | 88.72 | 30.888 | 0 | 57.832 | 0 | 0 | 57.832 | 1 | 0 | 0 |  | 0 |  | 0
|  |  |  | 37.2 | 74.4 | 0 | 0 | 0 | 0 | 0 | 12.23 | 0.12502 | 0 | 74.4 | 36.864 | 0 | 37.536 | 0 | 0 | 37.536 | 1 | 0 | 0 |  | 0 |  | 0
|  |  |  | 36.16 | 72.32 | 0 | 0 | 0 | 0 | 0 | 12.23 | 0.12502 | 0 | 72.32 | 57.892 | 0 | 14.428 | 0 | 0 | 14.428 | 1 | 0 | 0 |  | 0 |  | 0
|  |  |  | 32.2 | 64.4 | 0 | 0 | 0 | 0 | 0 | 7.48 | 0.12502 | 0 | 64.4 | 64.4 | 0 | 0 | 0 | 0 | 0 | 1 | 0 | 0 |  | 0 |  | 0
|  |  |  | 25.36 | 50.72 | 0 | 0 | 0 | 0 | 0 | 7.48 | 0.12502 | 0 | 50.72 | 44.643 | 0 | 0 | 0 | 0 | 0 | 0.66337 | 0 | 6.077 |  | 0 |  | 0
|  |  |  | 25.68 | 51.36 | 0 | 0 | 0 | 0 | 0 | 7.48 | 0.12502 | 0 | 51.36 | 42.995 | 0 | 0 | 0 | 0 | 0 | 0.2 | 0 | 8.365 |  | 0 |  | 0
|  |  |  | 24.36 | 48.72 | 0 | 0 | 0 | 0 | 0 | 7.48 | 0.10709 | 0 | 48.72 | 48.72 | 0 | 0 | 0 | 0 | 0 | 0.2 | 0 | 0 |  | 0 |  | 0
|  |  |  | 23.96 | 47.92 | 0 | 0 | 0 | 0 | 0 | 7.48 | 0.10709 | 0 | 47.92 | 47.92 | 0 | 0 | 0 | 0 | 0 | 0.2 | 0 | 0 |  | 0 |  | 0
|  |  |  | 23.4 | 46.8 | 0 | 0 | 0 | 0 | 0 | 7.48 | 0.10709 | 0 | 46.8 | 46.8 | 0 | 0 | 0 | 0 | 0 | 0.2 | 0 | 0 |  | 0 |  | 0
|  |  |  | 17.96 | 35.92 | 0 | 0 | 0 | 0 | 0 | 7.48 | 0.10709 | 0 | 35.92 | 35.92 | 0 | 0 | 0 | 0 | 0 | 0.2 | 0 | 0 |  | 0 |  | 0
|  |  |  | 15.8 | 31.6 | 0 | 0 | 0 | 0 | 0 | 7.48 | 0.10709 | 0 | 31.6 | 31.6 | 0 | 0 | 0 | 0 | 0 | 0.2 | 0 | 0 |  | 0 |  | 0
|  |  |  | 16.68 | 33.36 | 0 | 0 | 0 | 0 | 0 | 7.48 | 0.10709 | 0 | 33.36 | 33.36 | 0 | 0 | 0 | 0 | 0 | 0.2 | 0 | 0 |  | 0 |  | 0
|  |  |  | 15.6 | 31.2 | 0 | 0 | 0 | 0 | 0 | 7.48 | 0.10709 | 0 | 31.2 | 31.2 | 0 | 0 | 0 | 0 | 0 | 0.2 | 0 | 0 |  | 0 |  | 0
|  |  |  | 19 | 38 | 0 | 0 | 0 | 0 | 0 | 7.48 | 0.10709 | 0 | 38 | 38 | 0 | 0 | 0 | 0 | 0 | 0.2 | 0 | 0 |  | 0 |  | 0
|  |  |  | 20.2 | 40.4 | 0 | 0 | 0 | 0 | 0 | 7.48 | 0.10709 | 0 | 40.4 | 40.4 | 0 | 0 | 0 | 0 | 0 | 0.2 | 0 | 0 |  | 0 |  | 0
|  |  |  | 20.8 | 41.6 | 0 | 0 | 0 | 0 | 0 | 7.48 | 0.10709 | 0 | 41.6 | 41.6 | 0 | 0 | 0 | 0 | 0 | 0.2 | 0 | 0 |  | 0 |  | 0
|  |  |  | 22.6 | 45.2 | 0 | 0 | 0 | 0 | 0 | 7.48 | 0.10709 | 0 | 45.2 | 38.289 | 0 | 6.911 | 0 | 0 | 6.911 | 0.2 | 0 | 0 |  | 0 |  | 0
|  |  |  | 23.8 | 47.6 | 0 | 0 | 0 | 0 | 0 | 7.48 | 0.10709 | 0 | 47.6 | 19.363 | 0 | 28.237 | 0 | 0 | 28.237 | 0.2 | 0 | 0 |  | 0 |  | 0
|  |  |  | 23.52 | 47.04 | 0 | 0 | 0 | 0 | 0 | 7.48 | 0.10709 | 0 | 47.04 | 0 | 0 | 49.539 | 2.499 | 0 | 47.04 | 0.32438 | 0 | 0 |  | 0 |  | 0
|  |  |  | 22.08 | 44.16 | 0 | 0 | 0 | 0 | 0 | 7.48 | 0.10709 | 0 | 44.16 | 0 | 12.545 | 52.525 | 8.365 | 0 | 44.16 | 0.74074 | 0 | 0 |  | 0 |  | 0
|  |  |  | 22.76 | 45.52 | 0 | 0 | 0 | 0 | 0 | 7.48 | 0.12502 | 0 | 45.52 | 0 | 25.738 | 50.728 | 5.208 | 0 | 45.52 | 1 | 0 | 0 |  | 0 |  | 0
|  |  |  | 25.16 | 50.32 | 0 | 0 | 0 | 0 | 0 | 7.48 | 0.12502 | 0 | 50.32 | 0 | 31.068 | 50.32 | 0 | 0 | 50.32 | 1 | 0 | 0 |  | 0 |  | 0
|  |  |  | 23.32 | 46.64 | 0 | 0 | 0 | 0 | 0 | 7.48 | 0.12502 | 0 | 46.64 | 0 | 32.251 | 46.64 | 0 | 0 | 46.64 | 1 | 0 | 0 |  | 0 |  | 0
|  |  |  | 22.72 | 45.44 | 0 | 0 | 0 | 0 | 0 | 12.23 | 0.12502 | 0 | 45.44 | 0 | 26.371 | 45.44 | 0 | 0 | 45.44 | 1 | 0 | 0 |  | 0 |  | 0
|  |  |  | 22.76 | 45.52 | 0 | 0 | 0 | 0 | 0 | 12.23 | 0.12502 | 0 | 45.52 | 0 | 11.79 | 45.52 | 0 | 0 | 45.52 | 1 | 0 | 0 |  | 0 |  | 0
|  |  |  | 23.32 | 46.64 | 0 | 0 | 0 | 0 | 0 | 12.23 | 0.12502 | 0 | 46.64 | 9.516 | 0 | 37.124 | 0 | 0 | 37.124 | 1 | 0 | 0 |  | 0 |  | 0
|  |  |  | 23.52 | 47.04 | 0 | 0 | 0 | 0 | 0 | 12.23 | 0.12502 | 0 | 47.04 | 33.11 | 0 | 13.93 | 0 | 0 | 13.93 | 1 | 0 | 0 |  | 0 |  | 0
|  |  |  | 23.4 | 46.8 | 0 | 0 | 0 | 0 | 0 | 7.48 | 0.12502 | 0 | 46.8 | 46.8 | 0 | 0 | 0 | 0 | 0 | 1 | 0 | 0 |  | 0 |  | 0
|  |  |  | 18.48 | 36.96 | 0 | 0 | 0 | 0 | 0 | 7.48 | 0.12502 | 0 | 36.96 | 30.883 | 0 | 0 | 0 | 0 | 0 | 0.66337 | 0 | 6.077 |  | 0 |  | 0
|  |  |  | 15.68 | 31.36 | 0 | 0 | 0 | 0 | 0 | 7.48 | 0.12502 | 0 | 31.36 | 22.995 | 0 | 0 | 0 | 0 | 0 | 0.2 | 0 | 8.365 |  | 0 |  | 0
|  |  |  | 16.68 | 33.36 | 0 | 0 | 0 | 0 | 0 | 7.48 | 0.10709 | 0 | 33.36 | 33.36 | 0 | 0 | 0 | 0 | 0 | 0.2 | 0 | 0 |  | 0 |  | 0
|  |  |  | 17 | 34 | 0 | 0 | 0 | 0 | 0 | 7.48 | 0.10709 | 0 | 34 | 34 | 0 | 0 | 0 | 0 | 0 | 0.2 | 0 | 0 |  | 0 |  | 0
|  |  |  | 17.2 | 34.4 | 0 | 0 | 0 | 0 | 0 | 7.48 | 0.10709 | 0 | 34.4 | 34.4 | 0 | 0 | 0 | 0 | 0 | 0.2 | 0 | 0 |  | 0 |  | 0
|  |  |  | 11.36 | 22.72 | 0 | 0 | 0 | 0 | 0 | 7.48 | 0.10709 | 0 | 22.72 | 22.72 | 0 | 0 | 0 | 0 | 0 | 0.2 | 0 | 0 |  | 0 |  | 0
|  |  |  | 9.6 | 19.2 | 0 | 0 | 0 | 0 | 0 | 7.48 | 0.10709 | 0 | 19.2 | 19.2 | 0 | 0 | 0 | 0 | 0 | 0.2 | 0 | 0 |  | 0 |  | 0
|  |  |  | 8.92 | 17.84 | 0 | 0 | 0 | 0 | 0 | 7.48 | 0.10709 | 0 | 17.84 | 17.84 | 0 | 0 | 0 | 0 | 0 | 0.2 | 0 | 0 |  | 0 |  | 0
|  |  |  | 10.04 | 20.08 | 0 | 0 | 0 | 0 | 0 | 7.48 | 0.10709 | 0 | 20.08 | 20.08 | 0 | 0 | 0 | 0 | 0 | 0.2 | 0 | 0 |  | 0 |  | 0
|  |  |  | 13.04 | 26.08 | 0 | 0 | 0 | 0 | 0 | 7.48 | 0.10709 | 0 | 26.08 | 26.08 | 0 | 0 | 0 | 0 | 0 | 0.2 | 0 | 0 |  | 0 |  | 0
|  |  |  | 14.68 | 29.36 | 0 | 0 | 0 | 0 | 0 | 7.48 | 0.10709 | 0 | 29.36 | 29.36 | 0 | 0 | 0 | 0 | 0 | 0.2 | 0 | 0 |  | 0 |  | 0
|  |  |  | 15.92 | 31.84 | 0 | 0 | 0 | 0 | 0 | 7.48 | 0.10709 | 0 | 31.84 | 31.84 | 0 | 0 | 0 | 0 | 0 | 0.2 | 0 | 0 |  | 0 |  | 0
|  |  |  | 17.16 | 34.32 | 0 | 0 | 0 | 0 | 0 | 7.48 | 0.10709 | 0 | 34.32 | 27.288 | 0 | 7.032 | 0 | 0 | 7.032 | 0.2 | 0 | 0 |  | 0 |  | 0
|  |  |  | 18.96 | 37.92 | 0 | 0 | 0 | 0 | 0 | 7.48 | 0.10709 | 0 | 37.92 | 8.98 | 0 | 28.94 | 0 | 0 | 28.94 | 0.2 | 0 | 0 |  | 0 |  | 0
|  |  |  | 23.56 | 47.12 | 0 | 0 | 0 | 0 | 0 | 7.48 | 0.10709 | 0 | 47.12 | 0 | 0 | 49.502 | 2.382 | 0 | 47.12 | 0.31858 | 0 | 0 |  | 0 |  | 0
|  |  |  | 23.04 | 46.08 | 0 | 0 | 0 | 0 | 0 | 7.48 | 0.10709 | 0 | 46.08 | 0 | 11.546 | 54.445 | 8.365 | 0 | 46.08 | 0.73495 | 0 | 0 |  | 0 |  | 0
|  |  |  | 24.32 | 48.64 | 0 | 0 | 0 | 0 | 0 | 7.48 | 0.12502 | 0 | 48.64 | 0 | 23.338 | 53.965 | 5.325 | 0 | 48.64 | 1 | 0 | 0 |  | 0 |  | 0
|  |  |  | 25.24 | 50.48 | 0 | 0 | 0 | 0 | 0 | 7.48 | 0.12502 | 0 | 50.48 | 0 | 31.527 | 50.48 | 0 | 0 | 50.48 | 1 | 0 | 0 |  | 0 |  | 0
|  |  |  | 25.04 | 50.08 | 0 | 0 | 0 | 0 | 0 | 7.48 | 0.12502 | 0 | 50.08 | 0 | 29.211 | 50.08 | 0 | 0 | 50.08 | 1 | 0 | 0 |  | 0 |  | 0
|  |  |  | 27.68 | 55.36 | 0 | 0 | 0 | 0 | 0 | 12.23 | 0.12502 | 0 | 55.36 | 0 | 15.614 | 55.36 | 0 | 0 | 55.36 | 1 | 0 | 0 |  | 0 |  | 0
|  |  |  | 27.68 | 55.36 | 0 | 0 | 0 | 0 | 0 | 12.23 | 0.12502 | 0 | 55.36 | 0 | 1.696 | 55.36 | 0 | 0 | 55.36 | 1 | 0 | 0 |  | 0 |  | 0
|  |  |  | 30.96 | 61.92 | 0 | 0 | 0 | 0 | 0 | 12.23 | 0.12502 | 0 | 61.92 | 24.893 | 0 | 37.027 | 0 | 0 | 37.027 | 1 | 0 | 0 |  | 0 |  | 0
|  |  |  | 33.68 | 67.36 | 0 | 0 | 0 | 0 | 0 | 12.23 | 0.12502 | 0 | 67.36 | 53.454 | 0 | 13.906 | 0 | 0 | 13.906 | 1 | 0 | 0 |  | 0 |  | 0
|  |  |  | 25.52 | 51.04 | 0 | 0 | 0 | 0 | 0 | 7.48 | 0.12502 | 0 | 51.04 | 51.04 | 0 | 0 | 0 | 0 | 0 | 1 | 0 | 0 |  | 0 |  | 0
|  |  |  | 21.12 | 42.24 | 0 | 0 | 0 | 0 | 0 | 7.48 | 0.12502 | 0 | 42.24 | 36.163 | 0 | 0 | 0 | 0 | 0 | 0.66337 | 0 | 6.077 |  | 0 |  | 0
|  |  |  | 20.64 | 41.28 | 0 | 0 | 0 | 0 | 0 | 7.48 | 0.12502 | 0 | 41.28 | 32.915 | 0 | 0 | 0 | 0 | 0 | 0.2 | 0 | 8.365 |  | 0 |  | 0
|  |  |  | 23.04 | 46.08 | 0 | 0 | 0 | 0 | 0 | 7.48 | 0.10709 | 0 | 46.08 | 46.08 | 0 | 0 | 0 | 0 | 0 | 0.2 | 0 | 0 |  | 0 |  | 0
|  |  |  | 25.44 | 50.88 | 0 | 0 | 0 | 0 | 0 | 7.48 | 0.10709 | 0 | 50.88 | 50.88 | 0 | 0 | 0 | 0 | 0 | 0.2 | 0 | 0 |  | 0 |  | 0
|  |  |  | 24.88 | 49.76 | 0 | 0 | 0 | 0 | 0 | 7.48 | 0.10709 | 0 | 49.76 | 49.76 | 0 | 0 | 0 | 0 | 0 | 0.2 | 0 | 0 |  | 0 |  | 0
|  |  |  | 17.32 | 34.64 | 0 | 0 | 0 | 0 | 0 | 7.48 | 0.10709 | 0 | 34.64 | 34.64 | 0 | 0 | 0 | 0 | 0 | 0.2 | 0 | 0 |  | 0 |  | 0
|  |  |  | 13.4 | 26.8 | 0 | 0 | 0 | 0 | 0 | 7.48 | 0.10709 | 0 | 26.8 | 26.8 | 0 | 0 | 0 | 0 | 0 | 0.2 | 0 | 0 |  | 0 |  | 0
|  |  |  | 11.28 | 22.56 | 0 | 0 | 0 | 0 | 0 | 7.48 | 0.10709 | 0 | 22.56 | 22.56 | 0 | 0 | 0 | 0 | 0 | 0.2 | 0 | 0 |  | 0 |  | 0
|  |  |  | 11.8 | 23.6 | 0 | 0 | 0 | 0 | 0 | 7.48 | 0.10709 | 0 | 23.6 | 23.6 | 0 | 0 | 0 | 0 | 0 | 0.2 | 0 | 0 |  | 0 |  | 0
|  |  |  | 13.72 | 27.44 | 0 | 0 | 0 | 0 | 0 | 7.48 | 0.10709 | 0 | 27.44 | 27.44 | 0 | 0 | 0 | 0 | 0 | 0.2 | 0 | 0 |  | 0 |  | 0
|  |  |  | 15.8 | 31.6 | 0 | 0 | 0 | 0 | 0 | 7.48 | 0.10709 | 0 | 31.6 | 31.6 | 0 | 0 | 0 | 0 | 0 | 0.2 | 0 | 0 |  | 0 |  | 0
|  |  |  | 17.68 | 35.36 | 0 | 0 | 0 | 0 | 0 | 7.48 | 0.10709 | 0 | 35.36 | 35.36 | 0 | 0 | 0 | 0 | 0 | 0.2 | 0 | 0 |  | 0 |  | 0
|  |  |  | 25 | 50 | 0 | 0 | 0 | 0 | 0 | 7.48 | 0.10709 | 0 | 50 | 49.006 | 0 | 0.994 | 0 | 0 | 0.994 | 0.2 | 0 | 0 |  | 0 |  | 0
|  |  |  | 28.48 | 56.96 | 0 | 0 | 0 | 0 | 0 | 7.48 | 0.10709 | 0 | 56.96 | 49.977 | 0 | 6.983 | 0 | 0 | 6.983 | 0.2 | 0 | 0 |  | 0 |  | 0
|  |  |  | 29.32 | 58.64 | 0 | 0 | 0 | 0 | 0 | 7.48 | 0.10709 | 0 | 58.64 | 34.525 | 0 | 24.115 | 0 | 0 | 24.115 | 0.2 | 0 | 0 |  | 0 |  | 0
|  |  |  | 28.24 | 56.48 | 0 | 0 | 0 | 0 | 0 | 7.48 | 0.10709 | 0 | 56.48 | 5.971 | 0 | 50.509 | 0 | 0 | 50.509 | 0.2 | 0 | 0 |  | 0 |  | 0
|  |  |  | 29.04 | 58.08 | 0 | 0 | 0 | 0 | 0 | 7.48 | 0.12502 | 0 | 58.08 | 0 | 8.724 | 66.445 | 8.365 | 0 | 58.08 | 0.61636 | 0 | 0 |  | 0 |  | 0
|  |  |  | 32.72 | 65.44 | 0 | 0 | 0 | 0 | 0 | 7.48 | 0.12502 | 0 | 65.44 | 0 | 6.823 | 73.147 | 7.707 | 0 | 65.44 | 1 | 0 | 0 |  | 0 |  | 0
|  |  |  | 28.12 | 56.24 | 0 | 0 | 0 | 0 | 0 | 7.48 | 0.12502 | 0 | 56.24 | 0 | 21.208 | 56.24 | 0 | 0 | 56.24 | 1 | 0 | 0 |  | 0 |  | 0
|  |  |  | 32.92 | 65.84 | 0 | 0 | 0 | 0 | 0 | 12.23 | 0.12502 | 0 | 65.84 | 0 | 4.71 | 65.84 | 0 | 0 | 65.84 | 1 | 0 | 0 |  | 0 |  | 0
|  |  |  | 35.84 | 71.68 | 0 | 0 | 0 | 0 | 0 | 12.23 | 0.12502 | 0 | 71.68 | 15.315 | 0 | 56.365 | 0 | 0 | 56.365 | 1 | 0 | 0 |  | 0 |  | 0
|  |  |  | 41.72 | 83.44 | 0 | 0 | 0 | 0 | 0 | 12.23 | 0.12502 | 0 | 83.44 | 47.238 | 0 | 36.202 | 0 | 0 | 36.202 | 1 | 0 | 0 |  | 0 |  | 0
|  |  |  | 39.92 | 79.84 | 0 | 0 | 0 | 0 | 0 | 12.23 | 0.12502 | 0 | 79.84 | 66.419 | 0 | 13.421 | 0 | 0 | 13.421 | 1 | 0 | 0 |  | 0 |  | 0
|  |  |  | 31.52 | 63.04 | 0 | 0 | 0 | 0 | 0 | 7.48 | 0.12502 | 0 | 63.04 | 63.04 | 0 | 0 | 0 | 0 | 0 | 1 | 0 | 0 |  | 0 |  | 0
|  |  |  | 31.76 | 63.52 | 0 | 0 | 0 | 0 | 0 | 7.48 | 0.12502 | 0 | 63.52 | 57.443 | 0 | 0 | 0 | 0 | 0 | 0.66337 | 0 | 6.077 |  | 0 |  | 0
|  |  |  | 27.04 | 54.08 | 0 | 0 | 0 | 0 | 0 | 7.48 | 0.12502 | 0 | 54.08 | 45.715 | 0 | 0 | 0 | 0 | 0 | 0.2 | 0 | 8.365 |  | 0 |  | 0
|  |  |  | 26.64 | 53.28 | 0 | 0 | 0 | 0 | 0 | 7.48 | 0.10709 | 0 | 53.28 | 53.28 | 0 | 0 | 0 | 0 | 0 | 0.2 | 0 | 0 |  | 0 |  | 0
|  |  |  | 26.4 | 52.8 | 0 | 0 | 0 | 0 | 0 | 7.48 | 0.10709 | 0 | 52.8 | 52.8 | 0 | 0 | 0 | 0 | 0 | 0.2 | 0 | 0 |  | 0 |  | 0
|  |  |  | 22.44 | 44.88 | 0 | 0 | 0 | 0 | 0 | 7.48 | 0.10709 | 0 | 44.88 | 44.88 | 0 | 0 | 0 | 0 | 0 | 0.2 | 0 | 0 |  | 0 |  | 0
|  |  |  | 14.36 | 28.72 | 0 | 0 | 0 | 0 | 0 | 7.48 | 0.10709 | 0 | 28.72 | 28.72 | 0 | 0 | 0 | 0 | 0 | 0.2 | 0 | 0 |  | 0 |  | 0
|  |  |  | 11.92 | 23.84 | 0 | 0 | 0 | 0 | 0 | 7.48 | 0.10709 | 0 | 23.84 | 23.84 | 0 | 0 | 0 | 0 | 0 | 0.2 | 0 | 0 |  | 0 |  | 0
|  |  |  | 11.2 | 22.4 | 0 | 0 | 0 | 0 | 0 | 7.48 | 0.10709 | 0 | 22.4 | 22.4 | 0 | 0 | 0 | 0 | 0 | 0.2 | 0 | 0 |  | 0 |  | 0
|  |  |  | 14.72 | 29.44 | 0 | 0 | 0 | 0 | 0 | 7.48 | 0.10709 | 0 | 29.44 | 29.44 | 0 | 0 | 0 | 0 | 0 | 0.2 | 0 | 0 |  | 0 |  | 0
|  |  |  | 14.16 | 28.32 | 0 | 0 | 0 | 0 | 0 | 7.48 | 0.10709 | 0 | 28.32 | 28.32 | 0 | 0 | 0 | 0 | 0 | 0.2 | 0 | 0 |  | 0 |  | 0
|  |  |  | 15.24 | 30.48 | 0 | 0 | 0 | 0 | 0 | 7.48 | 0.10709 | 0 | 30.48 | 30.48 | 0 | 0 | 0 | 0 | 0 | 0.2 | 0 | 0 |  | 0 |  | 0
|  |  |  | 17.36 | 34.72 | 0 | 0 | 0 | 0 | 0 | 7.48 | 0.10709 | 0 | 34.72 | 34.72 | 0 | 0 | 0 | 0 | 0 | 0.2 | 0 | 0 |  | 0 |  | 0
|  |  |  | 24.52 | 49.04 | 0 | 0 | 0 | 0 | 0 | 7.48 | 0.10709 | 0 | 49.04 | 47.828 | 0 | 1.212 | 0 | 0 | 1.212 | 0.2 | 0 | 0 |  | 0 |  | 0
|  |  |  | 26.96 | 53.92 | 0 | 0 | 0 | 0 | 0 | 7.48 | 0.10709 | 0 | 53.92 | 44.609 | 0 | 9.311 | 0 | 0 | 9.311 | 0.2 | 0 | 0 |  | 0 |  | 0
|  |  |  | 33.28 | 66.56 | 0 | 0 | 0 | 0 | 0 | 7.48 | 0.10709 | 0 | 66.56 | 47.683 | 0 | 18.877 | 0 | 0 | 18.877 | 0.2 | 0 | 0 |  | 0 |  | 0
|  |  |  | 35.44 | 70.88 | 0 | 0 | 0 | 0 | 0 | 7.48 | 0.10709 | 0 | 70.88 | 6.586 | 0 | 64.294 | 0 | 0 | 64.294 | 0.2 | 0 | 0 |  | 0 |  | 0
|  |  |  | 34.68 | 69.36 | 0 | 0 | 0 | 0 | 0 | 7.48 | 0.10709 | 0 | 69.36 | 0 | 0 | 74.842 | 5.482 | 0 | 69.36 | 0.47285 | 0 | 0 |  | 0 |  | 0
|  |  |  | 32.32 | 64.64 | 0 | 0 | 0 | 0 | 0 | 7.48 | 0.10709 | 0 | 64.64 | 0 | 6.929 | 73.005 | 8.365 | 0 | 64.64 | 0.88921 | 0 | 0 |  | 0 |  | 0
|  |  |  | 30.4 | 60.8 | 0 | 0 | 0 | 0 | 0 | 7.48 | 0.10709 | 0 | 60.8 | 0 | 15.853 | 63.026 | 2.226 | 0 | 60.8 | 1 | 0 | 0 |  | 0 |  | 0
|  |  |  | 27.76 | 55.52 | 0 | 0 | 0 | 0 | 0 | 7.48 | 0.10709 | 0 | 55.52 | 0 | 15.515 | 55.52 | 0 | 0 | 55.52 | 1 | 0 | 0 |  | 0 |  | 0
|  |  |  | 27.4 | 54.8 | 0 | 0 | 0 | 0 | 0 | 7.48 | 0.10709 | 0 | 54.8 | 0 | 1.965 | 54.8 | 0 | 0 | 54.8 | 1 | 0 | 0 |  | 0 |  | 0
|  |  |  | 26.8 | 53.6 | 0 | 0 | 0 | 0 | 0 | 7.48 | 0.10709 | 0 | 53.6 | 17.095 | 0 | 36.505 | 0 | 0 | 36.505 | 1 | 0 | 0 |  | 0 |  | 0
|  |  |  | 26.28 | 52.56 | 0 | 0 | 0 | 0 | 0 | 7.48 | 0.10709 | 0 | 52.56 | 39.248 | 0 | 13.312 | 0 | 0 | 13.312 | 1 | 0 | 0 |  | 0 |  | 0
|  |  |  | 26.12 | 52.24 | 0 | 0 | 0 | 0 | 0 | 7.48 | 0.10709 | 0 | 52.24 | 52.24 | 0 | 0 | 0 | 0 | 0 | 1 | 0 | 0 |  | 0 |  | 0
|  |  |  | 27.44 | 54.88 | 0 | 0 | 0 | 0 | 0 | 7.48 | 0.10709 | 0 | 54.88 | 54.88 | 0 | 0 | 0 | 0 | 0 | 1 | 0 | 0 |  | 0 |  | 0
|  |  |  | 27.28 | 54.56 | 0 | 0 | 0 | 0 | 0 | 7.48 | 0.10709 | 0 | 54.56 | 54.56 | 0 | 0 | 0 | 0 | 0 | 1 | 0 | 0 |  | 0 |  | 0
|  |  |  | 26.96 | 53.92 | 0 | 0 | 0 | 0 | 0 | 7.48 | 0.10709 | 0 | 53.92 | 53.92 | 0 | 0 | 0 | 0 | 0 | 1 | 0 | 0 |  | 0 |  | 0
|  |  |  | 26.56 | 53.12 | 0 | 0 | 0 | 0 | 0 | 7.48 | 0.10709 | 0 | 53.12 | 53.12 | 0 | 0 | 0 | 0 | 0 | 1 | 0 | 0 |  | 0 |  | 0
|  |  |  | 27.28 | 54.56 | 0 | 0 | 0 | 0 | 0 | 7.48 | 0.10709 | 0 | 54.56 | 54.56 | 0 | 0 | 0 | 0 | 0 | 1 | 0 | 0 |  | 0 |  | 0
|  |  |  | 21.56 | 43.12 | 0 | 0 | 0 | 0 | 0 | 7.48 | 0.10709 | 0 | 43.12 | 43.12 | 0 | 0 | 0 | 0 | 0 | 1 | 0 | 0 |  | 0 |  | 0
|  |  |  | 19.24 | 38.48 | 0 | 0 | 0 | 0 | 0 | 7.48 | 0.10709 | 0 | 38.48 | 38.48 | 0 | 0 | 0 | 0 | 0 | 1 | 0 | 0 |  | 0 |  | 0
|  |  |  | 18.48 | 36.96 | 0 | 0 | 0 | 0 | 0 | 7.48 | 0.10709 | 0 | 36.96 | 36.96 | 0 | 0 | 0 | 0 | 0 | 1 | 0 | 0 |  | 0 |  | 0
|  |  |  | 18.8 | 37.6 | 0 | 0 | 0 | 0 | 0 | 7.48 | 0.10709 | 0 | 37.6 | 37.6 | 0 | 0 | 0 | 0 | 0 | 1 | 0 | 0 |  | 0 |  | 0
|  |  |  | 16.96 | 33.92 | 0 | 0 | 0 | 0 | 0 | 7.48 | 0.10709 | 0 | 33.92 | 33.92 | 0 | 0 | 0 | 0 | 0 | 1 | 0 | 0 |  | 0 |  | 0
|  |  |  | 15 | 30 | 0 | 0 | 0 | 0 | 0 | 7.48 | 0.10709 | 0 | 30 | 30 | 0 | 0 | 0 | 0 | 0 | 1 | 0 | 0 |  | 0 |  | 0
|  |  |  | 16.12 | 32.24 | 0 | 0 | 0 | 0 | 0 | 7.48 | 0.10709 | 0 | 32.24 | 32.24 | 0 | 0 | 0 | 0 | 0 | 1 | 0 | 0 |  | 0 |  | 0
|  |  |  | 23.68 | 47.36 | 0 | 0 | 0 | 0 | 0 | 7.48 | 0.10709 | 0 | 47.36 | 47.36 | 0 | 0 | 0 | 0 | 0 | 1 | 0 | 0 |  | 0 |  | 0
|  |  |  | 26.36 | 52.72 | 0 | 0 | 0 | 0 | 0 | 7.48 | 0.10709 | 0 | 52.72 | 50.344 | 0 | 2.376 | 0 | 0 | 2.376 | 1 | 0 | 0 |  | 0 |  | 0
|  |  |  | 27.2 | 54.4 | 0 | 0 | 0 | 0 | 0 | 7.48 | 0.10709 | 0 | 54.4 | 49.853 | 0 | 4.547 | 0 | 0 | 4.547 | 1 | 0 | 0 |  | 0 |  | 0
|  |  |  | 28.8 | 57.6 | 0 | 0 | 0 | 0 | 0 | 7.48 | 0.10709 | 0 | 57.6 | 49.198 | 0 | 8.402 | 0 | 0 | 8.402 | 1 | 0 | 0 |  | 0 |  | 0
|  |  |  | 31.48 | 62.96 | 0 | 0 | 0 | 0 | 0 | 7.48 | 0.10709 | 0 | 62.96 | 42.189 | 0 | 14.694 | 0 | 0 | 14.694 | 0.66337 | 0 | 6.077 |  | 0 |  | 0
|  |  |  | 32.88 | 65.76 | 0 | 0 | 0 | 0 | 0 | 7.48 | 0.10709 | 0 | 65.76 | 27.097 | 0 | 30.298 | 0 | 0 | 30.298 | 0.2 | 0 | 8.365 |  | 0 |  | 0
|  |  |  | 29.64 | 59.28 | 0 | 0 | 0 | 0 | 0 | 7.48 | 0.10709 | 0 | 59.28 | 0 | 10.349 | 67.645 | 8.365 | 0 | 59.28 | 0.61636 | 0 | 0 |  | 0 |  | 0
|  |  |  | 27.96 | 55.92 | 0 | 0 | 0 | 0 | 0 | 7.48 | 0.10709 | 0 | 55.92 | 0 | 6.68 | 63.627 | 7.707 | 0 | 55.92 | 1 | 0 | 0 |  | 0 |  | 0
|  |  |  | 28.52 | 57.04 | 0 | 0 | 0 | 0 | 0 | 7.48 | 0.10709 | 0 | 57.04 | 1.124 | 0 | 55.916 | 0 | 0 | 55.916 | 1 | 0 | 0 |  | 0 |  | 0
|  |  |  | 25.28 | 50.56 | 0 | 0 | 0 | 0 | 0 | 7.48 | 0.10709 | 0 | 50.56 | 14.794 | 0 | 35.766 | 0 | 0 | 35.766 | 1 | 0 | 0 |  | 0 |  | 0
|  |  |  | 25.28 | 50.56 | 0 | 0 | 0 | 0 | 0 | 7.48 | 0.10709 | 0 | 50.56 | 37.89 | 0 | 12.67 | 0 | 0 | 12.67 | 1 | 0 | 0 |  | 0 |  | 0
|  |  |  | 25.88 | 51.76 | 0 | 0 | 0 | 0 | 0 | 7.48 | 0.10709 | 0 | 51.76 | 51.76 | 0 | 0 | 0 | 0 | 0 | 1 | 0 | 0 |  | 0 |  | 0
|  |  |  | 26.52 | 53.04 | 0 | 0 | 0 | 0 | 0 | 7.48 | 0.10709 | 0 | 53.04 | 53.04 | 0 | 0 | 0 | 0 | 0 | 1 | 0 | 0 |  | 0 |  | 0
|  |  |  | 26.32 | 52.64 | 0 | 0 | 0 | 0 | 0 | 7.48 | 0.10709 | 0 | 52.64 | 52.64 | 0 | 0 | 0 | 0 | 0 | 1 | 0 | 0 |  | 0 |  | 0
|  |  |  | 27.4 | 54.8 | 0 | 0 | 0 | 0 | 0 | 7.48 | 0.10709 | 0 | 54.8 | 54.8 | 0 | 0 | 0 | 0 | 0 | 1 | 0 | 0 |  | 0 |  | 0
|  |  |  | 27.16 | 54.32 | 0 | 0 | 0 | 0 | 0 | 7.48 | 0.10709 | 0 | 54.32 | 54.32 | 0 | 0 | 0 | 0 | 0 | 1 | 0 | 0 |  | 0 |  | 0
|  |  |  | 23.48 | 46.96 | 0 | 0 | 0 | 0 | 0 | 7.48 | 0.10709 | 0 | 46.96 | 46.96 | 0 | 0 | 0 | 0 | 0 | 1 | 0 | 0 |  | 0 |  | 0
|  |  |  | 15.88 | 31.76 | 0 | 0 | 0 | 0 | 0 | 7.48 | 0.10709 | 0 | 31.76 | 31.76 | 0 | 0 | 0 | 0 | 0 | 1 | 0 | 0 |  | 0 |  | 0
|  |  |  | 13.28 | 26.56 | 0 | 0 | 0 | 0 | 0 | 7.48 | 0.10709 | 0 | 26.56 | 26.56 | 0 | 0 | 0 | 0 | 0 | 1 | 0 | 0 |  | 0 |  | 0
|  |  |  | 12.8 | 25.6 | 0 | 0 | 0 | 0 | 0 | 7.48 | 0.10709 | 0 | 25.6 | 25.6 | 0 | 0 | 0 | 0 | 0 | 1 | 0 | 0 |  | 0 |  | 0
|  |  |  | 12.96 | 25.92 | 0 | 0 | 0 | 0 | 0 | 7.48 | 0.10709 | 0 | 25.92 | 25.92 | 0 | 0 | 0 | 0 | 0 | 1 | 0 | 0 |  | 0 |  | 0
|  |  |  | 14.6 | 29.2 | 0 | 0 | 0 | 0 | 0 | 7.48 | 0.10709 | 0 | 29.2 | 29.2 | 0 | 0 | 0 | 0 | 0 | 1 | 0 | 0 |  | 0 |  | 0
|  |  |  | 15.6 | 31.2 | 0 | 0 | 0 | 0 | 0 | 7.48 | 0.10709 | 0 | 31.2 | 31.2 | 0 | 0 | 0 | 0 | 0 | 1 | 0 | 0 |  | 0 |  | 0
|  |  |  | 17.24 | 34.48 | 0 | 0 | 0 | 0 | 0 | 7.48 | 0.10709 | 0 | 34.48 | 34.48 | 0 | 0 | 0 | 0 | 0 | 1 | 0 | 0 |  | 0 |  | 0
|  |  |  | 24.32 | 48.64 | 0 | 0 | 0 | 0 | 0 | 7.48 | 0.10709 | 0 | 48.64 | 48.64 | 0 | 0 | 0 | 0 | 0 | 1 | 0 | 0 |  | 0 |  | 0
|  |  |  | 26.64 | 53.28 | 0 | 0 | 0 | 0 | 0 | 7.48 | 0.10709 | 0 | 53.28 | 45.375 | 0 | 7.905 | 0 | 0 | 7.905 | 1 | 0 | 0 |  | 0 |  | 0
|  |  |  | 30.2 | 60.4 | 0 | 0 | 0 | 0 | 0 | 7.48 | 0.10709 | 0 | 60.4 | 47.888 | 0 | 12.512 | 0 | 0 | 12.512 | 1 | 0 | 0 |  | 0 |  | 0
|  |  |  | 29.56 | 59.12 | 0 | 0 | 0 | 0 | 0 | 7.48 | 0.10709 | 0 | 59.12 | 47.469 | 0 | 11.651 | 0 | 0 | 11.651 | 1 | 0 | 0 |  | 0 |  | 0
|  |  |  | 29.88 | 59.76 | 0 | 0 | 0 | 0 | 0 | 7.48 | 0.12502 | 0 | 59.76 | 43.732 | 0 | 16.028 | 0 | 0 | 16.028 | 1 | 0 | 0 |  | 0 |  | 0
|  |  |  | 31.16 | 62.32 | 0 | 0 | 0 | 0 | 0 | 7.48 | 0.12502 | 0 | 62.32 | 27.985 | 0 | 34.335 | 0 | 0 | 34.335 | 1 | 0 | 0 |  | 0 |  | 0
|  |  |  | 30.2 | 60.4 | 0 | 0 | 0 | 0 | 0 | 7.48 | 0.12502 | 0 | 60.4 | 33.06 | 0 | 27.34 | 0 | 0 | 27.34 | 1 | 0 | 0 |  | 0 |  | 0
|  |  |  | 27.16 | 54.32 | 0 | 0 | 0 | 0 | 0 | 12.23 | 0.12502 | 0 | 54.32 | 33.915 | 0 | 20.405 | 0 | 0 | 20.405 | 1 | 0 | 0 |  | 0 |  | 0
|  |  |  | 26.2 | 52.4 | 0 | 0 | 0 | 0 | 0 | 12.23 | 0.12502 | 0 | 52.4 | 42.41 | 0 | 9.99 | 0 | 0 | 9.99 | 1 | 0 | 0 |  | 0 |  | 0
|  |  |  | 26.12 | 52.24 | 0 | 0 | 0 | 0 | 0 | 12.23 | 0.12502 | 0 | 52.24 | 47.184 | 0 | 5.056 | 0 | 0 | 5.056 | 1 | 0 | 0 |  | 0 |  | 0
|  |  |  | 25.48 | 50.96 | 0 | 0 | 0 | 0 | 0 | 12.23 | 0.12502 | 0 | 50.96 | 48.293 | 0 | 2.667 | 0 | 0 | 2.667 | 1 | 0 | 0 |  | 0 |  | 0
|  |  |  | 25.56 | 51.12 | 0 | 0 | 0 | 0 | 0 | 7.48 | 0.12502 | 0 | 51.12 | 51.12 | 0 | 0 | 0 | 0 | 0 | 1 | 0 | 0 |  | 0 |  | 0
|  |  |  | 27.16 | 54.32 | 0 | 0 | 0 | 0 | 0 | 7.48 | 0.12502 | 0 | 54.32 | 48.243 | 0 | 0 | 0 | 0 | 0 | 0.66337 | 0 | 6.077 |  | 0 |  | 0
|  |  |  | 28.8 | 57.6 | 0 | 0 | 0 | 0 | 0 | 7.48 | 0.12502 | 0 | 57.6 | 49.235 | 0 | 0 | 0 | 0 | 0 | 0.2 | 0 | 8.365 |  | 0 |  | 0
|  |  |  | 27.96 | 55.92 | 0 | 0 | 0 | 0 | 0 | 7.48 | 0.10709 | 8.365 | 55.92 | 55.92 | 0 | 0 | 0 | 0 | 0 | 0.61636 | 0 | 0 |  | 0 |  | 0
|  |  |  | 26.76 | 53.52 | 0 | 0 | 0 | 0 | 0 | 7.48 | 0.10709 | 7.707 | 53.52 | 53.52 | 0 | 0 | 0 | 0 | 0 | 1 | 0 | 0 |  | 0 |  | 0
|  |  |  | 26.48 | 52.96 | 0 | 0 | 0 | 0 | 0 | 7.48 | 0.10709 | 0 | 52.96 | 52.96 | 0 | 0 | 0 | 0 | 0 | 1 | 0 | 0 |  | 0 |  | 0
|  |  |  | 19.36 | 38.72 | 0 | 0 | 0 | 0 | 0 | 7.48 | 0.10709 | 0 | 38.72 | 38.72 | 0 | 0 | 0 | 0 | 0 | 1 | 0 | 0 |  | 0 |  | 0
|  |  |  | 17.16 | 34.32 | 0 | 0 | 0 | 0 | 0 | 7.48 | 0.10709 | 0 | 34.32 | 34.32 | 0 | 0 | 0 | 0 | 0 | 1 | 0 | 0 |  | 0 |  | 0
|  |  |  | 17.4 | 34.8 | 0 | 0 | 0 | 0 | 0 | 7.48 | 0.10709 | 0 | 34.8 | 34.8 | 0 | 0 | 0 | 0 | 0 | 1 | 0 | 0 |  | 0 |  | 0
|  |  |  | 18.52 | 37.04 | 0 | 0 | 0 | 0 | 0 | 7.48 | 0.10709 | 0 | 37.04 | 37.04 | 0 | 0 | 0 | 0 | 0 | 1 | 0 | 0 |  | 0 |  | 0
|  |  |  | 15.64 | 31.28 | 0 | 0 | 0 | 0 | 0 | 7.48 | 0.10709 | 0 | 31.28 | 31.28 | 0 | 0 | 0 | 0 | 0 | 1 | 0 | 0 |  | 0 |  | 0
|  |  |  | 17.2 | 34.4 | 0 | 0 | 0 | 0 | 0 | 7.48 | 0.10709 | 0 | 34.4 | 34.4 | 0 | 0 | 0 | 0 | 0 | 1 | 0 | 0 |  | 0 |  | 0
|  |  |  | 18.76 | 37.52 | 0 | 0 | 0 | 0 | 0 | 7.48 | 0.10709 | 0 | 37.52 | 37.52 | 0 | 0 | 0 | 0 | 0 | 1 | 0 | 0 |  | 0 |  | 0
|  |  |  | 25.32 | 50.64 | 0 | 0 | 0 | 0 | 0 | 7.48 | 0.10709 | 0 | 50.64 | 49.767 | 0 | 0.873 | 0 | 0 | 0.873 | 1 | 0 | 0 |  | 0 |  | 0
|  |  |  | 27.8 | 55.6 | 0 | 0 | 0 | 0 | 0 | 7.48 | 0.10709 | 0 | 55.6 | 51.138 | 0 | 4.462 | 0 | 0 | 4.462 | 1 | 0 | 0 |  | 0 |  | 0
|  |  |  | 29.56 | 59.12 | 0 | 0 | 0 | 0 | 0 | 7.48 | 0.10709 | 0 | 59.12 | 50.609 | 0 | 8.511 | 0 | 0 | 8.511 | 1 | 0 | 0 |  | 0 |  | 0
|  |  |  | 30 | 60 | 0 | 0 | 0 | 0 | 0 | 7.48 | 0.10709 | 0 | 60 | 48.106 | 0 | 11.894 | 0 | 0 | 11.894 | 1 | 0 | 0 |  | 0 |  | 0
|  |  |  | 33.48 | 66.96 | 0 | 0 | 0 | 0 | 0 | 7.48 | 0.12502 | 0 | 66.96 | 52.629 | 0 | 14.331 | 0 | 0 | 14.331 | 1 | 0 | 0 |  | 0 |  | 0
|  |  |  | 33.72 | 67.44 | 0 | 0 | 0 | 0 | 0 | 7.48 | 0.12502 | 0 | 67.44 | 52.491 | 0 | 14.949 | 0 | 0 | 14.949 | 1 | 0 | 0 |  | 0 |  | 0
|  |  |  | 31.2 | 62.4 | 0 | 0 | 0 | 0 | 0 | 7.48 | 0.12502 | 0 | 62.4 | 51.501 | 0 | 10.899 | 0 | 0 | 10.899 | 1 | 0 | 0 |  | 0 |  | 0
|  |  |  | 30.36 | 60.72 | 0 | 0 | 0 | 0 | 0 | 12.23 | 0.12502 | 0 | 60.72 | 43.322 | 0 | 17.398 | 0 | 0 | 17.398 | 1 | 0 | 0 |  | 0 |  | 0
|  |  |  | 29.56 | 59.12 | 0 | 0 | 0 | 0 | 0 | 12.23 | 0.12502 | 0 | 59.12 | 50.815 | 0 | 8.305 | 0 | 0 | 8.305 | 1 | 0 | 0 |  | 0 |  | 0
|  |  |  | 29.6 | 59.2 | 0 | 0 | 0 | 0 | 0 | 12.23 | 0.12502 | 0 | 59.2 | 55.211 | 0 | 3.989 | 0 | 0 | 3.989 | 1 | 0 | 0 |  | 0 |  | 0
|  |  |  | 29 | 58 | 0 | 0 | 0 | 0 | 0 | 12.23 | 0.12502 | 0 | 58 | 57.564 | 0 | 0.436 | 0 | 0 | 0.436 | 1 | 0 | 0 |  | 0 |  | 0
|  |  |  | 28.68 | 57.36 | 0 | 0 | 0 | 0 | 0 | 7.48 | 0.12502 | 0 | 57.36 | 57.36 | 0 | 0 | 0 | 0 | 0 | 1 | 0 | 0 |  | 0 |  | 0
|  |  |  | 27.8 | 55.6 | 0 | 0 | 0 | 0 | 0 | 7.48 | 0.12502 | 0 | 55.6 | 49.523 | 0 | 0 | 0 | 0 | 0 | 0.66337 | 0 | 6.077 |  | 0 |  | 0
|  |  |  | 28.84 | 57.68 | 0 | 0 | 0 | 0 | 0 | 7.48 | 0.12502 | 0 | 57.68 | 49.315 | 0 | 0 | 0 | 0 | 0 | 0.2 | 0 | 8.365 |  | 0 |  | 0
|  |  |  | 29.8 | 59.6 | 0 | 0 | 0 | 0 | 0 | 7.48 | 0.10709 | 8.365 | 59.6 | 59.6 | 0 | 0 | 0 | 0 | 0 | 0.61636 | 0 | 0 |  | 0 |  | 0
|  |  |  | 26.32 | 52.64 | 0 | 0 | 0 | 0 | 0 | 7.48 | 0.10709 | 7.707 | 52.64 | 52.64 | 0 | 0 | 0 | 0 | 0 | 1 | 0 | 0 |  | 0 |  | 0
|  |  |  | 19.56 | 39.12 | 0 | 0 | 0 | 0 | 0 | 7.48 | 0.10709 | 0 | 39.12 | 39.12 | 0 | 0 | 0 | 0 | 0 | 1 | 0 | 0 |  | 0 |  | 0
|  |  |  | 13.52 | 27.04 | 0 | 0 | 0 | 0 | 0 | 7.48 | 0.10709 | 0 | 27.04 | 27.04 | 0 | 0 | 0 | 0 | 0 | 1 | 0 | 0 |  | 0 |  | 0
|  |  |  | 14.2 | 28.4 | 0 | 0 | 0 | 0 | 0 | 7.48 | 0.10709 | 0 | 28.4 | 28.4 | 0 | 0 | 0 | 0 | 0 | 1 | 0 | 0 |  | 0 |  | 0
|  |  |  | 17.28 | 34.56 | 0 | 0 | 0 | 0 | 0 | 7.48 | 0.10709 | 0 | 34.56 | 34.56 | 0 | 0 | 0 | 0 | 0 | 1 | 0 | 0 |  | 0 |  | 0
|  |  |  | 19.92 | 39.84 | 0 | 0 | 0 | 0 | 0 | 7.48 | 0.10709 | 0 | 39.84 | 39.84 | 0 | 0 | 0 | 0 | 0 | 1 | 0 | 0 |  | 0 |  | 0
|  |  |  | 20.52 | 41.04 | 0 | 0 | 0 | 0 | 0 | 7.48 | 0.10709 | 0 | 41.04 | 41.04 | 0 | 0 | 0 | 0 | 0 | 1 | 0 | 0 |  | 0 |  | 0
|  |  |  | 16.8 | 33.6 | 0 | 0 | 0 | 0 | 0 | 7.48 | 0.10709 | 0 | 33.6 | 33.6 | 0 | 0 | 0 | 0 | 0 | 1 | 0 | 0 |  | 0 |  | 0
|  |  |  | 18.2 | 36.4 | 0 | 0 | 0 | 0 | 0 | 7.48 | 0.10709 | 0 | 36.4 | 36.4 | 0 | 0 | 0 | 0 | 0 | 1 | 0 | 0 |  | 0 |  | 0
|  |  |  | 18.44 | 36.88 | 0 | 0 | 0 | 0 | 0 | 7.48 | 0.10709 | 0 | 36.88 | 36.88 | 0 | 0 | 0 | 0 | 0 | 1 | 0 | 0 |  | 0 |  | 0
|  |  |  | 23.68 | 47.36 | 0 | 0 | 0 | 0 | 0 | 7.48 | 0.10709 | 0 | 47.36 | 41.698 | 0 | 5.662 | 0 | 0 | 5.662 | 1 | 0 | 0 |  | 0 |  | 0
|  |  |  | 25.4 | 50.8 | 0 | 0 | 0 | 0 | 0 | 7.48 | 0.10709 | 0 | 50.8 | 43.829 | 0 | 6.971 | 0 | 0 | 6.971 | 1 | 0 | 0 |  | 0 |  | 0
|  |  |  | 26.84 | 53.68 | 0 | 0 | 0 | 0 | 0 | 7.48 | 0.10709 | 0 | 53.68 | 42.635 | 0 | 11.045 | 0 | 0 | 11.045 | 1 | 0 | 0 |  | 0 |  | 0
|  |  |  | 25.36 | 50.72 | 0 | 0 | 0 | 0 | 0 | 7.48 | 0.12502 | 0 | 50.72 | 15.088 | 0 | 28.116 | 0 | 0 | 28.116 | 0.58364 | 0 | 7.516 |  | 0 |  | 0
|  |  |  | 25.44 | 50.88 | 0 | 0 | 0 | 0 | 0 | 7.48 | 0.12502 | 0 | 50.88 | 0 | 18.179 | 59.245 | 8.365 | 0 | 50.88 | 1 | 0 | 0 |  | 0 |  | 0
|  |  |  | 24.04 | 48.08 | 0 | 0 | 0 | 0 | 0 | 7.48 | 0.12502 | 0 | 48.08 | 12.642 | 0 | 35.438 | 0 | 0 | 35.438 | 1 | 0 | 0 |  | 0 |  | 0
|  |  |  | 24.24 | 48.48 | 0 | 0 | 0 | 0 | 0 | 12.23 | 0.12502 | 0 | 48.48 | 35.774 | 0 | 12.706 | 0 | 0 | 12.706 | 1 | 0 | 0 |  | 0 |  | 0
|  |  |  | 24.92 | 49.84 | 0 | 0 | 0 | 0 | 0 | 12.23 | 0.12502 | 0 | 49.84 | 30.429 | 0 | 19.411 | 0 | 0 | 19.411 | 1 | 0 | 0 |  | 0 |  | 0
|  |  |  | 24.4 | 48.8 | 0 | 0 | 0 | 0 | 0 | 12.23 | 0.12502 | 0 | 48.8 | 41.501 | 0 | 7.299 | 0 | 0 | 7.299 | 1 | 0 | 0 |  | 0 |  | 0
|  |  |  | 25.2 | 50.4 | 0 | 0 | 0 | 0 | 0 | 12.23 | 0.12502 | 0 | 50.4 | 39.44 | 0 | 10.96 | 0 | 0 | 10.96 | 1 | 0 | 0 |  | 0 |  | 0
|  |  |  | 25.36 | 50.72 | 0 | 0 | 0 | 0 | 0 | 7.48 | 0.12502 | 0 | 50.72 | 50.72 | 0 | 0 | 0 | 0 | 0 | 1 | 0 | 0 |  | 0 |  | 0
|  |  |  | 22.8 | 45.6 | 0 | 0 | 0 | 0 | 0 | 7.48 | 0.12502 | 0 | 45.6 | 39.523 | 0 | 0 | 0 | 0 | 0 | 0.66337 | 0 | 6.077 |  | 0 |  | 0
|  |  |  | 22.72 | 45.44 | 0 | 0 | 0 | 0 | 0 | 7.48 | 0.12502 | 0 | 45.44 | 37.075 | 0 | 0 | 0 | 0 | 0 | 0.2 | 0 | 8.365 |  | 0 |  | 0
|  |  |  | 23.96 | 47.92 | 0 | 0 | 0 | 0 | 0 | 7.48 | 0.10709 | 0 | 47.92 | 47.92 | 0 | 0 | 0 | 0 | 0 | 0.2 | 0 | 0 |  | 0 |  | 0
|  |  |  | 24.16 | 48.32 | 0 | 0 | 0 | 0 | 0 | 7.48 | 0.10709 | 0 | 48.32 | 48.32 | 0 | 0 | 0 | 0 | 0 | 0.2 | 0 | 0 |  | 0 |  | 0
|  |  |  | 19.68 | 39.36 | 0 | 0 | 0 | 0 | 0 | 7.48 | 0.10709 | 0 | 39.36 | 39.36 | 0 | 0 | 0 | 0 | 0 | 0.2 | 0 | 0 |  | 0 |  | 0
|  |  |  | 12.68 | 25.36 | 0 | 0 | 0 | 0 | 0 | 7.48 | 0.10709 | 0 | 25.36 | 25.36 | 0 | 0 | 0 | 0 | 0 | 0.2 | 0 | 0 |  | 0 |  | 0
|  |  |  | 10.56 | 21.12 | 0 | 0 | 0 | 0 | 0 | 7.48 | 0.10709 | 0 | 21.12 | 21.12 | 0 | 0 | 0 | 0 | 0 | 0.2 | 0 | 0 |  | 0 |  | 0
|  |  |  | 11.28 | 22.56 | 0 | 0 | 0 | 0 | 0 | 7.48 | 0.10709 | 0 | 22.56 | 22.56 | 0 | 0 | 0 | 0 | 0 | 0.2 | 0 | 0 |  | 0 |  | 0
|  |  |  | 13.8 | 27.6 | 0 | 0 | 0 | 0 | 0 | 7.48 | 0.10709 | 0 | 27.6 | 27.6 | 0 | 0 | 0 | 0 | 0 | 0.2 | 0 | 0 |  | 0 |  | 0
|  |  |  | 15.92 | 31.84 | 0 | 0 | 0 | 0 | 0 | 7.48 | 0.10709 | 0 | 31.84 | 31.84 | 0 | 0 | 0 | 0 | 0 | 0.2 | 0 | 0 |  | 0 |  | 0
|  |  |  | 16.2 | 32.4 | 0 | 0 | 0 | 0 | 0 | 7.48 | 0.10709 | 0 | 32.4 | 32.4 | 0 | 0 | 0 | 0 | 0 | 0.2 | 0 | 0 |  | 0 |  | 0
|  |  |  | 17.28 | 34.56 | 0 | 0 | 0 | 0 | 0 | 7.48 | 0.10709 | 0 | 34.56 | 34.56 | 0 | 0 | 0 | 0 | 0 | 0.2 | 0 | 0 |  | 0 |  | 0
|  |  |  | 17.44 | 34.88 | 0 | 0 | 0 | 0 | 0 | 7.48 | 0.10709 | 0 | 34.88 | 28.842 | 0 | 6.038 | 0 | 0 | 6.038 | 0.2 | 0 | 0 |  | 0 |  | 0
|  |  |  | 17.84 | 35.68 | 0 | 0 | 0 | 0 | 0 | 7.48 | 0.10709 | 0 | 35.68 | 7.831 | 0 | 27.849 | 0 | 0 | 27.849 | 0.2 | 0 | 0 |  | 0 |  | 0
|  |  |  | 24.8 | 49.6 | 0 | 0 | 0 | 0 | 0 | 7.48 | 0.10709 | 0 | 49.6 | 0.389 | 0 | 49.211 | 0 | 0 | 49.211 | 0.2 | 0 | 0 |  | 0 |  | 0
|  |  |  | 25.08 | 50.16 | 0 | 0 | 0 | 0 | 0 | 7.48 | 0.10709 | 0 | 50.16 | 0 | 5.248 | 58.525 | 8.365 | 0 | 50.16 | 0.61636 | 0 | 0 |  | 0 |  | 0
|  |  |  | 25 | 50 | 0 | 0 | 0 | 0 | 0 | 7.48 | 0.12502 | 0 | 50 | 0 | 13.17 | 57.707 | 7.707 | 0 | 50 | 1 | 0 | 0 |  | 0 |  | 0
|  |  |  | 24.72 | 49.44 | 0 | 0 | 0 | 0 | 0 | 7.48 | 0.12502 | 0 | 49.44 | 0 | 21.51 | 49.44 | 0 | 0 | 49.44 | 1 | 0 | 0 |  | 0 |  | 0
|  |  |  | 24.16 | 48.32 | 0 | 0 | 0 | 0 | 0 | 7.48 | 0.12502 | 0 | 48.32 | 0 | 20.29 | 48.32 | 0 | 0 | 48.32 | 1 | 0 | 0 |  | 0 |  | 0
|  |  |  | 27.24 | 54.48 | 0 | 0 | 0 | 0 | 0 | 12.23 | 0.12502 | 0 | 54.48 | 0 | 6.867 | 54.48 | 0 | 0 | 54.48 | 1 | 0 | 0 |  | 0 |  | 0
|  |  |  | 30.48 | 60.96 | 0 | 0 | 0 | 0 | 0 | 12.23 | 0.12502 | 0 | 60.96 | 11.664 | 0 | 49.296 | 0 | 0 | 49.296 | 1 | 0 | 0 |  | 0 |  | 0
|  |  |  | 31.76 | 63.52 | 0 | 0 | 0 | 0 | 0 | 12.23 | 0.12502 | 0 | 63.52 | 31.294 | 0 | 32.226 | 0 | 0 | 32.226 | 1 | 0 | 0 |  | 0 |  | 0
|  |  |  | 31.4 | 62.8 | 0 | 0 | 0 | 0 | 0 | 12.23 | 0.12502 | 0 | 62.8 | 51.949 | 0 | 10.851 | 0 | 0 | 10.851 | 1 | 0 | 0 |  | 0 |  | 0
|  |  |  | 26.48 | 52.96 | 0 | 0 | 0 | 0 | 0 | 7.48 | 0.12502 | 0 | 52.96 | 52.96 | 0 | 0 | 0 | 0 | 0 | 1 | 0 | 0 |  | 0 |  | 0
|  |  |  | 22.16 | 44.32 | 0 | 0 | 0 | 0 | 0 | 7.48 | 0.12502 | 0 | 44.32 | 38.243 | 0 | 0 | 0 | 0 | 0 | 0.66337 | 0 | 6.077 |  | 0 |  | 0
|  |  |  | 16.84 | 33.68 | 0 | 0 | 0 | 0 | 0 | 7.48 | 0.12502 | 0 | 33.68 | 25.315 | 0 | 0 | 0 | 0 | 0 | 0.2 | 0 | 8.365 |  | 0 |  | 0
|  |  |  | 17.24 | 34.48 | 0 | 0 | 0 | 0 | 0 | 7.48 | 0.10709 | 0 | 34.48 | 34.48 | 0 | 0 | 0 | 0 | 0 | 0.2 | 0 | 0 |  | 0 |  | 0
|  |  |  | 20.4 | 40.8 | 0 | 0 | 0 | 0 | 0 | 7.48 | 0.10709 | 0 | 40.8 | 40.8 | 0 | 0 | 0 | 0 | 0 | 0.2 | 0 | 0 |  | 0 |  | 0
|  |  |  | 22.4 | 44.8 | 0 | 0 | 0 | 0 | 0 | 7.48 | 0.10709 | 0 | 44.8 | 44.8 | 0 | 0 | 0 | 0 | 0 | 0.2 | 0 | 0 |  | 0 |  | 0
|  |  |  | 16 | 32 | 0 | 0 | 0 | 0 | 0 | 7.48 | 0.10709 | 0 | 32 | 32 | 0 | 0 | 0 | 0 | 0 | 0.2 | 0 | 0 |  | 0 |  | 0
|  |  |  | 13.12 | 26.24 | 0 | 0 | 0 | 0 | 0 | 7.48 | 0.10709 | 0 | 26.24 | 26.24 | 0 | 0 | 0 | 0 | 0 | 0.2 | 0 | 0 |  | 0 |  | 0
|  |  |  | 13.04 | 26.08 | 0 | 0 | 0 | 0 | 0 | 7.48 | 0.10709 | 0 | 26.08 | 26.08 | 0 | 0 | 0 | 0 | 0 | 0.2 | 0 | 0 |  | 0 |  | 0
|  |  |  | 15.68 | 31.36 | 0 | 0 | 0 | 0 | 0 | 7.48 | 0.10709 | 0 | 31.36 | 31.36 | 0 | 0 | 0 | 0 | 0 | 0.2 | 0 | 0 |  | 0 |  | 0
|  |  |  | 17.8 | 35.6 | 0 | 0 | 0 | 0 | 0 | 7.48 | 0.10709 | 0 | 35.6 | 35.6 | 0 | 0 | 0 | 0 | 0 | 0.2 | 0 | 0 |  | 0 |  | 0
|  |  |  | 17.96 | 35.92 | 0 | 0 | 0 | 0 | 0 | 7.48 | 0.10709 | 0 | 35.92 | 35.92 | 0 | 0 | 0 | 0 | 0 | 0.2 | 0 | 0 |  | 0 |  | 0
|  |  |  | 17.68 | 35.36 | 0 | 0 | 0 | 0 | 0 | 7.48 | 0.10709 | 0 | 35.36 | 35.36 | 0 | 0 | 0 | 0 | 0 | 0.2 | 0 | 0 |  | 0 |  | 0
|  |  |  | 24.88 | 49.76 | 0 | 0 | 0 | 0 | 0 | 7.48 | 0.10709 | 0 | 49.76 | 43.746 | 0 | 6.014 | 0 | 0 | 6.014 | 0.2 | 0 | 0 |  | 0 |  | 0
|  |  |  | 24.52 | 49.04 | 0 | 0 | 0 | 0 | 0 | 7.48 | 0.10709 | 0 | 49.04 | 21.228 | 0 | 27.812 | 0 | 0 | 27.812 | 0.2 | 0 | 0 |  | 0 |  | 0
|  |  |  | 29.08 | 58.16 | 0 | 0 | 0 | 0 | 0 | 7.48 | 0.10709 | 0 | 58.16 | 9.179 | 0 | 48.981 | 0 | 0 | 48.981 | 0.2 | 0 | 0 |  | 0 |  | 0
|  |  |  | 30.64 | 61.28 | 0 | 0 | 0 | 0 | 0 | 7.48 | 0.10709 | 0 | 61.28 | 0 | 0 | 63.7 | 2.42 | 0 | 61.28 | 0.32044 | 0 | 0 |  | 0 |  | 0
|  |  |  | 31.36 | 62.72 | 0 | 0 | 0 | 0 | 0 | 7.48 | 0.12502 | 0 | 62.72 | 0 | 0.411 | 71.085 | 8.365 | 0 | 62.72 | 0.7368 | 0 | 0 |  | 0 |  | 0
|  |  |  | 33.36 | 66.72 | 0 | 0 | 0 | 0 | 0 | 7.48 | 0.12502 | 0 | 66.72 | 0 | 0.676 | 72.008 | 5.288 | 0 | 66.72 | 1 | 0 | 0 |  | 0 |  | 0
|  |  |  | 30 | 60 | 0 | 0 | 0 | 0 | 0 | 7.48 | 0.12502 | 0 | 60 | 0 | 7.725 | 60 | 0 | 0 | 60 | 1 | 0 | 0 |  | 0 |  | 0
|  |  |  | 33.4 | 66.8 | 0 | 0 | 0 | 0 | 0 | 12.23 | 0.12502 | 0 | 66.8 | 5.731 | 0 | 61.069 | 0 | 0 | 61.069 | 1 | 0 | 0 |  | 0 |  | 0
|  |  |  | 36.24 | 72.48 | 0 | 0 | 0 | 0 | 0 | 12.23 | 0.12502 | 0 | 72.48 | 23.608 | 0 | 48.872 | 0 | 0 | 48.872 | 1 | 0 | 0 |  | 0 |  | 0
|  |  |  | 36.84 | 73.68 | 0 | 0 | 0 | 0 | 0 | 12.23 | 0.12502 | 0 | 73.68 | 42.388 | 0 | 31.292 | 0 | 0 | 31.292 | 1 | 0 | 0 |  | 0 |  | 0
|  |  |  | 37.08 | 74.16 | 0 | 0 | 0 | 0 | 0 | 12.23 | 0.12502 | 0 | 74.16 | 63.491 | 0 | 10.669 | 0 | 0 | 10.669 | 1 | 0 | 0 |  | 0 |  | 0
|  |  |  | 33.48 | 66.96 | 0 | 0 | 0 | 0 | 0 | 7.48 | 0.12502 | 0 | 66.96 | 66.96 | 0 | 0 | 0 | 0 | 0 | 1 | 0 | 0 |  | 0 |  | 0
|  |  |  | 28.88 | 57.76 | 0 | 0 | 0 | 0 | 0 | 7.48 | 0.12502 | 0 | 57.76 | 51.683 | 0 | 0 | 0 | 0 | 0 | 0.66337 | 0 | 6.077 |  | 0 |  | 0
|  |  |  | 29.2 | 58.4 | 0 | 0 | 0 | 0 | 0 | 7.48 | 0.12502 | 0 | 58.4 | 50.035 | 0 | 0 | 0 | 0 | 0 | 0.2 | 0 | 8.365 |  | 0 |  | 0
|  |  |  | 28.16 | 56.32 | 0 | 0 | 0 | 0 | 0 | 7.48 | 0.10709 | 0 | 56.32 | 56.32 | 0 | 0 | 0 | 0 | 0 | 0.2 | 0 | 0 |  | 0 |  | 0
|  |  |  | 26 | 52 | 0 | 0 | 0 | 0 | 0 | 7.48 | 0.10709 | 0 | 52 | 52 | 0 | 0 | 0 | 0 | 0 | 0.2 | 0 | 0 |  | 0 |  | 0
|  |  |  | 18.92 | 37.84 | 0 | 0 | 0 | 0 | 0 | 7.48 | 0.10709 | 0 | 37.84 | 37.84 | 0 | 0 | 0 | 0 | 0 | 0.2 | 0 | 0 |  | 0 |  | 0
|  |  |  | 12.56 | 25.12 | 0 | 0 | 0 | 0 | 0 | 7.48 | 0.10709 | 0 | 25.12 | 25.12 | 0 | 0 | 0 | 0 | 0 | 0.2 | 0 | 0 |  | 0 |  | 0
|  |  |  | 10.48 | 20.96 | 0 | 0 | 0 | 0 | 0 | 7.48 | 0.10709 | 0 | 20.96 | 20.96 | 0 | 0 | 0 | 0 | 0 | 0.2 | 0 | 0 |  | 0 |  | 0
|  |  |  | 10.44 | 20.88 | 0 | 0 | 0 | 0 | 0 | 7.48 | 0.10709 | 0 | 20.88 | 20.88 | 0 | 0 | 0 | 0 | 0 | 0.2 | 0 | 0 |  | 0 |  | 0
|  |  |  | 12.72 | 25.44 | 0 | 0 | 0 | 0 | 0 | 7.48 | 0.10709 | 0 | 25.44 | 25.44 | 0 | 0 | 0 | 0 | 0 | 0.2 | 0 | 0 |  | 0 |  | 0
|  |  |  | 15.36 | 30.72 | 0 | 0 | 0 | 0 | 0 | 7.48 | 0.10709 | 0 | 30.72 | 30.72 | 0 | 0 | 0 | 0 | 0 | 0.2 | 0 | 0 |  | 0 |  | 0
|  |  |  | 15.76 | 31.52 | 0 | 0 | 0 | 0 | 0 | 7.48 | 0.10709 | 0 | 31.52 | 31.52 | 0 | 0 | 0 | 0 | 0 | 0.2 | 0 | 0 |  | 0 |  | 0
|  |  |  | 18.08 | 36.16 | 0 | 0 | 0 | 0 | 0 | 7.48 | 0.10709 | 0 | 36.16 | 36.16 | 0 | 0 | 0 | 0 | 0 | 0.2 | 0 | 0 |  | 0 |  | 0
|  |  |  | 25.52 | 51.04 | 0 | 0 | 0 | 0 | 0 | 7.48 | 0.10709 | 0 | 51.04 | 45.136 | 0 | 5.904 | 0 | 0 | 5.904 | 0.2 | 0 | 0 |  | 0 |  | 0
|  |  |  | 24.76 | 49.52 | 0 | 0 | 0 | 0 | 0 | 7.48 | 0.10709 | 0 | 49.52 | 22.108 | 0 | 27.412 | 0 | 0 | 27.412 | 0.2 | 0 | 0 |  | 0 |  | 0
|  |  |  | 29.24 | 58.48 | 0 | 0 | 0 | 0 | 0 | 7.48 | 0.10709 | 0 | 58.48 | 10.384 | 0 | 48.096 | 0 | 0 | 48.096 | 0.2 | 0 | 0 |  | 0 |  | 0
|  |  |  | 33.84 | 67.68 | 0 | 0 | 0 | 0 | 0 | 7.48 | 0.10709 | 0 | 67.68 | 6.296 | 0 | 61.384 | 0 | 0 | 61.384 | 0.2 | 0 | 0 |  | 0 |  | 0
|  |  |  | 34.64 | 69.28 | 0 | 0 | 0 | 0 | 0 | 7.48 | 0.10709 | 0 | 69.28 | 2.004 | 0 | 67.276 | 0 | 0 | 67.276 | 0.2 | 0 | 0 |  | 0 |  | 0
|  |  |  | 31.84 | 63.68 | 0 | 0 | 0 | 0 | 0 | 7.48 | 0.10709 | 0 | 63.68 | 0 | 0 | 69.834 | 6.154 | 0 | 63.68 | 0.50634 | 0 | 0 |  | 0 |  | 0
|  |  |  | 29.88 | 59.76 | 0 | 0 | 0 | 0 | 0 | 7.48 | 0.10709 | 0 | 59.76 | 0 | 0 | 67.773 | 8.013 | 0 | 59.76 | 0.90521 | 0 | 0 |  | 0 |  | 0
|  |  |  | 28.36 | 56.72 | 0 | 0 | 0 | 0 | 0 | 7.48 | 0.10709 | 0 | 56.72 | 0 | 4.36 | 58.624 | 1.904 | 0 | 56.72 | 1 | 0 | 0 |  | 0 |  | 0
|  |  |  | 27.8 | 55.6 | 0 | 0 | 0 | 0 | 0 | 7.48 | 0.10709 | 0 | 55.6 | 4.461 | 0 | 51.139 | 0 | 0 | 51.139 | 1 | 0 | 0 |  | 0 |  | 0
|  |  |  | 27.6 | 55.2 | 0 | 0 | 0 | 0 | 0 | 7.48 | 0.10709 | 0 | 55.2 | 23.156 | 0 | 32.044 | 0 | 0 | 32.044 | 1 | 0 | 0 |  | 0 |  | 0
|  |  |  | 27.32 | 54.64 | 0 | 0 | 0 | 0 | 0 | 7.48 | 0.10709 | 0 | 54.64 | 44.504 | 0 | 10.136 | 0 | 0 | 10.136 | 1 | 0 | 0 |  | 0 |  | 0
|  |  |  | 27.04 | 54.08 | 0 | 0 | 0 | 0 | 0 | 7.48 | 0.10709 | 0 | 54.08 | 54.08 | 0 | 0 | 0 | 0 | 0 | 1 | 0 | 0 |  | 0 |  | 0
|  |  |  | 28.12 | 56.24 | 0 | 0 | 0 | 0 | 0 | 7.48 | 0.10709 | 0 | 56.24 | 56.24 | 0 | 0 | 0 | 0 | 0 | 1 | 0 | 0 |  | 0 |  | 0
|  |  |  | 27.48 | 54.96 | 0 | 0 | 0 | 0 | 0 | 7.48 | 0.10709 | 0 | 54.96 | 54.96 | 0 | 0 | 0 | 0 | 0 | 1 | 0 | 0 |  | 0 |  | 0
|  |  |  | 25.52 | 51.04 | 0 | 0 | 0 | 0 | 0 | 7.48 | 0.10709 | 0 | 51.04 | 51.04 | 0 | 0 | 0 | 0 | 0 | 1 | 0 | 0 |  | 0 |  | 0
|  |  |  | 24.96 | 49.92 | 0 | 0 | 0 | 0 | 0 | 7.48 | 0.10709 | 0 | 49.92 | 49.92 | 0 | 0 | 0 | 0 | 0 | 1 | 0 | 0 |  | 0 |  | 0
|  |  |  | 17.44 | 34.88 | 0 | 0 | 0 | 0 | 0 | 7.48 | 0.10709 | 0 | 34.88 | 34.88 | 0 | 0 | 0 | 0 | 0 | 1 | 0 | 0 |  | 0 |  | 0
|  |  |  | 12.24 | 24.48 | 0 | 0 | 0 | 0 | 0 | 7.48 | 0.10709 | 0 | 24.48 | 24.48 | 0 | 0 | 0 | 0 | 0 | 1 | 0 | 0 |  | 0 |  | 0
|  |  |  | 10.6 | 21.2 | 0 | 0 | 0 | 0 | 0 | 7.48 | 0.10709 | 0 | 21.2 | 21.2 | 0 | 0 | 0 | 0 | 0 | 1 | 0 | 0 |  | 0 |  | 0
|  |  |  | 9.84 | 19.68 | 0 | 0 | 0 | 0 | 0 | 7.48 | 0.10709 | 0 | 19.68 | 19.68 | 0 | 0 | 0 | 0 | 0 | 1 | 0 | 0 |  | 0 |  | 0
|  |  |  | 11.48 | 22.96 | 0 | 0 | 0 | 0 | 0 | 7.48 | 0.10709 | 0 | 22.96 | 22.96 | 0 | 0 | 0 | 0 | 0 | 1 | 0 | 0 |  | 0 |  | 0
|  |  |  | 14.4 | 28.8 | 0 | 0 | 0 | 0 | 0 | 7.48 | 0.10709 | 0 | 28.8 | 28.8 | 0 | 0 | 0 | 0 | 0 | 1 | 0 | 0 |  | 0 |  | 0
|  |  |  | 15.76 | 31.52 | 0 | 0 | 0 | 0 | 0 | 7.48 | 0.10709 | 0 | 31.52 | 31.52 | 0 | 0 | 0 | 0 | 0 | 1 | 0 | 0 |  | 0 |  | 0
|  |  |  | 16.52 | 33.04 | 0 | 0 | 0 | 0 | 0 | 7.48 | 0.10709 | 0 | 33.04 | 33.04 | 0 | 0 | 0 | 0 | 0 | 1 | 0 | 0 |  | 0 |  | 0
|  |  |  | 22.6 | 45.2 | 0 | 0 | 0 | 0 | 0 | 7.48 | 0.10709 | 0 | 45.2 | 41.405 | 0 | 3.795 | 0 | 0 | 3.795 | 1 | 0 | 0 |  | 0 |  | 0
|  |  |  | 25.6 | 51.2 | 0 | 0 | 0 | 0 | 0 | 7.48 | 0.10709 | 0 | 51.2 | 32.141 | 0 | 19.059 | 0 | 0 | 19.059 | 1 | 0 | 0 |  | 0 |  | 0
|  |  |  | 26.2 | 52.4 | 0 | 0 | 0 | 0 | 0 | 7.48 | 0.10709 | 0 | 52.4 | 5.274 | 0 | 47.126 | 0 | 0 | 47.126 | 1 | 0 | 0 |  | 0 |  | 0
|  |  |  | 28.52 | 57.04 | 0 | 0 | 0 | 0 | 0 | 7.48 | 0.10709 | 0 | 57.04 | 8.398 | 0 | 48.642 | 0 | 0 | 48.642 | 1 | 0 | 0 |  | 0 |  | 0
|  |  |  | 33.28 | 66.56 | 0 | 0 | 0 | 0 | 0 | 7.48 | 0.10709 | 0 | 66.56 | 2.957 | 0 | 63.603 | 0 | 0 | 63.603 | 1 | 0 | 0 |  | 0 |  | 0
|  |  |  | 32.4 | 64.8 | 0 | 0 | 0 | 0 | 0 | 7.48 | 0.10709 | 0 | 64.8 | 0.089 | 0 | 56.849 | 0 | 0 | 56.849 | 0.56449 | 0 | 7.862 |  | 0 |  | 0
|  |  |  | 30.16 | 60.32 | 0 | 0 | 0 | 0 | 0 | 7.48 | 0.10709 | 0 | 60.32 | 0 | 0 | 62.305 | 1.985 | 0 | 60.32 | 0.66331 | 0 | 0 |  | 0 |  | 0
|  |  |  | 28.88 | 57.76 | 0 | 0 | 0 | 0 | 0 | 7.48 | 0.10709 | 0 | 57.76 | 0 | 0 | 64.524 | 6.764 | 0 | 57.76 | 1 | 0 | 0 |  | 0 |  | 0
|  |  |  | 30.16 | 60.32 | 0 | 0 | 0 | 0 | 0 | 7.48 | 0.10709 | 0 | 60.32 | 9.933 | 0 | 50.387 | 0 | 0 | 50.387 | 1 | 0 | 0 |  | 0 |  | 0
|  |  |  | 27.24 | 54.48 | 0 | 0 | 0 | 0 | 0 | 7.48 | 0.10709 | 0 | 54.48 | 23.964 | 0 | 30.516 | 0 | 0 | 30.516 | 1 | 0 | 0 |  | 0 |  | 0
|  |  |  | 29.08 | 58.16 | 0 | 0 | 0 | 0 | 0 | 7.48 | 0.10709 | 0 | 58.16 | 48.885 | 0 | 9.275 | 0 | 0 | 9.275 | 1 | 0 | 0 |  | 0 |  | 0
|  |  |  | 31 | 62 | 0 | 0 | 0 | 0 | 0 | 7.48 | 0.10709 | 0 | 62 | 62 | 0 | 0 | 0 | 0 | 0 | 1 | 0 | 0 |  | 0 |  | 0
|  |  |  | 30.44 | 60.88 | 0 | 0 | 0 | 0 | 0 | 7.48 | 0.10709 | 0 | 60.88 | 60.88 | 0 | 0 | 0 | 0 | 0 | 1 | 0 | 0 |  | 0 |  | 0
|  |  |  | 27.44 | 54.88 | 0 | 0 | 0 | 0 | 0 | 7.48 | 0.10709 | 0 | 54.88 | 54.88 | 0 | 0 | 0 | 0 | 0 | 1 | 0 | 0 |  | 0 |  | 0
|  |  |  | 26.32 | 52.64 | 0 | 0 | 0 | 0 | 0 | 7.48 | 0.10709 | 0 | 52.64 | 52.64 | 0 | 0 | 0 | 0 | 0 | 1 | 0 | 0 |  | 0 |  | 0
|  |  |  | 25.96 | 51.92 | 0 | 0 | 0 | 0 | 0 | 7.48 | 0.10709 | 0 | 51.92 | 51.92 | 0 | 0 | 0 | 0 | 0 | 1 | 0 | 0 |  | 0 |  | 0
|  |  |  | 22.76 | 45.52 | 0 | 0 | 0 | 0 | 0 | 7.48 | 0.10709 | 0 | 45.52 | 45.52 | 0 | 0 | 0 | 0 | 0 | 1 | 0 | 0 |  | 0 |  | 0
|  |  |  | 16.88 | 33.76 | 0 | 0 | 0 | 0 | 0 | 7.48 | 0.10709 | 0 | 33.76 | 33.76 | 0 | 0 | 0 | 0 | 0 | 1 | 0 | 0 |  | 0 |  | 0
|  |  |  | 15.32 | 30.64 | 0 | 0 | 0 | 0 | 0 | 7.48 | 0.10709 | 0 | 30.64 | 30.64 | 0 | 0 | 0 | 0 | 0 | 1 | 0 | 0 |  | 0 |  | 0
|  |  |  | 14.28 | 28.56 | 0 | 0 | 0 | 0 | 0 | 7.48 | 0.10709 | 0 | 28.56 | 28.56 | 0 | 0 | 0 | 0 | 0 | 1 | 0 | 0 |  | 0 |  | 0
|  |  |  | 14 | 28 | 0 | 0 | 0 | 0 | 0 | 7.48 | 0.10709 | 0 | 28 | 28 | 0 | 0 | 0 | 0 | 0 | 1 | 0 | 0 |  | 0 |  | 0
|  |  |  | 18.28 | 36.56 | 0 | 0 | 0 | 0 | 0 | 7.48 | 0.10709 | 0 | 36.56 | 36.56 | 0 | 0 | 0 | 0 | 0 | 1 | 0 | 0 |  | 0 |  | 0
|  |  |  | 18.32 | 36.64 | 0 | 0 | 0 | 0 | 0 | 7.48 | 0.10709 | 0 | 36.64 | 36.64 | 0 | 0 | 0 | 0 | 0 | 1 | 0 | 0 |  | 0 |  | 0
|  |  |  | 15.88 | 31.76 | 0 | 0 | 0 | 0 | 0 | 7.48 | 0.10709 | 0 | 31.76 | 31.76 | 0 | 0 | 0 | 0 | 0 | 1 | 0 | 0 |  | 0 |  | 0
|  |  |  | 23.16 | 46.32 | 0 | 0 | 0 | 0 | 0 | 7.48 | 0.10709 | 0 | 46.32 | 46.32 | 0 | 0 | 0 | 0 | 0 | 1 | 0 | 0 |  | 0 |  | 0
|  |  |  | 25.68 | 51.36 | 0 | 0 | 0 | 0 | 0 | 7.48 | 0.10709 | 0 | 51.36 | 42.982 | 0 | 8.378 | 0 | 0 | 8.378 | 1 | 0 | 0 |  | 0 |  | 0
|  |  |  | 29.28 | 58.56 | 0 | 0 | 0 | 0 | 0 | 7.48 | 0.10709 | 0 | 58.56 | 47.006 | 0 | 11.554 | 0 | 0 | 11.554 | 1 | 0 | 0 |  | 0 |  | 0
|  |  |  | 27.84 | 55.68 | 0 | 0 | 0 | 0 | 0 | 7.48 | 0.10709 | 0 | 55.68 | 25.287 | 0 | 29.558 | 0 | 0 | 29.558 | 0.95378 | 0 | 0.834 |  | 0 |  | 0
|  |  |  | 30.72 | 61.44 | 0 | 0 | 0 | 0 | 0 | 7.48 | 0.12502 | 0 | 61.44 | 23.735 | 0 | 29.34 | 0 | 0 | 29.34 | 0.49041 | 0 | 8.365 |  | 0 |  | 0
|  |  |  | 31.44 | 62.88 | 0 | 0 | 0 | 0 | 0 | 7.48 | 0.12502 | 0 | 62.88 | 0 | 0 | 57.638 | 0 | 0 | 57.638 | 0.2 | 0 | 5.242 |  | 0 |  | 0
|  |  |  | 28.36 | 56.72 | 0 | 0 | 0 | 0 | 0 | 7.48 | 0.12502 | 0 | 56.72 | 0 | 9.429 | 65.085 | 8.365 | 0 | 56.72 | 0.61636 | 0 | 0 |  | 0 |  | 0
|  |  |  | 26.4 | 52.8 | 0 | 0 | 0 | 0 | 0 | 12.23 | 0.12502 | 0 | 52.8 | 0 | 6.951 | 60.507 | 7.707 | 0 | 52.8 | 1 | 0 | 0 |  | 0 |  | 0
|  |  |  | 25.72 | 51.44 | 0 | 0 | 0 | 0 | 0 | 12.23 | 0.12502 | 0 | 51.44 | 0 | 1.518 | 51.44 | 0 | 0 | 51.44 | 1 | 0 | 0 |  | 0 |  | 0
|  |  |  | 26.56 | 53.12 | 0 | 0 | 0 | 0 | 0 | 12.23 | 0.12502 | 0 | 53.12 | 20.822 | 0 | 32.298 | 0 | 0 | 32.298 | 1 | 0 | 0 |  | 0 |  | 0
|  |  |  | 26.4 | 52.8 | 0 | 0 | 0 | 0 | 0 | 12.23 | 0.12502 | 0 | 52.8 | 43.04 | 0 | 9.76 | 0 | 0 | 9.76 | 1 | 0 | 0 |  | 0 |  | 0
|  |  |  | 26.96 | 53.92 | 0 | 0 | 0 | 0 | 0 | 7.48 | 0.12502 | 0 | 53.92 | 53.92 | 0 | 0 | 0 | 0 | 0 | 1 | 0 | 0 |  | 0 |  | 0
|  |  |  | 27.96 | 55.92 | 0 | 0 | 0 | 0 | 0 | 7.48 | 0.12502 | 0 | 55.92 | 49.843 | 0 | 0 | 0 | 0 | 0 | 0.66337 | 0 | 6.077 |  | 0 |  | 0
|  |  |  | 28.2 | 56.4 | 0 | 0 | 0 | 0 | 0 | 7.48 | 0.12502 | 0 | 56.4 | 48.035 | 0 | 0 | 0 | 0 | 0 | 0.2 | 0 | 8.365 |  | 0 |  | 0
|  |  |  | 27.36 | 54.72 | 0 | 0 | 0 | 0 | 0 | 7.48 | 0.10709 | 0 | 54.72 | 54.72 | 0 | 0 | 0 | 0 | 0 | 0.2 | 0 | 0 |  | 0 |  | 0
|  |  |  | 27.4 | 54.8 | 0 | 0 | 0 | 0 | 0 | 7.48 | 0.10709 | 0 | 54.8 | 54.8 | 0 | 0 | 0 | 0 | 0 | 0.2 | 0 | 0 |  | 0 |  | 0
|  |  |  | 24.92 | 49.84 | 0 | 0 | 0 | 0 | 0 | 7.48 | 0.10709 | 0 | 49.84 | 49.84 | 0 | 0 | 0 | 0 | 0 | 0.2 | 0 | 0 |  | 0 |  | 0
|  |  |  | 17.4 | 34.8 | 0 | 0 | 0 | 0 | 0 | 7.48 | 0.10709 | 0 | 34.8 | 34.8 | 0 | 0 | 0 | 0 | 0 | 0.2 | 0 | 0 |  | 0 |  | 0
|  |  |  | 15.52 | 31.04 | 0 | 0 | 0 | 0 | 0 | 7.48 | 0.10709 | 0 | 31.04 | 31.04 | 0 | 0 | 0 | 0 | 0 | 0.2 | 0 | 0 |  | 0 |  | 0
|  |  |  | 15 | 30 | 0 | 0 | 0 | 0 | 0 | 7.48 | 0.10709 | 0 | 30 | 30 | 0 | 0 | 0 | 0 | 0 | 0.2 | 0 | 0 |  | 0 |  | 0
|  |  |  | 15.36 | 30.72 | 0 | 0 | 0 | 0 | 0 | 7.48 | 0.10709 | 0 | 30.72 | 30.72 | 0 | 0 | 0 | 0 | 0 | 0.2 | 0 | 0 |  | 0 |  | 0
|  |  |  | 18.48 | 36.96 | 0 | 0 | 0 | 0 | 0 | 7.48 | 0.10709 | 0 | 36.96 | 36.96 | 0 | 0 | 0 | 0 | 0 | 0.2 | 0 | 0 |  | 0 |  | 0
|  |  |  | 16.28 | 32.56 | 0 | 0 | 0 | 0 | 0 | 7.48 | 0.10709 | 0 | 32.56 | 32.56 | 0 | 0 | 0 | 0 | 0 | 0.2 | 0 | 0 |  | 0 |  | 0
|  |  |  | 16.36 | 32.72 | 0 | 0 | 0 | 0 | 0 | 7.48 | 0.10709 | 0 | 32.72 | 32.72 | 0 | 0 | 0 | 0 | 0 | 0.2 | 0 | 0 |  | 0 |  | 0
|  |  |  | 24.2 | 48.4 | 0 | 0 | 0 | 0 | 0 | 7.48 | 0.10709 | 0 | 48.4 | 42.787 | 0 | 5.613 | 0 | 0 | 5.613 | 0.2 | 0 | 0 |  | 0 |  | 0
|  |  |  | 27.8 | 55.6 | 0 | 0 | 0 | 0 | 0 | 7.48 | 0.10709 | 0 | 55.6 | 28.127 | 0 | 27.473 | 0 | 0 | 27.473 | 0.2 | 0 | 0 |  | 0 |  | 0
|  |  |  | 30.36 | 60.72 | 0 | 0 | 0 | 0 | 0 | 7.48 | 0.10709 | 0 | 60.72 | 10.902 | 0 | 49.818 | 0 | 0 | 49.818 | 0.2 | 0 | 0 |  | 0 |  | 0
|  |  |  | 33.72 | 67.44 | 0 | 0 | 0 | 0 | 0 | 7.48 | 0.10709 | 0 | 67.44 | 2.298 | 0 | 65.142 | 0 | 0 | 65.142 | 0.2 | 0 | 0 |  | 0 |  | 0
|  |  |  | 31.72 | 63.44 | 0 | 0 | 0 | 0 | 0 | 7.48 | 0.12502 | 0 | 63.44 | 0 | 2.903 | 71.805 | 8.365 | 0 | 63.44 | 0.61636 | 0 | 0 |  | 0 |  | 0
|  |  |  | 30.8 | 61.6 | 0 | 0 | 0 | 0 | 0 | 7.48 | 0.12502 | 0 | 61.6 | 0 | 8.432 | 69.307 | 7.707 | 0 | 61.6 | 1 | 0 | 0 |  | 0 |  | 0
|  |  |  | 30.24 | 60.48 | 0 | 0 | 0 | 0 | 0 | 7.48 | 0.12502 | 0 | 60.48 | 0 | 14.41 | 60.48 | 0 | 0 | 60.48 | 1 | 0 | 0 |  | 0 |  | 0
|  |  |  | 27.28 | 54.56 | 0 | 0 | 0 | 0 | 0 | 12.23 | 0.12502 | 0 | 54.56 | 0 | 12.086 | 54.56 | 0 | 0 | 54.56 | 1 | 0 | 0 |  | 0 |  | 0
|  |  |  | 26.84 | 53.68 | 0 | 0 | 0 | 0 | 0 | 12.23 | 0.12502 | 0 | 53.68 | 1.365 | 0 | 52.315 | 0 | 0 | 52.315 | 1 | 0 | 0 |  | 0 |  | 0
|  |  |  | 26.84 | 53.68 | 0 | 0 | 0 | 0 | 0 | 12.23 | 0.12502 | 0 | 53.68 | 21.37 | 0 | 32.31 | 0 | 0 | 32.31 | 1 | 0 | 0 |  | 0 |  | 0
|  |  |  | 25.68 | 51.36 | 0 | 0 | 0 | 0 | 0 | 12.23 | 0.12502 | 0 | 51.36 | 41.673 | 0 | 9.687 | 0 | 0 | 9.687 | 1 | 0 | 0 |  | 0 |  | 0
|  |  |  | 25.72 | 51.44 | 0 | 0 | 0 | 0 | 0 | 7.48 | 0.12502 | 0 | 51.44 | 51.44 | 0 | 0 | 0 | 0 | 0 | 1 | 0 | 0 |  | 0 |  | 0
|  |  |  | 28.68 | 57.36 | 0 | 0 | 0 | 0 | 0 | 7.48 | 0.12502 | 0 | 57.36 | 51.283 | 0 | 0 | 0 | 0 | 0 | 0.66337 | 0 | 6.077 |  | 0 |  | 0
|  |  |  | 24.96 | 49.92 | 0 | 0 | 0 | 0 | 0 | 7.48 | 0.12502 | 0 | 49.92 | 41.555 | 0 | 0 | 0 | 0 | 0 | 0.2 | 0 | 8.365 |  | 0 |  | 0
|  |  |  | 22.16 | 44.32 | 0 | 0 | 0 | 0 | 0 | 7.48 | 0.10709 | 0 | 44.32 | 44.32 | 0 | 0 | 0 | 0 | 0 | 0.2 | 0 | 0 |  | 0 |  | 0
|  |  |  | 20.92 | 41.84 | 0 | 0 | 0 | 0 | 0 | 7.48 | 0.10709 | 0 | 41.84 | 41.84 | 0 | 0 | 0 | 0 | 0 | 0.2 | 0 | 0 |  | 0 |  | 0
|  |  |  | 19.16 | 38.32 | 0 | 0 | 0 | 0 | 0 | 7.48 | 0.10709 | 0 | 38.32 | 38.32 | 0 | 0 | 0 | 0 | 0 | 0.2 | 0 | 0 |  | 0 |  | 0
|  |  |  | 13.04 | 26.08 | 0 | 0 | 0 | 0 | 0 | 7.48 | 0.10709 | 0 | 26.08 | 26.08 | 0 | 0 | 0 | 0 | 0 | 0.2 | 0 | 0 |  | 0 |  | 0
|  |  |  | 12.84 | 25.68 | 0 | 0 | 0 | 0 | 0 | 7.48 | 0.10709 | 0 | 25.68 | 25.68 | 0 | 0 | 0 | 0 | 0 | 0.2 | 0 | 0 |  | 0 |  | 0
|  |  |  | 15.24 | 30.48 | 0 | 0 | 0 | 0 | 0 | 7.48 | 0.10709 | 0 | 30.48 | 30.48 | 0 | 0 | 0 | 0 | 0 | 0.2 | 0 | 0 |  | 0 |  | 0
|  |  |  | 13.6 | 27.2 | 0 | 0 | 0 | 0 | 0 | 7.48 | 0.10709 | 0 | 27.2 | 27.2 | 0 | 0 | 0 | 0 | 0 | 0.2 | 0 | 0 |  | 0 |  | 0
|  |  |  | 13.84 | 27.68 | 0 | 0 | 0 | 0 | 0 | 7.48 | 0.10709 | 0 | 27.68 | 27.68 | 0 | 0 | 0 | 0 | 0 | 0.2 | 0 | 0 |  | 0 |  | 0
|  |  |  | 15.04 | 30.08 | 0 | 0 | 0 | 0 | 0 | 7.48 | 0.10709 | 0 | 30.08 | 30.08 | 0 | 0 | 0 | 0 | 0 | 0.2 | 0 | 0 |  | 0 |  | 0
|  |  |  | 16.08 | 32.16 | 0 | 0 | 0 | 0 | 0 | 7.48 | 0.10709 | 0 | 32.16 | 32.16 | 0 | 0 | 0 | 0 | 0 | 0.2 | 0 | 0 |  | 0 |  | 0
|  |  |  | 17.52 | 35.04 | 0 | 0 | 0 | 0 | 0 | 7.48 | 0.10709 | 0 | 35.04 | 29.633 | 0 | 5.407 | 0 | 0 | 5.407 | 0.2 | 0 | 0 |  | 0 |  | 0
|  |  |  | 18.44 | 36.88 | 0 | 0 | 0 | 0 | 0 | 7.48 | 0.10709 | 0 | 36.88 | 9.928 | 0 | 26.952 | 0 | 0 | 26.952 | 0.2 | 0 | 0 |  | 0 |  | 0
|  |  |  | 20.04 | 40.08 | 0 | 0 | 0 | 0 | 0 | 7.48 | 0.10709 | 0 | 40.08 | 0 | 0.003 | 48.445 | 8.365 | 0 | 40.08 | 0.61636 | 0 | 0 |  | 0 |  | 0
|  |  |  | 21.32 | 42.64 | 0 | 0 | 0 | 0 | 0 | 7.48 | 0.10709 | 0 | 42.64 | 0 | 11.8 | 50.347 | 7.707 | 0 | 42.64 | 1 | 0 | 0 |  | 0 |  | 0
|  |  |  | 21.24 | 42.48 | 0 | 0 | 0 | 0 | 0 | 7.48 | 0.12502 | 0 | 42.48 | 0 | 28.627 | 42.48 | 0 | 0 | 42.48 | 1 | 0 | 0 |  | 0 |  | 0
|  |  |  | 21.68 | 43.36 | 0 | 0 | 0 | 0 | 0 | 7.48 | 0.12502 | 0 | 43.36 | 0 | 21.249 | 43.36 | 0 | 0 | 43.36 | 1 | 0 | 0 |  | 0 |  | 0
|  |  |  | 22.08 | 44.16 | 0 | 0 | 0 | 0 | 0 | 7.48 | 0.12502 | 0 | 44.16 | 0 | 14.096 | 44.16 | 0 | 0 | 44.16 | 1 | 0 | 0 |  | 0 |  | 0
|  |  |  | 27 | 54 | 0 | 0 | 0 | 0 | 0 | 12.23 | 0.12502 | 0 | 54 | 0 | 2.292 | 54 | 0 | 0 | 54 | 1 | 0 | 0 |  | 0 |  | 0
|  |  |  | 27.44 | 54.88 | 0 | 0 | 0 | 0 | 0 | 12.23 | 0.12502 | 0 | 54.88 | 3.656 | 0 | 51.224 | 0 | 0 | 51.224 | 1 | 0 | 0 |  | 0 |  | 0
|  |  |  | 28.32 | 56.64 | 0 | 0 | 0 | 0 | 0 | 12.23 | 0.12502 | 0 | 56.64 | 25.433 | 0 | 31.207 | 0 | 0 | 31.207 | 1 | 0 | 0 |  | 0 |  | 0
|  |  |  | 28.24 | 56.48 | 0 | 0 | 0 | 0 | 0 | 12.23 | 0.12502 | 0 | 56.48 | 47.278 | 0 | 9.202 | 0 | 0 | 9.202 | 1 | 0 | 0 |  | 0 |  | 0
|  |  |  | 27.96 | 55.92 | 0 | 0 | 0 | 0 | 0 | 7.48 | 0.12502 | 0 | 55.92 | 55.92 | 0 | 0 | 0 | 0 | 0 | 1 | 0 | 0 |  | 0 |  | 0
|  |  |  | 28.72 | 57.44 | 0 | 0 | 0 | 0 | 0 | 7.48 | 0.12502 | 0 | 57.44 | 51.363 | 0 | 0 | 0 | 0 | 0 | 0.66337 | 0 | 6.077 |  | 0 |  | 0
|  |  |  | 29.2 | 58.4 | 0 | 0 | 0 | 0 | 0 | 7.48 | 0.12502 | 0 | 58.4 | 50.035 | 0 | 0 | 0 | 0 | 0 | 0.2 | 0 | 8.365 |  | 0 |  | 0
|  |  |  | 24.48 | 48.96 | 0 | 0 | 0 | 0 | 0 | 7.48 | 0.10709 | 0 | 48.96 | 48.96 | 0 | 0 | 0 | 0 | 0 | 0.2 | 0 | 0 |  | 0 |  | 0
|  |  |  | 18.84 | 37.68 | 0 | 0 | 0 | 0 | 0 | 7.48 | 0.10709 | 0 | 37.68 | 37.68 | 0 | 0 | 0 | 0 | 0 | 0.2 | 0 | 0 |  | 0 |  | 0
|  |  |  | 17.64 | 35.28 | 0 | 0 | 0 | 0 | 0 | 7.48 | 0.10709 | 0 | 35.28 | 35.28 | 0 | 0 | 0 | 0 | 0 | 0.2 | 0 | 0 |  | 0 |  | 0
|  |  |  | 12.28 | 24.56 | 0 | 0 | 0 | 0 | 0 | 7.48 | 0.10709 | 0 | 24.56 | 24.56 | 0 | 0 | 0 | 0 | 0 | 0.2 | 0 | 0 |  | 0 |  | 0
|  |  |  | 12.92 | 25.84 | 0 | 0 | 0 | 0 | 0 | 7.48 | 0.10709 | 0 | 25.84 | 25.84 | 0 | 0 | 0 | 0 | 0 | 0.2 | 0 | 0 |  | 0 |  | 0
|  |  |  | 15.2 | 30.4 | 0 | 0 | 0 | 0 | 0 | 7.48 | 0.10709 | 0 | 30.4 | 30.4 | 0 | 0 | 0 | 0 | 0 | 0.2 | 0 | 0 |  | 0 |  | 0
|  |  |  | 14 | 28 | 0 | 0 | 0 | 0 | 0 | 7.48 | 0.10709 | 0 | 28 | 28 | 0 | 0 | 0 | 0 | 0 | 0.2 | 0 | 0 |  | 0 |  | 0
|  |  |  | 15.84 | 31.68 | 0 | 0 | 0 | 0 | 0 | 7.48 | 0.10709 | 0 | 31.68 | 31.68 | 0 | 0 | 0 | 0 | 0 | 0.2 | 0 | 0 |  | 0 |  | 0
|  |  |  | 15.84 | 31.68 | 0 | 0 | 0 | 0 | 0 | 7.48 | 0.10709 | 0 | 31.68 | 31.68 | 0 | 0 | 0 | 0 | 0 | 0.2 | 0 | 0 |  | 0 |  | 0
|  |  |  | 16.32 | 32.64 | 0 | 0 | 0 | 0 | 0 | 7.48 | 0.10709 | 0 | 32.64 | 32.64 | 0 | 0 | 0 | 0 | 0 | 0.2 | 0 | 0 |  | 0 |  | 0
|  |  |  | 16.52 | 33.04 | 0 | 0 | 0 | 0 | 0 | 7.48 | 0.10709 | 0 | 33.04 | 27.693 | 0 | 5.347 | 0 | 0 | 5.347 | 0.2 | 0 | 0 |  | 0 |  | 0
|  |  |  | 18.2 | 36.4 | 0 | 0 | 0 | 0 | 0 | 7.48 | 0.10709 | 0 | 36.4 | 9.933 | 0 | 26.467 | 0 | 0 | 26.467 | 0.2 | 0 | 0 |  | 0 |  | 0
|  |  |  | 23.92 | 47.84 | 0 | 0 | 0 | 0 | 0 | 7.48 | 0.10709 | 0 | 47.84 | 0.726 | 0 | 47.114 | 0 | 0 | 47.114 | 0.2 | 0 | 0 |  | 0 |  | 0
|  |  |  | 24.44 | 48.88 | 0 | 0 | 0 | 0 | 0 | 7.48 | 0.10709 | 0 | 48.88 | 0 | 4.151 | 57.245 | 8.365 | 0 | 48.88 | 0.61636 | 0 | 0 |  | 0 |  | 0
|  |  |  | 24.84 | 49.68 | 0 | 0 | 0 | 0 | 0 | 7.48 | 0.12502 | 0 | 49.68 | 0 | 12.399 | 57.387 | 7.707 | 0 | 49.68 | 1 | 0 | 0 |  | 0 |  | 0
|  |  |  | 24.84 | 49.68 | 0 | 0 | 0 | 0 | 0 | 7.48 | 0.12502 | 0 | 49.68 | 0 | 23.04 | 49.68 | 0 | 0 | 49.68 | 1 | 0 | 0 |  | 0 |  | 0
|  |  |  | 24.36 | 48.72 | 0 | 0 | 0 | 0 | 0 | 7.48 | 0.12502 | 0 | 48.72 | 0 | 21.636 | 48.72 | 0 | 0 | 48.72 | 1 | 0 | 0 |  | 0 |  | 0
|  |  |  | 25.2 | 50.4 | 0 | 0 | 0 | 0 | 0 | 12.23 | 0.12502 | 0 | 50.4 | 0 | 11.978 | 50.4 | 0 | 0 | 50.4 | 1 | 0 | 0 |  | 0 |  | 0
|  |  |  | 26.36 | 52.72 | 0 | 0 | 0 | 0 | 0 | 12.23 | 0.12502 | 0 | 52.72 | 3.666 | 0 | 49.054 | 0 | 0 | 49.054 | 1 | 0 | 0 |  | 0 |  | 0
|  |  |  | 26.76 | 53.52 | 0 | 0 | 0 | 0 | 0 | 12.23 | 0.12502 | 0 | 53.52 | 23.598 | 0 | 29.922 | 0 | 0 | 29.922 | 1 | 0 | 0 |  | 0 |  | 0
|  |  |  | 25.08 | 50.16 | 0 | 0 | 0 | 0 | 0 | 12.23 | 0.12502 | 0 | 50.16 | 41.528 | 0 | 8.632 | 0 | 0 | 8.632 | 1 | 0 | 0 |  | 0 |  | 0
|  |  |  | 24.28 | 48.56 | 0 | 0 | 0 | 0 | 0 | 7.48 | 0.12502 | 0 | 48.56 | 48.56 | 0 | 0 | 0 | 0 | 0 | 1 | 0 | 0 |  | 0 |  | 0
|  |  |  | 23.04 | 46.08 | 0 | 0 | 0 | 0 | 0 | 7.48 | 0.12502 | 0 | 46.08 | 40.003 | 0 | 0 | 0 | 0 | 0 | 0.66337 | 0 | 6.077 |  | 0 |  | 0
|  |  |  | 19.6 | 39.2 | 0 | 0 | 0 | 0 | 0 | 7.48 | 0.12502 | 0 | 39.2 | 30.835 | 0 | 0 | 0 | 0 | 0 | 0.2 | 0 | 8.365 |  | 0 |  | 0
|  |  |  | 17.08 | 34.16 | 0 | 0 | 0 | 0 | 0 | 7.48 | 0.10709 | 4.186 | 34.16 | 34.16 | 0 | 0 | 0 | 0 | 0 | 0.40836 | 0 | 0 |  | 0 |  | 0
|  |  |  | 20.32 | 40.64 | 0 | 0 | 0 | 0 | 0 | 7.48 | 0.10709 | 0 | 40.64 | 40.64 | 0 | 0 | 0 | 0 | 0 | 0.40836 | 0 | 0 |  | 0 |  | 0
|  |  |  | 19.72 | 39.44 | 0 | 0 | 0 | 0 | 0 | 7.48 | 0.10709 | 0 | 39.44 | 39.44 | 0 | 0 | 0 | 0 | 0 | 0.40836 | 0 | 0 |  | 0 |  | 0
|  |  |  | 12.96 | 25.92 | 0 | 0 | 0 | 0 | 0 | 7.48 | 0.10709 | 0 | 25.92 | 25.92 | 0 | 0 | 0 | 0 | 0 | 0.40836 | 0 | 0 |  | 0 |  | 0
|  |  |  | 10.84 | 21.68 | 0 | 0 | 0 | 0 | 0 | 7.48 | 0.10709 | 0 | 21.68 | 21.68 | 0 | 0 | 0 | 0 | 0 | 0.40836 | 0 | 0 |  | 0 |  | 0
|  |  |  | 11.32 | 22.64 | 0 | 0 | 0 | 0 | 0 | 7.48 | 0.10709 | 0 | 22.64 | 22.64 | 0 | 0 | 0 | 0 | 0 | 0.40836 | 0 | 0 |  | 0 |  | 0
|  |  |  | 13.2 | 26.4 | 0 | 0 | 0 | 0 | 0 | 7.48 | 0.10709 | 0 | 26.4 | 26.4 | 0 | 0 | 0 | 0 | 0 | 0.40836 | 0 | 0 |  | 0 |  | 0
|  |  |  | 16.08 | 32.16 | 0 | 0 | 0 | 0 | 0 | 7.48 | 0.10709 | 0 | 32.16 | 32.16 | 0 | 0 | 0 | 0 | 0 | 0.40836 | 0 | 0 |  | 0 |  | 0
|  |  |  | 16.04 | 32.08 | 0 | 0 | 0 | 0 | 0 | 7.48 | 0.10709 | 0 | 32.08 | 32.08 | 0 | 0 | 0 | 0 | 0 | 0.40836 | 0 | 0 |  | 0 |  | 0
|  |  |  | 18.52 | 37.04 | 0 | 0 | 0 | 0 | 0 | 7.48 | 0.10709 | 0 | 37.04 | 37.04 | 0 | 0 | 0 | 0 | 0 | 0.40836 | 0 | 0 |  | 0 |  | 0
|  |  |  | 23.76 | 47.52 | 0 | 0 | 0 | 0 | 0 | 7.48 | 0.10709 | 0 | 47.52 | 42.586 | 0 | 4.934 | 0 | 0 | 4.934 | 0.40836 | 0 | 0 |  | 0 |  | 0
|  |  |  | 24.24 | 48.48 | 0 | 0 | 0 | 0 | 0 | 7.48 | 0.10709 | 0 | 48.48 | 22.874 | 0 | 25.606 | 0 | 0 | 25.606 | 0.40836 | 0 | 0 |  | 0 |  | 0
|  |  |  | 28 | 56 | 0 | 0 | 0 | 0 | 0 | 7.48 | 0.10709 | 0 | 56 | 9.395 | 0 | 46.605 | 0 | 0 | 46.605 | 0.40836 | 0 | 0 |  | 0 |  | 0
|  |  |  | 28.4 | 56.8 | 0 | 0 | 0 | 0 | 0 | 7.48 | 0.10709 | 0 | 56.8 | 0 | 0 | 60.378 | 3.578 | 0 | 56.8 | 0.58644 | 0 | 0 |  | 0 |  | 0
|  |  |  | 32.4 | 64.8 | 0 | 0 | 0 | 0 | 0 | 7.48 | 0.12502 | 0 | 64.8 | 0 | 0 | 66.306 | 1.506 | 0 | 64.8 | 0.66141 | 0 | 0 |  | 0 |  | 0
|  |  |  | 33.92 | 67.84 | 0 | 0 | 0 | 0 | 0 | 7.48 | 0.12502 | 0 | 67.84 | 0 | 0 | 68.876 | 1.036 | 0 | 67.84 | 0.71301 | 0 | 0 |  | 0 |  | 0
|  |  |  | 30.44 | 60.88 | 0 | 0 | 0 | 0 | 0 | 7.48 | 0.12502 | 0 | 60.88 | 0 | 0 | 66.646 | 5.766 | 0 | 60.88 | 1 | 0 | 0 |  | 0 |  | 0
|  |  |  | 31.32 | 62.64 | 0 | 0 | 0 | 0 | 0 | 12.23 | 0.12502 | 0 | 62.64 | 1.487 | 0 | 61.153 | 0 | 0 | 61.153 | 1 | 0 | 0 |  | 0 |  | 0
|  |  |  | 35.92 | 71.84 | 0 | 0 | 0 | 0 | 0 | 12.23 | 0.12502 | 0 | 71.84 | 23.053 | 0 | 48.787 | 0 | 0 | 48.787 | 1 | 0 | 0 |  | 0 |  | 0
|  |  |  | 37.6 | 75.2 | 0 | 0 | 0 | 0 | 0 | 12.23 | 0.12502 | 0 | 75.2 | 45.739 | 0 | 29.461 | 0 | 0 | 29.461 | 1 | 0 | 0 |  | 0 |  | 0
|  |  |  | 36 | 72 | 0 | 0 | 0 | 0 | 0 | 12.23 | 0.12502 | 0 | 72 | 63.828 | 0 | 8.172 | 0 | 0 | 8.172 | 1 | 0 | 0 |  | 0 |  | 0
|  |  |  | 37.52 | 75.04 | 0 | 0 | 0 | 0 | 0 | 7.48 | 0.12502 | 0 | 75.04 | 71.943 | 0 | 0 | 0 | 0 | 0 | 0.82845 | 0 | 3.097 |  | 0 |  | 0
|  |  |  | 31.68 | 63.36 | 0 | 0 | 0 | 0 | 0 | 7.48 | 0.12502 | 0 | 63.36 | 60.38 | 0 | 0 | 0 | 0 | 0 | 0.66337 | 0 | 2.98 |  | 0 |  | 0
|  |  |  | 29.24 | 58.48 | 0 | 0 | 0 | 0 | 0 | 7.48 | 0.12502 | 0 | 58.48 | 50.115 | 0 | 0 | 0 | 0 | 0 | 0.2 | 0 | 8.365 |  | 0 |  | 0
|  |  |  | 28.28 | 56.56 | 0 | 0 | 0 | 0 | 0 | 7.48 | 0.10709 | 0 | 56.56 | 56.56 | 0 | 0 | 0 | 0 | 0 | 0.2 | 0 | 0 |  | 0 |  | 0
|  |  |  | 26.84 | 53.68 | 0 | 0 | 0 | 0 | 0 | 7.48 | 0.10709 | 0 | 53.68 | 53.68 | 0 | 0 | 0 | 0 | 0 | 0.2 | 0 | 0 |  | 0 |  | 0
|  |  |  | 19.2 | 38.4 | 0 | 0 | 0 | 0 | 0 | 7.48 | 0.10709 | 0 | 38.4 | 38.4 | 0 | 0 | 0 | 0 | 0 | 0.2 | 0 | 0 |  | 0 |  | 0
|  |  |  | 12.88 | 25.76 | 0 | 0 | 0 | 0 | 0 | 7.48 | 0.10709 | 0 | 25.76 | 25.76 | 0 | 0 | 0 | 0 | 0 | 0.2 | 0 | 0 |  | 0 |  | 0
|  |  |  | 10.6 | 21.2 | 0 | 0 | 0 | 0 | 0 | 7.48 | 0.10709 | 0 | 21.2 | 21.2 | 0 | 0 | 0 | 0 | 0 | 0.2 | 0 | 0 |  | 0 |  | 0
|  |  |  | 10.64 | 21.28 | 0 | 0 | 0 | 0 | 0 | 7.48 | 0.10709 | 0 | 21.28 | 21.28 | 0 | 0 | 0 | 0 | 0 | 0.2 | 0 | 0 |  | 0 |  | 0
|  |  |  | 12.16 | 24.32 | 0 | 0 | 0 | 0 | 0 | 7.48 | 0.10709 | 0 | 24.32 | 24.32 | 0 | 0 | 0 | 0 | 0 | 0.2 | 0 | 0 |  | 0 |  | 0
|  |  |  | 15.48 | 30.96 | 0 | 0 | 0 | 0 | 0 | 7.48 | 0.10709 | 0 | 30.96 | 30.96 | 0 | 0 | 0 | 0 | 0 | 0.2 | 0 | 0 |  | 0 |  | 0
|  |  |  | 17.08 | 34.16 | 0 | 0 | 0 | 0 | 0 | 7.48 | 0.10709 | 0 | 34.16 | 34.16 | 0 | 0 | 0 | 0 | 0 | 0.2 | 0 | 0 |  | 0 |  | 0
|  |  |  | 19.84 | 39.68 | 0 | 0 | 0 | 0 | 0 | 7.48 | 0.10709 | 0 | 39.68 | 39.68 | 0 | 0 | 0 | 0 | 0 | 0.2 | 0 | 0 |  | 0 |  | 0
|  |  |  | 26.72 | 53.44 | 0 | 0 | 0 | 0 | 0 | 7.48 | 0.10709 | 0 | 53.44 | 48.748 | 0 | 4.692 | 0 | 0 | 4.692 | 0.2 | 0 | 0 |  | 0 |  | 0
|  |  |  | 27.12 | 54.24 | 0 | 0 | 0 | 0 | 0 | 7.48 | 0.10709 | 0 | 54.24 | 29.143 | 0 | 25.097 | 0 | 0 | 25.097 | 0.2 | 0 | 0 |  | 0 |  | 0
|  |  |  | 29.68 | 59.36 | 0 | 0 | 0 | 0 | 0 | 7.48 | 0.10709 | 0 | 59.36 | 14.732 | 0 | 44.628 | 0 | 0 | 44.628 | 0.2 | 0 | 0 |  | 0 |  | 0
|  |  |  | 30.24 | 60.48 | 0 | 0 | 0 | 0 | 0 | 7.48 | 0.10709 | 0 | 60.48 | 2.248 | 0 | 58.232 | 0 | 0 | 58.232 | 0.2 | 0 | 0 |  | 0 |  | 0
|  |  |  | 31.12 | 62.24 | 0 | 0 | 0 | 0 | 0 | 7.48 | 0.10709 | 0 | 62.24 | 0 | 0 | 66.209 | 3.969 | 0 | 62.24 | 0.39757 | 0 | 0 |  | 0 |  | 0
|  |  |  | 31.68 | 63.36 | 0 | 0 | 0 | 0 | 0 | 7.48 | 0.10709 | 0 | 63.36 | 0 | 0 | 71.35 | 7.99 | 0 | 63.36 | 0.79527 | 0 | 0 |  | 0 |  | 0
|  |  |  | 34.44 | 68.88 | 0 | 0 | 0 | 0 | 0 | 7.48 | 0.10709 | 0 | 68.88 | 0 | 0 | 68.937 | 0.057 | 0 | 68.88 | 0.79812 | 0 | 0 |  | 0 |  | 0
|  |  |  | 35.32 | 70.64 | 0 | 0 | 0 | 0 | 0 | 7.48 | 0.10709 | 0 | 70.64 | 8.189 | 0 | 62.451 | 0 | 0 | 62.451 | 0.79812 | 0 | 0 |  | 0 |  | 0
|  |  |  | 36.88 | 73.76 | 0 | 0 | 0 | 0 | 0 | 7.48 | 0.10709 | 0 | 73.76 | 25.155 | 0 | 48.605 | 0 | 0 | 48.605 | 0.79812 | 0 | 0 |  | 0 |  | 0
|  |  |  | 34.92 | 69.84 | 0 | 0 | 0 | 0 | 0 | 7.48 | 0.10709 | 0 | 69.84 | 40.524 | 0 | 29.316 | 0 | 0 | 29.316 | 0.79812 | 0 | 0 |  | 0 |  | 0
|  |  |  | 33.96 | 67.92 | 0 | 0 | 0 | 0 | 0 | 7.48 | 0.10709 | 0 | 67.92 | 59.761 | 0 | 8.159 | 0 | 0 | 8.159 | 0.79812 | 0 | 0 |  | 0 |  | 0
|  |  |  | 35.32 | 70.64 | 0 | 0 | 0 | 0 | 0 | 7.48 | 0.10709 | 0 | 70.64 | 70.64 | 0 | 0 | 0 | 0 | 0 | 0.79812 | 0 | 0 |  | 0 |  | 0
|  |  |  | 30.36 | 60.72 | 0 | 0 | 0 | 0 | 0 | 7.48 | 0.10709 | 0 | 60.72 | 60.72 | 0 | 0 | 0 | 0 | 0 | 0.79812 | 0 | 0 |  | 0 |  | 0
|  |  |  | 27.88 | 55.76 | 0 | 0 | 0 | 0 | 0 | 7.48 | 0.10709 | 0 | 55.76 | 55.76 | 0 | 0 | 0 | 0 | 0 | 0.79812 | 0 | 0 |  | 0 |  | 0
|  |  |  | 23.92 | 47.84 | 0 | 0 | 0 | 0 | 0 | 7.48 | 0.10709 | 0 | 47.84 | 47.84 | 0 | 0 | 0 | 0 | 0 | 0.79812 | 0 | 0 |  | 0 |  | 0
|  |  |  | 25 | 50 | 0 | 0 | 0 | 0 | 0 | 7.48 | 0.10709 | 0 | 50 | 50 | 0 | 0 | 0 | 0 | 0 | 0.79812 | 0 | 0 |  | 0 |  | 0
|  |  |  | 22.68 | 45.36 | 0 | 0 | 0 | 0 | 0 | 7.48 | 0.10709 | 0 | 45.36 | 45.36 | 0 | 0 | 0 | 0 | 0 | 0.79812 | 0 | 0 |  | 0 |  | 0
|  |  |  | 17.44 | 34.88 | 0 | 0 | 0 | 0 | 0 | 7.48 | 0.10709 | 0 | 34.88 | 34.88 | 0 | 0 | 0 | 0 | 0 | 0.79812 | 0 | 0 |  | 0 |  | 0
|  |  |  | 15.44 | 30.88 | 0 | 0 | 0 | 0 | 0 | 7.48 | 0.10709 | 0 | 30.88 | 30.88 | 0 | 0 | 0 | 0 | 0 | 0.79812 | 0 | 0 |  | 0 |  | 0
|  |  |  | 15.28 | 30.56 | 0 | 0 | 0 | 0 | 0 | 7.48 | 0.10709 | 0 | 30.56 | 30.56 | 0 | 0 | 0 | 0 | 0 | 0.79812 | 0 | 0 |  | 0 |  | 0
|  |  |  | 16.92 | 33.84 | 0 | 0 | 0 | 0 | 0 | 7.48 | 0.10709 | 0 | 33.84 | 33.84 | 0 | 0 | 0 | 0 | 0 | 0.79812 | 0 | 0 |  | 0 |  | 0
|  |  |  | 19.84 | 39.68 | 0 | 0 | 0 | 0 | 0 | 7.48 | 0.10709 | 0 | 39.68 | 39.68 | 0 | 0 | 0 | 0 | 0 | 0.79812 | 0 | 0 |  | 0 |  | 0
|  |  |  | 20.68 | 41.36 | 0 | 0 | 0 | 0 | 0 | 7.48 | 0.10709 | 0 | 41.36 | 41.36 | 0 | 0 | 0 | 0 | 0 | 0.79812 | 0 | 0 |  | 0 |  | 0
|  |  |  | 21.92 | 43.84 | 0 | 0 | 0 | 0 | 0 | 7.48 | 0.10709 | 0 | 43.84 | 43.84 | 0 | 0 | 0 | 0 | 0 | 0.79812 | 0 | 0 |  | 0 |  | 0
|  |  |  | 23.4 | 46.8 | 0 | 0 | 0 | 0 | 0 | 7.48 | 0.10709 | 0 | 46.8 | 41.95 | 0 | 4.85 | 0 | 0 | 4.85 | 0.79812 | 0 | 0 |  | 0 |  | 0
|  |  |  | 26.64 | 53.28 | 0 | 0 | 0 | 0 | 0 | 7.48 | 0.10709 | 0 | 53.28 | 37.944 | 0 | 15.325 | 0 | 0 | 15.325 | 0.7975 | 0 | 0.011 |  | 0 |  | 0
|  |  |  | 28.36 | 56.72 | 0 | 0 | 0 | 0 | 0 | 7.48 | 0.10709 | 0 | 56.72 | 0.575 | 0 | 47.781 | 0 | 0 | 47.781 | 0.33413 | 0 | 8.365 |  | 0 |  | 0
|  |  |  | 31.8 | 63.6 | 0 | 0 | 0 | 0 | 0 | 7.48 | 0.10709 | 0 | 63.6 | 0 | 0 | 62.948 | 0 | 0 | 62.948 | 0.298 | 0 | 0.652 |  | 0 |  | 0
|  |  |  | 33.28 | 66.56 | 0 | 0 | 0 | 0 | 0 | 7.48 | 0.10709 | 0 | 66.56 | 0 | 0 | 71.738 | 5.178 | 0 | 66.56 | 0.55573 | 0 | 0 |  | 0 |  | 0
|  |  |  | 34.2 | 68.4 | 0 | 0 | 0 | 0 | 0 | 7.48 | 0.10709 | 0 | 68.4 | 0 | 0 | 73.823 | 5.423 | 0 | 68.4 | 0.82568 | 0 | 0 |  | 0 |  | 0
|  |  |  | 33.16 | 66.32 | 0 | 0 | 0 | 0 | 0 | 7.48 | 0.10709 | 0 | 66.32 | 0 | 0 | 69.822 | 3.502 | 0 | 66.32 | 1 | 0 | 0 |  | 0 |  | 0
|  |  |  | 37.88 | 75.76 | 0 | 0 | 0 | 0 | 0 | 7.48 | 0.10709 | 0 | 75.76 | 13.794 | 0 | 61.966 | 0 | 0 | 61.966 | 1 | 0 | 0 |  | 0 |  | 0
|  |  |  | 38.16 | 76.32 | 0 | 0 | 0 | 0 | 0 | 7.48 | 0.10709 | 0 | 76.32 | 27.909 | 0 | 48.411 | 0 | 0 | 48.411 | 1 | 0 | 0 |  | 0 |  | 0
|  |  |  | 30.4 | 60.8 | 0 | 0 | 0 | 0 | 0 | 7.48 | 0.10709 | 0 | 60.8 | 31.314 | 0 | 29.486 | 0 | 0 | 29.486 | 1 | 0 | 0 |  | 0 |  | 0
|  |  |  | 28.56 | 57.12 | 0 | 0 | 0 | 0 | 0 | 7.48 | 0.10709 | 0 | 57.12 | 49.058 | 0 | 8.062 | 0 | 0 | 8.062 | 1 | 0 | 0 |  | 0 |  | 0
|  |  |  | 30.24 | 60.48 | 0 | 0 | 0 | 0 | 0 | 7.48 | 0.10709 | 0 | 60.48 | 60.48 | 0 | 0 | 0 | 0 | 0 | 1 | 0 | 0 |  | 0 |  | 0
|  |  |  | 30.88 | 61.76 | 0 | 0 | 0 | 0 | 0 | 7.48 | 0.10709 | 0 | 61.76 | 61.76 | 0 | 0 | 0 | 0 | 0 | 1 | 0 | 0 |  | 0 |  | 0
|  |  |  | 26.56 | 53.12 | 0 | 0 | 0 | 0 | 0 | 7.48 | 0.10709 | 0 | 53.12 | 53.12 | 0 | 0 | 0 | 0 | 0 | 1 | 0 | 0 |  | 0 |  | 0
|  |  |  | 26.08 | 52.16 | 0 | 0 | 0 | 0 | 0 | 7.48 | 0.10709 | 0 | 52.16 | 52.16 | 0 | 0 | 0 | 0 | 0 | 1 | 0 | 0 |  | 0 |  | 0
|  |  |  | 24.6 | 49.2 | 0 | 0 | 0 | 0 | 0 | 7.48 | 0.10709 | 0 | 49.2 | 49.2 | 0 | 0 | 0 | 0 | 0 | 1 | 0 | 0 |  | 0 |  | 0
|  |  |  | 23.52 | 47.04 | 0 | 0 | 0 | 0 | 0 | 7.48 | 0.10709 | 0 | 47.04 | 47.04 | 0 | 0 | 0 | 0 | 0 | 1 | 0 | 0 |  | 0 |  | 0
|  |  |  | 17.56 | 35.12 | 0 | 0 | 0 | 0 | 0 | 7.48 | 0.10709 | 0 | 35.12 | 35.12 | 0 | 0 | 0 | 0 | 0 | 1 | 0 | 0 |  | 0 |  | 0
|  |  |  | 15.28 | 30.56 | 0 | 0 | 0 | 0 | 0 | 7.48 | 0.10709 | 0 | 30.56 | 30.56 | 0 | 0 | 0 | 0 | 0 | 1 | 0 | 0 |  | 0 |  | 0
|  |  |  | 15.04 | 30.08 | 0 | 0 | 0 | 0 | 0 | 7.48 | 0.10709 | 0 | 30.08 | 30.08 | 0 | 0 | 0 | 0 | 0 | 1 | 0 | 0 |  | 0 |  | 0
|  |  |  | 16.08 | 32.16 | 0 | 0 | 0 | 0 | 0 | 7.48 | 0.10709 | 0 | 32.16 | 32.16 | 0 | 0 | 0 | 0 | 0 | 1 | 0 | 0 |  | 0 |  | 0
|  |  |  | 19.44 | 38.88 | 0 | 0 | 0 | 0 | 0 | 7.48 | 0.10709 | 0 | 38.88 | 38.88 | 0 | 0 | 0 | 0 | 0 | 1 | 0 | 0 |  | 0 |  | 0
|  |  |  | 20.64 | 41.28 | 0 | 0 | 0 | 0 | 0 | 7.48 | 0.10709 | 0 | 41.28 | 41.28 | 0 | 0 | 0 | 0 | 0 | 1 | 0 | 0 |  | 0 |  | 0
|  |  |  | 18.2 | 36.4 | 0 | 0 | 0 | 0 | 0 | 7.48 | 0.10709 | 0 | 36.4 | 36.4 | 0 | 0 | 0 | 0 | 0 | 1 | 0 | 0 |  | 0 |  | 0
|  |  |  | 23.36 | 46.72 | 0 | 0 | 0 | 0 | 0 | 7.48 | 0.10709 | 0 | 46.72 | 41.628 | 0 | 5.092 | 0 | 0 | 5.092 | 1 | 0 | 0 |  | 0 |  | 0
|  |  |  | 25.32 | 50.64 | 0 | 0 | 0 | 0 | 0 | 7.48 | 0.10709 | 0 | 50.64 | 24.331 | 0 | 26.309 | 0 | 0 | 26.309 | 1 | 0 | 0 |  | 0 |  | 0
|  |  |  | 28.48 | 56.96 | 0 | 0 | 0 | 0 | 0 | 7.48 | 0.10709 | 0 | 56.96 | 9.143 | 0 | 47.708 | 0 | 0 | 47.708 | 0.99398 | 0 | 0.109 |  | 0 |  | 0
|  |  |  | 31.08 | 62.16 | 0 | 0 | 0 | 0 | 0 | 7.48 | 0.10709 | 0 | 62.16 | 0 | 0 | 62.281 | 0.121 | 0 | 62.16 | 1 | 0 | 0 |  | 0 |  | 0
|  |  |  | 35.16 | 70.32 | 0 | 0 | 0 | 0 | 0 | 7.48 | 0.12502 | 0 | 70.32 | 1.225 | 0 | 69.095 | 0 | 0 | 69.095 | 1 | 0 | 0 |  | 0 |  | 0
|  |  |  | 32.6 | 65.2 | 0 | 0 | 0 | 0 | 0 | 7.48 | 0.12502 | 0 | 65.2 | 4.689 | 0 | 60.511 | 0 | 0 | 60.511 | 1 | 0 | 0 |  | 0 |  | 0
|  |  |  | 39.84 | 79.68 | 0 | 0 | 0 | 0 | 0 | 7.48 | 0.12502 | 0 | 79.68 | 10.161 | 0 | 69.519 | 0 | 0 | 69.519 | 1 | 0 | 0 |  | 0 |  | 0
|  |  |  | 39.72 | 79.44 | 0 | 0 | 0 | 0 | 0 | 12.23 | 0.12502 | 0 | 79.44 | 16.868 | 0 | 62.572 | 0 | 0 | 62.572 | 1 | 0 | 0 |  | 0 |  | 0
|  |  |  | 40.72 | 81.44 | 0 | 0 | 0 | 0 | 0 | 12.23 | 0.12502 | 0 | 81.44 | 32.665 | 0 | 48.775 | 0 | 0 | 48.775 | 1 | 0 | 0 |  | 0 |  | 0
|  |  |  | 40.32 | 80.64 | 0 | 0 | 0 | 0 | 0 | 12.23 | 0.12502 | 0 | 80.64 | 51.239 | 0 | 29.401 | 0 | 0 | 29.401 | 1 | 0 | 0 |  | 0 |  | 0
|  |  |  | 37.88 | 75.76 | 0 | 0 | 0 | 0 | 0 | 12.23 | 0.12502 | 0 | 75.76 | 68.049 | 0 | 7.711 | 0 | 0 | 7.711 | 1 | 0 | 0 |  | 0 |  | 0
|  |  |  | 34.64 | 69.28 | 0 | 0 | 0 | 0 | 0 | 7.48 | 0.12502 | 0 | 69.28 | 69.28 | 0 | 0 | 0 | 0 | 0 | 1 | 0 | 0 |  | 0 |  | 0
|  |  |  | 30.8 | 61.6 | 0 | 0 | 0 | 0 | 0 | 7.48 | 0.12502 | 0 | 61.6 | 55.523 | 0 | 0 | 0 | 0 | 0 | 0.66337 | 0 | 6.077 |  | 0 |  | 0
|  |  |  | 31.68 | 63.36 | 0 | 0 | 0 | 0 | 0 | 7.48 | 0.12502 | 0 | 63.36 | 54.995 | 0 | 0 | 0 | 0 | 0 | 0.2 | 0 | 8.365 |  | 0 |  | 0
|  |  |  | 28.72 | 57.44 | 0 | 0 | 0 | 0 | 0 | 7.48 | 0.10709 | 8.365 | 57.44 | 57.44 | 0 | 0 | 0 | 0 | 0 | 0.61636 | 0 | 0 |  | 0 |  | 0
|  |  |  | 28.16 | 56.32 | 0 | 0 | 0 | 0 | 0 | 7.48 | 0.10709 | 7.707 | 56.32 | 56.32 | 0 | 0 | 0 | 0 | 0 | 1 | 0 | 0 |  | 0 |  | 0
|  |  |  | 25.44 | 50.88 | 0 | 0 | 0 | 0 | 0 | 7.48 | 0.10709 | 0 | 50.88 | 50.88 | 0 | 0 | 0 | 0 | 0 | 1 | 0 | 0 |  | 0 |  | 0
|  |  |  | 18 | 36 | 0 | 0 | 0 | 0 | 0 | 7.48 | 0.10709 | 0 | 36 | 36 | 0 | 0 | 0 | 0 | 0 | 1 | 0 | 0 |  | 0 |  | 0
|  |  |  | 16.48 | 32.96 | 0 | 0 | 0 | 0 | 0 | 7.48 | 0.10709 | 0 | 32.96 | 32.96 | 0 | 0 | 0 | 0 | 0 | 1 | 0 | 0 |  | 0 |  | 0
|  |  |  | 16.32 | 32.64 | 0 | 0 | 0 | 0 | 0 | 7.48 | 0.10709 | 0 | 32.64 | 32.64 | 0 | 0 | 0 | 0 | 0 | 1 | 0 | 0 |  | 0 |  | 0
|  |  |  | 16.76 | 33.52 | 0 | 0 | 0 | 0 | 0 | 7.48 | 0.10709 | 0 | 33.52 | 33.52 | 0 | 0 | 0 | 0 | 0 | 1 | 0 | 0 |  | 0 |  | 0
|  |  |  | 20.08 | 40.16 | 0 | 0 | 0 | 0 | 0 | 7.48 | 0.10709 | 0 | 40.16 | 40.16 | 0 | 0 | 0 | 0 | 0 | 1 | 0 | 0 |  | 0 |  | 0
|  |  |  | 20.44 | 40.88 | 0 | 0 | 0 | 0 | 0 | 7.48 | 0.10709 | 0 | 40.88 | 40.88 | 0 | 0 | 0 | 0 | 0 | 1 | 0 | 0 |  | 0 |  | 0
|  |  |  | 17.64 | 35.28 | 0 | 0 | 0 | 0 | 0 | 7.48 | 0.10709 | 0 | 35.28 | 35.28 | 0 | 0 | 0 | 0 | 0 | 1 | 0 | 0 |  | 0 |  | 0
|  |  |  | 24.44 | 48.88 | 0 | 0 | 0 | 0 | 0 | 7.48 | 0.10709 | 0 | 48.88 | 44.903 | 0 | 3.977 | 0 | 0 | 3.977 | 1 | 0 | 0 |  | 0 |  | 0
|  |  |  | 26.52 | 53.04 | 0 | 0 | 0 | 0 | 0 | 7.48 | 0.10709 | 0 | 53.04 | 37.255 | 0 | 15.785 | 0 | 0 | 15.785 | 1 | 0 | 0 |  | 0 |  | 0
|  |  |  | 29.24 | 58.48 | 0 | 0 | 0 | 0 | 0 | 7.48 | 0.10709 | 0 | 58.48 | 22.641 | 0 | 35.839 | 0 | 0 | 35.839 | 1 | 0 | 0 |  | 0 |  | 0
|  |  |  | 29.36 | 58.72 | 0 | 0 | 0 | 0 | 0 | 7.48 | 0.10709 | 0 | 58.72 | 7.642 | 0 | 51.078 | 0 | 0 | 51.078 | 1 | 0 | 0 |  | 0 |  | 0
|  |  |  | 33.24 | 66.48 | 0 | 0 | 0 | 0 | 0 | 7.48 | 0.12502 | 0 | 66.48 | 0.575 | 0 | 65.239 | 0 | 0 | 65.239 | 0.96312 | 0 | 0.666 |  | 0 |  | 0
|  |  |  | 34.48 | 68.96 | 0 | 0 | 0 | 0 | 0 | 7.48 | 0.12502 | 0 | 68.96 | 0 | 0 | 69.701 | 0.741 | 0 | 68.96 | 1 | 0 | 0 |  | 0 |  | 0
|  |  |  | 35.12 | 70.24 | 0 | 0 | 0 | 0 | 0 | 7.48 | 0.12502 | 0 | 70.24 | 3.206 | 0 | 67.034 | 0 | 0 | 67.034 | 1 | 0 | 0 |  | 0 |  | 0
|  |  |  | 40.08 | 80.16 | 0 | 0 | 0 | 0 | 0 | 12.23 | 0.12502 | 0 | 80.16 | 27.36 | 0 | 52.8 | 0 | 0 | 52.8 | 1 | 0 | 0 |  | 0 |  | 0
|  |  |  | 41.92 | 83.84 | 0 | 0 | 0 | 0 | 0 | 12.23 | 0.12502 | 0 | 83.84 | 52.087 | 0 | 31.753 | 0 | 0 | 31.753 | 1 | 0 | 0 |  | 0 |  | 0
|  |  |  | 42.2 | 84.4 | 0 | 0 | 0 | 0 | 0 | 12.23 | 0.12502 | 0 | 84.4 | 66.929 | 0 | 17.471 | 0 | 0 | 17.471 | 1 | 0 | 0 |  | 0 |  | 0
|  |  |  | 41.52 | 83.04 | 0 | 0 | 0 | 0 | 0 | 12.23 | 0.12502 | 0 | 83.04 | 71.943 | 0 | 4.025 | 0 | 0 | 4.025 | 0.60826 | 0 | 7.072 |  | 0 |  | 0
|  |  |  | 36.44 | 72.88 | 0 | 0 | 0 | 0 | 0 | 7.48 | 0.12502 | 0 | 72.88 | 71.943 | 0 | 0 | 0 | 0 | 0 | 0.55636 | 0 | 0.937 |  | 0 |  | 0
|  |  |  | 31.52 | 63.04 | 0 | 0 | 0 | 0 | 0 | 7.48 | 0.12502 | 0 | 63.04 | 63.04 | 0 | 0 | 0 | 0 | 0 | 0.55636 | 0 | 0 |  | 0 |  | 0
|  |  |  | 24.2 | 48.4 | 0 | 0 | 0 | 0 | 0 | 7.48 | 0.12502 | 0 | 48.4 | 41.967 | 0 | 0 | 0 | 0 | 0 | 0.2 | 0 | 6.433 |  | 0 |  | 0
|  |  |  | 24.12 | 48.24 | 0 | 0 | 0 | 0 | 0 | 7.48 | 0.10709 | 0 | 48.24 | 48.24 | 0 | 0 | 0 | 0 | 0 | 0.2 | 0 | 0 |  | 0 |  | 0
|  |  |  | 24.36 | 48.72 | 0 | 0 | 0 | 0 | 0 | 7.48 | 0.10709 | 0 | 48.72 | 48.72 | 0 | 0 | 0 | 0 | 0 | 0.2 | 0 | 0 |  | 0 |  | 0
|  |  |  | 21.44 | 42.88 | 0 | 0 | 0 | 0 | 0 | 7.48 | 0.10709 | 0 | 42.88 | 42.88 | 0 | 0 | 0 | 0 | 0 | 0.2 | 0 | 0 |  | 0 |  | 0
|  |  |  | 15.12 | 30.24 | 0 | 0 | 0 | 0 | 0 | 7.48 | 0.10709 | 0 | 30.24 | 30.24 | 0 | 0 | 0 | 0 | 0 | 0.2 | 0 | 0 |  | 0 |  | 0
|  |  |  | 12.2 | 24.4 | 0 | 0 | 0 | 0 | 0 | 7.48 | 0.10709 | 0 | 24.4 | 24.4 | 0 | 0 | 0 | 0 | 0 | 0.2 | 0 | 0 |  | 0 |  | 0
|  |  |  | 13.68 | 27.36 | 0 | 0 | 0 | 0 | 0 | 7.48 | 0.10709 | 0 | 27.36 | 27.36 | 0 | 0 | 0 | 0 | 0 | 0.2 | 0 | 0 |  | 0 |  | 0
|  |  |  | 12.52 | 25.04 | 0 | 0 | 0 | 0 | 0 | 7.48 | 0.10709 | 0 | 25.04 | 25.04 | 0 | 0 | 0 | 0 | 0 | 0.2 | 0 | 0 |  | 0 |  | 0
|  |  |  | 15.64 | 31.28 | 0 | 0 | 0 | 0 | 0 | 7.48 | 0.10709 | 0 | 31.28 | 31.28 | 0 | 0 | 0 | 0 | 0 | 0.2 | 0 | 0 |  | 0 |  | 0
|  |  |  | 15.64 | 31.28 | 0 | 0 | 0 | 0 | 0 | 7.48 | 0.10709 | 0 | 31.28 | 31.28 | 0 | 0 | 0 | 0 | 0 | 0.2 | 0 | 0 |  | 0 |  | 0
|  |  |  | 16.36 | 32.72 | 0 | 0 | 0 | 0 | 0 | 7.48 | 0.10709 | 0 | 32.72 | 32.72 | 0 | 0 | 0 | 0 | 0 | 0.2 | 0 | 0 |  | 0 |  | 0
|  |  |  | 16.84 | 33.68 | 0 | 0 | 0 | 0 | 0 | 7.48 | 0.10709 | 0 | 33.68 | 29.037 | 0 | 4.643 | 0 | 0 | 4.643 | 0.2 | 0 | 0 |  | 0 |  | 0
|  |  |  | 22.84 | 45.68 | 0 | 0 | 0 | 0 | 0 | 7.48 | 0.10709 | 0 | 45.68 | 18.716 | 0 | 26.964 | 0 | 0 | 26.964 | 0.2 | 0 | 0 |  | 0 |  | 0
|  |  |  | 24.6 | 49.2 | 0 | 0 | 0 | 0 | 0 | 7.48 | 0.10709 | 0 | 49.2 | 0 | 0 | 50.969 | 1.769 | 0 | 49.2 | 0.28807 | 0 | 0 |  | 0 |  | 0
|  |  |  | 26.4 | 52.8 | 0 | 0 | 0 | 0 | 0 | 7.48 | 0.10709 | 0 | 52.8 | 0 | 7.494 | 61.165 | 8.365 | 0 | 52.8 | 0.70444 | 0 | 0 |  | 0 |  | 0
|  |  |  | 27.48 | 54.96 | 0 | 0 | 0 | 0 | 0 | 7.48 | 0.12502 | 0 | 54.96 | 0 | 7.809 | 60.898 | 5.938 | 0 | 54.96 | 1 | 0 | 0 |  | 0 |  | 0
|  |  |  | 30.84 | 61.68 | 0 | 0 | 0 | 0 | 0 | 7.48 | 0.12502 | 0 | 61.68 | 0 | 20.581 | 61.68 | 0 | 0 | 61.68 | 1 | 0 | 0 |  | 0 |  | 0
|  |  |  | 40.08 | 80.16 | 0 | 0 | 0 | 0 | 0 | 7.48 | 0.12502 | 0 | 80.16 | 0.978 | 0 | 79.182 | 0 | 0 | 79.182 | 1 | 0 | 0 |  | 0 |  | 0
|  |  |  | 40.16 | 80.32 | 0 | 0 | 0 | 0 | 0 | 12.23 | 0.12502 | 0 | 80.32 | 10.813 | 0 | 69.507 | 0 | 0 | 69.507 | 1 | 0 | 0 |  | 0 |  | 0
|  |  |  | 43.6 | 87.2 | 0 | 0 | 0 | 0 | 0 | 12.23 | 0.12502 | 0 | 87.2 | 33.588 | 0 | 53.612 | 0 | 0 | 53.612 | 1 | 0 | 0 |  | 0 |  | 0
|  |  |  | 43.52 | 87.04 | 0 | 0 | 0 | 0 | 0 | 12.23 | 0.12502 | 0 | 87.04 | 55.724 | 0 | 31.316 | 0 | 0 | 31.316 | 1 | 0 | 0 |  | 0 |  | 0
|  |  |  | 43.96 | 87.92 | 0 | 0 | 0 | 0 | 0 | 12.23 | 0.12502 | 0 | 87.92 | 71.943 | 0 | 7.832 | 0 | 0 | 7.832 | 0.54882 | 0 | 8.145 |  | 0 |  | 0
|  |  |  | 39.12 | 78.24 | 0 | 0 | 0 | 0 | 0 | 7.48 | 0.12502 | 0 | 78.24 | 71.943 | 0 | 0 | 0 | 0 | 0 | 0.2 | 0 | 6.297 |  | 0 |  | 0
|  |  |  | 23.36 | 46.72 | 0 | 0 | 0 | 0 | 0 | 7.48 | 0.12502 | 0 | 46.72 | 46.72 | 0 | 0 | 0 | 0 | 0 | 0.2 | 0 | 0 |  | 0 |  | 0
|  |  |  | 22.36 | 44.72 | 0 | 0 | 0 | 0 | 0 | 7.48 | 0.12502 | 0 | 44.72 | 44.72 | 0 | 0 | 0 | 0 | 0 | 0.2 | 0 | 0 |  | 0 |  | 0
|  |  |  | 23.36 | 46.72 | 0 | 0 | 0 | 0 | 0 | 7.48 | 0.10709 | 0 | 46.72 | 46.72 | 0 | 0 | 0 | 0 | 0 | 0.2 | 0 | 0 |  | 0 |  | 0
|  |  |  | 23.12 | 46.24 | 0 | 0 | 0 | 0 | 0 | 7.48 | 0.10709 | 0 | 46.24 | 46.24 | 0 | 0 | 0 | 0 | 0 | 0.2 | 0 | 0 |  | 0 |  | 0
|  |  |  | 21.6 | 43.2 | 0 | 0 | 0 | 0 | 0 | 7.48 | 0.10709 | 0 | 43.2 | 43.2 | 0 | 0 | 0 | 0 | 0 | 0.2 | 0 | 0 |  | 0 |  | 0
|  |  |  | 18.4 | 36.8 | 0 | 0 | 0 | 0 | 0 | 7.48 | 0.10709 | 0 | 36.8 | 36.8 | 0 | 0 | 0 | 0 | 0 | 0.2 | 0 | 0 |  | 0 |  | 0
|  |  |  | 16.08 | 32.16 | 0 | 0 | 0 | 0 | 0 | 7.48 | 0.10709 | 0 | 32.16 | 32.16 | 0 | 0 | 0 | 0 | 0 | 0.2 | 0 | 0 |  | 0 |  | 0
|  |  |  | 12.08 | 24.16 | 0 | 0 | 0 | 0 | 0 | 7.48 | 0.10709 | 0 | 24.16 | 24.16 | 0 | 0 | 0 | 0 | 0 | 0.2 | 0 | 0 |  | 0 |  | 0
|  |  |  | 11.8 | 23.6 | 0 | 0 | 0 | 0 | 0 | 7.48 | 0.10709 | 0 | 23.6 | 23.6 | 0 | 0 | 0 | 0 | 0 | 0.2 | 0 | 0 |  | 0 |  | 0
|  |  |  | 14.76 | 29.52 | 0 | 0 | 0 | 0 | 0 | 7.48 | 0.10709 | 0 | 29.52 | 29.52 | 0 | 0 | 0 | 0 | 0 | 0.2 | 0 | 0 |  | 0 |  | 0
|  |  |  | 16.72 | 33.44 | 0 | 0 | 0 | 0 | 0 | 7.48 | 0.10709 | 0 | 33.44 | 33.44 | 0 | 0 | 0 | 0 | 0 | 0.2 | 0 | 0 |  | 0 |  | 0
|  |  |  | 17.32 | 34.64 | 0 | 0 | 0 | 0 | 0 | 7.48 | 0.10709 | 0 | 34.64 | 34.64 | 0 | 0 | 0 | 0 | 0 | 0.2 | 0 | 0 |  | 0 |  | 0
|  |  |  | 16.92 | 33.84 | 0 | 0 | 0 | 0 | 0 | 7.48 | 0.10709 | 0 | 33.84 | 29.439 | 0 | 4.401 | 0 | 0 | 4.401 | 0.2 | 0 | 0 |  | 0 |  | 0
|  |  |  | 17.36 | 34.72 | 0 | 0 | 0 | 0 | 0 | 7.48 | 0.10709 | 0 | 34.72 | 8.884 | 0 | 25.836 | 0 | 0 | 25.836 | 0.2 | 0 | 0 |  | 0 |  | 0
|  |  |  | 24.04 | 48.08 | 0 | 0 | 0 | 0 | 0 | 7.48 | 0.10709 | 0 | 48.08 | 0 | 0 | 48.557 | 0.477 | 0 | 48.08 | 0.22373 | 0 | 0 |  | 0 |  | 0
|  |  |  | 24.2 | 48.4 | 0 | 0 | 0 | 0 | 0 | 7.48 | 0.10709 | 0 | 48.4 | 0 | 7.274 | 56.765 | 8.365 | 0 | 48.4 | 0.64009 | 0 | 0 |  | 0 |  | 0
|  |  |  | 24.56 | 49.12 | 0 | 0 | 0 | 0 | 0 | 7.48 | 0.12502 | 0 | 49.12 | 0 | 15.46 | 56.351 | 7.231 | 0 | 49.12 | 1 | 0 | 0 |  | 0 |  | 0
|  |  |  | 23.84 | 47.68 | 0 | 0 | 0 | 0 | 0 | 7.48 | 0.12502 | 0 | 47.68 | 0 | 27.174 | 47.68 | 0 | 0 | 47.68 | 1 | 0 | 0 |  | 0 |  | 0
|  |  |  | 24.16 | 48.32 | 0 | 0 | 0 | 0 | 0 | 7.48 | 0.12502 | 0 | 48.32 | 0 | 23.636 | 48.32 | 0 | 0 | 48.32 | 1 | 0 | 0 |  | 0 |  | 0
|  |  |  | 25.88 | 51.76 | 0 | 0 | 0 | 0 | 0 | 12.23 | 0.12502 | 0 | 51.76 | 0 | 11.685 | 51.76 | 0 | 0 | 51.76 | 1 | 0 | 0 |  | 0 |  | 0
|  |  |  | 27.56 | 55.12 | 0 | 0 | 0 | 0 | 0 | 12.23 | 0.12502 | 0 | 55.12 | 4.975 | 0 | 50.145 | 0 | 0 | 50.145 | 1 | 0 | 0 |  | 0 |  | 0
|  |  |  | 25.28 | 50.56 | 0 | 0 | 0 | 0 | 0 | 12.23 | 0.12502 | 0 | 50.56 | 21.281 | 0 | 29.279 | 0 | 0 | 29.279 | 1 | 0 | 0 |  | 0 |  | 0
|  |  |  | 23.44 | 46.88 | 0 | 0 | 0 | 0 | 0 | 12.23 | 0.12502 | 0 | 46.88 | 39.606 | 0 | 7.274 | 0 | 0 | 7.274 | 1 | 0 | 0 |  | 0 |  | 0
|  |  |  | 23.8 | 47.6 | 0 | 0 | 0 | 0 | 0 | 7.48 | 0.12502 | 0 | 47.6 | 47.6 | 0 | 0 | 0 | 0 | 0 | 1 | 0 | 0 |  | 0 |  | 0
|  |  |  | 22.8 | 45.6 | 0 | 0 | 0 | 0 | 0 | 7.48 | 0.12502 | 0 | 45.6 | 39.523 | 0 | 0 | 0 | 0 | 0 | 0.66337 | 0 | 6.077 |  | 0 |  | 0
|  |  |  | 19.96 | 39.92 | 0 | 0 | 0 | 0 | 0 | 7.48 | 0.12502 | 0 | 39.92 | 31.555 | 0 | 0 | 0 | 0 | 0 | 0.2 | 0 | 8.365 |  | 0 |  | 0
|  |  |  | 17.96 | 35.92 | 0 | 0 | 0 | 0 | 0 | 7.48 | 0.10709 | 7.566 | 35.92 | 35.92 | 0 | 0 | 0 | 0 | 0 | 0.57662 | 0 | 0 |  | 0 |  | 0
|  |  |  | 19.16 | 38.32 | 0 | 0 | 0 | 0 | 0 | 7.48 | 0.10709 | 0 | 38.32 | 38.32 | 0 | 0 | 0 | 0 | 0 | 0.57662 | 0 | 0 |  | 0 |  | 0
|  |  |  | 19.52 | 39.04 | 0 | 0 | 0 | 0 | 0 | 7.48 | 0.10709 | 0 | 39.04 | 39.04 | 0 | 0 | 0 | 0 | 0 | 0.57662 | 0 | 0 |  | 0 |  | 0
|  |  |  | 12.16 | 24.32 | 0 | 0 | 0 | 0 | 0 | 7.48 | 0.10709 | 0 | 24.32 | 24.32 | 0 | 0 | 0 | 0 | 0 | 0.57662 | 0 | 0 |  | 0 |  | 0
|  |  |  | 10.52 | 21.04 | 0 | 0 | 0 | 0 | 0 | 7.48 | 0.10709 | 0 | 21.04 | 21.04 | 0 | 0 | 0 | 0 | 0 | 0.57662 | 0 | 0 |  | 0 |  | 0
|  |  |  | 10.2 | 20.4 | 0 | 0 | 0 | 0 | 0 | 7.48 | 0.10709 | 0 | 20.4 | 20.4 | 0 | 0 | 0 | 0 | 0 | 0.57662 | 0 | 0 |  | 0 |  | 0
|  |  |  | 11.44 | 22.88 | 0 | 0 | 0 | 0 | 0 | 7.48 | 0.10709 | 0 | 22.88 | 22.88 | 0 | 0 | 0 | 0 | 0 | 0.57662 | 0 | 0 |  | 0 |  | 0
|  |  |  | 14.8 | 29.6 | 0 | 0 | 0 | 0 | 0 | 7.48 | 0.10709 | 0 | 29.6 | 29.6 | 0 | 0 | 0 | 0 | 0 | 0.57662 | 0 | 0 |  | 0 |  | 0
|  |  |  | 15.84 | 31.68 | 0 | 0 | 0 | 0 | 0 | 7.48 | 0.10709 | 0 | 31.68 | 31.68 | 0 | 0 | 0 | 0 | 0 | 0.57662 | 0 | 0 |  | 0 |  | 0
|  |  |  | 15.72 | 31.44 | 0 | 0 | 0 | 0 | 0 | 7.48 | 0.10709 | 0 | 31.44 | 31.44 | 0 | 0 | 0 | 0 | 0 | 0.57662 | 0 | 0 |  | 0 |  | 0
|  |  |  | 22.92 | 45.84 | 0 | 0 | 0 | 0 | 0 | 7.48 | 0.10709 | 0 | 45.84 | 44.955 | 0 | 0.885 | 0 | 0 | 0.885 | 0.57662 | 0 | 0 |  | 0 |  | 0
|  |  |  | 24.32 | 48.64 | 0 | 0 | 0 | 0 | 0 | 7.48 | 0.10709 | 0 | 48.64 | 24.525 | 0 | 24.115 | 0 | 0 | 24.115 | 0.57662 | 0 | 0 |  | 0 |  | 0
|  |  |  | 29.16 | 58.32 | 0 | 0 | 0 | 0 | 0 | 7.48 | 0.10709 | 0 | 58.32 | 12.952 | 0 | 45.368 | 0 | 0 | 45.368 | 0.57662 | 0 | 0 |  | 0 |  | 0
|  |  |  | 30.36 | 60.72 | 0 | 0 | 0 | 0 | 0 | 7.48 | 0.10709 | 0 | 60.72 | 0.561 | 0 | 60.159 | 0 | 0 | 60.159 | 0.57662 | 0 | 0 |  | 0 |  | 0
|  |  |  | 32.92 | 65.84 | 0 | 0 | 0 | 0 | 0 | 7.48 | 0.12502 | 0 | 65.84 | 0 | 0 | 66.791 | 0.951 | 0 | 65.84 | 0.62396 | 0 | 0 |  | 0 |  | 0
|  |  |  | 36.28 | 72.56 | 0 | 0 | 0 | 0 | 0 | 7.48 | 0.12502 | 0 | 72.56 | 0 | 0 | 69.555 | 0 | 0 | 69.555 | 0.45752 | 0 | 3.005 |  | 0 |  | 0
|  |  |  | 32.24 | 64.48 | 0 | 0 | 0 | 0 | 0 | 7.48 | 0.12502 | 0 | 64.48 | 0 | 0 | 69.325 | 4.845 | 0 | 64.48 | 0.69869 | 0 | 0 |  | 0 |  | 0
|  |  |  | 28.32 | 56.64 | 0 | 0 | 0 | 0 | 0 | 12.23 | 0.12502 | 0 | 56.64 | 0 | 0 | 62.693 | 6.053 | 0 | 56.64 | 1 | 0 | 0 |  | 0 |  | 0
|  |  |  | 28.32 | 56.64 | 0 | 0 | 0 | 0 | 0 | 12.23 | 0.12502 | 0 | 56.64 | 8.217 | 0 | 48.423 | 0 | 0 | 48.423 | 1 | 0 | 0 |  | 0 |  | 0
|  |  |  | 29.2 | 58.4 | 0 | 0 | 0 | 0 | 0 | 12.23 | 0.12502 | 0 | 58.4 | 29.896 | 0 | 28.504 | 0 | 0 | 28.504 | 1 | 0 | 0 |  | 0 |  | 0
|  |  |  | 28.68 | 57.36 | 0 | 0 | 0 | 0 | 0 | 12.23 | 0.12502 | 0 | 57.36 | 50.377 | 0 | 6.983 | 0 | 0 | 6.983 | 1 | 0 | 0 |  | 0 |  | 0
|  |  |  | 26.48 | 52.96 | 0 | 0 | 0 | 0 | 0 | 7.48 | 0.12502 | 0 | 52.96 | 52.96 | 0 | 0 | 0 | 0 | 0 | 1 | 0 | 0 |  | 0 |  | 0
|  |  |  | 29 | 58 | 0 | 0 | 0 | 0 | 0 | 7.48 | 0.12502 | 0 | 58 | 51.923 | 0 | 0 | 0 | 0 | 0 | 0.66337 | 0 | 6.077 |  | 0 |  | 0
|  |  |  | 30 | 60 | 0 | 0 | 0 | 0 | 0 | 7.48 | 0.12502 | 0 | 60 | 51.635 | 0 | 0 | 0 | 0 | 0 | 0.2 | 0 | 8.365 |  | 0 |  | 0
|  |  |  | 28 | 56 | 0 | 0 | 0 | 0 | 0 | 7.48 | 0.10709 | 0 | 56 | 56 | 0 | 0 | 0 | 0 | 0 | 0.2 | 0 | 0 |  | 0 |  | 0
|  |  |  | 26.36 | 52.72 | 0 | 0 | 0 | 0 | 0 | 7.48 | 0.10709 | 0 | 52.72 | 52.72 | 0 | 0 | 0 | 0 | 0 | 0.2 | 0 | 0 |  | 0 |  | 0
|  |  |  | 22.24 | 44.48 | 0 | 0 | 0 | 0 | 0 | 7.48 | 0.10709 | 0 | 44.48 | 44.48 | 0 | 0 | 0 | 0 | 0 | 0.2 | 0 | 0 |  | 0 |  | 0
|  |  |  | 13.04 | 26.08 | 0 | 0 | 0 | 0 | 0 | 7.48 | 0.10709 | 0 | 26.08 | 26.08 | 0 | 0 | 0 | 0 | 0 | 0.2 | 0 | 0 |  | 0 |  | 0
|  |  |  | 10.28 | 20.56 | 0 | 0 | 0 | 0 | 0 | 7.48 | 0.10709 | 0 | 20.56 | 20.56 | 0 | 0 | 0 | 0 | 0 | 0.2 | 0 | 0 |  | 0 |  | 0
|  |  |  | 11 | 22 | 0 | 0 | 0 | 0 | 0 | 7.48 | 0.10709 | 0 | 22 | 22 | 0 | 0 | 0 | 0 | 0 | 0.2 | 0 | 0 |  | 0 |  | 0
|  |  |  | 12.6 | 25.2 | 0 | 0 | 0 | 0 | 0 | 7.48 | 0.10709 | 0 | 25.2 | 25.2 | 0 | 0 | 0 | 0 | 0 | 0.2 | 0 | 0 |  | 0 |  | 0
|  |  |  | 15.4 | 30.8 | 0 | 0 | 0 | 0 | 0 | 7.48 | 0.10709 | 0 | 30.8 | 30.8 | 0 | 0 | 0 | 0 | 0 | 0.2 | 0 | 0 |  | 0 |  | 0
|  |  |  | 16.72 | 33.44 | 0 | 0 | 0 | 0 | 0 | 7.48 | 0.10709 | 0 | 33.44 | 33.44 | 0 | 0 | 0 | 0 | 0 | 0.2 | 0 | 0 |  | 0 |  | 0
|  |  |  | 18.6 | 37.2 | 0 | 0 | 0 | 0 | 0 | 7.48 | 0.10709 | 0 | 37.2 | 37.2 | 0 | 0 | 0 | 0 | 0 | 0.2 | 0 | 0 |  | 0 |  | 0
|  |  |  | 24.4 | 48.8 | 0 | 0 | 0 | 0 | 0 | 7.48 | 0.10709 | 0 | 48.8 | 44.799 | 0 | 4.001 | 0 | 0 | 4.001 | 0.2 | 0 | 0 |  | 0 |  | 0
|  |  |  | 26.84 | 53.68 | 0 | 0 | 0 | 0 | 0 | 7.48 | 0.10709 | 0 | 53.68 | 29.056 | 0 | 24.624 | 0 | 0 | 24.624 | 0.2 | 0 | 0 |  | 0 |  | 0
|  |  |  | 28.28 | 56.56 | 0 | 0 | 0 | 0 | 0 | 7.48 | 0.10709 | 0 | 56.56 | 10.295 | 0 | 46.265 | 0 | 0 | 46.265 | 0.2 | 0 | 0 |  | 0 |  | 0
|  |  |  | 29.4 | 58.8 | 0 | 0 | 0 | 0 | 0 | 7.48 | 0.10709 | 0 | 58.8 | 0 | 0 | 61.299 | 2.499 | 0 | 58.8 | 0.32439 | 0 | 0 |  | 0 |  | 0
|  |  |  | 34 | 68 | 0 | 0 | 0 | 0 | 0 | 7.48 | 0.10709 | 0 | 68 | 0 | 0 | 68.767 | 0.767 | 0 | 68 | 0.36259 | 0 | 0 |  | 0 |  | 0
|  |  |  | 32.52 | 65.04 | 0 | 0 | 0 | 0 | 0 | 7.48 | 0.10709 | 0 | 65.04 | 0 | 0 | 69.361 | 4.321 | 0 | 65.04 | 0.57769 | 0 | 0 |  | 0 |  | 0
|  |  |  | 30.48 | 60.96 | 0 | 0 | 0 | 0 | 0 | 7.48 | 0.10709 | 0 | 60.96 | 0 | 0 | 67.022 | 6.062 | 0 | 60.96 | 0.87941 | 0 | 0 |  | 0 |  | 0
|  |  |  | 33.44 | 66.88 | 0 | 0 | 0 | 0 | 0 | 7.48 | 0.10709 | 0 | 66.88 | 7.581 | 0 | 59.299 | 0 | 0 | 59.299 | 0.87941 | 0 | 0 |  | 0 |  | 0
|  |  |  | 34.2 | 68.4 | 0 | 0 | 0 | 0 | 0 | 7.48 | 0.10709 | 0 | 68.4 | 20.898 | 0 | 47.502 | 0 | 0 | 47.502 | 0.87941 | 0 | 0 |  | 0 |  | 0
|  |  |  | 36.36 | 72.72 | 0 | 0 | 0 | 0 | 0 | 7.48 | 0.10709 | 0 | 72.72 | 44.762 | 0 | 27.958 | 0 | 0 | 27.958 | 0.87941 | 0 | 0 |  | 0 |  | 0
|  |  |  | 36.24 | 72.48 | 0 | 0 | 0 | 0 | 0 | 7.48 | 0.10709 | 0 | 72.48 | 66.321 | 0 | 6.159 | 0 | 0 | 6.159 | 0.87941 | 0 | 0 |  | 0 |  | 0
|  |  |  | 29.76 | 59.52 | 0 | 0 | 0 | 0 | 0 | 7.48 | 0.10709 | 0 | 59.52 | 59.52 | 0 | 0 | 0 | 0 | 0 | 0.87941 | 0 | 0 |  | 0 |  | 0
|  |  |  | 27.04 | 54.08 | 0 | 0 | 0 | 0 | 0 | 7.48 | 0.10709 | 0 | 54.08 | 54.08 | 0 | 0 | 0 | 0 | 0 | 0.87941 | 0 | 0 |  | 0 |  | 0
|  |  |  | 27.04 | 54.08 | 0 | 0 | 0 | 0 | 0 | 7.48 | 0.10709 | 0 | 54.08 | 54.08 | 0 | 0 | 0 | 0 | 0 | 0.87941 | 0 | 0 |  | 0 |  | 0
|  |  |  | 26.12 | 52.24 | 0 | 0 | 0 | 0 | 0 | 7.48 | 0.10709 | 0 | 52.24 | 52.24 | 0 | 0 | 0 | 0 | 0 | 0.87941 | 0 | 0 |  | 0 |  | 0
|  |  |  | 24.4 | 48.8 | 0 | 0 | 0 | 0 | 0 | 7.48 | 0.10709 | 0 | 48.8 | 48.8 | 0 | 0 | 0 | 0 | 0 | 0.87941 | 0 | 0 |  | 0 |  | 0
|  |  |  | 19.16 | 38.32 | 0 | 0 | 0 | 0 | 0 | 7.48 | 0.10709 | 0 | 38.32 | 38.32 | 0 | 0 | 0 | 0 | 0 | 0.87941 | 0 | 0 |  | 0 |  | 0
|  |  |  | 12.28 | 24.56 | 0 | 0 | 0 | 0 | 0 | 7.48 | 0.10709 | 0 | 24.56 | 24.56 | 0 | 0 | 0 | 0 | 0 | 0.87941 | 0 | 0 |  | 0 |  | 0
|  |  |  | 14.28 | 28.56 | 0 | 0 | 0 | 0 | 0 | 7.48 | 0.10709 | 0 | 28.56 | 28.56 | 0 | 0 | 0 | 0 | 0 | 0.87941 | 0 | 0 |  | 0 |  | 0
|  |  |  | 15.68 | 31.36 | 0 | 0 | 0 | 0 | 0 | 7.48 | 0.10709 | 0 | 31.36 | 31.36 | 0 | 0 | 0 | 0 | 0 | 0.87941 | 0 | 0 |  | 0 |  | 0
|  |  |  | 16.72 | 33.44 | 0 | 0 | 0 | 0 | 0 | 7.48 | 0.10709 | 0 | 33.44 | 33.44 | 0 | 0 | 0 | 0 | 0 | 0.87941 | 0 | 0 |  | 0 |  | 0
|  |  |  | 17.12 | 34.24 | 0 | 0 | 0 | 0 | 0 | 7.48 | 0.10709 | 0 | 34.24 | 34.24 | 0 | 0 | 0 | 0 | 0 | 0.87941 | 0 | 0 |  | 0 |  | 0
|  |  |  | 16.36 | 32.72 | 0 | 0 | 0 | 0 | 0 | 7.48 | 0.10709 | 0 | 32.72 | 32.72 | 0 | 0 | 0 | 0 | 0 | 0.87941 | 0 | 0 |  | 0 |  | 0
|  |  |  | 16.72 | 33.44 | 0 | 0 | 0 | 0 | 0 | 7.48 | 0.10709 | 0 | 33.44 | 33.44 | 0 | 0 | 0 | 0 | 0 | 0.87941 | 0 | 0 |  | 0 |  | 0
|  |  |  | 23.72 | 47.44 | 0 | 0 | 0 | 0 | 0 | 7.48 | 0.10709 | 0 | 47.44 | 45.512 | 0 | 1.928 | 0 | 0 | 1.928 | 0.87941 | 0 | 0 |  | 0 |  | 0
|  |  |  | 27.68 | 55.36 | 0 | 0 | 0 | 0 | 0 | 7.48 | 0.10709 | 0 | 55.36 | 29.728 | 0 | 22.442 | 0 | 0 | 22.442 | 0.70265 | 0 | 3.191 |  | 0 |  | 0
|  |  |  | 27.56 | 55.12 | 0 | 0 | 0 | 0 | 0 | 7.48 | 0.10709 | 0 | 55.12 | 2.175 | 0 | 44.58 | 0 | 0 | 44.58 | 0.23928 | 0 | 8.365 |  | 0 |  | 0
|  |  |  | 29.28 | 58.56 | 0 | 0 | 0 | 0 | 0 | 7.48 | 0.10709 | 0 | 58.56 | 0 | 0 | 58.656 | 0.096 | 0 | 58.56 | 0.24406 | 0 | 0 |  | 0 |  | 0
|  |  |  | 31.4 | 62.8 | 0 | 0 | 0 | 0 | 0 | 7.48 | 0.10709 | 0 | 62.8 | 0 | 0 | 66.973 | 4.173 | 0 | 62.8 | 0.45177 | 0 | 0 |  | 0 |  | 0
|  |  |  | 32.8 | 65.6 | 0 | 0 | 0 | 0 | 0 | 7.48 | 0.10709 | 0 | 65.6 | 0 | 0 | 69.943 | 4.343 | 0 | 65.6 | 0.66797 | 0 | 0 |  | 0 |  | 0
|  |  |  | 31 | 62 | 0 | 0 | 0 | 0 | 0 | 7.48 | 0.10709 | 0 | 62 | 0 | 0 | 68.67 | 6.67 | 0 | 62 | 1 | 0 | 0 |  | 0 |  | 0
|  |  |  | 28.88 | 57.76 | 0 | 0 | 0 | 0 | 0 | 7.48 | 0.10709 | 0 | 57.76 | 9.567 | 0 | 48.193 | 0 | 0 | 48.193 | 1 | 0 | 0 |  | 0 |  | 0
|  |  |  | 28.48 | 56.96 | 0 | 0 | 0 | 0 | 0 | 7.48 | 0.10709 | 0 | 56.96 | 22.443 | 0 | 34.517 | 0 | 0 | 34.517 | 1 | 0 | 0 |  | 0 |  | 0
|  |  |  | 27.04 | 54.08 | 0 | 0 | 0 | 0 | 0 | 7.48 | 0.10709 | 0 | 54.08 | 34.633 | 0 | 19.447 | 0 | 0 | 19.447 | 1 | 0 | 0 |  | 0 |  | 0
|  |  |  | 28.44 | 56.88 | 0 | 0 | 0 | 0 | 0 | 7.48 | 0.10709 | 0 | 56.88 | 51.254 | 0 | 5.626 | 0 | 0 | 5.626 | 1 | 0 | 0 |  | 0 |  | 0
|  |  |  | 27.12 | 54.24 | 0 | 0 | 0 | 0 | 0 | 7.48 | 0.10709 | 0 | 54.24 | 54.24 | 0 | 0 | 0 | 0 | 0 | 1 | 0 | 0 |  | 0 |  | 0
|  |  |  | 27.84 | 55.68 | 0 | 0 | 0 | 0 | 0 | 7.48 | 0.10709 | 0 | 55.68 | 55.47 | 0 | 0 | 0 | 0 | 0 | 0.98836 | 0 | 0.21 |  | 0 |  | 0
|  |  |  | 26.4 | 52.8 | 0 | 0 | 0 | 0 | 0 | 7.48 | 0.10709 | 0.234 | 52.8 | 52.8 | 0 | 0 | 0 | 0 | 0 | 1 | 0 | 0 |  | 0 |  | 0
|  |  |  | 26 | 52 | 0 | 0 | 0 | 0 | 0 | 7.48 | 0.10709 | 0 | 52 | 52 | 0 | 0 | 0 | 0 | 0 | 1 | 0 | 0 |  | 0 |  | 0
|  |  |  | 25.84 | 51.68 | 0 | 0 | 0 | 0 | 0 | 7.48 | 0.10709 | 0 | 51.68 | 51.68 | 0 | 0 | 0 | 0 | 0 | 1 | 0 | 0 |  | 0 |  | 0
|  |  |  | 23.24 | 46.48 | 0 | 0 | 0 | 0 | 0 | 7.48 | 0.10709 | 0 | 46.48 | 46.48 | 0 | 0 | 0 | 0 | 0 | 1 | 0 | 0 |  | 0 |  | 0
|  |  |  | 16.96 | 33.92 | 0 | 0 | 0 | 0 | 0 | 7.48 | 0.10709 | 0 | 33.92 | 33.92 | 0 | 0 | 0 | 0 | 0 | 1 | 0 | 0 |  | 0 |  | 0
|  |  |  | 15.12 | 30.24 | 0 | 0 | 0 | 0 | 0 | 7.48 | 0.10709 | 0 | 30.24 | 30.24 | 0 | 0 | 0 | 0 | 0 | 1 | 0 | 0 |  | 0 |  | 0
|  |  |  | 10.52 | 21.04 | 0 | 0 | 0 | 0 | 0 | 7.48 | 0.10709 | 0 | 21.04 | 21.04 | 0 | 0 | 0 | 0 | 0 | 1 | 0 | 0 |  | 0 |  | 0
|  |  |  | 12.16 | 24.32 | 0 | 0 | 0 | 0 | 0 | 7.48 | 0.10709 | 0 | 24.32 | 24.32 | 0 | 0 | 0 | 0 | 0 | 1 | 0 | 0 |  | 0 |  | 0
|  |  |  | 14.28 | 28.56 | 0 | 0 | 0 | 0 | 0 | 7.48 | 0.10709 | 0 | 28.56 | 28.56 | 0 | 0 | 0 | 0 | 0 | 1 | 0 | 0 |  | 0 |  | 0
|  |  |  | 15.16 | 30.32 | 0 | 0 | 0 | 0 | 0 | 7.48 | 0.10709 | 0 | 30.32 | 30.32 | 0 | 0 | 0 | 0 | 0 | 1 | 0 | 0 |  | 0 |  | 0
|  |  |  | 15.92 | 31.84 | 0 | 0 | 0 | 0 | 0 | 7.48 | 0.10709 | 0 | 31.84 | 31.84 | 0 | 0 | 0 | 0 | 0 | 1 | 0 | 0 |  | 0 |  | 0
|  |  |  | 22.44 | 44.88 | 0 | 0 | 0 | 0 | 0 | 7.48 | 0.10709 | 0 | 44.88 | 43.91 | 0 | 0.97 | 0 | 0 | 0.97 | 1 | 0 | 0 |  | 0 |  | 0
|  |  |  | 25.64 | 51.28 | 0 | 0 | 0 | 0 | 0 | 7.48 | 0.10709 | 0 | 51.28 | 35.955 | 0 | 15.325 | 0 | 0 | 15.325 | 1 | 0 | 0 |  | 0 |  | 0
|  |  |  | 28.56 | 57.12 | 0 | 0 | 0 | 0 | 0 | 7.48 | 0.10709 | 0 | 57.12 | 17.668 | 0 | 39.452 | 0 | 0 | 39.452 | 1 | 0 | 0 |  | 0 |  | 0
|  |  |  | 29.2 | 58.4 | 0 | 0 | 0 | 0 | 0 | 7.48 | 0.10709 | 0 | 58.4 | 10.049 | 0 | 48.351 | 0 | 0 | 48.351 | 1 | 0 | 0 |  | 0 |  | 0
|  |  |  | 29.52 | 59.04 | 0 | 0 | 0 | 0 | 0 | 7.48 | 0.12502 | 0 | 59.04 | 10.438 | 0 | 41.185 | 0 | 0 | 41.185 | 0.58912 | 0 | 7.417 |  | 0 |  | 0
|  |  |  | 32.56 | 65.12 | 0 | 0 | 0 | 0 | 0 | 7.48 | 0.12502 | 0 | 65.12 | 0 | 0 | 73.374 | 8.254 | 0 | 65.12 | 1 | 0 | 0 |  | 0 |  | 0
|  |  |  | 30.32 | 60.64 | 0 | 0 | 0 | 0 | 0 | 7.48 | 0.12502 | 0 | 60.64 | 3.269 | 0 | 57.371 | 0 | 0 | 57.371 | 1 | 0 | 0 |  | 0 |  | 0
|  |  |  | 29.24 | 58.48 | 0 | 0 | 0 | 0 | 0 | 12.23 | 0.12502 | 0 | 58.48 | 5.898 | 0 | 52.582 | 0 | 0 | 52.582 | 1 | 0 | 0 |  | 0 |  | 0
|  |  |  | 27.44 | 54.88 | 0 | 0 | 0 | 0 | 0 | 12.23 | 0.12502 | 0 | 54.88 | 42.599 | 0 | 3.916 | 0 | 0 | 3.916 | 0.53663 | 0 | 8.365 |  | 0 |  | 0
|  |  |  | 26.72 | 53.44 | 0 | 0 | 0 | 0 | 0 | 12.23 | 0.12502 | 0.857 | 53.44 | 26.525 | 0 | 26.915 | 0 | 0 | 26.915 | 0.57928 | 0 | 0 |  | 0 |  | 0
|  |  |  | 27.36 | 54.72 | 0 | 0 | 0 | 0 | 0 | 12.23 | 0.12502 | 0 | 54.72 | 42.599 | 0 | 5.274 | 0 | 0 | 5.274 | 0.2 | 0 | 6.847 |  | 0 |  | 0
|  |  |  | 27.56 | 55.12 | 0 | 0 | 0 | 0 | 0 | 7.48 | 0.12502 | 0 | 55.12 | 55.12 | 0 | 0 | 0 | 0 | 0 | 0.2 | 0 | 0 |  | 0 |  | 0
|  |  |  | 27.48 | 54.96 | 0 | 0 | 0 | 0 | 0 | 7.48 | 0.12502 | 0 | 54.96 | 54.96 | 0 | 0 | 0 | 0 | 0 | 0.2 | 0 | 0 |  | 0 |  | 0
|  |  |  | 27.44 | 54.88 | 0 | 0 | 0 | 0 | 0 | 7.48 | 0.12502 | 0 | 54.88 | 54.88 | 0 | 0 | 0 | 0 | 0 | 0.2 | 0 | 0 |  | 0 |  | 0
|  |  |  | 27.28 | 54.56 | 0 | 0 | 0 | 0 | 0 | 7.48 | 0.10709 | 0.91 | 54.56 | 54.56 | 0 | 0 | 0 | 0 | 0 | 0.24529 | 0 | 0 |  | 0 |  | 0
|  |  |  | 27.56 | 55.12 | 0 | 0 | 0 | 0 | 0 | 7.48 | 0.10709 | 0.35 | 55.12 | 55.12 | 0 | 0 | 0 | 0 | 0 | 0.26271 | 0 | 0 |  | 0 |  | 0
|  |  |  | 25.84 | 51.68 | 0 | 0 | 0 | 0 | 0 | 7.48 | 0.10709 | 1.136 | 51.68 | 51.68 | 0 | 0 | 0 | 0 | 0 | 0.31927 | 0 | 0 |  | 0 |  | 0
|  |  |  | 18 | 36 | 0 | 0 | 0 | 0 | 0 | 7.48 | 0.10709 | 0 | 36 | 36 | 0 | 0 | 0 | 0 | 0 | 0.31927 | 0 | 0 |  | 0 |  | 0
|  |  |  | 16.16 | 32.32 | 0 | 0 | 0 | 0 | 0 | 7.48 | 0.10709 | 0 | 32.32 | 32.32 | 0 | 0 | 0 | 0 | 0 | 0.31927 | 0 | 0 |  | 0 |  | 0
|  |  |  | 15.36 | 30.72 | 0 | 0 | 0 | 0 | 0 | 7.48 | 0.10709 | 0 | 30.72 | 30.72 | 0 | 0 | 0 | 0 | 0 | 0.31927 | 0 | 0 |  | 0 |  | 0
|  |  |  | 16.08 | 32.16 | 0 | 0 | 0 | 0 | 0 | 7.48 | 0.10709 | 0 | 32.16 | 32.16 | 0 | 0 | 0 | 0 | 0 | 0.31927 | 0 | 0 |  | 0 |  | 0
|  |  |  | 15.6 | 31.2 | 0 | 0 | 0 | 0 | 0 | 7.48 | 0.10709 | 0 | 31.2 | 31.2 | 0 | 0 | 0 | 0 | 0 | 0.31927 | 0 | 0 |  | 0 |  | 0
|  |  |  | 14.36 | 28.72 | 0 | 0 | 0 | 0 | 0 | 7.48 | 0.10709 | 0 | 28.72 | 28.72 | 0 | 0 | 0 | 0 | 0 | 0.31927 | 0 | 0 |  | 0 |  | 0
|  |  |  | 16.32 | 32.64 | 0 | 0 | 0 | 0 | 0 | 7.48 | 0.10709 | 0 | 32.64 | 32.64 | 0 | 0 | 0 | 0 | 0 | 0.31927 | 0 | 0 |  | 0 |  | 0
|  |  |  | 23.72 | 47.44 | 0 | 0 | 0 | 0 | 0 | 7.48 | 0.10709 | 0 | 47.44 | 45.064 | 0 | 2.376 | 0 | 0 | 2.376 | 0.31927 | 0 | 0 |  | 0 |  | 0
|  |  |  | 26.56 | 53.12 | 0 | 0 | 0 | 0 | 0 | 7.48 | 0.10709 | 0 | 53.12 | 45.421 | 0 | 7.699 | 0 | 0 | 7.699 | 0.31927 | 0 | 0 |  | 0 |  | 0
|  |  |  | 29.16 | 58.32 | 0 | 0 | 0 | 0 | 0 | 7.48 | 0.10709 | 0 | 58.32 | 27.016 | 0 | 31.304 | 0 | 0 | 31.304 | 0.31927 | 0 | 0 |  | 0 |  | 0
|  |  |  | 31.56 | 63.12 | 0 | 0 | 0 | 0 | 0 | 7.48 | 0.10709 | 0 | 63.12 | 24.517 | 0 | 38.603 | 0 | 0 | 38.603 | 0.31927 | 0 | 0 |  | 0 |  | 0
|  |  |  | 33.6 | 67.2 | 0 | 0 | 0 | 0 | 0 | 7.48 | 0.12502 | 0 | 67.2 | 0 | 0 | 68.525 | 1.325 | 0 | 67.2 | 0.38522 | 0 | 0 |  | 0 |  | 0
|  |  |  | 33.52 | 67.04 | 0 | 0 | 0 | 0 | 0 | 7.48 | 0.12502 | 0 | 67.04 | 0 | 0 | 72.902 | 5.862 | 0 | 67.04 | 0.67699 | 0 | 0 |  | 0 |  | 0
|  |  |  | 33.12 | 66.24 | 0 | 0 | 0 | 0 | 0 | 7.48 | 0.12502 | 0 | 66.24 | 0 | 0 | 71.423 | 5.183 | 0 | 66.24 | 0.93496 | 0 | 0 |  | 0 |  | 0
|  |  |  | 30.76 | 61.52 | 0 | 0 | 0 | 0 | 0 | 12.23 | 0.12502 | 0 | 61.52 | 0 | 0 | 62.827 | 1.307 | 0 | 61.52 | 1 | 0 | 0 |  | 0 |  | 0
|  |  |  | 26.48 | 52.96 | 0 | 0 | 0 | 0 | 0 | 12.23 | 0.12502 | 0 | 52.96 | 5.01 | 0 | 47.95 | 0 | 0 | 47.95 | 1 | 0 | 0 |  | 0 |  | 0
|  |  |  | 26.6 | 53.2 | 0 | 0 | 0 | 0 | 0 | 12.23 | 0.12502 | 0 | 53.2 | 25.982 | 0 | 27.218 | 0 | 0 | 27.218 | 1 | 0 | 0 |  | 0 |  | 0
|  |  |  | 26.4 | 52.8 | 0 | 0 | 0 | 0 | 0 | 12.23 | 0.12502 | 0 | 52.8 | 42.599 | 0 | 6.111 | 0 | 0 | 6.111 | 0.77342 | 0 | 4.09 |  | 0 |  | 0
|  |  |  | 27.24 | 54.48 | 0 | 0 | 0 | 0 | 0 | 7.48 | 0.12502 | 0 | 54.48 | 54.48 | 0 | 0 | 0 | 0 | 0 | 0.77342 | 0 | 0 |  | 0 |  | 0
|  |  |  | 27.96 | 55.92 | 0 | 0 | 0 | 0 | 0 | 7.48 | 0.12502 | 0 | 55.92 | 53.933 | 0 | 0 | 0 | 0 | 0 | 0.66337 | 0 | 1.987 |  | 0 |  | 0
|  |  |  | 28.4 | 56.8 | 0 | 0 | 0 | 0 | 0 | 7.48 | 0.12502 | 0 | 56.8 | 48.435 | 0 | 0 | 0 | 0 | 0 | 0.2 | 0 | 8.365 |  | 0 |  | 0
|  |  |  | 27.28 | 54.56 | 0 | 0 | 0 | 0 | 0 | 7.48 | 0.10709 | 0 | 54.56 | 54.56 | 0 | 0 | 0 | 0 | 0 | 0.2 | 0 | 0 |  | 0 |  | 0
|  |  |  | 23.76 | 47.52 | 0 | 0 | 0 | 0 | 0 | 7.48 | 0.10709 | 0 | 47.52 | 47.52 | 0 | 0 | 0 | 0 | 0 | 0.2 | 0 | 0 |  | 0 |  | 0
|  |  |  | 20.12 | 40.24 | 0 | 0 | 0 | 0 | 0 | 7.48 | 0.10709 | 0 | 40.24 | 40.24 | 0 | 0 | 0 | 0 | 0 | 0.2 | 0 | 0 |  | 0 |  | 0
|  |  |  | 14.44 | 28.88 | 0 | 0 | 0 | 0 | 0 | 7.48 | 0.10709 | 0 | 28.88 | 28.88 | 0 | 0 | 0 | 0 | 0 | 0.2 | 0 | 0 |  | 0 |  | 0
|  |  |  | 11.08 | 22.16 | 0 | 0 | 0 | 0 | 0 | 7.48 | 0.10709 | 0 | 22.16 | 22.16 | 0 | 0 | 0 | 0 | 0 | 0.2 | 0 | 0 |  | 0 |  | 0
|  |  |  | 11.24 | 22.48 | 0 | 0 | 0 | 0 | 0 | 7.48 | 0.10709 | 0 | 22.48 | 22.48 | 0 | 0 | 0 | 0 | 0 | 0.2 | 0 | 0 |  | 0 |  | 0
|  |  |  | 13.48 | 26.96 | 0 | 0 | 0 | 0 | 0 | 7.48 | 0.10709 | 0 | 26.96 | 26.96 | 0 | 0 | 0 | 0 | 0 | 0.2 | 0 | 0 |  | 0 |  | 0
|  |  |  | 13.88 | 27.76 | 0 | 0 | 0 | 0 | 0 | 7.48 | 0.10709 | 0 | 27.76 | 27.76 | 0 | 0 | 0 | 0 | 0 | 0.2 | 0 | 0 |  | 0 |  | 0
|  |  |  | 13.52 | 27.04 | 0 | 0 | 0 | 0 | 0 | 7.48 | 0.10709 | 0 | 27.04 | 27.04 | 0 | 0 | 0 | 0 | 0 | 0.2 | 0 | 0 |  | 0 |  | 0
|  |  |  | 15.2 | 30.4 | 0 | 0 | 0 | 0 | 0 | 7.48 | 0.10709 | 0 | 30.4 | 30.4 | 0 | 0 | 0 | 0 | 0 | 0.2 | 0 | 0 |  | 0 |  | 0
|  |  |  | 18.88 | 37.76 | 0 | 0 | 0 | 0 | 0 | 7.48 | 0.10709 | 0 | 37.76 | 34.668 | 0 | 3.092 | 0 | 0 | 3.092 | 0.2 | 0 | 0 |  | 0 |  | 0
|  |  |  | 24.28 | 48.56 | 0 | 0 | 0 | 0 | 0 | 7.48 | 0.10709 | 0 | 48.56 | 25.367 | 0 | 23.193 | 0 | 0 | 23.193 | 0.2 | 0 | 0 |  | 0 |  | 0
|  |  |  | 23.32 | 46.64 | 0 | 0 | 0 | 0 | 0 | 7.48 | 0.10709 | 0 | 46.64 | 1.49 | 0 | 45.15 | 0 | 0 | 45.15 | 0.2 | 0 | 0 |  | 0 |  | 0
|  |  |  | 22.96 | 45.92 | 0 | 0 | 0 | 0 | 0 | 7.48 | 0.10709 | 0 | 45.92 | 0 | 6.493 | 54.285 | 8.365 | 0 | 45.92 | 0.61636 | 0 | 0 |  | 0 |  | 0
|  |  |  | 24.12 | 48.24 | 0 | 0 | 0 | 0 | 0 | 7.48 | 0.12502 | 0 | 48.24 | 0 | 15.39 | 55.947 | 7.707 | 0 | 48.24 | 1 | 0 | 0 |  | 0 |  | 0
|  |  |  | 26.4 | 52.8 | 0 | 0 | 0 | 0 | 0 | 7.48 | 0.12502 | 0 | 52.8 | 0 | 21.775 | 52.8 | 0 | 0 | 52.8 | 1 | 0 | 0 |  | 0 |  | 0
|  |  |  | 25.72 | 51.44 | 0 | 0 | 0 | 0 | 0 | 7.48 | 0.12502 | 0 | 51.44 | 0 | 20.261 | 51.44 | 0 | 0 | 51.44 | 1 | 0 | 0 |  | 0 |  | 0
|  |  |  | 25.72 | 51.44 | 0 | 0 | 0 | 0 | 0 | 12.23 | 0.12502 | 0 | 51.44 | 0 | 12.332 | 51.44 | 0 | 0 | 51.44 | 1 | 0 | 0 |  | 0 |  | 0
|  |  |  | 25.16 | 50.32 | 0 | 0 | 0 | 0 | 0 | 12.23 | 0.12502 | 0 | 50.32 | 1.678 | 0 | 48.642 | 0 | 0 | 48.642 | 1 | 0 | 0 |  | 0 |  | 0
|  |  |  | 25.44 | 50.88 | 0 | 0 | 0 | 0 | 0 | 12.23 | 0.12502 | 0 | 50.88 | 23.225 | 0 | 27.655 | 0 | 0 | 27.655 | 1 | 0 | 0 |  | 0 |  | 0
|  |  |  | 26.16 | 52.32 | 0 | 0 | 0 | 0 | 0 | 12.23 | 0.12502 | 0 | 52.32 | 42.599 | 0 | 6.183 | 0 | 0 | 6.183 | 0.80404 | 0 | 3.538 |  | 0 |  | 0
|  |  |  | 25.4 | 50.8 | 0 | 0 | 0 | 0 | 0 | 7.48 | 0.12502 | 0 | 50.8 | 50.8 | 0 | 0 | 0 | 0 | 0 | 0.80404 | 0 | 0 |  | 0 |  | 0
|  |  |  | 24.32 | 48.64 | 0 | 0 | 0 | 0 | 0 | 7.48 | 0.12502 | 0 | 48.64 | 46.101 | 0 | 0 | 0 | 0 | 0 | 0.66337 | 0 | 2.539 |  | 0 |  | 0
|  |  |  | 24.8 | 49.6 | 0 | 0 | 0 | 0 | 0 | 7.48 | 0.12502 | 0 | 49.6 | 41.235 | 0 | 0 | 0 | 0 | 0 | 0.2 | 0 | 8.365 |  | 0 |  | 0
|  |  |  | 25.24 | 50.48 | 0 | 0 | 0 | 0 | 0 | 7.48 | 0.10709 | 0 | 50.48 | 50.48 | 0 | 0 | 0 | 0 | 0 | 0.2 | 0 | 0 |  | 0 |  | 0
|  |  |  | 25.36 | 50.72 | 0 | 0 | 0 | 0 | 0 | 7.48 | 0.10709 | 0 | 50.72 | 50.72 | 0 | 0 | 0 | 0 | 0 | 0.2 | 0 | 0 |  | 0 |  | 0
|  |  |  | 23.68 | 47.36 | 0 | 0 | 0 | 0 | 0 | 7.48 | 0.10709 | 0 | 47.36 | 47.36 | 0 | 0 | 0 | 0 | 0 | 0.2 | 0 | 0 |  | 0 |  | 0
|  |  |  | 18.24 | 36.48 | 0 | 0 | 0 | 0 | 0 | 7.48 | 0.10709 | 0 | 36.48 | 36.48 | 0 | 0 | 0 | 0 | 0 | 0.2 | 0 | 0 |  | 0 |  | 0
|  |  |  | 18.04 | 36.08 | 0 | 0 | 0 | 0 | 0 | 7.48 | 0.10709 | 0 | 36.08 | 36.08 | 0 | 0 | 0 | 0 | 0 | 0.2 | 0 | 0 |  | 0 |  | 0
|  |  |  | 12.88 | 25.76 | 0 | 0 | 0 | 0 | 0 | 7.48 | 0.10709 | 0 | 25.76 | 25.76 | 0 | 0 | 0 | 0 | 0 | 0.2 | 0 | 0 |  | 0 |  | 0
|  |  |  | 12.6 | 25.2 | 0 | 0 | 0 | 0 | 0 | 7.48 | 0.10709 | 0 | 25.2 | 25.2 | 0 | 0 | 0 | 0 | 0 | 0.2 | 0 | 0 |  | 0 |  | 0
|  |  |  | 13.2 | 26.4 | 0 | 0 | 0 | 0 | 0 | 7.48 | 0.10709 | 0 | 26.4 | 26.4 | 0 | 0 | 0 | 0 | 0 | 0.2 | 0 | 0 |  | 0 |  | 0
|  |  |  | 14.72 | 29.44 | 0 | 0 | 0 | 0 | 0 | 7.48 | 0.10709 | 0 | 29.44 | 29.44 | 0 | 0 | 0 | 0 | 0 | 0.2 | 0 | 0 |  | 0 |  | 0
|  |  |  | 17.44 | 34.88 | 0 | 0 | 0 | 0 | 0 | 7.48 | 0.10709 | 0 | 34.88 | 34.88 | 0 | 0 | 0 | 0 | 0 | 0.2 | 0 | 0 |  | 0 |  | 0
|  |  |  | 17.6 | 35.2 | 0 | 0 | 0 | 0 | 0 | 7.48 | 0.10709 | 0 | 35.2 | 32.242 | 0 | 2.958 | 0 | 0 | 2.958 | 0.2 | 0 | 0 |  | 0 |  | 0
|  |  |  | 18.44 | 36.88 | 0 | 0 | 0 | 0 | 0 | 7.48 | 0.10709 | 0 | 36.88 | 13.941 | 0 | 22.939 | 0 | 0 | 22.939 | 0.2 | 0 | 0 |  | 0 |  | 0
|  |  |  | 23.72 | 47.44 | 0 | 0 | 0 | 0 | 0 | 7.48 | 0.10709 | 0 | 47.44 | 2.654 | 0 | 44.786 | 0 | 0 | 44.786 | 0.2 | 0 | 0 |  | 0 |  | 0
|  |  |  | 25.32 | 50.64 | 0 | 0 | 0 | 0 | 0 | 7.48 | 0.10709 | 0 | 50.64 | 0 | 0.573 | 59.005 | 8.365 | 0 | 50.64 | 0.61636 | 0 | 0 |  | 0 |  | 0
|  |  |  | 24.04 | 48.08 | 0 | 0 | 0 | 0 | 0 | 7.48 | 0.12502 | 0 | 48.08 | 0 | 12.265 | 55.787 | 7.707 | 0 | 48.08 | 1 | 0 | 0 |  | 0 |  | 0
|  |  |  | 24.2 | 48.4 | 0 | 0 | 0 | 0 | 0 | 7.48 | 0.12502 | 0 | 48.4 | 0 | 20.295 | 48.4 | 0 | 0 | 48.4 | 1 | 0 | 0 |  | 0 |  | 0
|  |  |  | 23.24 | 46.48 | 0 | 0 | 0 | 0 | 0 | 7.48 | 0.12502 | 0 | 46.48 | 0 | 19.475 | 46.48 | 0 | 0 | 46.48 | 1 | 0 | 0 |  | 0 |  | 0
|  |  |  | 24.12 | 48.24 | 0 | 0 | 0 | 0 | 0 | 12.23 | 0.12502 | 0 | 48.24 | 0 | 9.798 | 48.24 | 0 | 0 | 48.24 | 1 | 0 | 0 |  | 0 |  | 0
|  |  |  | 23.88 | 47.76 | 0 | 0 | 0 | 0 | 0 | 12.23 | 0.12502 | 0 | 47.76 | 3.313 | 0 | 44.447 | 0 | 0 | 44.447 | 1 | 0 | 0 |  | 0 |  | 0
|  |  |  | 23 | 46 | 0 | 0 | 0 | 0 | 0 | 12.23 | 0.12502 | 0 | 46 | 23.146 | 0 | 22.854 | 0 | 0 | 22.854 | 1 | 0 | 0 |  | 0 |  | 0
|  |  |  | 23.64 | 47.28 | 0 | 0 | 0 | 0 | 0 | 12.23 | 0.12502 | 0 | 47.28 | 42.599 | 0 | 4.34 | 0 | 0 | 4.34 | 0.98114 | 0 | 0.34 |  | 0 |  | 0
|  |  |  | 25.16 | 50.32 | 0 | 0 | 0 | 0 | 0 | 7.48 | 0.12502 | 0 | 50.32 | 50.32 | 0 | 0 | 0 | 0 | 0 | 0.98114 | 0 | 0 |  | 0 |  | 0
|  |  |  | 25.4 | 50.8 | 0 | 0 | 0 | 0 | 0 | 7.48 | 0.12502 | 0 | 50.8 | 45.064 | 0 | 0 | 0 | 0 | 0 | 0.66337 | 0 | 5.736 |  | 0 |  | 0
|  |  |  | 21.64 | 43.28 | 0 | 0 | 0 | 0 | 0 | 7.48 | 0.12502 | 0 | 43.28 | 34.915 | 0 | 0 | 0 | 0 | 0 | 0.2 | 0 | 8.365 |  | 0 |  | 0
|  |  |  | 18.76 | 37.52 | 0 | 0 | 0 | 0 | 0 | 7.48 | 0.10709 | 8.365 | 37.52 | 37.52 | 0 | 0 | 0 | 0 | 0 | 0.61636 | 0 | 0 |  | 0 |  | 0
|  |  |  | 20.6267 | 41.2533 | 0 | 0 | 0 | 0 | 0 | 7.48 | 0.10709 | 7.707 | 41.253 | 41.253 | 0 | 0 | 0 | 0 | 0 | 1 | 0 | 0 |  | 0 |  | 0
|  |  |  | 20.5467 | 41.0933 | 0 | 0 | 0 | 0 | 0 | 7.48 | 0.10709 | 0 | 41.093 | 41.093 | 0 | 0 | 0 | 0 | 0 | 1 | 0 | 0 |  | 0 |  | 0
|  |  |  | 13.7067 | 27.4133 | 0 | 0 | 0 | 0 | 0 | 7.48 | 0.10709 | 0 | 27.413 | 27.413 | 0 | 0 | 0 | 0 | 0 | 1 | 0 | 0 |  | 0 |  | 0
|  |  |  | 11.4933 | 22.9867 | 0 | 0 | 0 | 0 | 0 | 7.48 | 0.10709 | 0 | 22.987 | 22.987 | 0 | 0 | 0 | 0 | 0 | 1 | 0 | 0 |  | 0 |  | 0
|  |  |  | 11.52 | 23.04 | 0 | 0 | 0 | 0 | 0 | 7.48 | 0.10709 | 0 | 23.04 | 23.04 | 0 | 0 | 0 | 0 | 0 | 1 | 0 | 0 |  | 0 |  | 0
|  |  |  | 13.44 | 26.88 | 0 | 0 | 0 | 0 | 0 | 7.48 | 0.10709 | 0 | 26.88 | 26.88 | 0 | 0 | 0 | 0 | 0 | 1 | 0 | 0 |  | 0 |  | 0
|  |  |  | 16.2267 | 32.4533 | 0 | 0 | 0 | 0 | 0 | 7.48 | 0.10709 | 0 | 32.453 | 32.453 | 0 | 0 | 0 | 0 | 0 | 1 | 0 | 0 |  | 0 |  | 0
|  |  |  | 16.6133 | 33.2267 | 0 | 0 | 0 | 0 | 0 | 7.48 | 0.10709 | 0 | 33.227 | 33.227 | 0 | 0 | 0 | 0 | 0 | 1 | 0 | 0 |  | 0 |  | 0
|  |  |  | 17.3067 | 34.6133 | 0 | 0 | 0 | 0 | 0 | 7.48 | 0.10709 | 0 | 34.613 | 34.613 | 0 | 0 | 0 | 0 | 0 | 1 | 0 | 0 |  | 0 |  | 0
|  |  |  | 23.8533 | 47.7067 | 0 | 0 | 0 | 0 | 0 | 7.48 | 0.10709 | 0 | 47.707 | 46.713 | 0 | 0.994 | 0 | 0 | 0.994 | 1 | 0 | 0 |  | 0 |  | 0
|  |  |  | 26.28 | 52.56 | 0 | 0 | 0 | 0 | 0 | 7.48 | 0.10709 | 0 | 52.56 | 33.598 | 0 | 18.962 | 0 | 0 | 18.962 | 1 | 0 | 0 |  | 0 |  | 0
|  |  |  | 29.44 | 58.88 | 0 | 0 | 0 | 0 | 0 | 7.48 | 0.10709 | 0 | 58.88 | 38.136 | 0 | 20.744 | 0 | 0 | 20.744 | 1 | 0 | 0 |  | 0 |  | 0
|  |  |  | 32.48 | 64.96 | 0 | 0 | 0 | 0 | 0 | 7.48 | 0.10709 | 0 | 64.96 | 17.616 | 0 | 47.344 | 0 | 0 | 47.344 | 1 | 0 | 0 |  | 0 |  | 0
|  |  |  | 32.88 | 65.76 | 0 | 0 | 0 | 0 | 0 | 7.48 | 0.12502 | 0 | 65.76 | 6.17 | 0 | 59.59 | 0 | 0 | 59.59 | 1 | 0 | 0 |  | 0 |  | 0
|  |  |  | 34.6 | 69.2 | 0 | 0 | 0 | 0 | 0 | 7.48 | 0.12502 | 0 | 69.2 | 0.142 | 0 | 69.058 | 0 | 0 | 69.058 | 1 | 0 | 0 |  | 0 |  | 0
|  |  |  | 27.68 | 55.36 | 0 | 0 | 0 | 0 | 0 | 7.48 | 0.12502 | 0 | 55.36 | 33.537 | 0 | 21.823 | 0 | 0 | 21.823 | 1 | 0 | 0 |  | 0 |  | 0
|  |  |  | 25.88 | 51.76 | 0 | 0 | 0 | 0 | 0 | 12.23 | 0.12502 | 0 | 51.76 | 42.599 | 0 | 4.753 | 0 | 0 | 4.753 | 0.75581 | 0 | 4.408 |  | 0 |  | 0
|  |  |  | 25.48 | 50.96 | 0 | 0 | 0 | 0 | 0 | 12.23 | 0.12502 | 0 | 50.96 | 20.573 | 0 | 35.293 | 4.906 | 0 | 30.387 | 1 | 0 | 0 |  | 0 |  | 0
|  |  |  | 24.84 | 49.68 | 0 | 0 | 0 | 0 | 0 | 12.23 | 0.12502 | 0 | 49.68 | 33.167 | 0 | 16.513 | 0 | 0 | 16.513 | 1 | 0 | 0 |  | 0 |  | 0
|  |  |  | 24.76 | 49.52 | 0 | 0 | 0 | 0 | 0 | 12.23 | 0.12502 | 0 | 49.52 | 42.599 | 0 | 2.655 | 0 | 0 | 2.655 | 0.7637 | 0 | 4.266 |  | 0 |  | 0
|  |  |  | 26.68 | 53.36 | 0 | 0 | 0 | 0 | 0 | 7.48 | 0.12502 | 1.752 | 53.36 | 53.36 | 0 | 0 | 0 | 0 | 0 | 0.85092 | 0 | 0 |  | 0 |  | 0
|  |  |  | 29.44 | 58.88 | 0 | 0 | 0 | 0 | 0 | 7.48 | 0.12502 | 0 | 58.88 | 55.47 | 0 | 0 | 0 | 0 | 0 | 0.66201 | 0 | 3.41 |  | 0 |  | 0
|  |  |  | 30.48 | 60.96 | 0 | 0 | 0 | 0 | 0 | 7.48 | 0.12502 | 0 | 60.96 | 55.47 | 0 | 0 | 0 | 0 | 0 | 0.35788 | 0 | 5.49 |  | 0 |  | 0
|  |  |  | 29.16 | 58.32 | 0 | 0 | 0 | 0 | 0 | 7.48 | 0.10709 | 0 | 58.32 | 55.47 | 0 | 0 | 0 | 0 | 0 | 0.2 | 0 | 2.85 |  | 0 |  | 0
|  |  |  | 26.96 | 53.92 | 0 | 0 | 0 | 0 | 0 | 7.48 | 0.10709 | 0.977 | 53.92 | 53.92 | 0 | 0 | 0 | 0 | 0 | 0.24862 | 0 | 0 |  | 0 |  | 0
|  |  |  | 21.52 | 43.04 | 0 | 0 | 0 | 0 | 0 | 7.48 | 0.10709 | 0 | 43.04 | 43.04 | 0 | 0 | 0 | 0 | 0 | 0.24862 | 0 | 0 |  | 0 |  | 0
|  |  |  | 15.2 | 30.4 | 0 | 0 | 0 | 0 | 0 | 7.48 | 0.10709 | 0 | 30.4 | 30.4 | 0 | 0 | 0 | 0 | 0 | 0.24862 | 0 | 0 |  | 0 |  | 0
|  |  |  | 14.16 | 28.32 | 0 | 0 | 0 | 0 | 0 | 7.48 | 0.10709 | 0 | 28.32 | 28.32 | 0 | 0 | 0 | 0 | 0 | 0.24862 | 0 | 0 |  | 0 |  | 0
|  |  |  | 13.04 | 26.08 | 0 | 0 | 0 | 0 | 0 | 7.48 | 0.10709 | 0 | 26.08 | 26.08 | 0 | 0 | 0 | 0 | 0 | 0.24862 | 0 | 0 |  | 0 |  | 0
|  |  |  | 13.84 | 27.68 | 0 | 0 | 0 | 0 | 0 | 7.48 | 0.10709 | 0 | 27.68 | 27.68 | 0 | 0 | 0 | 0 | 0 | 0.24862 | 0 | 0 |  | 0 |  | 0
|  |  |  | 14.24 | 28.48 | 0 | 0 | 0 | 0 | 0 | 7.48 | 0.10709 | 0 | 28.48 | 28.48 | 0 | 0 | 0 | 0 | 0 | 0.24862 | 0 | 0 |  | 0 |  | 0
|  |  |  | 16.04 | 32.08 | 0 | 0 | 0 | 0 | 0 | 7.48 | 0.10709 | 0 | 32.08 | 32.08 | 0 | 0 | 0 | 0 | 0 | 0.24862 | 0 | 0 |  | 0 |  | 0
|  |  |  | 18.68 | 37.36 | 0 | 0 | 0 | 0 | 0 | 7.48 | 0.10709 | 0 | 37.36 | 37.36 | 0 | 0 | 0 | 0 | 0 | 0.24862 | 0 | 0 |  | 0 |  | 0
|  |  |  | 24.68 | 49.36 | 0 | 0 | 0 | 0 | 0 | 7.48 | 0.10709 | 0 | 49.36 | 49.36 | 0 | 0 | 0 | 0 | 0 | 0.24862 | 0 | 0 |  | 0 |  | 0
|  |  |  | 27 | 54 | 0 | 0 | 0 | 0 | 0 | 7.48 | 0.10709 | 0 | 54 | 46.301 | 0 | 7.699 | 0 | 0 | 7.699 | 0.24862 | 0 | 0 |  | 0 |  | 0
|  |  |  | 27.04 | 54.08 | 0 | 0 | 0 | 0 | 0 | 7.48 | 0.10709 | 0 | 54.08 | 26.474 | 0 | 27.606 | 0 | 0 | 27.606 | 0.24862 | 0 | 0 |  | 0 |  | 0
|  |  |  | 29.96 | 59.92 | 0 | 0 | 0 | 0 | 0 | 7.48 | 0.10709 | 0 | 59.92 | 27.052 | 0 | 32.868 | 0 | 0 | 32.868 | 0.24862 | 0 | 0 |  | 0 |  | 0
|  |  |  | 35.32 | 70.64 | 0 | 0 | 0 | 0 | 0 | 7.48 | 0.10709 | 0 | 70.64 | 3.364 | 0 | 67.276 | 0 | 0 | 67.276 | 0.24862 | 0 | 0 |  | 0 |  | 0
|  |  |  | 33.36 | 66.72 | 0 | 0 | 0 | 0 | 0 | 7.48 | 0.10709 | 0 | 66.72 | 0 | 0 | 70.513 | 3.793 | 0 | 66.72 | 0.43744 | 0 | 0 |  | 0 |  | 0
|  |  |  | 29.56 | 59.12 | 0 | 0 | 0 | 0 | 0 | 7.48 | 0.10709 | 0 | 59.12 | 0 | 0.434 | 67.485 | 8.365 | 0 | 59.12 | 0.8538 | 0 | 0 |  | 0 |  | 0
|  |  |  | 27.72 | 55.44 | 0 | 0 | 0 | 0 | 0 | 7.48 | 0.10709 | 0 | 55.44 | 0 | 0 | 58.377 | 2.937 | 0 | 55.44 | 1 | 0 | 0 |  | 0 |  | 0
|  |  |  | 28.16 | 56.32 | 0 | 0 | 0 | 0 | 0 | 7.48 | 0.10709 | 0 | 56.32 | 17.56 | 0 | 38.76 | 0 | 0 | 38.76 | 1 | 0 | 0 |  | 0 |  | 0
|  |  |  | 27.8 | 55.6 | 0 | 0 | 0 | 0 | 0 | 7.48 | 0.10709 | 0 | 55.6 | 40.724 | 0 | 14.876 | 0 | 0 | 14.876 | 1 | 0 | 0 |  | 0 |  | 0
|  |  |  | 28.96 | 57.92 | 0 | 0 | 0 | 0 | 0 | 7.48 | 0.10709 | 0 | 57.92 | 54.683 | 0 | 3.237 | 0 | 0 | 3.237 | 1 | 0 | 0 |  | 0 |  | 0
|  |  |  | 29.68 | 59.36 | 0 | 0 | 0 | 0 | 0 | 7.48 | 0.10709 | 0 | 59.36 | 55.47 | 0 | 0 | 0 | 0 | 0 | 0.78451 | 0 | 3.89 |  | 0 |  | 0
|  |  |  | 29.48 | 58.96 | 0 | 0 | 0 | 0 | 0 | 7.48 | 0.10709 | 0 | 58.96 | 55.47 | 0 | 0 | 0 | 0 | 0 | 0.59117 | 0 | 3.49 |  | 0 |  | 0
|  |  |  | 28.68 | 57.36 | 0 | 0 | 0 | 0 | 0 | 7.48 | 0.10709 | 0 | 57.36 | 55.47 | 0 | 0 | 0 | 0 | 0 | 0.48647 | 0 | 1.89 |  | 0 |  | 0
|  |  |  | 27.04 | 54.08 | 0 | 0 | 0 | 0 | 0 | 7.48 | 0.10709 | 1.39 | 54.08 | 54.08 | 0 | 0 | 0 | 0 | 0 | 0.55565 | 0 | 0 |  | 0 |  | 0
|  |  |  | 25.48 | 50.96 | 0 | 0 | 0 | 0 | 0 | 7.48 | 0.10709 | 4.51 | 50.96 | 50.96 | 0 | 0 | 0 | 0 | 0 | 0.78014 | 0 | 0 |  | 0 |  | 0
|  |  |  | 18.56 | 37.12 | 0 | 0 | 0 | 0 | 0 | 7.48 | 0.10709 | 4.417 | 37.12 | 37.12 | 0 | 0 | 0 | 0 | 0 | 1 | 0 | 0 |  | 0 |  | 0
|  |  |  | 15.04 | 30.08 | 0 | 0 | 0 | 0 | 0 | 7.48 | 0.10709 | 0 | 30.08 | 30.08 | 0 | 0 | 0 | 0 | 0 | 1 | 0 | 0 |  | 0 |  | 0
|  |  |  | 13.44 | 26.88 | 0 | 0 | 0 | 0 | 0 | 7.48 | 0.10709 | 0 | 26.88 | 26.88 | 0 | 0 | 0 | 0 | 0 | 1 | 0 | 0 |  | 0 |  | 0
|  |  |  | 12.84 | 25.68 | 0 | 0 | 0 | 0 | 0 | 7.48 | 0.10709 | 0 | 25.68 | 25.68 | 0 | 0 | 0 | 0 | 0 | 1 | 0 | 0 |  | 0 |  | 0
|  |  |  | 13.44 | 26.88 | 0 | 0 | 0 | 0 | 0 | 7.48 | 0.10709 | 0 | 26.88 | 26.88 | 0 | 0 | 0 | 0 | 0 | 1 | 0 | 0 |  | 0 |  | 0
|  |  |  | 14.28 | 28.56 | 0 | 0 | 0 | 0 | 0 | 7.48 | 0.10709 | 0 | 28.56 | 28.56 | 0 | 0 | 0 | 0 | 0 | 1 | 0 | 0 |  | 0 |  | 0
|  |  |  | 14.84 | 29.68 | 0 | 0 | 0 | 0 | 0 | 7.48 | 0.10709 | 0 | 29.68 | 29.68 | 0 | 0 | 0 | 0 | 0 | 1 | 0 | 0 |  | 0 |  | 0
|  |  |  | 17.48 | 34.96 | 0 | 0 | 0 | 0 | 0 | 7.48 | 0.10709 | 0 | 34.96 | 34.96 | 0 | 0 | 0 | 0 | 0 | 1 | 0 | 0 |  | 0 |  | 0
|  |  |  | 24.2 | 48.4 | 0 | 0 | 0 | 0 | 0 | 7.48 | 0.10709 | 0 | 48.4 | 48.4 | 0 | 0 | 0 | 0 | 0 | 1 | 0 | 0 |  | 0 |  | 0
|  |  |  | 26.68 | 53.36 | 0 | 0 | 0 | 0 | 0 | 7.48 | 0.10709 | 0 | 53.36 | 46.413 | 0 | 6.947 | 0 | 0 | 6.947 | 1 | 0 | 0 |  | 0 |  | 0
|  |  |  | 27.8 | 55.6 | 0 | 0 | 0 | 0 | 0 | 7.48 | 0.10709 | 0 | 55.6 | 37.329 | 0 | 18.271 | 0 | 0 | 18.271 | 1 | 0 | 0 |  | 0 |  | 0
|  |  |  | 30.2 | 60.4 | 0 | 0 | 0 | 0 | 0 | 7.48 | 0.10709 | 0 | 60.4 | 19.13 | 0 | 41.27 | 0 | 0 | 41.27 | 1 | 0 | 0 |  | 0 |  | 0
|  |  |  | 31.12 | 62.24 | 0 | 0 | 0 | 0 | 0 | 7.48 | 0.10709 | 0 | 62.24 | 25.698 | 0 | 36.542 | 0 | 0 | 36.542 | 1 | 0 | 0 |  | 0 |  | 0
|  |  |  | 35.36 | 70.72 | 0 | 0 | 0 | 0 | 0 | 7.48 | 0.10709 | 0 | 70.72 | 6.548 | 0 | 64.172 | 0 | 0 | 64.172 | 1 | 0 | 0 |  | 0 |  | 0
|  |  |  | 35.28 | 70.56 | 0 | 0 | 0 | 0 | 0 | 7.48 | 0.10709 | 0 | 70.56 | 17.772 | 0 | 52.788 | 0 | 0 | 52.788 | 1 | 0 | 0 |  | 0 |  | 0
|  |  |  | 33.92 | 67.84 | 0 | 0 | 0 | 0 | 0 | 7.48 | 0.10709 | 0 | 67.84 | 28.473 | 0 | 39.367 | 0 | 0 | 39.367 | 1 | 0 | 0 |  | 0 |  | 0
|  |  |  | 29.92 | 59.84 | 0 | 0 | 0 | 0 | 0 | 7.48 | 0.10709 | 0 | 59.84 | 34.586 | 0 | 25.254 | 0 | 0 | 25.254 | 1 | 0 | 0 |  | 0 |  | 0
|  |  |  | 26.72 | 53.44 | 0 | 0 | 0 | 0 | 0 | 7.48 | 0.10709 | 0 | 53.44 | 41.389 | 0 | 12.051 | 0 | 0 | 12.051 | 1 | 0 | 0 |  | 0 |  | 0
|  |  |  | 26.88 | 53.76 | 0 | 0 | 0 | 0 | 0 | 7.48 | 0.10709 | 0 | 53.76 | 52.463 | 0 | 1.297 | 0 | 0 | 1.297 | 1 | 0 | 0 |  | 0 |  | 0
|  |  |  | 27.6 | 55.2 | 0 | 0 | 0 | 0 | 0 | 7.48 | 0.10709 | 0 | 55.2 | 55.2 | 0 | 0 | 0 | 0 | 0 | 1 | 0 | 0 |  | 0 |  | 0
|  |  |  | 28.08 | 56.16 | 0 | 0 | 0 | 0 | 0 | 7.48 | 0.10709 | 0 | 56.16 | 55.47 | 0 | 0 | 0 | 0 | 0 | 0.96177 | 0 | 0.69 |  | 0 |  | 0
|  |  |  | 27.36 | 54.72 | 0 | 0 | 0 | 0 | 0 | 7.48 | 0.10709 | 0.75 | 54.72 | 54.72 | 0 | 0 | 0 | 0 | 0 | 0.9991 | 0 | 0 |  | 0 |  | 0
|  |  |  | 26.84 | 53.68 | 0 | 0 | 0 | 0 | 0 | 7.48 | 0.10709 | 0.018 | 53.68 | 53.68 | 0 | 0 | 0 | 0 | 0 | 1 | 0 | 0 |  | 0 |  | 0
|  |  |  | 27.08 | 54.16 | 0 | 0 | 0 | 0 | 0 | 7.48 | 0.10709 | 0 | 54.16 | 54.16 | 0 | 0 | 0 | 0 | 0 | 1 | 0 | 0 |  | 0 |  | 0
|  |  |  | 20.68 | 41.36 | 0 | 0 | 0 | 0 | 0 | 7.48 | 0.10709 | 0 | 41.36 | 41.36 | 0 | 0 | 0 | 0 | 0 | 1 | 0 | 0 |  | 0 |  | 0
|  |  |  | 13.4 | 26.8 | 0 | 0 | 0 | 0 | 0 | 7.48 | 0.10709 | 0 | 26.8 | 26.8 | 0 | 0 | 0 | 0 | 0 | 1 | 0 | 0 |  | 0 |  | 0
|  |  |  | 11.96 | 23.92 | 0 | 0 | 0 | 0 | 0 | 7.48 | 0.10709 | 0 | 23.92 | 23.92 | 0 | 0 | 0 | 0 | 0 | 1 | 0 | 0 |  | 0 |  | 0
|  |  |  | 11.6 | 23.2 | 0 | 0 | 0 | 0 | 0 | 7.48 | 0.10709 | 0 | 23.2 | 23.2 | 0 | 0 | 0 | 0 | 0 | 1 | 0 | 0 |  | 0 |  | 0
|  |  |  | 13.44 | 26.88 | 0 | 0 | 0 | 0 | 0 | 7.48 | 0.10709 | 0 | 26.88 | 26.88 | 0 | 0 | 0 | 0 | 0 | 1 | 0 | 0 |  | 0 |  | 0
|  |  |  | 15.32 | 30.64 | 0 | 0 | 0 | 0 | 0 | 7.48 | 0.10709 | 0 | 30.64 | 30.64 | 0 | 0 | 0 | 0 | 0 | 1 | 0 | 0 |  | 0 |  | 0
|  |  |  | 14.36 | 28.72 | 0 | 0 | 0 | 0 | 0 | 7.48 | 0.10709 | 0 | 28.72 | 28.72 | 0 | 0 | 0 | 0 | 0 | 1 | 0 | 0 |  | 0 |  | 0
|  |  |  | 16.68 | 33.36 | 0 | 0 | 0 | 0 | 0 | 7.48 | 0.10709 | 0 | 33.36 | 33.36 | 0 | 0 | 0 | 0 | 0 | 1 | 0 | 0 |  | 0 |  | 0
|  |  |  | 24.8 | 49.6 | 0 | 0 | 0 | 0 | 0 | 7.48 | 0.10709 | 0 | 49.6 | 49.042 | 0 | 0.558 | 0 | 0 | 0.558 | 1 | 0 | 0 |  | 0 |  | 0
|  |  |  | 26.52 | 53.04 | 0 | 0 | 0 | 0 | 0 | 7.48 | 0.10709 | 0 | 53.04 | 43.656 | 0 | 9.384 | 0 | 0 | 9.384 | 1 | 0 | 0 |  | 0 |  | 0
|  |  |  | 28.56 | 57.12 | 0 | 0 | 0 | 0 | 0 | 7.48 | 0.10709 | 0 | 57.12 | 42.365 | 0 | 14.755 | 0 | 0 | 14.755 | 1 | 0 | 0 |  | 0 |  | 0
|  |  |  | 28.76 | 57.52 | 0 | 0 | 0 | 0 | 0 | 7.48 | 0.10709 | 0 | 57.52 | 50.767 | 0 | 6.753 | 0 | 0 | 6.753 | 1 | 0 | 0 |  | 0 |  | 0
|  |  |  | 32.76 | 65.52 | 0 | 0 | 0 | 0 | 0 | 7.48 | 0.12502 | 0 | 65.52 | 51.674 | 0 | 13.846 | 0 | 0 | 13.846 | 1 | 0 | 0 |  | 0 |  | 0
|  |  |  | 31 | 62 | 0 | 0 | 0 | 0 | 0 | 7.48 | 0.12502 | 0 | 62 | 46.469 | 0 | 15.531 | 0 | 0 | 15.531 | 1 | 0 | 0 |  | 0 |  | 0
|  |  |  | 28 | 56 | 0 | 0 | 0 | 0 | 0 | 7.48 | 0.12502 | 0 | 56 | 47.04 | 0 | 8.96 | 0 | 0 | 8.96 | 1 | 0 | 0 |  | 0 |  | 0
|  |  |  | 25.2 | 50.4 | 0 | 0 | 0 | 0 | 0 | 12.23 | 0.12502 | 0 | 50.4 | 35.754 | 0 | 14.646 | 0 | 0 | 14.646 | 1 | 0 | 0 |  | 0 |  | 0
|  |  |  | 24.84 | 49.68 | 0 | 0 | 0 | 0 | 0 | 12.23 | 0.12502 | 0 | 49.68 | 35.75 | 0 | 13.93 | 0 | 0 | 13.93 | 1 | 0 | 0 |  | 0 |  | 0
|  |  |  | 24.52 | 49.04 | 0 | 0 | 0 | 0 | 0 | 12.23 | 0.12502 | 0 | 49.04 | 35.376 | 0 | 13.664 | 0 | 0 | 13.664 | 1 | 0 | 0 |  | 0 |  | 0
|  |  |  | 24.08 | 48.16 | 0 | 0 | 0 | 0 | 0 | 12.23 | 0.12502 | 0 | 48.16 | 42.599 | 0 | 4.643 | 0 | 0 | 4.643 | 0.94919 | 0 | 0.917 |  | 0 |  | 0
|  |  |  | 26.72 | 53.44 | 0 | 0 | 0 | 0 | 0 | 7.48 | 0.12502 | 0 | 53.44 | 53.44 | 0 | 0 | 0 | 0 | 0 | 0.94919 | 0 | 0 |  | 0 |  | 0
|  |  |  | 26.72 | 53.44 | 0 | 0 | 0 | 0 | 0 | 7.48 | 0.12502 | 0 | 53.44 | 48.28 | 0 | 0 | 0 | 0 | 0 | 0.66337 | 0 | 5.16 |  | 0 |  | 0
|  |  |  | 27.28 | 54.56 | 0 | 0 | 0 | 0 | 0 | 7.48 | 0.12502 | 0 | 54.56 | 46.195 | 0 | 0 | 0 | 0 | 0 | 0.2 | 0 | 8.365 |  | 0 |  | 0
|  |  |  | 27 | 54 | 0 | 0 | 0 | 0 | 0 | 7.48 | 0.10709 | 1.47 | 54 | 54 | 0 | 0 | 0 | 0 | 0 | 0.27317 | 0 | 0 |  | 0 |  | 0
|  |  |  | 26.44 | 52.88 | 0 | 0 | 0 | 0 | 0 | 7.48 | 0.10709 | 2.59 | 52.88 | 52.88 | 0 | 0 | 0 | 0 | 0 | 0.40208 | 0 | 0 |  | 0 |  | 0
|  |  |  | 23.72 | 47.44 | 0 | 0 | 0 | 0 | 0 | 7.48 | 0.10709 | 8.03 | 47.44 | 47.44 | 0 | 0 | 0 | 0 | 0 | 0.80178 | 0 | 0 |  | 0 |  | 0
|  |  |  | 17.2 | 34.4 | 0 | 0 | 0 | 0 | 0 | 7.48 | 0.10709 | 3.982 | 34.4 | 34.4 | 0 | 0 | 0 | 0 | 0 | 1 | 0 | 0 |  | 0 |  | 0
|  |  |  | 15.2 | 30.4 | 0 | 0 | 0 | 0 | 0 | 7.48 | 0.10709 | 0 | 30.4 | 30.4 | 0 | 0 | 0 | 0 | 0 | 1 | 0 | 0 |  | 0 |  | 0
|  |  |  | 15.84 | 31.68 | 0 | 0 | 0 | 0 | 0 | 7.48 | 0.10709 | 0 | 31.68 | 31.68 | 0 | 0 | 0 | 0 | 0 | 1 | 0 | 0 |  | 0 |  | 0
|  |  |  | 16.88 | 33.76 | 0 | 0 | 0 | 0 | 0 | 7.48 | 0.10709 | 0 | 33.76 | 33.76 | 0 | 0 | 0 | 0 | 0 | 1 | 0 | 0 |  | 0 |  | 0
|  |  |  | 16.88 | 33.76 | 0 | 0 | 0 | 0 | 0 | 7.48 | 0.10709 | 0 | 33.76 | 33.76 | 0 | 0 | 0 | 0 | 0 | 1 | 0 | 0 |  | 0 |  | 0
|  |  |  | 15.12 | 30.24 | 0 | 0 | 0 | 0 | 0 | 7.48 | 0.10709 | 0 | 30.24 | 30.24 | 0 | 0 | 0 | 0 | 0 | 1 | 0 | 0 |  | 0 |  | 0
|  |  |  | 16.28 | 32.56 | 0 | 0 | 0 | 0 | 0 | 7.48 | 0.10709 | 0 | 32.56 | 32.56 | 0 | 0 | 0 | 0 | 0 | 1 | 0 | 0 |  | 0 |  | 0
|  |  |  | 23.4 | 46.8 | 0 | 0 | 0 | 0 | 0 | 7.48 | 0.10709 | 0 | 46.8 | 46.8 | 0 | 0 | 0 | 0 | 0 | 1 | 0 | 0 |  | 0 |  | 0
|  |  |  | 23.08 | 46.16 | 0 | 0 | 0 | 0 | 0 | 7.48 | 0.10709 | 0 | 46.16 | 46.16 | 0 | 0 | 0 | 0 | 0 | 1 | 0 | 0 |  | 0 |  | 0
|  |  |  | 23.2 | 46.4 | 0 | 0 | 0 | 0 | 0 | 7.48 | 0.10709 | 0 | 46.4 | 44.46 | 0 | 1.94 | 0 | 0 | 1.94 | 1 | 0 | 0 |  | 0 |  | 0
|  |  |  | 21.12 | 42.24 | 0 | 0 | 0 | 0 | 0 | 7.48 | 0.10709 | 0 | 42.24 | 26.067 | 0 | 16.173 | 0 | 0 | 16.173 | 1 | 0 | 0 |  | 0 |  | 0
|  |  |  | 21.72 | 43.44 | 0 | 0 | 0 | 0 | 0 | 7.48 | 0.12502 | 0 | 43.44 | 14.488 | 0 | 28.952 | 0 | 0 | 28.952 | 1 | 0 | 0 |  | 0 |  | 0
|  |  |  | 23.8 | 47.6 | 0 | 0 | 0 | 0 | 0 | 7.48 | 0.12502 | 0 | 47.6 | 34.045 | 0 | 13.555 | 0 | 0 | 13.555 | 1 | 0 | 0 |  | 0 |  | 0
|  |  |  | 25 | 50 | 0 | 0 | 0 | 0 | 0 | 7.48 | 0.12502 | 0 | 50 | 47.272 | 0 | 2.728 | 0 | 0 | 2.728 | 1 | 0 | 0 |  | 0 |  | 0
|  |  |  | 24.04 | 48.08 | 0 | 0 | 0 | 0 | 0 | 12.23 | 0.12502 | 0 | 48.08 | 39.763 | 0 | 8.317 | 0 | 0 | 8.317 | 1 | 0 | 0 |  | 0 |  | 0
|  |  |  | 23.32 | 46.64 | 0 | 0 | 0 | 0 | 0 | 12.23 | 0.12502 | 0 | 46.64 | 27.557 | 0 | 19.083 | 0 | 0 | 19.083 | 1 | 0 | 0 |  | 0 |  | 0
|  |  |  | 23.56 | 47.12 | 0 | 0 | 0 | 0 | 0 | 12.23 | 0.12502 | 0 | 47.12 | 32.292 | 0 | 14.828 | 0 | 0 | 14.828 | 1 | 0 | 0 |  | 0 |  | 0
|  |  |  | 26.08 | 52.16 | 0 | 0 | 0 | 0 | 0 | 12.23 | 0.12502 | 0 | 52.16 | 42.599 | 0 | 1.297 | 0 | 0 | 1.297 | 0.54224 | 0 | 8.263 |  | 0 |  | 0
|  |  |  | 25.84 | 51.68 | 0 | 0 | 0 | 0 | 0 | 7.48 | 0.12502 | 0 | 51.68 | 51.68 | 0 | 0 | 0 | 0 | 0 | 0.54224 | 0 | 0 |  | 0 |  | 0
|  |  |  | 25.56 | 51.12 | 0 | 0 | 0 | 0 | 0 | 7.48 | 0.12502 | 0 | 51.12 | 51.12 | 0 | 0 | 0 | 0 | 0 | 0.54224 | 0 | 0 |  | 0 |  | 0
|  |  |  | 25.88 | 51.76 | 0 | 0 | 0 | 0 | 0 | 7.48 | 0.12502 | 0 | 51.76 | 45.582 | 0 | 0 | 0 | 0 | 0 | 0.2 | 0 | 6.178 |  | 0 |  | 0
|  |  |  | 21.84 | 43.68 | 0 | 0 | 0 | 0 | 0 | 7.48 | 0.10709 | 0 | 43.68 | 43.68 | 0 | 0 | 0 | 0 | 0 | 0.2 | 0 | 0 |  | 0 |  | 0
|  |  |  | 18.56 | 37.12 | 0 | 0 | 0 | 0 | 0 | 7.48 | 0.10709 | 0 | 37.12 | 37.12 | 0 | 0 | 0 | 0 | 0 | 0.2 | 0 | 0 |  | 0 |  | 0
|  |  |  | 17.8 | 35.6 | 0 | 0 | 0 | 0 | 0 | 7.48 | 0.10709 | 0 | 35.6 | 35.6 | 0 | 0 | 0 | 0 | 0 | 0.2 | 0 | 0 |  | 0 |  | 0
|  |  |  | 12.92 | 25.84 | 0 | 0 | 0 | 0 | 0 | 7.48 | 0.10709 | 0 | 25.84 | 25.84 | 0 | 0 | 0 | 0 | 0 | 0.2 | 0 | 0 |  | 0 |  | 0
|  |  |  | 10.88 | 21.76 | 0 | 0 | 0 | 0 | 0 | 7.48 | 0.10709 | 0 | 21.76 | 21.76 | 0 | 0 | 0 | 0 | 0 | 0.2 | 0 | 0 |  | 0 |  | 0
|  |  |  | 12.08 | 24.16 | 0 | 0 | 0 | 0 | 0 | 7.48 | 0.10709 | 0 | 24.16 | 24.16 | 0 | 0 | 0 | 0 | 0 | 0.2 | 0 | 0 |  | 0 |  | 0
|  |  |  | 13.04 | 26.08 | 0 | 0 | 0 | 0 | 0 | 7.48 | 0.10709 | 0 | 26.08 | 26.08 | 0 | 0 | 0 | 0 | 0 | 0.2 | 0 | 0 |  | 0 |  | 0
|  |  |  | 13.72 | 27.44 | 0 | 0 | 0 | 0 | 0 | 7.48 | 0.10709 | 0 | 27.44 | 27.44 | 0 | 0 | 0 | 0 | 0 | 0.2 | 0 | 0 |  | 0 |  | 0
|  |  |  | 13.96 | 27.92 | 0 | 0 | 0 | 0 | 0 | 7.48 | 0.10709 | 0 | 27.92 | 27.92 | 0 | 0 | 0 | 0 | 0 | 0.2 | 0 | 0 |  | 0 |  | 0
|  |  |  | 15.16 | 30.32 | 0 | 0 | 0 | 0 | 0 | 7.48 | 0.10709 | 0 | 30.32 | 30.32 | 0 | 0 | 0 | 0 | 0 | 0.2 | 0 | 0 |  | 0 |  | 0
|  |  |  | 17.48 | 34.96 | 0 | 0 | 0 | 0 | 0 | 7.48 | 0.10709 | 0 | 34.96 | 34.96 | 0 | 0 | 0 | 0 | 0 | 0.2 | 0 | 0 |  | 0 |  | 0
|  |  |  | 23 | 46 | 0 | 0 | 0 | 0 | 0 | 7.48 | 0.10709 | 0 | 46 | 27.681 | 0 | 18.319 | 0 | 0 | 18.319 | 0.2 | 0 | 0 |  | 0 |  | 0
|  |  |  | 22.84 | 45.68 | 0 | 0 | 0 | 0 | 0 | 7.48 | 0.10709 | 0 | 45.68 | 6.471 | 0 | 39.209 | 0 | 0 | 39.209 | 0.2 | 0 | 0 |  | 0 |  | 0
|  |  |  | 22.4 | 44.8 | 0 | 0 | 0 | 0 | 0 | 7.48 | 0.10709 | 0 | 44.8 | 0 | 2.109 | 53.165 | 8.365 | 0 | 44.8 | 0.61636 | 0 | 0 |  | 0 |  | 0
|  |  |  | 22.08 | 44.16 | 0 | 0 | 0 | 0 | 0 | 7.48 | 0.12502 | 0 | 44.16 | 0 | 15.094 | 51.867 | 7.707 | 0 | 44.16 | 1 | 0 | 0 |  | 0 |  | 0
|  |  |  | 22.32 | 44.64 | 0 | 0 | 0 | 0 | 0 | 7.48 | 0.12502 | 0 | 44.64 | 0 | 25.594 | 44.64 | 0 | 0 | 44.64 | 1 | 0 | 0 |  | 0 |  | 0
|  |  |  | 22.96 | 45.92 | 0 | 0 | 0 | 0 | 0 | 7.48 | 0.12502 | 0 | 45.92 | 0 | 21.635 | 45.92 | 0 | 0 | 45.92 | 1 | 0 | 0 |  | 0 |  | 0
|  |  |  | 23.28 | 46.56 | 0 | 0 | 0 | 0 | 0 | 12.23 | 0.12502 | 0 | 46.56 | 5.365 | 0 | 40.567 | 0 | 0 | 40.567 | 0.96521 | 0 | 0.628 |  | 0 |  | 0
|  |  |  | 22.28 | 44.56 | 0 | 0 | 0 | 0 | 0 | 12.23 | 0.12502 | 0 | 44.56 | 0 | 0 | 45.259 | 0.699 | 0 | 44.56 | 1 | 0 | 0 |  | 0 |  | 0
|  |  |  | 22.92 | 45.84 | 0 | 0 | 0 | 0 | 0 | 12.23 | 0.12502 | 0 | 45.84 | 21.374 | 0 | 24.466 | 0 | 0 | 24.466 | 1 | 0 | 0 |  | 0 |  | 0
|  |  |  | 24.88 | 49.76 | 0 | 0 | 0 | 0 | 0 | 12.23 | 0.12502 | 0 | 49.76 | 42.599 | 0 | 4.583 | 0 | 0 | 4.583 | 0.8572 | 0 | 2.578 |  | 0 |  | 0
|  |  |  | 26.64 | 53.28 | 0 | 0 | 0 | 0 | 0 | 7.48 | 0.12502 | 0 | 53.28 | 53.28 | 0 | 0 | 0 | 0 | 0 | 0.8572 | 0 | 0 |  | 0 |  | 0
|  |  |  | 22.72 | 45.44 | 0 | 0 | 0 | 0 | 0 | 7.48 | 0.12502 | 0 | 45.44 | 41.941 | 0 | 0 | 0 | 0 | 0 | 0.66337 | 0 | 3.499 |  | 0 |  | 0
|  |  |  | 23.04 | 46.08 | 0 | 0 | 0 | 0 | 0 | 7.48 | 0.12502 | 0 | 46.08 | 37.715 | 0 | 0 | 0 | 0 | 0 | 0.2 | 0 | 8.365 |  | 0 |  | 0
|  |  |  | 23.16 | 46.32 | 0 | 0 | 0 | 0 | 0 | 7.48 | 0.10709 | 0 | 46.32 | 46.32 | 0 | 0 | 0 | 0 | 0 | 0.2 | 0 | 0 |  | 0 |  | 0
|  |  |  | 23.48 | 46.96 | 0 | 0 | 0 | 0 | 0 | 7.48 | 0.10709 | 0 | 46.96 | 46.96 | 0 | 0 | 0 | 0 | 0 | 0.2 | 0 | 0 |  | 0 |  | 0
|  |  |  | 20.08 | 40.16 | 0 | 0 | 0 | 0 | 0 | 7.48 | 0.10709 | 0 | 40.16 | 40.16 | 0 | 0 | 0 | 0 | 0 | 0.2 | 0 | 0 |  | 0 |  | 0
|  |  |  | 15.56 | 31.12 | 0 | 0 | 0 | 0 | 0 | 7.48 | 0.10709 | 0 | 31.12 | 31.12 | 0 | 0 | 0 | 0 | 0 | 0.2 | 0 | 0 |  | 0 |  | 0
|  |  |  | 13.52 | 27.04 | 0 | 0 | 0 | 0 | 0 | 7.48 | 0.10709 | 0 | 27.04 | 27.04 | 0 | 0 | 0 | 0 | 0 | 0.2 | 0 | 0 |  | 0 |  | 0
|  |  |  | 13.08 | 26.16 | 0 | 0 | 0 | 0 | 0 | 7.48 | 0.10709 | 0 | 26.16 | 26.16 | 0 | 0 | 0 | 0 | 0 | 0.2 | 0 | 0 |  | 0 |  | 0
|  |  |  | 12.84 | 25.68 | 0 | 0 | 0 | 0 | 0 | 7.48 | 0.10709 | 0 | 25.68 | 25.68 | 0 | 0 | 0 | 0 | 0 | 0.2 | 0 | 0 |  | 0 |  | 0
|  |  |  | 13.76 | 27.52 | 0 | 0 | 0 | 0 | 0 | 7.48 | 0.10709 | 0 | 27.52 | 27.52 | 0 | 0 | 0 | 0 | 0 | 0.2 | 0 | 0 |  | 0 |  | 0
|  |  |  | 14.32 | 28.64 | 0 | 0 | 0 | 0 | 0 | 7.48 | 0.10709 | 0 | 28.64 | 28.64 | 0 | 0 | 0 | 0 | 0 | 0.2 | 0 | 0 |  | 0 |  | 0
|  |  |  | 16.08 | 32.16 | 0 | 0 | 0 | 0 | 0 | 7.48 | 0.10709 | 0 | 32.16 | 32.16 | 0 | 0 | 0 | 0 | 0 | 0.2 | 0 | 0 |  | 0 |  | 0
|  |  |  | 16.72 | 33.44 | 0 | 0 | 0 | 0 | 0 | 7.48 | 0.10709 | 0 | 33.44 | 33.44 | 0 | 0 | 0 | 0 | 0 | 0.2 | 0 | 0 |  | 0 |  | 0
|  |  |  | 18.44 | 36.88 | 0 | 0 | 0 | 0 | 0 | 7.48 | 0.10709 | 0 | 36.88 | 16.645 | 0 | 20.235 | 0 | 0 | 20.235 | 0.2 | 0 | 0 |  | 0 |  | 0
|  |  |  | 23.36 | 46.72 | 0 | 0 | 0 | 0 | 0 | 7.48 | 0.10709 | 0 | 46.72 | 3.825 | 0 | 42.895 | 0 | 0 | 42.895 | 0.2 | 0 | 0 |  | 0 |  | 0
|  |  |  | 23.84 | 47.68 | 0 | 0 | 0 | 0 | 0 | 7.48 | 0.10709 | 0 | 47.68 | 0 | 2.769 | 56.045 | 8.365 | 0 | 47.68 | 0.61636 | 0 | 0 |  | 0 |  | 0
|  |  |  | 23.6 | 47.2 | 0 | 0 | 0 | 0 | 0 | 7.48 | 0.12502 | 0 | 47.2 | 0 | 11.702 | 54.907 | 7.707 | 0 | 47.2 | 1 | 0 | 0 |  | 0 |  | 0
|  |  |  | 23.36 | 46.72 | 0 | 0 | 0 | 0 | 0 | 7.48 | 0.12502 | 0 | 46.72 | 0 | 20.811 | 46.72 | 0 | 0 | 46.72 | 1 | 0 | 0 |  | 0 |  | 0
|  |  |  | 22.36 | 44.72 | 0 | 0 | 0 | 0 | 0 | 7.48 | 0.12502 | 0 | 44.72 | 0 | 20.119 | 44.72 | 0 | 0 | 44.72 | 1 | 0 | 0 |  | 0 |  | 0
|  |  |  | 22.52 | 45.04 | 0 | 0 | 0 | 0 | 0 | 12.23 | 0.12502 | 0 | 45.04 | 0 | 11.361 | 45.04 | 0 | 0 | 45.04 | 1 | 0 | 0 |  | 0 |  | 0
|  |  |  | 21.68 | 43.36 | 0 | 0 | 0 | 0 | 0 | 12.23 | 0.12502 | 0 | 43.36 | 0.38 | 0 | 42.98 | 0 | 0 | 42.98 | 1 | 0 | 0 |  | 0 |  | 0
|  |  |  | 21.32 | 42.64 | 0 | 0 | 0 | 0 | 0 | 12.23 | 0.12502 | 0 | 42.64 | 18.938 | 0 | 23.702 | 0 | 0 | 23.702 | 1 | 0 | 0 |  | 0 |  | 0
|  |  |  | 22.28 | 44.56 | 0 | 0 | 0 | 0 | 0 | 12.23 | 0.12502 | 0 | 44.56 | 40.123 | 0 | 4.437 | 0 | 0 | 4.437 | 1 | 0 | 0 |  | 0 |  | 0
|  |  |  | 23.16 | 46.32 | 0 | 0 | 0 | 0 | 0 | 7.48 | 0.12502 | 0 | 46.32 | 46.32 | 0 | 0 | 0 | 0 | 0 | 1 | 0 | 0 |  | 0 |  | 0
|  |  |  | 20.6 | 41.2 | 0 | 0 | 0 | 0 | 0 | 7.48 | 0.12502 | 0 | 41.2 | 35.123 | 0 | 0 | 0 | 0 | 0 | 0.66337 | 0 | 6.077 |  | 0 |  | 0
|  |  |  | 18.2 | 36.4 | 0 | 0 | 0 | 0 | 0 | 7.48 | 0.12502 | 0 | 36.4 | 28.035 | 0 | 0 | 0 | 0 | 0 | 0.2 | 0 | 8.365 |  | 0 |  | 0
|  |  |  | 17.2 | 34.4 | 0 | 0 | 0 | 0 | 0 | 7.48 | 0.10709 | 8.365 | 34.4 | 34.4 | 0 | 0 | 0 | 0 | 0 | 0.61636 | 0 | 0 |  | 0 |  | 0
|  |  |  | 17.36 | 34.72 | 0 | 0 | 0 | 0 | 0 | 7.48 | 0.10709 | 2.121 | 34.72 | 34.72 | 0 | 0 | 0 | 0 | 0 | 0.72195 | 0 | 0 |  | 0 |  | 0
|  |  |  | 17.28 | 34.56 | 0 | 0 | 0 | 0 | 0 | 7.48 | 0.10709 | 0 | 34.56 | 34.56 | 0 | 0 | 0 | 0 | 0 | 0.72195 | 0 | 0 |  | 0 |  | 0
|  |  |  | 14.92 | 29.84 | 0 | 0 | 0 | 0 | 0 | 7.48 | 0.10709 | 0 | 29.84 | 29.84 | 0 | 0 | 0 | 0 | 0 | 0.72195 | 0 | 0 |  | 0 |  | 0
|  |  |  | 15.88 | 31.76 | 0 | 0 | 0 | 0 | 0 | 7.48 | 0.10709 | 0 | 31.76 | 31.76 | 0 | 0 | 0 | 0 | 0 | 0.72195 | 0 | 0 |  | 0 |  | 0
|  |  |  | 13.32 | 26.64 | 0 | 0 | 0 | 0 | 0 | 7.48 | 0.10709 | 0 | 26.64 | 26.64 | 0 | 0 | 0 | 0 | 0 | 0.72195 | 0 | 0 |  | 0 |  | 0
|  |  |  | 13.04 | 26.08 | 0 | 0 | 0 | 0 | 0 | 7.48 | 0.10709 | 0 | 26.08 | 26.08 | 0 | 0 | 0 | 0 | 0 | 0.72195 | 0 | 0 |  | 0 |  | 0
|  |  |  | 13.76 | 27.52 | 0 | 0 | 0 | 0 | 0 | 7.48 | 0.10709 | 0 | 27.52 | 27.52 | 0 | 0 | 0 | 0 | 0 | 0.72195 | 0 | 0 |  | 0 |  | 0
|  |  |  | 14.92 | 29.84 | 0 | 0 | 0 | 0 | 0 | 7.48 | 0.10709 | 0 | 29.84 | 29.84 | 0 | 0 | 0 | 0 | 0 | 0.72195 | 0 | 0 |  | 0 |  | 0
|  |  |  | 17.68 | 35.36 | 0 | 0 | 0 | 0 | 0 | 7.48 | 0.10709 | 0 | 35.36 | 35.36 | 0 | 0 | 0 | 0 | 0 | 0.72195 | 0 | 0 |  | 0 |  | 0
|  |  |  | 24.44 | 48.88 | 0 | 0 | 0 | 0 | 0 | 7.48 | 0.10709 | 0 | 48.88 | 48.88 | 0 | 0 | 0 | 0 | 0 | 0.72195 | 0 | 0 |  | 0 |  | 0
|  |  |  | 27.72 | 55.44 | 0 | 0 | 0 | 0 | 0 | 7.48 | 0.10709 | 0 | 55.44 | 35.884 | 0 | 19.556 | 0 | 0 | 19.556 | 0.72195 | 0 | 0 |  | 0 |  | 0
|  |  |  | 29.64 | 59.28 | 0 | 0 | 0 | 0 | 0 | 7.48 | 0.10709 | 0 | 59.28 | 17.986 | 0 | 41.294 | 0 | 0 | 41.294 | 0.72195 | 0 | 0 |  | 0 |  | 0
|  |  |  | 27.6 | 55.2 | 0 | 0 | 0 | 0 | 0 | 7.48 | 0.10709 | 0 | 55.2 | 0 | 0 | 55.492 | 0.292 | 0 | 55.2 | 0.73646 | 0 | 0 |  | 0 |  | 0
|  |  |  | 28.56 | 57.12 | 0 | 0 | 0 | 0 | 0 | 7.48 | 0.12502 | 0 | 57.12 | 0 | 0 | 62.414 | 5.294 | 0 | 57.12 | 1 | 0 | 0 |  | 0 |  | 0
|  |  |  | 34.24 | 68.48 | 0 | 0 | 0 | 0 | 0 | 7.48 | 0.12502 | 0 | 68.48 | 2.67 | 0 | 65.203 | 0 | 0 | 65.203 | 0.96638 | 0 | 0.607 |  | 0 |  | 0
|  |  |  | 33.92 | 67.84 | 0 | 0 | 0 | 0 | 0 | 7.48 | 0.12502 | 0 | 67.84 | 0 | 0 | 64.706 | 0 | 0 | 64.706 | 0.79276 | 0 | 3.134 |  | 0 |  | 0
|  |  |  | 26.24 | 52.48 | 0 | 0 | 0 | 0 | 0 | 12.23 | 0.12502 | 0 | 52.48 | 0 | 0 | 56.643 | 4.163 | 0 | 52.48 | 1 | 0 | 0 |  | 0 |  | 0
|  |  |  | 25.4 | 50.8 | 0 | 0 | 0 | 0 | 0 | 12.23 | 0.12502 | 0 | 50.8 | 7.942 | 0 | 42.858 | 0 | 0 | 42.858 | 1 | 0 | 0 |  | 0 |  | 0
|  |  |  | 25.68 | 51.36 | 0 | 0 | 0 | 0 | 0 | 12.23 | 0.12502 | 0 | 51.36 | 27.803 | 0 | 23.557 | 0 | 0 | 23.557 | 1 | 0 | 0 |  | 0 |  | 0
|  |  |  | 27.32 | 54.64 | 0 | 0 | 0 | 0 | 0 | 12.23 | 0.12502 | 0 | 54.64 | 42.599 | 0 | 4.401 | 0 | 0 | 4.401 | 0.57679 | 0 | 7.64 |  | 0 |  | 0
|  |  |  | 28.12 | 56.24 | 0 | 0 | 0 | 0 | 0 | 7.48 | 0.12502 | 0 | 56.24 | 55.47 | 0 | 0 | 0 | 0 | 0 | 0.53413 | 0 | 0.77 |  | 0 |  | 0
|  |  |  | 28.44 | 56.88 | 0 | 0 | 0 | 0 | 0 | 7.48 | 0.12502 | 0 | 56.88 | 55.47 | 0 | 0 | 0 | 0 | 0 | 0.45602 | 0 | 1.41 |  | 0 |  | 0
|  |  |  | 29.48 | 58.96 | 0 | 0 | 0 | 0 | 0 | 7.48 | 0.12502 | 0 | 58.96 | 54.708 | 0 | 0 | 0 | 0 | 0 | 0.2205 | 0 | 4.252 |  | 0 |  | 0
|  |  |  | 27.92 | 55.84 | 0 | 0 | 0 | 0 | 0 | 7.48 | 0.10709 | 0 | 55.84 | 55.47 | 0 | 0 | 0 | 0 | 0 | 0.2 | 0 | 0.37 |  | 0 |  | 0
|  |  |  | 27.28 | 54.56 | 0 | 0 | 0 | 0 | 0 | 7.48 | 0.10709 | 0 | 54.56 | 54.56 | 0 | 0 | 0 | 0 | 0 | 0.2 | 0 | 0 |  | 0 |  | 0
|  |  |  | 23.4 | 46.8 | 0 | 0 | 0 | 0 | 0 | 7.48 | 0.10709 | 0 | 46.8 | 46.8 | 0 | 0 | 0 | 0 | 0 | 0.2 | 0 | 0 |  | 0 |  | 0
|  |  |  | 15.08 | 30.16 | 0 | 0 | 0 | 0 | 0 | 7.48 | 0.10709 | 0 | 30.16 | 30.16 | 0 | 0 | 0 | 0 | 0 | 0.2 | 0 | 0 |  | 0 |  | 0
|  |  |  | 14.08 | 28.16 | 0 | 0 | 0 | 0 | 0 | 7.48 | 0.10709 | 0 | 28.16 | 28.16 | 0 | 0 | 0 | 0 | 0 | 0.2 | 0 | 0 |  | 0 |  | 0
|  |  |  | 13.84 | 27.68 | 0 | 0 | 0 | 0 | 0 | 7.48 | 0.10709 | 0 | 27.68 | 27.68 | 0 | 0 | 0 | 0 | 0 | 0.2 | 0 | 0 |  | 0 |  | 0
|  |  |  | 13.56 | 27.12 | 0 | 0 | 0 | 0 | 0 | 7.48 | 0.10709 | 0 | 27.12 | 27.12 | 0 | 0 | 0 | 0 | 0 | 0.2 | 0 | 0 |  | 0 |  | 0
|  |  |  | 14.04 | 28.08 | 0 | 0 | 0 | 0 | 0 | 7.48 | 0.10709 | 0 | 28.08 | 28.08 | 0 | 0 | 0 | 0 | 0 | 0.2 | 0 | 0 |  | 0 |  | 0
|  |  |  | 14.8 | 29.6 | 0 | 0 | 0 | 0 | 0 | 7.48 | 0.10709 | 0 | 29.6 | 29.6 | 0 | 0 | 0 | 0 | 0 | 0.2 | 0 | 0 |  | 0 |  | 0
|  |  |  | 17.08 | 34.16 | 0 | 0 | 0 | 0 | 0 | 7.48 | 0.10709 | 0 | 34.16 | 34.16 | 0 | 0 | 0 | 0 | 0 | 0.2 | 0 | 0 |  | 0 |  | 0
|  |  |  | 24.56 | 49.12 | 0 | 0 | 0 | 0 | 0 | 7.48 | 0.10709 | 0 | 49.12 | 49.12 | 0 | 0 | 0 | 0 | 0 | 0.2 | 0 | 0 |  | 0 |  | 0
|  |  |  | 26.28 | 52.56 | 0 | 0 | 0 | 0 | 0 | 7.48 | 0.10709 | 0 | 52.56 | 33.307 | 0 | 19.253 | 0 | 0 | 19.253 | 0.2 | 0 | 0 |  | 0 |  | 0
|  |  |  | 27.52 | 55.04 | 0 | 0 | 0 | 0 | 0 | 7.48 | 0.10709 | 0 | 55.04 | 14.582 | 0 | 40.458 | 0 | 0 | 40.458 | 0.2 | 0 | 0 |  | 0 |  | 0
|  |  |  | 28.92 | 57.84 | 0 | 0 | 0 | 0 | 0 | 7.48 | 0.10709 | 0 | 57.84 | 2.361 | 0 | 55.479 | 0 | 0 | 55.479 | 0.2 | 0 | 0 |  | 0 |  | 0
|  |  |  | 32.16 | 64.32 | 0 | 0 | 0 | 0 | 0 | 7.48 | 0.10709 | 0 | 64.32 | 1.081 | 0 | 63.239 | 0 | 0 | 63.239 | 0.2 | 0 | 0 |  | 0 |  | 0
|  |  |  | 33.76 | 67.52 | 0 | 0 | 0 | 0 | 0 | 7.48 | 0.10709 | 0 | 67.52 | 3.42 | 0 | 64.1 | 0 | 0 | 64.1 | 0.2 | 0 | 0 |  | 0 |  | 0
|  |  |  | 31.76 | 63.52 | 0 | 0 | 0 | 0 | 0 | 7.48 | 0.10709 | 0 | 63.52 | 2.015 | 0 | 61.505 | 0 | 0 | 61.505 | 0.2 | 0 | 0 |  | 0 |  | 0
|  |  |  | 25.96 | 51.92 | 0 | 0 | 0 | 0 | 0 | 7.48 | 0.10709 | 0 | 51.92 | 0 | 0 | 53.734 | 1.814 | 0 | 51.92 | 0.29027 | 0 | 0 |  | 0 |  | 0
|  |  |  | 25.32 | 50.64 | 0 | 0 | 0 | 0 | 0 | 7.48 | 0.10709 | 0 | 50.64 | 9.867 | 0 | 40.773 | 0 | 0 | 40.773 | 0.29027 | 0 | 0 |  | 0 |  | 0
|  |  |  | 24.28 | 48.56 | 0 | 0 | 0 | 0 | 0 | 7.48 | 0.10709 | 0 | 48.56 | 26.106 | 0 | 22.454 | 0 | 0 | 22.454 | 0.29027 | 0 | 0 |  | 0 |  | 0
|  |  |  | 25.52 | 51.04 | 0 | 0 | 0 | 0 | 0 | 7.48 | 0.10709 | 0 | 51.04 | 47.015 | 0 | 4.025 | 0 | 0 | 4.025 | 0.29027 | 0 | 0 |  | 0 |  | 0
|  |  |  | 26.56 | 53.12 | 0 | 0 | 0 | 0 | 0 | 7.48 | 0.10709 | 0 | 53.12 | 53.12 | 0 | 0 | 0 | 0 | 0 | 0.29027 | 0 | 0 |  | 0 |  | 0
|  |  |  | 27.48 | 54.96 | 0 | 0 | 0 | 0 | 0 | 7.48 | 0.10709 | 0 | 54.96 | 54.96 | 0 | 0 | 0 | 0 | 0 | 0.29027 | 0 | 0 |  | 0 |  | 0
|  |  |  | 27.68 | 55.36 | 0 | 0 | 0 | 0 | 0 | 7.48 | 0.10709 | 0 | 55.36 | 55.36 | 0 | 0 | 0 | 0 | 0 | 0.29027 | 0 | 0 |  | 0 |  | 0
|  |  |  | 26.64 | 53.28 | 0 | 0 | 0 | 0 | 0 | 7.48 | 0.10709 | 0 | 53.28 | 53.28 | 0 | 0 | 0 | 0 | 0 | 0.29027 | 0 | 0 |  | 0 |  | 0
|  |  |  | 24.56 | 49.12 | 0 | 0 | 0 | 0 | 0 | 7.48 | 0.10709 | 0 | 49.12 | 49.12 | 0 | 0 | 0 | 0 | 0 | 0.29027 | 0 | 0 |  | 0 |  | 0
|  |  |  | 23.92 | 47.84 | 0 | 0 | 0 | 0 | 0 | 7.48 | 0.10709 | 0 | 47.84 | 47.84 | 0 | 0 | 0 | 0 | 0 | 0.29027 | 0 | 0 |  | 0 |  | 0
|  |  |  | 17.04 | 34.08 | 0 | 0 | 0 | 0 | 0 | 7.48 | 0.10709 | 0 | 34.08 | 34.08 | 0 | 0 | 0 | 0 | 0 | 0.29027 | 0 | 0 |  | 0 |  | 0
|  |  |  | 14.88 | 29.76 | 0 | 0 | 0 | 0 | 0 | 7.48 | 0.10709 | 0 | 29.76 | 29.76 | 0 | 0 | 0 | 0 | 0 | 0.29027 | 0 | 0 |  | 0 |  | 0
|  |  |  | 14.68 | 29.36 | 0 | 0 | 0 | 0 | 0 | 7.48 | 0.10709 | 0 | 29.36 | 29.36 | 0 | 0 | 0 | 0 | 0 | 0.29027 | 0 | 0 |  | 0 |  | 0
|  |  |  | 16.76 | 33.52 | 0 | 0 | 0 | 0 | 0 | 7.48 | 0.10709 | 0 | 33.52 | 33.52 | 0 | 0 | 0 | 0 | 0 | 0.29027 | 0 | 0 |  | 0 |  | 0
|  |  |  | 18.48 | 36.96 | 0 | 0 | 0 | 0 | 0 | 7.48 | 0.10709 | 0 | 36.96 | 36.96 | 0 | 0 | 0 | 0 | 0 | 0.29027 | 0 | 0 |  | 0 |  | 0
|  |  |  | 19.12 | 38.24 | 0 | 0 | 0 | 0 | 0 | 7.48 | 0.10709 | 0 | 38.24 | 38.24 | 0 | 0 | 0 | 0 | 0 | 0.29027 | 0 | 0 |  | 0 |  | 0
|  |  |  | 15.68 | 31.36 | 0 | 0 | 0 | 0 | 0 | 7.48 | 0.10709 | 0 | 31.36 | 31.36 | 0 | 0 | 0 | 0 | 0 | 0.29027 | 0 | 0 |  | 0 |  | 0
|  |  |  | 21.96 | 43.92 | 0 | 0 | 0 | 0 | 0 | 7.48 | 0.10709 | 0 | 43.92 | 43.92 | 0 | 0 | 0 | 0 | 0 | 0.29027 | 0 | 0 |  | 0 |  | 0
|  |  |  | 25.72 | 51.44 | 0 | 0 | 0 | 0 | 0 | 7.48 | 0.10709 | 0 | 51.44 | 32.624 | 0 | 18.816 | 0 | 0 | 18.816 | 0.29027 | 0 | 0 |  | 0 |  | 0
|  |  |  | 26.68 | 53.36 | 0 | 0 | 0 | 0 | 0 | 7.48 | 0.10709 | 0 | 53.36 | 10.957 | 0 | 40.773 | 0 | 0 | 40.773 | 0.2 | 0 | 1.63 |  | 0 |  | 0
|  |  |  | 28.76 | 57.52 | 0 | 0 | 0 | 0 | 0 | 7.48 | 0.10709 | 0 | 57.52 | 0 | 0 | 58.11 | 0.59 | 0 | 57.52 | 0.22939 | 0 | 0 |  | 0 |  | 0
|  |  |  | 31.08 | 62.16 | 0 | 0 | 0 | 0 | 0 | 7.48 | 0.10709 | 0 | 62.16 | 0 | 0 | 69.119 | 6.959 | 0 | 62.16 | 0.57578 | 0 | 0 |  | 0 |  | 0
|  |  |  | 32.92 | 65.84 | 0 | 0 | 0 | 0 | 0 | 7.48 | 0.10709 | 0 | 65.84 | 0 | 0 | 72.477 | 6.637 | 0 | 65.84 | 0.90616 | 0 | 0 |  | 0 |  | 0
|  |  |  | 29.8 | 59.6 | 0 | 0 | 0 | 0 | 0 | 7.48 | 0.10709 | 0 | 59.6 | 0 | 8.264 | 61.485 | 1.885 | 0 | 59.6 | 1 | 0 | 0 |  | 0 |  | 0
|  |  |  | 27.04 | 54.08 | 0 | 0 | 0 | 0 | 0 | 7.48 | 0.10709 | 0 | 54.08 | 0 | 6.649 | 54.08 | 0 | 0 | 54.08 | 1 | 0 | 0 |  | 0 |  | 0
|  |  |  | 25.84 | 51.68 | 0 | 0 | 0 | 0 | 0 | 7.48 | 0.10709 | 0 | 51.68 | 6.288 | 0 | 45.392 | 0 | 0 | 45.392 | 1 | 0 | 0 |  | 0 |  | 0
|  |  |  | 25.32 | 50.64 | 0 | 0 | 0 | 0 | 0 | 7.48 | 0.10709 | 0 | 50.64 | 26.137 | 0 | 24.503 | 0 | 0 | 24.503 | 1 | 0 | 0 |  | 0 |  | 0
|  |  |  | 25.84 | 51.68 | 0 | 0 | 0 | 0 | 0 | 7.48 | 0.10709 | 0 | 51.68 | 47.327 | 0 | 4.353 | 0 | 0 | 4.353 | 1 | 0 | 0 |  | 0 |  | 0
|  |  |  | 27.6 | 55.2 | 0 | 0 | 0 | 0 | 0 | 7.48 | 0.10709 | 0 | 55.2 | 55.2 | 0 | 0 | 0 | 0 | 0 | 1 | 0 | 0 |  | 0 |  | 0
|  |  |  | 28.4 | 56.8 | 0 | 0 | 0 | 0 | 0 | 7.48 | 0.10709 | 0 | 56.8 | 55.47 | 0 | 0 | 0 | 0 | 0 | 0.92632 | 0 | 1.33 |  | 0 |  | 0
|  |  |  | 27.36 | 54.72 | 0 | 0 | 0 | 0 | 0 | 7.48 | 0.10709 | 0 | 54.72 | 54.72 | 0 | 0 | 0 | 0 | 0 | 0.92632 | 0 | 0 |  | 0 |  | 0
|  |  |  | 25.6 | 51.2 | 0 | 0 | 0 | 0 | 0 | 7.48 | 0.10709 | 0 | 51.2 | 51.2 | 0 | 0 | 0 | 0 | 0 | 0.92632 | 0 | 0 |  | 0 |  | 0
|  |  |  | 25.48 | 50.96 | 0 | 0 | 0 | 0 | 0 | 7.48 | 0.10709 | 0 | 50.96 | 50.96 | 0 | 0 | 0 | 0 | 0 | 0.92632 | 0 | 0 |  | 0 |  | 0
|  |  |  | 22.76 | 45.52 | 0 | 0 | 0 | 0 | 0 | 7.48 | 0.10709 | 0 | 45.52 | 45.52 | 0 | 0 | 0 | 0 | 0 | 0.92632 | 0 | 0 |  | 0 |  | 0
|  |  |  | 19.52 | 39.04 | 0 | 0 | 0 | 0 | 0 | 7.48 | 0.10709 | 0 | 39.04 | 39.04 | 0 | 0 | 0 | 0 | 0 | 0.92632 | 0 | 0 |  | 0 |  | 0
|  |  |  | 18.32 | 36.64 | 0 | 0 | 0 | 0 | 0 | 7.48 | 0.10709 | 0 | 36.64 | 36.64 | 0 | 0 | 0 | 0 | 0 | 0.92632 | 0 | 0 |  | 0 |  | 0
|  |  |  | 18.32 | 36.64 | 0 | 0 | 0 | 0 | 0 | 7.48 | 0.10709 | 0 | 36.64 | 36.64 | 0 | 0 | 0 | 0 | 0 | 0.92632 | 0 | 0 |  | 0 |  | 0
|  |  |  | 17.88 | 35.76 | 0 | 0 | 0 | 0 | 0 | 7.48 | 0.10709 | 0 | 35.76 | 35.76 | 0 | 0 | 0 | 0 | 0 | 0.92632 | 0 | 0 |  | 0 |  | 0
|  |  |  | 18.64 | 37.28 | 0 | 0 | 0 | 0 | 0 | 7.48 | 0.10709 | 0 | 37.28 | 37.28 | 0 | 0 | 0 | 0 | 0 | 0.92632 | 0 | 0 |  | 0 |  | 0
|  |  |  | 16.84 | 33.68 | 0 | 0 | 0 | 0 | 0 | 7.48 | 0.10709 | 0 | 33.68 | 33.68 | 0 | 0 | 0 | 0 | 0 | 0.92632 | 0 | 0 |  | 0 |  | 0
|  |  |  | 16.24 | 32.48 | 0 | 0 | 0 | 0 | 0 | 7.48 | 0.10709 | 0 | 32.48 | 32.48 | 0 | 0 | 0 | 0 | 0 | 0.92632 | 0 | 0 |  | 0 |  | 0
|  |  |  | 23.32 | 46.64 | 0 | 0 | 0 | 0 | 0 | 7.48 | 0.10709 | 0 | 46.64 | 46.64 | 0 | 0 | 0 | 0 | 0 | 0.92632 | 0 | 0 |  | 0 |  | 0
|  |  |  | 27.04 | 54.08 | 0 | 0 | 0 | 0 | 0 | 7.48 | 0.10709 | 0 | 54.08 | 29.559 | 0 | 19.774 | 0 | 0 | 19.774 | 0.66337 | 0 | 4.747 |  | 0 |  | 0
|  |  |  | 27.88 | 55.76 | 0 | 0 | 0 | 0 | 0 | 7.48 | 0.10709 | 0 | 55.76 | 5.276 | 0 | 42.119 | 0 | 0 | 42.119 | 0.2 | 0 | 8.365 |  | 0 |  | 0
|  |  |  | 26.88 | 53.76 | 0 | 0 | 0 | 0 | 0 | 7.48 | 0.10709 | 0 | 53.76 | 0 | 0 | 58.232 | 4.472 | 0 | 53.76 | 0.42258 | 0 | 0 |  | 0 |  | 0
|  |  |  | 31.96 | 63.92 | 0 | 0 | 0 | 0 | 0 | 7.48 | 0.12502 | 0 | 63.92 | 0 | 0 | 67.082 | 3.162 | 0 | 63.92 | 0.57998 | 0 | 0 |  | 0 |  | 0
|  |  |  | 32.04 | 64.08 | 0 | 0 | 0 | 0 | 0 | 7.48 | 0.12502 | 0 | 64.08 | 0 | 0 | 68.828 | 4.748 | 0 | 64.08 | 0.81632 | 0 | 0 |  | 0 |  | 0
|  |  |  | 29.52 | 59.04 | 0 | 0 | 0 | 0 | 0 | 7.48 | 0.12502 | 0 | 59.04 | 0 | 1.212 | 62.73 | 3.69 | 0 | 59.04 | 1 | 0 | 0 |  | 0 |  | 0
|  |  |  | 27.04 | 54.08 | 0 | 0 | 0 | 0 | 0 | 12.23 | 0.12502 | 0 | 54.08 | 0 | 1.994 | 54.08 | 0 | 0 | 54.08 | 1 | 0 | 0 |  | 0 |  | 0
|  |  |  | 25.36 | 50.72 | 0 | 0 | 0 | 0 | 0 | 12.23 | 0.12502 | 0 | 50.72 | 8.165 | 0 | 42.555 | 0 | 0 | 42.555 | 1 | 0 | 0 |  | 0 |  | 0
|  |  |  | 23.48 | 46.96 | 0 | 0 | 0 | 0 | 0 | 12.23 | 0.12502 | 0 | 46.96 | 23.585 | 0 | 23.375 | 0 | 0 | 23.375 | 1 | 0 | 0 |  | 0 |  | 0
|  |  |  | 25.28 | 50.56 | 0 | 0 | 0 | 0 | 0 | 12.23 | 0.12502 | 0 | 50.56 | 42.599 | 0 | 4.256 | 0 | 0 | 4.256 | 0.79475 | 0 | 3.705 |  | 0 |  | 0
|  |  |  | 27.56 | 55.12 | 0 | 0 | 0 | 0 | 0 | 7.48 | 0.12502 | 0 | 55.12 | 55.12 | 0 | 0 | 0 | 0 | 0 | 0.79475 | 0 | 0 |  | 0 |  | 0
|  |  |  | 28.32 | 56.64 | 0 | 0 | 0 | 0 | 0 | 7.48 | 0.12502 | 0 | 56.64 | 54.268 | 0 | 0 | 0 | 0 | 0 | 0.66337 | 0 | 2.372 |  | 0 |  | 0
|  |  |  | 28.48 | 56.96 | 0 | 0 | 0 | 0 | 0 | 7.48 | 0.12502 | 0 | 56.96 | 48.595 | 0 | 0 | 0 | 0 | 0 | 0.2 | 0 | 8.365 |  | 0 |  | 0
|  |  |  | 27.28 | 54.56 | 0 | 0 | 0 | 0 | 0 | 7.48 | 0.10709 | 0.91 | 54.56 | 54.56 | 0 | 0 | 0 | 0 | 0 | 0.24529 | 0 | 0 |  | 0 |  | 0
|  |  |  | 26.96 | 53.92 | 0 | 0 | 0 | 0 | 0 | 7.48 | 0.10709 | 1.55 | 53.92 | 53.92 | 0 | 0 | 0 | 0 | 0 | 0.32244 | 0 | 0 |  | 0 |  | 0
|  |  |  | 20.6 | 41.2 | 0 | 0 | 0 | 0 | 0 | 7.48 | 0.10709 | 8.365 | 41.2 | 41.2 | 0 | 0 | 0 | 0 | 0 | 0.7388 | 0 | 0 |  | 0 |  | 0
|  |  |  | 16.04 | 32.08 | 0 | 0 | 0 | 0 | 0 | 7.48 | 0.10709 | 5.247 | 32.08 | 32.08 | 0 | 0 | 0 | 0 | 0 | 1 | 0 | 0 |  | 0 |  | 0
|  |  |  | 14.64 | 29.28 | 0 | 0 | 0 | 0 | 0 | 7.48 | 0.10709 | 0 | 29.28 | 29.28 | 0 | 0 | 0 | 0 | 0 | 1 | 0 | 0 |  | 0 |  | 0
|  |  |  | 14.24 | 28.48 | 0 | 0 | 0 | 0 | 0 | 7.48 | 0.10709 | 0 | 28.48 | 28.48 | 0 | 0 | 0 | 0 | 0 | 1 | 0 | 0 |  | 0 |  | 0
|  |  |  | 14.12 | 28.24 | 0 | 0 | 0 | 0 | 0 | 7.48 | 0.10709 | 0 | 28.24 | 28.24 | 0 | 0 | 0 | 0 | 0 | 1 | 0 | 0 |  | 0 |  | 0
|  |  |  | 14.4 | 28.8 | 0 | 0 | 0 | 0 | 0 | 7.48 | 0.10709 | 0 | 28.8 | 28.8 | 0 | 0 | 0 | 0 | 0 | 1 | 0 | 0 |  | 0 |  | 0
|  |  |  | 15.12 | 30.24 | 0 | 0 | 0 | 0 | 0 | 7.48 | 0.10709 | 0 | 30.24 | 30.24 | 0 | 0 | 0 | 0 | 0 | 1 | 0 | 0 |  | 0 |  | 0
|  |  |  | 17.32 | 34.64 | 0 | 0 | 0 | 0 | 0 | 7.48 | 0.10709 | 0 | 34.64 | 34.64 | 0 | 0 | 0 | 0 | 0 | 1 | 0 | 0 |  | 0 |  | 0
|  |  |  | 24.88 | 49.76 | 0 | 0 | 0 | 0 | 0 | 7.48 | 0.10709 | 0 | 49.76 | 49.76 | 0 | 0 | 0 | 0 | 0 | 1 | 0 | 0 |  | 0 |  | 0
|  |  |  | 29.12 | 58.24 | 0 | 0 | 0 | 0 | 0 | 7.48 | 0.10709 | 0 | 58.24 | 39.424 | 0 | 18.816 | 0 | 0 | 18.816 | 1 | 0 | 0 |  | 0 |  | 0
|  |  |  | 33.24 | 66.48 | 0 | 0 | 0 | 0 | 0 | 7.48 | 0.10709 | 0 | 66.48 | 25.707 | 0 | 40.773 | 0 | 0 | 40.773 | 1 | 0 | 0 |  | 0 |  | 0
|  |  |  | 33.72 | 67.44 | 0 | 0 | 0 | 0 | 0 | 7.48 | 0.10709 | 0 | 67.44 | 10.591 | 0 | 56.849 | 0 | 0 | 56.849 | 1 | 0 | 0 |  | 0 |  | 0
|  |  |  | 34.28 | 68.56 | 0 | 0 | 0 | 0 | 0 | 7.48 | 0.12502 | 0 | 68.56 | 3.187 | 0 | 65.373 | 0 | 0 | 65.373 | 1 | 0 | 0 |  | 0 |  | 0
|  |  |  | 33.96 | 67.92 | 0 | 0 | 0 | 0 | 0 | 7.48 | 0.12502 | 0 | 67.92 | 9.102 | 0 | 55.031 | 0 | 0 | 55.031 | 0.7902 | 0 | 3.787 |  | 0 |  | 0
|  |  |  | 31.72 | 63.44 | 0 | 0 | 0 | 0 | 0 | 7.48 | 0.12502 | 0 | 63.44 | 0 | 0 | 65.154 | 1.714 | 0 | 63.44 | 0.87554 | 0 | 0 |  | 0 |  | 0
|  |  |  | 27.12 | 54.24 | 0 | 0 | 0 | 0 | 0 | 12.23 | 0.12502 | 0 | 54.24 | 0 | 0 | 56.74 | 2.5 | 0 | 54.24 | 1 | 0 | 0 |  | 0 |  | 0
|  |  |  | 26.28 | 52.56 | 0 | 0 | 0 | 0 | 0 | 12.23 | 0.12502 | 0 | 52.56 | 9.532 | 0 | 43.028 | 0 | 0 | 43.028 | 1 | 0 | 0 |  | 0 |  | 0
|  |  |  | 25.8 | 51.6 | 0 | 0 | 0 | 0 | 0 | 12.23 | 0.12502 | 0 | 51.6 | 28.14 | 0 | 23.46 | 0 | 0 | 23.46 | 1 | 0 | 0 |  | 0 |  | 0
|  |  |  | 26.48 | 52.96 | 0 | 0 | 0 | 0 | 0 | 12.23 | 0.12502 | 0 | 52.96 | 42.599 | 0 | 4.037 | 0 | 0 | 4.037 | 0.64971 | 0 | 6.323 |  | 0 |  | 0
|  |  |  | 28 | 56 | 0 | 0 | 0 | 0 | 0 | 7.48 | 0.12502 | 0 | 56 | 55.47 | 0 | 0 | 0 | 0 | 0 | 0.62034 | 0 | 0.53 |  | 0 |  | 0
|  |  |  | 28.08 | 56.16 | 0 | 0 | 0 | 0 | 0 | 7.48 | 0.12502 | 0 | 56.16 | 55.47 | 0 | 0 | 0 | 0 | 0 | 0.58211 | 0 | 0.69 |  | 0 |  | 0
|  |  |  | 27.52 | 55.04 | 0 | 0 | 0 | 0 | 0 | 7.48 | 0.12502 | 0 | 55.04 | 48.142 | 0 | 0 | 0 | 0 | 0 | 0.2 | 0 | 6.898 |  | 0 |  | 0
|  |  |  | 27.36 | 54.72 | 0 | 0 | 0 | 0 | 0 | 7.48 | 0.10709 | 0 | 54.72 | 54.72 | 0 | 0 | 0 | 0 | 0 | 0.2 | 0 | 0 |  | 0 |  | 0
|  |  |  | 26.8 | 53.6 | 0 | 0 | 0 | 0 | 0 | 7.48 | 0.10709 | 0 | 53.6 | 53.6 | 0 | 0 | 0 | 0 | 0 | 0.2 | 0 | 0 |  | 0 |  | 0
|  |  |  | 21.96 | 43.92 | 0 | 0 | 0 | 0 | 0 | 7.48 | 0.10709 | 0 | 43.92 | 43.92 | 0 | 0 | 0 | 0 | 0 | 0.2 | 0 | 0 |  | 0 |  | 0
|  |  |  | 17.36 | 34.72 | 0 | 0 | 0 | 0 | 0 | 7.48 | 0.10709 | 0 | 34.72 | 34.72 | 0 | 0 | 0 | 0 | 0 | 0.2 | 0 | 0 |  | 0 |  | 0
|  |  |  | 19.44 | 38.88 | 0 | 0 | 0 | 0 | 0 | 7.48 | 0.10709 | 0 | 38.88 | 38.88 | 0 | 0 | 0 | 0 | 0 | 0.2 | 0 | 0 |  | 0 |  | 0
|  |  |  | 19.16 | 38.32 | 0 | 0 | 0 | 0 | 0 | 7.48 | 0.10709 | 0 | 38.32 | 38.32 | 0 | 0 | 0 | 0 | 0 | 0.2 | 0 | 0 |  | 0 |  | 0
|  |  |  | 18.96 | 37.92 | 0 | 0 | 0 | 0 | 0 | 7.48 | 0.10709 | 0 | 37.92 | 37.92 | 0 | 0 | 0 | 0 | 0 | 0.2 | 0 | 0 |  | 0 |  | 0
|  |  |  | 19.4 | 38.8 | 0 | 0 | 0 | 0 | 0 | 7.48 | 0.10709 | 0 | 38.8 | 38.8 | 0 | 0 | 0 | 0 | 0 | 0.2 | 0 | 0 |  | 0 |  | 0
|  |  |  | 20.88 | 41.76 | 0 | 0 | 0 | 0 | 0 | 7.48 | 0.10709 | 0 | 41.76 | 41.76 | 0 | 0 | 0 | 0 | 0 | 0.2 | 0 | 0 |  | 0 |  | 0
|  |  |  | 22.04 | 44.08 | 0 | 0 | 0 | 0 | 0 | 7.48 | 0.10709 | 0 | 44.08 | 44.08 | 0 | 0 | 0 | 0 | 0 | 0.2 | 0 | 0 |  | 0 |  | 0
|  |  |  | 23.4 | 46.8 | 0 | 0 | 0 | 0 | 0 | 7.48 | 0.10709 | 0 | 46.8 | 46.8 | 0 | 0 | 0 | 0 | 0 | 0.2 | 0 | 0 |  | 0 |  | 0
|  |  |  | 24.64 | 49.28 | 0 | 0 | 0 | 0 | 0 | 7.48 | 0.10709 | 0 | 49.28 | 39.811 | 0 | 9.469 | 0 | 0 | 9.469 | 0.2 | 0 | 0 |  | 0 |  | 0
|  |  |  | 24.24 | 48.48 | 0 | 0 | 0 | 0 | 0 | 7.48 | 0.10709 | 0 | 48.48 | 19.237 | 0 | 29.243 | 0 | 0 | 29.243 | 0.2 | 0 | 0 |  | 0 |  | 0
|  |  |  | 23.72 | 47.44 | 0 | 0 | 0 | 0 | 0 | 7.48 | 0.10709 | 0 | 47.44 | 0 | 2.427 | 55.805 | 8.365 | 0 | 47.44 | 0.61636 | 0 | 0 |  | 0 |  | 0
|  |  |  | 24.12 | 48.24 | 0 | 0 | 0 | 0 | 0 | 7.48 | 0.12502 | 0 | 48.24 | 0 | 12.566 | 55.947 | 7.707 | 0 | 48.24 | 1 | 0 | 0 |  | 0 |  | 0
|  |  |  | 23.68 | 47.36 | 0 | 0 | 0 | 0 | 0 | 7.48 | 0.12502 | 0 | 47.36 | 0 | 23.675 | 47.36 | 0 | 0 | 47.36 | 1 | 0 | 0 |  | 0 |  | 0
|  |  |  | 22.96 | 45.92 | 0 | 0 | 0 | 0 | 0 | 7.48 | 0.12502 | 0 | 45.92 | 0 | 22.241 | 45.92 | 0 | 0 | 45.92 | 1 | 0 | 0 |  | 0 |  | 0
|  |  |  | 23.12 | 46.24 | 0 | 0 | 0 | 0 | 0 | 12.23 | 0.12502 | 0 | 46.24 | 0 | 13.289 | 46.24 | 0 | 0 | 46.24 | 1 | 0 | 0 |  | 0 |  | 0
|  |  |  | 22.24 | 44.48 | 0 | 0 | 0 | 0 | 0 | 12.23 | 0.12502 | 0 | 44.48 | 0.106 | 0 | 44.374 | 0 | 0 | 44.374 | 1 | 0 | 0 |  | 0 |  | 0
|  |  |  | 23.52 | 47.04 | 0 | 0 | 0 | 0 | 0 | 12.23 | 0.12502 | 0 | 47.04 | 23.289 | 0 | 23.751 | 0 | 0 | 23.751 | 1 | 0 | 0 |  | 0 |  | 0
|  |  |  | 25.16 | 50.32 | 0 | 0 | 0 | 0 | 0 | 12.23 | 0.12502 | 0 | 50.32 | 42.599 | 0 | 3.868 | 0 | 0 | 3.868 | 0.78655 | 0 | 3.853 |  | 0 |  | 0
|  |  |  | 26.52 | 53.04 | 0 | 0 | 0 | 0 | 0 | 7.48 | 0.12502 | 0 | 53.04 | 53.04 | 0 | 0 | 0 | 0 | 0 | 0.78655 | 0 | 0 |  | 0 |  | 0
|  |  |  | 24.28 | 48.56 | 0 | 0 | 0 | 0 | 0 | 7.48 | 0.12502 | 0 | 48.56 | 46.336 | 0 | 0 | 0 | 0 | 0 | 0.66337 | 0 | 2.224 |  | 0 |  | 0
|  |  |  | 24.2 | 48.4 | 0 | 0 | 0 | 0 | 0 | 7.48 | 0.12502 | 0 | 48.4 | 40.035 | 0 | 0 | 0 | 0 | 0 | 0.2 | 0 | 8.365 |  | 0 |  | 0
|  |  |  | 23.6 | 47.2 | 0 | 0 | 0 | 0 | 0 | 7.48 | 0.10709 | 0 | 47.2 | 47.2 | 0 | 0 | 0 | 0 | 0 | 0.2 | 0 | 0 |  | 0 |  | 0
|  |  |  | 23.52 | 47.04 | 0 | 0 | 0 | 0 | 0 | 7.48 | 0.10709 | 0 | 47.04 | 47.04 | 0 | 0 | 0 | 0 | 0 | 0.2 | 0 | 0 |  | 0 |  | 0
|  |  |  | 18.56 | 37.12 | 0 | 0 | 0 | 0 | 0 | 7.48 | 0.10709 | 0 | 37.12 | 37.12 | 0 | 0 | 0 | 0 | 0 | 0.2 | 0 | 0 |  | 0 |  | 0
|  |  |  | 13.16 | 26.32 | 0 | 0 | 0 | 0 | 0 | 7.48 | 0.10709 | 0 | 26.32 | 26.32 | 0 | 0 | 0 | 0 | 0 | 0.2 | 0 | 0 |  | 0 |  | 0
|  |  |  | 11.68 | 23.36 | 0 | 0 | 0 | 0 | 0 | 7.48 | 0.10709 | 0 | 23.36 | 23.36 | 0 | 0 | 0 | 0 | 0 | 0.2 | 0 | 0 |  | 0 |  | 0
|  |  |  | 13.2 | 26.4 | 0 | 0 | 0 | 0 | 0 | 7.48 | 0.10709 | 0 | 26.4 | 26.4 | 0 | 0 | 0 | 0 | 0 | 0.2 | 0 | 0 |  | 0 |  | 0
|  |  |  | 13.36 | 26.72 | 0 | 0 | 0 | 0 | 0 | 7.48 | 0.10709 | 0 | 26.72 | 26.72 | 0 | 0 | 0 | 0 | 0 | 0.2 | 0 | 0 |  | 0 |  | 0
|  |  |  | 13.88 | 27.76 | 0 | 0 | 0 | 0 | 0 | 7.48 | 0.10709 | 0 | 27.76 | 27.76 | 0 | 0 | 0 | 0 | 0 | 0.2 | 0 | 0 |  | 0 |  | 0
|  |  |  | 14.8 | 29.6 | 0 | 0 | 0 | 0 | 0 | 7.48 | 0.10709 | 0 | 29.6 | 29.6 | 0 | 0 | 0 | 0 | 0 | 0.2 | 0 | 0 |  | 0 |  | 0
|  |  |  | 16.08 | 32.16 | 0 | 0 | 0 | 0 | 0 | 7.48 | 0.10709 | 0 | 32.16 | 32.16 | 0 | 0 | 0 | 0 | 0 | 0.2 | 0 | 0 |  | 0 |  | 0
|  |  |  | 18.04 | 36.08 | 0 | 0 | 0 | 0 | 0 | 7.48 | 0.10709 | 0 | 36.08 | 36.08 | 0 | 0 | 0 | 0 | 0 | 0.2 | 0 | 0 |  | 0 |  | 0
|  |  |  | 19.56 | 39.12 | 0 | 0 | 0 | 0 | 0 | 7.48 | 0.10709 | 0 | 39.12 | 20.037 | 0 | 19.083 | 0 | 0 | 19.083 | 0.2 | 0 | 0 |  | 0 |  | 0
|  |  |  | 24.32 | 48.64 | 0 | 0 | 0 | 0 | 0 | 7.48 | 0.10709 | 0 | 48.64 | 6.739 | 0 | 41.901 | 0 | 0 | 41.901 | 0.2 | 0 | 0 |  | 0 |  | 0
|  |  |  | 24.28 | 48.56 | 0 | 0 | 0 | 0 | 0 | 7.48 | 0.10709 | 0 | 48.56 | 0 | 0.895 | 56.925 | 8.365 | 0 | 48.56 | 0.61636 | 0 | 0 |  | 0 |  | 0
|  |  |  | 24.68 | 49.36 | 0 | 0 | 0 | 0 | 0 | 7.48 | 0.12502 | 0 | 49.36 | 0 | 8.572 | 57.067 | 7.707 | 0 | 49.36 | 1 | 0 | 0 |  | 0 |  | 0
|  |  |  | 23.44 | 46.88 | 0 | 0 | 0 | 0 | 0 | 7.48 | 0.12502 | 0 | 46.88 | 0 | 19.281 | 46.88 | 0 | 0 | 46.88 | 1 | 0 | 0 |  | 0 |  | 0
|  |  |  | 22.16 | 44.32 | 0 | 0 | 0 | 0 | 0 | 7.48 | 0.12502 | 0 | 44.32 | 0 | 19.04 | 44.32 | 0 | 0 | 44.32 | 1 | 0 | 0 |  | 0 |  | 0
|  |  |  | 22.96 | 45.92 | 0 | 0 | 0 | 0 | 0 | 12.23 | 0.12502 | 0 | 45.92 | 0 | 9.741 | 45.92 | 0 | 0 | 45.92 | 1 | 0 | 0 |  | 0 |  | 0
|  |  |  | 22.36 | 44.72 | 0 | 0 | 0 | 0 | 0 | 12.23 | 0.12502 | 0 | 44.72 | 1.328 | 0 | 43.392 | 0 | 0 | 43.392 | 1 | 0 | 0 |  | 0 |  | 0
|  |  |  | 21.96 | 43.92 | 0 | 0 | 0 | 0 | 0 | 12.23 | 0.12502 | 0 | 43.92 | 20.157 | 0 | 23.763 | 0 | 0 | 23.763 | 1 | 0 | 0 |  | 0 |  | 0
|  |  |  | 23.44 | 46.88 | 0 | 0 | 0 | 0 | 0 | 12.23 | 0.12502 | 0 | 46.88 | 42.599 | 0 | 3.989 | 0 | 0 | 3.989 | 0.98383 | 0 | 0.292 |  | 0 |  | 0
|  |  |  | 23.64 | 47.28 | 0 | 0 | 0 | 0 | 0 | 7.48 | 0.12502 | 0 | 47.28 | 47.28 | 0 | 0 | 0 | 0 | 0 | 0.98383 | 0 | 0 |  | 0 |  | 0
|  |  |  | 22.96 | 45.92 | 0 | 0 | 0 | 0 | 0 | 7.48 | 0.12502 | 0 | 45.92 | 40.135 | 0 | 0 | 0 | 0 | 0 | 0.66337 | 0 | 5.785 |  | 0 |  | 0
|  |  |  | 22 | 44 | 0 | 0 | 0 | 0 | 0 | 7.48 | 0.12502 | 0 | 44 | 35.635 | 0 | 0 | 0 | 0 | 0 | 0.2 | 0 | 8.365 |  | 0 |  | 0
|  |  |  | 21.88 | 43.76 | 0 | 0 | 0 | 0 | 0 | 7.48 | 0.10709 | 8.365 | 43.76 | 43.76 | 0 | 0 | 0 | 0 | 0 | 0.61636 | 0 | 0 |  | 0 |  | 0
|  |  |  | 24.08 | 48.16 | 0 | 0 | 0 | 0 | 0 | 7.48 | 0.10709 | 0.756 | 48.16 | 48.16 | 0 | 0 | 0 | 0 | 0 | 0.654 | 0 | 0 |  | 0 |  | 0
|  |  |  | 24.64 | 49.28 | 0 | 0 | 0 | 0 | 0 | 7.48 | 0.10709 | 0 | 49.28 | 49.28 | 0 | 0 | 0 | 0 | 0 | 0.654 | 0 | 0 |  | 0 |  | 0
|  |  |  | 19.6 | 39.2 | 0 | 0 | 0 | 0 | 0 | 7.48 | 0.10709 | 0 | 39.2 | 39.2 | 0 | 0 | 0 | 0 | 0 | 0.654 | 0 | 0 |  | 0 |  | 0
|  |  |  | 18.24 | 36.48 | 0 | 0 | 0 | 0 | 0 | 7.48 | 0.10709 | 0 | 36.48 | 36.48 | 0 | 0 | 0 | 0 | 0 | 0.654 | 0 | 0 |  | 0 |  | 0
|  |  |  | 15.36 | 30.72 | 0 | 0 | 0 | 0 | 0 | 7.48 | 0.10709 | 0 | 30.72 | 30.72 | 0 | 0 | 0 | 0 | 0 | 0.654 | 0 | 0 |  | 0 |  | 0
|  |  |  | 13.36 | 26.72 | 0 | 0 | 0 | 0 | 0 | 7.48 | 0.10709 | 0 | 26.72 | 26.72 | 0 | 0 | 0 | 0 | 0 | 0.654 | 0 | 0 |  | 0 |  | 0
|  |  |  | 13.96 | 27.92 | 0 | 0 | 0 | 0 | 0 | 7.48 | 0.10709 | 0 | 27.92 | 27.92 | 0 | 0 | 0 | 0 | 0 | 0.654 | 0 | 0 |  | 0 |  | 0
|  |  |  | 15.28 | 30.56 | 0 | 0 | 0 | 0 | 0 | 7.48 | 0.10709 | 0 | 30.56 | 30.56 | 0 | 0 | 0 | 0 | 0 | 0.654 | 0 | 0 |  | 0 |  | 0
|  |  |  | 16.64 | 33.28 | 0 | 0 | 0 | 0 | 0 | 7.48 | 0.10709 | 0 | 33.28 | 33.28 | 0 | 0 | 0 | 0 | 0 | 0.654 | 0 | 0 |  | 0 |  | 0
|  |  |  | 24.4 | 48.8 | 0 | 0 | 0 | 0 | 0 | 7.48 | 0.10709 | 0 | 48.8 | 48.8 | 0 | 0 | 0 | 0 | 0 | 0.654 | 0 | 0 |  | 0 |  | 0
|  |  |  | 24.84 | 49.68 | 0 | 0 | 0 | 0 | 0 | 7.48 | 0.10709 | 0 | 49.68 | 32.403 | 0 | 17.277 | 0 | 0 | 17.277 | 0.654 | 0 | 0 |  | 0 |  | 0
|  |  |  | 29.4 | 58.8 | 0 | 0 | 0 | 0 | 0 | 7.48 | 0.10709 | 0 | 58.8 | 19.858 | 0 | 38.942 | 0 | 0 | 38.942 | 0.654 | 0 | 0 |  | 0 |  | 0
|  |  |  | 29.32 | 58.64 | 0 | 0 | 0 | 0 | 0 | 7.48 | 0.10709 | 0 | 58.64 | 3.815 | 0 | 54.825 | 0 | 0 | 54.825 | 0.654 | 0 | 0 |  | 0 |  | 0
|  |  |  | 30.56 | 61.12 | 0 | 0 | 0 | 0 | 0 | 7.48 | 0.12502 | 0 | 61.12 | 0 | 0 | 63.93 | 2.81 | 0 | 61.12 | 0.79387 | 0 | 0 |  | 0 |  | 0
|  |  |  | 33.6 | 67.2 | 0 | 0 | 0 | 0 | 0 | 7.48 | 0.12502 | 0 | 67.2 | 0 | 0 | 65.845 | 0 | 0 | 65.845 | 0.71884 | 0 | 1.355 |  | 0 |  | 0
|  |  |  | 28.88 | 57.76 | 0 | 0 | 0 | 0 | 0 | 7.48 | 0.12502 | 0 | 57.76 | 0 | 0 | 63.409 | 5.649 | 0 | 57.76 | 1 | 0 | 0 |  | 0 |  | 0
|  |  |  | 27.24 | 54.48 | 0 | 0 | 0 | 0 | 0 | 12.23 | 0.12502 | 0 | 54.48 | 0.468 | 0 | 54.012 | 0 | 0 | 54.012 | 1 | 0 | 0 |  | 0 |  | 0
|  |  |  | 26.04 | 52.08 | 0 | 0 | 0 | 0 | 0 | 12.23 | 0.12502 | 0 | 52.08 | 11.125 | 0 | 40.955 | 0 | 0 | 40.955 | 1 | 0 | 0 |  | 0 |  | 0
|  |  |  | 25.68 | 51.36 | 0 | 0 | 0 | 0 | 0 | 12.23 | 0.12502 | 0 | 51.36 | 29.015 | 0 | 22.345 | 0 | 0 | 22.345 | 1 | 0 | 0 |  | 0 |  | 0
|  |  |  | 25.84 | 51.68 | 0 | 0 | 0 | 0 | 0 | 12.23 | 0.12502 | 0 | 51.68 | 42.599 | 0 | 3.601 | 0 | 0 | 3.601 | 0.69644 | 0 | 5.48 |  | 0 |  | 0
|  |  |  | 27.96 | 55.92 | 0 | 0 | 0 | 0 | 0 | 7.48 | 0.12502 | 0 | 55.92 | 55.47 | 0 | 0 | 0 | 0 | 0 | 0.6715 | 0 | 0.45 |  | 0 |  | 0
|  |  |  | 28.44 | 56.88 | 0 | 0 | 0 | 0 | 0 | 7.48 | 0.12502 | 0 | 56.88 | 55.47 | 0 | 0 | 0 | 0 | 0 | 0.59339 | 0 | 1.41 |  | 0 |  | 0
|  |  |  | 29.36 | 58.72 | 0 | 0 | 0 | 0 | 0 | 7.48 | 0.12502 | 0 | 58.72 | 51.989 | 0 | 0 | 0 | 0 | 0 | 0.2205 | 0 | 6.731 |  | 0 |  | 0
|  |  |  | 27.92 | 55.84 | 0 | 0 | 0 | 0 | 0 | 7.48 | 0.10709 | 0 | 55.84 | 55.47 | 0 | 0 | 0 | 0 | 0 | 0.2 | 0 | 0.37 |  | 0 |  | 0
|  |  |  | 25.92 | 51.84 | 0 | 0 | 0 | 0 | 0 | 7.48 | 0.10709 | 0 | 51.84 | 51.84 | 0 | 0 | 0 | 0 | 0 | 0.2 | 0 | 0 |  | 0 |  | 0
|  |  |  | 20.36 | 40.72 | 0 | 0 | 0 | 0 | 0 | 7.48 | 0.10709 | 0 | 40.72 | 40.72 | 0 | 0 | 0 | 0 | 0 | 0.2 | 0 | 0 |  | 0 |  | 0
|  |  |  | 15.92 | 31.84 | 0 | 0 | 0 | 0 | 0 | 7.48 | 0.10709 | 0 | 31.84 | 31.84 | 0 | 0 | 0 | 0 | 0 | 0.2 | 0 | 0 |  | 0 |  | 0
|  |  |  | 14.72 | 29.44 | 0 | 0 | 0 | 0 | 0 | 7.48 | 0.10709 | 0 | 29.44 | 29.44 | 0 | 0 | 0 | 0 | 0 | 0.2 | 0 | 0 |  | 0 |  | 0
|  |  |  | 14.12 | 28.24 | 0 | 0 | 0 | 0 | 0 | 7.48 | 0.10709 | 0 | 28.24 | 28.24 | 0 | 0 | 0 | 0 | 0 | 0.2 | 0 | 0 |  | 0 |  | 0
|  |  |  | 14.2 | 28.4 | 0 | 0 | 0 | 0 | 0 | 7.48 | 0.10709 | 0 | 28.4 | 28.4 | 0 | 0 | 0 | 0 | 0 | 0.2 | 0 | 0 |  | 0 |  | 0
|  |  |  | 14.8 | 29.6 | 0 | 0 | 0 | 0 | 0 | 7.48 | 0.10709 | 0 | 29.6 | 29.6 | 0 | 0 | 0 | 0 | 0 | 0.2 | 0 | 0 |  | 0 |  | 0
|  |  |  | 15.6 | 31.2 | 0 | 0 | 0 | 0 | 0 | 7.48 | 0.10709 | 0 | 31.2 | 31.2 | 0 | 0 | 0 | 0 | 0 | 0.2 | 0 | 0 |  | 0 |  | 0
|  |  |  | 17.08 | 34.16 | 0 | 0 | 0 | 0 | 0 | 7.48 | 0.10709 | 0 | 34.16 | 34.16 | 0 | 0 | 0 | 0 | 0 | 0.2 | 0 | 0 |  | 0 |  | 0
|  |  |  | 23.44 | 46.88 | 0 | 0 | 0 | 0 | 0 | 7.48 | 0.10709 | 0 | 46.88 | 46.88 | 0 | 0 | 0 | 0 | 0 | 0.2 | 0 | 0 |  | 0 |  | 0
|  |  |  | 26.8 | 53.6 | 0 | 0 | 0 | 0 | 0 | 7.48 | 0.10709 | 0 | 53.6 | 36.954 | 0 | 16.646 | 0 | 0 | 16.646 | 0.2 | 0 | 0 |  | 0 |  | 0
|  |  |  | 27.04 | 54.08 | 0 | 0 | 0 | 0 | 0 | 7.48 | 0.10709 | 0 | 54.08 | 15.889 | 0 | 38.191 | 0 | 0 | 38.191 | 0.2 | 0 | 0 |  | 0 |  | 0
|  |  |  | 28.92 | 57.84 | 0 | 0 | 0 | 0 | 0 | 7.48 | 0.10709 | 0 | 57.84 | 3.015 | 0 | 54.825 | 0 | 0 | 54.825 | 0.2 | 0 | 0 |  | 0 |  | 0
|  |  |  | 28.4 | 56.8 | 0 | 0 | 0 | 0 | 0 | 7.48 | 0.10709 | 0 | 56.8 | 0 | 0 | 63.445 | 6.645 | 0 | 56.8 | 0.53076 | 0 | 0 |  | 0 |  | 0
|  |  |  | 29 | 58 | 0 | 0 | 0 | 0 | 0 | 7.48 | 0.10709 | 0 | 58 | 0 | 0 | 65.445 | 7.445 | 0 | 58 | 0.90136 | 0 | 0 |  | 0 |  | 0
|  |  |  | 28 | 56 | 0 | 0 | 0 | 0 | 0 | 7.48 | 0.10709 | 0 | 56 | 0 | 2.881 | 57.982 | 1.982 | 0 | 56 | 1 | 0 | 0 |  | 0 |  | 0
|  |  |  | 26.52 | 53.04 | 0 | 0 | 0 | 0 | 0 | 7.48 | 0.10709 | 0 | 53.04 | 0 | 0.403 | 53.04 | 0 | 0 | 53.04 | 1 | 0 | 0 |  | 0 |  | 0
|  |  |  | 25.4 | 50.8 | 0 | 0 | 0 | 0 | 0 | 7.48 | 0.10709 | 0 | 50.8 | 10.536 | 0 | 40.264 | 0 | 0 | 40.264 | 1 | 0 | 0 |  | 0 |  | 0
|  |  |  | 24.88 | 49.76 | 0 | 0 | 0 | 0 | 0 | 7.48 | 0.10709 | 0 | 49.76 | 39.721 | 0 | 10.039 | 0 | 0 | 10.039 | 1 | 0 | 0 |  | 0 |  | 0
|  |  |  | 25.68 | 51.36 | 0 | 0 | 0 | 0 | 0 | 7.48 | 0.10709 | 0 | 51.36 | 50.717 | 0 | 0.643 | 0 | 0 | 0.643 | 1 | 0 | 0 |  | 0 |  | 0
|  |  |  | 27.04 | 54.08 | 0 | 0 | 0 | 0 | 0 | 7.48 | 0.10709 | 0 | 54.08 | 54.08 | 0 | 0 | 0 | 0 | 0 | 1 | 0 | 0 |  | 0 |  | 0
|  |  |  | 26.84 | 53.68 | 0 | 0 | 0 | 0 | 0 | 7.48 | 0.10709 | 0 | 53.68 | 53.68 | 0 | 0 | 0 | 0 | 0 | 1 | 0 | 0 |  | 0 |  | 0
|  |  |  | 26.96 | 53.92 | 0 | 0 | 0 | 0 | 0 | 7.48 | 0.10709 | 0 | 53.92 | 53.92 | 0 | 0 | 0 | 0 | 0 | 1 | 0 | 0 |  | 0 |  | 0
|  |  |  | 25.76 | 51.52 | 0 | 0 | 0 | 0 | 0 | 7.48 | 0.10709 | 0 | 51.52 | 51.52 | 0 | 0 | 0 | 0 | 0 | 1 | 0 | 0 |  | 0 |  | 0
|  |  |  | 24.12 | 48.24 | 0 | 0 | 0 | 0 | 0 | 7.48 | 0.10709 | 0 | 48.24 | 48.24 | 0 | 0 | 0 | 0 | 0 | 1 | 0 | 0 |  | 0 |  | 0
|  |  |  | 18.56 | 37.12 | 0 | 0 | 0 | 0 | 0 | 7.48 | 0.10709 | 0 | 37.12 | 37.12 | 0 | 0 | 0 | 0 | 0 | 1 | 0 | 0 |  | 0 |  | 0
|  |  |  | 12.88 | 25.76 | 0 | 0 | 0 | 0 | 0 | 7.48 | 0.10709 | 0 | 25.76 | 25.76 | 0 | 0 | 0 | 0 | 0 | 1 | 0 | 0 |  | 0 |  | 0
|  |  |  | 10.72 | 21.44 | 0 | 0 | 0 | 0 | 0 | 7.48 | 0.10709 | 0 | 21.44 | 21.44 | 0 | 0 | 0 | 0 | 0 | 1 | 0 | 0 |  | 0 |  | 0
|  |  |  | 10.28 | 20.56 | 0 | 0 | 0 | 0 | 0 | 7.48 | 0.10709 | 0 | 20.56 | 20.56 | 0 | 0 | 0 | 0 | 0 | 1 | 0 | 0 |  | 0 |  | 0
|  |  |  | 12.8 | 25.6 | 0 | 0 | 0 | 0 | 0 | 7.48 | 0.10709 | 0 | 25.6 | 25.6 | 0 | 0 | 0 | 0 | 0 | 1 | 0 | 0 |  | 0 |  | 0
|  |  |  | 13.84 | 27.68 | 0 | 0 | 0 | 0 | 0 | 7.48 | 0.10709 | 0 | 27.68 | 27.68 | 0 | 0 | 0 | 0 | 0 | 1 | 0 | 0 |  | 0 |  | 0
|  |  |  | 14.48 | 28.96 | 0 | 0 | 0 | 0 | 0 | 7.48 | 0.10709 | 0 | 28.96 | 28.96 | 0 | 0 | 0 | 0 | 0 | 1 | 0 | 0 |  | 0 |  | 0
|  |  |  | 15.08 | 30.16 | 0 | 0 | 0 | 0 | 0 | 7.48 | 0.10709 | 0 | 30.16 | 30.16 | 0 | 0 | 0 | 0 | 0 | 1 | 0 | 0 |  | 0 |  | 0
|  |  |  | 22.48 | 44.96 | 0 | 0 | 0 | 0 | 0 | 7.48 | 0.10709 | 0 | 44.96 | 44.96 | 0 | 0 | 0 | 0 | 0 | 1 | 0 | 0 |  | 0 |  | 0
|  |  |  | 25.72 | 51.44 | 0 | 0 | 0 | 0 | 0 | 7.48 | 0.10709 | 0 | 51.44 | 35.485 | 0 | 15.955 | 0 | 0 | 15.955 | 1 | 0 | 0 |  | 0 |  | 0
|  |  |  | 26.12 | 52.24 | 0 | 0 | 0 | 0 | 0 | 7.48 | 0.10709 | 0 | 52.24 | 17.177 | 0 | 35.063 | 0 | 0 | 35.063 | 1 | 0 | 0 |  | 0 |  | 0
|  |  |  | 28.2 | 56.4 | 0 | 0 | 0 | 0 | 0 | 7.48 | 0.10709 | 0 | 56.4 | 3.176 | 0 | 53.224 | 0 | 0 | 53.224 | 1 | 0 | 0 |  | 0 |  | 0
|  |  |  | 32.44 | 64.88 | 0 | 0 | 0 | 0 | 0 | 7.48 | 0.10709 | 0 | 64.88 | 23.586 | 0 | 41.294 | 0 | 0 | 41.294 | 1 | 0 | 0 |  | 0 |  | 0
|  |  |  | 29.04 | 58.08 | 0 | 0 | 0 | 0 | 0 | 7.48 | 0.10709 | 0 | 58.08 | 2.171 | 0 | 52.849 | 0 | 0 | 52.849 | 0.83049 | 0 | 3.06 |  | 0 |  | 0
|  |  |  | 28.48 | 56.96 | 0 | 0 | 0 | 0 | 0 | 7.48 | 0.10709 | 0 | 56.96 | 0 | 0 | 60.365 | 3.405 | 0 | 56.96 | 1 | 0 | 0 |  | 0 |  | 0
|  |  |  | 27.2 | 54.4 | 0 | 0 | 0 | 0 | 0 | 7.48 | 0.10709 | 0 | 54.4 | 1.37 | 0 | 53.03 | 0 | 0 | 53.03 | 1 | 0 | 0 |  | 0 |  | 0
|  |  |  | 26.64 | 53.28 | 0 | 0 | 0 | 0 | 0 | 7.48 | 0.10709 | 0 | 53.28 | 13.538 | 0 | 39.742 | 0 | 0 | 39.742 | 1 | 0 | 0 |  | 0 |  | 0
|  |  |  | 24.24 | 48.48 | 0 | 0 | 0 | 0 | 0 | 7.48 | 0.10709 | 0 | 48.48 | 27.057 | 0 | 21.423 | 0 | 0 | 21.423 | 1 | 0 | 0 |  | 0 |  | 0
|  |  |  | 25.36 | 50.72 | 0 | 0 | 0 | 0 | 0 | 7.48 | 0.10709 | 0 | 50.72 | 47.519 | 0 | 3.201 | 0 | 0 | 3.201 | 1 | 0 | 0 |  | 0 |  | 0
|  |  |  | 26.36 | 52.72 | 0 | 0 | 0 | 0 | 0 | 7.48 | 0.10709 | 0 | 52.72 | 52.72 | 0 | 0 | 0 | 0 | 0 | 1 | 0 | 0 |  | 0 |  | 0
|  |  |  | 25.16 | 50.32 | 0 | 0 | 0 | 0 | 0 | 7.48 | 0.10709 | 0 | 50.32 | 50.32 | 0 | 0 | 0 | 0 | 0 | 1 | 0 | 0 |  | 0 |  | 0
|  |  |  | 25.48 | 50.96 | 0 | 0 | 0 | 0 | 0 | 7.48 | 0.10709 | 0 | 50.96 | 50.96 | 0 | 0 | 0 | 0 | 0 | 1 | 0 | 0 |  | 0 |  | 0
|  |  |  | 20.36 | 40.72 | 0 | 0 | 0 | 0 | 0 | 7.48 | 0.10709 | 0 | 40.72 | 40.72 | 0 | 0 | 0 | 0 | 0 | 1 | 0 | 0 |  | 0 |  | 0
|  |  |  | 20.04 | 40.08 | 0 | 0 | 0 | 0 | 0 | 7.48 | 0.10709 | 0 | 40.08 | 40.08 | 0 | 0 | 0 | 0 | 0 | 1 | 0 | 0 |  | 0 |  | 0
|  |  |  | 17.48 | 34.96 | 0 | 0 | 0 | 0 | 0 | 7.48 | 0.10709 | 0 | 34.96 | 34.96 | 0 | 0 | 0 | 0 | 0 | 1 | 0 | 0 |  | 0 |  | 0
|  |  |  | 12.72 | 25.44 | 0 | 0 | 0 | 0 | 0 | 7.48 | 0.10709 | 0 | 25.44 | 25.44 | 0 | 0 | 0 | 0 | 0 | 1 | 0 | 0 |  | 0 |  | 0
|  |  |  | 10.88 | 21.76 | 0 | 0 | 0 | 0 | 0 | 7.48 | 0.10709 | 0 | 21.76 | 21.76 | 0 | 0 | 0 | 0 | 0 | 1 | 0 | 0 |  | 0 |  | 0
|  |  |  | 9.96 | 19.92 | 0 | 0 | 0 | 0 | 0 | 7.48 | 0.10709 | 0 | 19.92 | 19.92 | 0 | 0 | 0 | 0 | 0 | 1 | 0 | 0 |  | 0 |  | 0
|  |  |  | 10.6 | 21.2 | 0 | 0 | 0 | 0 | 0 | 7.48 | 0.10709 | 0 | 21.2 | 21.2 | 0 | 0 | 0 | 0 | 0 | 1 | 0 | 0 |  | 0 |  | 0
|  |  |  | 13.44 | 26.88 | 0 | 0 | 0 | 0 | 0 | 7.48 | 0.10709 | 0 | 26.88 | 26.88 | 0 | 0 | 0 | 0 | 0 | 1 | 0 | 0 |  | 0 |  | 0
|  |  |  | 14.12 | 28.24 | 0 | 0 | 0 | 0 | 0 | 7.48 | 0.10709 | 0 | 28.24 | 28.24 | 0 | 0 | 0 | 0 | 0 | 1 | 0 | 0 |  | 0 |  | 0
|  |  |  | 14.88 | 29.76 | 0 | 0 | 0 | 0 | 0 | 7.48 | 0.10709 | 0 | 29.76 | 29.76 | 0 | 0 | 0 | 0 | 0 | 1 | 0 | 0 |  | 0 |  | 0
|  |  |  | 16.24 | 32.48 | 0 | 0 | 0 | 0 | 0 | 7.48 | 0.10709 | 0 | 32.48 | 32.48 | 0 | 0 | 0 | 0 | 0 | 1 | 0 | 0 |  | 0 |  | 0
|  |  |  | 16.12 | 32.24 | 0 | 0 | 0 | 0 | 0 | 7.48 | 0.10709 | 0 | 32.24 | 26.158 | 0 | 2.764 | 0 | 0 | 2.764 | 0.81622 | 0 | 3.318 |  | 0 |  | 0
|  |  |  | 15.76 | 31.52 | 0 | 0 | 0 | 0 | 0 | 7.48 | 0.10709 | 0 | 31.52 | 0 | 0 | 24.115 | 0 | 0 | 24.115 | 0.406 | 0 | 7.405 |  | 0 |  | 0
|  |  |  | 14.76 | 29.52 | 0 | 0 | 0 | 0 | 0 | 7.48 | 0.10709 | 0 | 29.52 | 0 | 0 | 33.717 | 4.197 | 0 | 29.52 | 0.6149 | 0 | 0 |  | 0 |  | 0
|  |  |  | 14.6 | 29.2 | 0 | 0 | 0 | 0 | 0 | 7.48 | 0.12502 | 0 | 29.2 | 0 | 0 | 25.533 | 0 | 0 | 25.533 | 0.41178 | 0 | 3.667 |  | 0 |  | 0
|  |  |  | 14.64 | 29.28 | 0 | 0 | 0 | 0 | 0 | 7.48 | 0.12502 | 0 | 29.28 | 0 | 5.286 | 37.645 | 8.365 | 0 | 29.28 | 0.82814 | 0 | 0 |  | 0 |  | 0
|  |  |  | 14.64 | 29.28 | 0 | 0 | 0 | 0 | 0 | 7.48 | 0.12502 | 0 | 29.28 | 0 | 0 | 21.69 | 0 | 0 | 21.69 | 0.40768 | 0 | 7.59 |  | 0 |  | 0
|  |  |  | 14.24 | 28.48 | 0 | 0 | 0 | 0 | 0 | 12.23 | 0.12502 | 0 | 28.48 | 0 | 7.832 | 36.845 | 8.365 | 0 | 28.48 | 0.82405 | 0 | 0 |  | 0 |  | 0
|  |  |  | 14.8 | 29.6 | 0 | 0 | 0 | 0 | 0 | 12.23 | 0.12502 | 0 | 29.6 | 0 | 0 | 33.135 | 3.535 | 0 | 29.6 | 1 | 0 | 0 |  | 0 |  | 0
|  |  |  | 14.68 | 29.36 | 0 | 0 | 0 | 0 | 0 | 12.23 | 0.12502 | 0 | 29.36 | 12.786 | 0 | 16.574 | 0 | 0 | 16.574 | 1 | 0 | 0 |  | 0 |  | 0
|  |  |  | 15.6 | 31.2 | 0 | 0 | 0 | 0 | 0 | 12.23 | 0.12502 | 0 | 31.2 | 30.145 | 0 | 1.055 | 0 | 0 | 1.055 | 1 | 0 | 0 |  | 0 |  | 0
|  |  |  | 16.88 | 33.76 | 0 | 0 | 0 | 0 | 0 | 7.48 | 0.12502 | 0 | 33.76 | 33.76 | 0 | 0 | 0 | 0 | 0 | 1 | 0 | 0 |  | 0 |  | 0
|  |  |  | 16.68 | 33.36 | 0 | 0 | 0 | 0 | 0 | 7.48 | 0.12502 | 0 | 33.36 | 27.283 | 0 | 0 | 0 | 0 | 0 | 0.66337 | 0 | 6.077 |  | 0 |  | 0
|  |  |  | 16.8 | 33.6 | 0 | 0 | 0 | 0 | 0 | 7.48 | 0.12502 | 0 | 33.6 | 25.235 | 0 | 0 | 0 | 0 | 0 | 0.2 | 0 | 8.365 |  | 0 |  | 0
|  |  |  | 17.16 | 34.32 | 0 | 0 | 0 | 0 | 0 | 7.48 | 0.10709 | 0 | 34.32 | 34.32 | 0 | 0 | 0 | 0 | 0 | 0.2 | 0 | 0 |  | 0 |  | 0
|  |  |  | 16.96 | 33.92 | 0 | 0 | 0 | 0 | 0 | 7.48 | 0.10709 | 0 | 33.92 | 33.92 | 0 | 0 | 0 | 0 | 0 | 0.2 | 0 | 0 |  | 0 |  | 0
|  |  |  | 16.96 | 33.92 | 0 | 0 | 0 | 0 | 0 | 7.48 | 0.10709 | 0 | 33.92 | 33.92 | 0 | 0 | 0 | 0 | 0 | 0.2 | 0 | 0 |  | 0 |  | 0
|  |  |  | 11.92 | 23.84 | 0 | 0 | 0 | 0 | 0 | 7.48 | 0.10709 | 0 | 23.84 | 23.84 | 0 | 0 | 0 | 0 | 0 | 0.2 | 0 | 0 |  | 0 |  | 0
|  |  |  | 10.4 | 20.8 | 0 | 0 | 0 | 0 | 0 | 7.48 | 0.10709 | 0 | 20.8 | 20.8 | 0 | 0 | 0 | 0 | 0 | 0.2 | 0 | 0 |  | 0 |  | 0
|  |  |  | 10.56 | 21.12 | 0 | 0 | 0 | 0 | 0 | 7.48 | 0.10709 | 0 | 21.12 | 21.12 | 0 | 0 | 0 | 0 | 0 | 0.2 | 0 | 0 |  | 0 |  | 0
|  |  |  | 12.96 | 25.92 | 0 | 0 | 0 | 0 | 0 | 7.48 | 0.10709 | 0 | 25.92 | 25.92 | 0 | 0 | 0 | 0 | 0 | 0.2 | 0 | 0 |  | 0 |  | 0
|  |  |  | 13.36 | 26.72 | 0 | 0 | 0 | 0 | 0 | 7.48 | 0.10709 | 0 | 26.72 | 26.72 | 0 | 0 | 0 | 0 | 0 | 0.2 | 0 | 0 |  | 0 |  | 0
|  |  |  | 14.52 | 29.04 | 0 | 0 | 0 | 0 | 0 | 7.48 | 0.10709 | 0 | 29.04 | 29.04 | 0 | 0 | 0 | 0 | 0 | 0.2 | 0 | 0 |  | 0 |  | 0
|  |  |  | 16.44 | 32.88 | 0 | 0 | 0 | 0 | 0 | 7.48 | 0.10709 | 0 | 32.88 | 32.88 | 0 | 0 | 0 | 0 | 0 | 0.2 | 0 | 0 |  | 0 |  | 0
|  |  |  | 23.52 | 47.04 | 0 | 0 | 0 | 0 | 0 | 7.48 | 0.10709 | 0 | 47.04 | 47.04 | 0 | 0 | 0 | 0 | 0 | 0.2 | 0 | 0 |  | 0 |  | 0
|  |  |  | 23.88 | 47.76 | 0 | 0 | 0 | 0 | 0 | 7.48 | 0.10709 | 0 | 47.76 | 42.971 | 0 | 4.789 | 0 | 0 | 4.789 | 0.2 | 0 | 0 |  | 0 |  | 0
|  |  |  | 23.28 | 46.56 | 0 | 0 | 0 | 0 | 0 | 7.48 | 0.10709 | 0 | 46.56 | 10.552 | 0 | 36.008 | 0 | 0 | 36.008 | 0.2 | 0 | 0 |  | 0 |  | 0
|  |  |  | 22.64 | 45.28 | 0 | 0 | 0 | 0 | 0 | 7.48 | 0.10709 | 0 | 45.28 | 0 | 0 | 51.418 | 6.138 | 0 | 45.28 | 0.50552 | 0 | 0 |  | 0 |  | 0
|  |  |  | 22.48 | 44.96 | 0 | 0 | 0 | 0 | 0 | 7.48 | 0.12502 | 0 | 44.96 | 0 | 5.828 | 53.325 | 8.365 | 0 | 44.96 | 0.92189 | 0 | 0 |  | 0 |  | 0
|  |  |  | 22.04 | 44.08 | 0 | 0 | 0 | 0 | 0 | 7.48 | 0.12502 | 0 | 44.08 | 0 | 16.838 | 45.649 | 1.569 | 0 | 44.08 | 1 | 0 | 0 |  | 0 |  | 0
|  |  |  | 21.76 | 43.52 | 0 | 0 | 0 | 0 | 0 | 7.48 | 0.12502 | 0 | 43.52 | 0 | 16.615 | 43.52 | 0 | 0 | 43.52 | 1 | 0 | 0 |  | 0 |  | 0
|  |  |  | 21.8 | 43.6 | 0 | 0 | 0 | 0 | 0 | 12.23 | 0.12502 | 0 | 43.6 | 0 | 11.019 | 43.6 | 0 | 0 | 43.6 | 1 | 0 | 0 |  | 0 |  | 0
|  |  |  | 21.28 | 42.56 | 0 | 0 | 0 | 0 | 0 | 12.23 | 0.12502 | 0 | 42.56 | 1.787 | 0 | 40.773 | 0 | 0 | 40.773 | 1 | 0 | 0 |  | 0 |  | 0
|  |  |  | 21.92 | 43.84 | 0 | 0 | 0 | 0 | 0 | 12.23 | 0.12502 | 0 | 43.84 | 22.15 | 0 | 21.69 | 0 | 0 | 21.69 | 1 | 0 | 0 |  | 0 |  | 0
|  |  |  | 23.12 | 46.24 | 0 | 0 | 0 | 0 | 0 | 12.23 | 0.12502 | 0 | 46.24 | 42.599 | 0 | 1.479 | 0 | 0 | 1.479 | 0.88025 | 0 | 2.162 |  | 0 |  | 0
|  |  |  | 24.8 | 49.6 | 0 | 0 | 0 | 0 | 0 | 7.48 | 0.12502 | 0 | 49.6 | 49.6 | 0 | 0 | 0 | 0 | 0 | 0.88025 | 0 | 0 |  | 0 |  | 0
|  |  |  | 24.96 | 49.92 | 0 | 0 | 0 | 0 | 0 | 7.48 | 0.12502 | 0 | 49.92 | 46.005 | 0 | 0 | 0 | 0 | 0 | 0.66337 | 0 | 3.915 |  | 0 |  | 0
|  |  |  | 25.64 | 51.28 | 0 | 0 | 0 | 0 | 0 | 7.48 | 0.12502 | 0 | 51.28 | 42.915 | 0 | 0 | 0 | 0 | 0 | 0.2 | 0 | 8.365 |  | 0 |  | 0
|  |  |  | 26.16 | 52.32 | 0 | 0 | 0 | 0 | 0 | 7.48 | 0.10709 | 0 | 52.32 | 52.32 | 0 | 0 | 0 | 0 | 0 | 0.2 | 0 | 0 |  | 0 |  | 0
|  |  |  | 24.48 | 48.96 | 0 | 0 | 0 | 0 | 0 | 7.48 | 0.10709 | 0 | 48.96 | 48.96 | 0 | 0 | 0 | 0 | 0 | 0.2 | 0 | 0 |  | 0 |  | 0
|  |  |  | 23.4 | 46.8 | 0 | 0 | 0 | 0 | 0 | 7.48 | 0.10709 | 0 | 46.8 | 46.8 | 0 | 0 | 0 | 0 | 0 | 0.2 | 0 | 0 |  | 0 |  | 0
|  |  |  | 19.48 | 38.96 | 0 | 0 | 0 | 0 | 0 | 7.48 | 0.10709 | 0 | 38.96 | 38.96 | 0 | 0 | 0 | 0 | 0 | 0.2 | 0 | 0 |  | 0 |  | 0
|  |  |  | 18.4 | 36.8 | 0 | 0 | 0 | 0 | 0 | 7.48 | 0.10709 | 0 | 36.8 | 36.8 | 0 | 0 | 0 | 0 | 0 | 0.2 | 0 | 0 |  | 0 |  | 0
|  |  |  | 18.56 | 37.12 | 0 | 0 | 0 | 0 | 0 | 7.48 | 0.10709 | 0 | 37.12 | 37.12 | 0 | 0 | 0 | 0 | 0 | 0.2 | 0 | 0 |  | 0 |  | 0
|  |  |  | 18.2 | 36.4 | 0 | 0 | 0 | 0 | 0 | 7.48 | 0.10709 | 0 | 36.4 | 36.4 | 0 | 0 | 0 | 0 | 0 | 0.2 | 0 | 0 |  | 0 |  | 0
|  |  |  | 18.8 | 37.6 | 0 | 0 | 0 | 0 | 0 | 7.48 | 0.10709 | 0 | 37.6 | 37.6 | 0 | 0 | 0 | 0 | 0 | 0.2 | 0 | 0 |  | 0 |  | 0
|  |  |  | 19.36 | 38.72 | 0 | 0 | 0 | 0 | 0 | 7.48 | 0.10709 | 0 | 38.72 | 38.72 | 0 | 0 | 0 | 0 | 0 | 0.2 | 0 | 0 |  | 0 |  | 0
|  |  |  | 21.04 | 42.08 | 0 | 0 | 0 | 0 | 0 | 7.48 | 0.10709 | 0 | 42.08 | 42.08 | 0 | 0 | 0 | 0 | 0 | 0.2 | 0 | 0 |  | 0 |  | 0
|  |  |  | 22.44 | 44.88 | 0 | 0 | 0 | 0 | 0 | 7.48 | 0.10709 | 0 | 44.88 | 44.88 | 0 | 0 | 0 | 0 | 0 | 0.2 | 0 | 0 |  | 0 |  | 0
|  |  |  | 23.4 | 46.8 | 0 | 0 | 0 | 0 | 0 | 7.48 | 0.10709 | 0 | 46.8 | 35.682 | 0 | 11.118 | 0 | 0 | 11.118 | 0.2 | 0 | 0 |  | 0 |  | 0
|  |  |  | 24.36 | 48.72 | 0 | 0 | 0 | 0 | 0 | 7.48 | 0.10709 | 0 | 48.72 | 46.914 | 0 | 1.806 | 0 | 0 | 1.806 | 0.2 | 0 | 0 |  | 0 |  | 0
|  |  |  | 23.48 | 46.96 | 0 | 0 | 0 | 0 | 0 | 7.48 | 0.10709 | 0 | 46.96 | 6.284 | 0 | 40.676 | 0 | 0 | 40.676 | 0.2 | 0 | 0 |  | 0 |  | 0
|  |  |  | 23.32 | 46.64 | 0 | 0 | 0 | 0 | 0 | 7.48 | 0.12502 | 0 | 46.64 | 0 | 3.797 | 55.005 | 8.365 | 0 | 46.64 | 0.61636 | 0 | 0 |  | 0 |  | 0
|  |  |  | 23 | 46 | 0 | 0 | 0 | 0 | 0 | 7.48 | 0.12502 | 0 | 46 | 0 | 9.92 | 53.707 | 7.707 | 0 | 46 | 1 | 0 | 0 |  | 0 |  | 0
|  |  |  | 22.64 | 45.28 | 0 | 0 | 0 | 0 | 0 | 7.48 | 0.12502 | 0 | 45.28 | 0 | 17.219 | 45.28 | 0 | 0 | 45.28 | 1 | 0 | 0 |  | 0 |  | 0
|  |  |  | 22.88 | 45.76 | 0 | 0 | 0 | 0 | 0 | 12.23 | 0.12502 | 0 | 45.76 | 21.039 | 0 | 24.721 | 0 | 0 | 24.721 | 1 | 0 | 0 |  | 0 |  | 0
|  |  |  | 22.68 | 45.36 | 0 | 0 | 0 | 0 | 0 | 12.23 | 0.12502 | 0 | 45.36 | 4.441 | 0 | 40.919 | 0 | 0 | 40.919 | 1 | 0 | 0 |  | 0 |  | 0
|  |  |  | 23 | 46 | 0 | 0 | 0 | 0 | 0 | 12.23 | 0.12502 | 0 | 46 | 24.868 | 0 | 21.132 | 0 | 0 | 21.132 | 1 | 0 | 0 |  | 0 |  | 0
|  |  |  | 24.96 | 49.92 | 0 | 0 | 0 | 0 | 0 | 12.23 | 0.12502 | 0 | 49.92 | 42.599 | 0 | 2.934 | 0 | 0 | 2.934 | 0.75699 | 0 | 4.387 |  | 0 |  | 0
|  |  |  | 25.44 | 50.88 | 0 | 0 | 0 | 0 | 0 | 7.48 | 0.12502 | 0 | 50.88 | 50.88 | 0 | 0 | 0 | 0 | 0 | 0.75699 | 0 | 0 |  | 0 |  | 0
|  |  |  | 23.56 | 47.12 | 0 | 0 | 0 | 0 | 0 | 7.48 | 0.12502 | 0 | 47.12 | 45.43 | 0 | 0 | 0 | 0 | 0 | 0.66337 | 0 | 1.69 |  | 0 |  | 0
|  |  |  | 22.36 | 44.72 | 0 | 0 | 0 | 0 | 0 | 7.48 | 0.12502 | 0 | 44.72 | 36.355 | 0 | 0 | 0 | 0 | 0 | 0.2 | 0 | 8.365 |  | 0 |  | 0
|  |  |  | 21.8 | 43.6 | 0 | 0 | 0 | 0 | 0 | 7.48 | 0.10709 | 0 | 43.6 | 43.6 | 0 | 0 | 0 | 0 | 0 | 0.2 | 0 | 0 |  | 0 |  | 0
|  |  |  | 22.16 | 44.32 | 0 | 0 | 0 | 0 | 0 | 7.48 | 0.10709 | 0 | 44.32 | 44.32 | 0 | 0 | 0 | 0 | 0 | 0.2 | 0 | 0 |  | 0 |  | 0
|  |  |  | 21.88 | 43.76 | 0 | 0 | 0 | 0 | 0 | 7.48 | 0.10709 | 0 | 43.76 | 43.76 | 0 | 0 | 0 | 0 | 0 | 0.2 | 0 | 0 |  | 0 |  | 0
|  |  |  | 19.48 | 38.96 | 0 | 0 | 0 | 0 | 0 | 7.48 | 0.10709 | 0 | 38.96 | 38.96 | 0 | 0 | 0 | 0 | 0 | 0.2 | 0 | 0 |  | 0 |  | 0
|  |  |  | 18.56 | 37.12 | 0 | 0 | 0 | 0 | 0 | 7.48 | 0.10709 | 0 | 37.12 | 37.12 | 0 | 0 | 0 | 0 | 0 | 0.2 | 0 | 0 |  | 0 |  | 0
|  |  |  | 17.6 | 35.2 | 0 | 0 | 0 | 0 | 0 | 7.48 | 0.10709 | 0 | 35.2 | 35.2 | 0 | 0 | 0 | 0 | 0 | 0.2 | 0 | 0 |  | 0 |  | 0
|  |  |  | 17.88 | 35.76 | 0 | 0 | 0 | 0 | 0 | 7.48 | 0.10709 | 0 | 35.76 | 35.76 | 0 | 0 | 0 | 0 | 0 | 0.2 | 0 | 0 |  | 0 |  | 0
|  |  |  | 18.68 | 37.36 | 0 | 0 | 0 | 0 | 0 | 7.48 | 0.10709 | 0 | 37.36 | 37.36 | 0 | 0 | 0 | 0 | 0 | 0.2 | 0 | 0 |  | 0 |  | 0
|  |  |  | 18.96 | 37.92 | 0 | 0 | 0 | 0 | 0 | 7.48 | 0.10709 | 0 | 37.92 | 37.92 | 0 | 0 | 0 | 0 | 0 | 0.2 | 0 | 0 |  | 0 |  | 0
|  |  |  | 20.24 | 40.48 | 0 | 0 | 0 | 0 | 0 | 7.48 | 0.10709 | 0 | 40.48 | 40.48 | 0 | 0 | 0 | 0 | 0 | 0.2 | 0 | 0 |  | 0 |  | 0
|  |  |  | 21.32 | 42.64 | 0 | 0 | 0 | 0 | 0 | 7.48 | 0.10709 | 0 | 42.64 | 42.64 | 0 | 0 | 0 | 0 | 0 | 0.2 | 0 | 0 |  | 0 |  | 0
|  |  |  | 22.12 | 44.24 | 0 | 0 | 0 | 0 | 0 | 7.48 | 0.10709 | 0 | 44.24 | 28.2 | 0 | 16.04 | 0 | 0 | 16.04 | 0.2 | 0 | 0 |  | 0 |  | 0
|  |  |  | 24.36 | 48.72 | 0 | 0 | 0 | 0 | 0 | 7.48 | 0.10709 | 0 | 48.72 | 9.814 | 0 | 38.906 | 0 | 0 | 38.906 | 0.2 | 0 | 0 |  | 0 |  | 0
|  |  |  | 23.76 | 47.52 | 0 | 0 | 0 | 0 | 0 | 7.48 | 0.10709 | 0 | 47.52 | 0 | 1.135 | 55.885 | 8.365 | 0 | 47.52 | 0.61636 | 0 | 0 |  | 0 |  | 0
|  |  |  | 23.32 | 46.64 | 0 | 0 | 0 | 0 | 0 | 7.48 | 0.12502 | 0 | 46.64 | 0 | 13.875 | 54.347 | 7.707 | 0 | 46.64 | 1 | 0 | 0 |  | 0 |  | 0
|  |  |  | 22.64 | 45.28 | 0 | 0 | 0 | 0 | 0 | 7.48 | 0.12502 | 0 | 45.28 | 0 | 27.355 | 45.28 | 0 | 0 | 45.28 | 1 | 0 | 0 |  | 0 |  | 0
|  |  |  | 21.96 | 43.92 | 0 | 0 | 0 | 0 | 0 | 7.48 | 0.12502 | 0 | 43.92 | 0 | 27.199 | 43.92 | 0 | 0 | 43.92 | 1 | 0 | 0 |  | 0 |  | 0
|  |  |  | 23.36 | 46.72 | 0 | 0 | 0 | 0 | 0 | 12.23 | 0.12502 | 0 | 46.72 | 0 | 14.906 | 46.72 | 0 | 0 | 46.72 | 1 | 0 | 0 |  | 0 |  | 0
|  |  |  | 24.36 | 48.72 | 0 | 0 | 0 | 0 | 0 | 12.23 | 0.12502 | 0 | 48.72 | 2.564 | 0 | 46.156 | 0 | 0 | 46.156 | 1 | 0 | 0 |  | 0 |  | 0
|  |  |  | 24.84 | 49.68 | 0 | 0 | 0 | 0 | 0 | 12.23 | 0.12502 | 0 | 49.68 | 25.008 | 0 | 24.672 | 0 | 0 | 24.672 | 1 | 0 | 0 |  | 0 |  | 0
|  |  |  | 24.96 | 49.92 | 0 | 0 | 0 | 0 | 0 | 12.23 | 0.12502 | 0 | 49.92 | 42.599 | 0 | 3.88 | 0 | 0 | 3.88 | 0.80938 | 0 | 3.441 |  | 0 |  | 0
|  |  |  | 25.96 | 51.92 | 0 | 0 | 0 | 0 | 0 | 7.48 | 0.12502 | 0 | 51.92 | 51.92 | 0 | 0 | 0 | 0 | 0 | 0.80938 | 0 | 0 |  | 0 |  | 0
|  |  |  | 23.64 | 47.28 | 0 | 0 | 0 | 0 | 0 | 7.48 | 0.12502 | 0 | 47.28 | 44.644 | 0 | 0 | 0 | 0 | 0 | 0.66337 | 0 | 2.636 |  | 0 |  | 0
|  |  |  | 22.92 | 45.84 | 0 | 0 | 0 | 0 | 0 | 7.48 | 0.12502 | 0 | 45.84 | 37.475 | 0 | 0 | 0 | 0 | 0 | 0.2 | 0 | 8.365 |  | 0 |  | 0
|  |  |  | 24.88 | 49.76 | 0 | 0 | 0 | 0 | 0 | 7.48 | 0.10709 | 0 | 49.76 | 49.76 | 0 | 0 | 0 | 0 | 0 | 0.2 | 0 | 0 |  | 0 |  | 0
|  |  |  | 26 | 52 | 0 | 0 | 0 | 0 | 0 | 7.48 | 0.10709 | 0 | 52 | 52 | 0 | 0 | 0 | 0 | 0 | 0.2 | 0 | 0 |  | 0 |  | 0
|  |  |  | 23.96 | 47.92 | 0 | 0 | 0 | 0 | 0 | 7.48 | 0.10709 | 0 | 47.92 | 47.92 | 0 | 0 | 0 | 0 | 0 | 0.2 | 0 | 0 |  | 0 |  | 0
|  |  |  | 19.68 | 39.36 | 0 | 0 | 0 | 0 | 0 | 7.48 | 0.10709 | 0 | 39.36 | 39.36 | 0 | 0 | 0 | 0 | 0 | 0.2 | 0 | 0 |  | 0 |  | 0
|  |  |  | 18.68 | 37.36 | 0 | 0 | 0 | 0 | 0 | 7.48 | 0.10709 | 0 | 37.36 | 37.36 | 0 | 0 | 0 | 0 | 0 | 0.2 | 0 | 0 |  | 0 |  | 0
|  |  |  | 18.24 | 36.48 | 0 | 0 | 0 | 0 | 0 | 7.48 | 0.10709 | 0 | 36.48 | 36.48 | 0 | 0 | 0 | 0 | 0 | 0.2 | 0 | 0 |  | 0 |  | 0
|  |  |  | 17.88 | 35.76 | 0 | 0 | 0 | 0 | 0 | 7.48 | 0.10709 | 0 | 35.76 | 35.76 | 0 | 0 | 0 | 0 | 0 | 0.2 | 0 | 0 |  | 0 |  | 0
|  |  |  | 18.84 | 37.68 | 0 | 0 | 0 | 0 | 0 | 7.48 | 0.10709 | 0 | 37.68 | 37.68 | 0 | 0 | 0 | 0 | 0 | 0.2 | 0 | 0 |  | 0 |  | 0
|  |  |  | 19.2 | 38.4 | 0 | 0 | 0 | 0 | 0 | 7.48 | 0.10709 | 0 | 38.4 | 38.4 | 0 | 0 | 0 | 0 | 0 | 0.2 | 0 | 0 |  | 0 |  | 0
|  |  |  | 16.88 | 33.76 | 0 | 0 | 0 | 0 | 0 | 7.48 | 0.10709 | 0 | 33.76 | 33.76 | 0 | 0 | 0 | 0 | 0 | 0.2 | 0 | 0 |  | 0 |  | 0
|  |  |  | 24.84 | 49.68 | 0 | 0 | 0 | 0 | 0 | 7.48 | 0.10709 | 0 | 49.68 | 49.68 | 0 | 0 | 0 | 0 | 0 | 0.2 | 0 | 0 |  | 0 |  | 0
|  |  |  | 28.56 | 57.12 | 0 | 0 | 0 | 0 | 0 | 7.48 | 0.10709 | 0 | 57.12 | 40.91 | 0 | 16.21 | 0 | 0 | 16.21 | 0.2 | 0 | 0 |  | 0 |  | 0
|  |  |  | 30.4 | 60.8 | 0 | 0 | 0 | 0 | 0 | 7.48 | 0.10709 | 0 | 60.8 | 21.967 | 0 | 38.833 | 0 | 0 | 38.833 | 0.2 | 0 | 0 |  | 0 |  | 0
|  |  |  | 30.12 | 60.24 | 0 | 0 | 0 | 0 | 0 | 7.48 | 0.10709 | 0 | 60.24 | 4.397 | 0 | 55.843 | 0 | 0 | 55.843 | 0.2 | 0 | 0 |  | 0 |  | 0
|  |  |  | 31.72 | 63.44 | 0 | 0 | 0 | 0 | 0 | 7.48 | 0.12502 | 0 | 63.44 | 0 | 0 | 65.773 | 2.333 | 0 | 63.44 | 0.31612 | 0 | 0 |  | 0 |  | 0
|  |  |  | 33.56 | 67.12 | 0 | 0 | 0 | 0 | 0 | 7.48 | 0.12502 | 0 | 67.12 | 0 | 0 | 68.076 | 0.956 | 0 | 67.12 | 0.36372 | 0 | 0 |  | 0 |  | 0
|  |  |  | 29.4 | 58.8 | 0 | 0 | 0 | 0 | 0 | 7.48 | 0.12502 | 0 | 58.8 | 0 | 0 | 65.603 | 6.803 | 0 | 58.8 | 0.70235 | 0 | 0 |  | 0 |  | 0
|  |  |  | 25.48 | 50.96 | 0 | 0 | 0 | 0 | 0 | 12.23 | 0.12502 | 0 | 50.96 | 0 | 0.225 | 56.94 | 5.98 | 0 | 50.96 | 1 | 0 | 0 |  | 0 |  | 0
|  |  |  | 24.2 | 48.4 | 0 | 0 | 0 | 0 | 0 | 12.23 | 0.12502 | 0 | 48.4 | 4.717 | 0 | 43.683 | 0 | 0 | 43.683 | 1 | 0 | 0 |  | 0 |  | 0
|  |  |  | 24.72 | 49.44 | 0 | 0 | 0 | 0 | 0 | 12.23 | 0.12502 | 0 | 49.44 | 26.453 | 0 | 22.987 | 0 | 0 | 22.987 | 1 | 0 | 0 |  | 0 |  | 0
|  |  |  | 26.12 | 52.24 | 0 | 0 | 0 | 0 | 0 | 12.23 | 0.12502 | 0 | 52.24 | 42.599 | 0 | 3.443 | 0 | 0 | 3.443 | 0.65668 | 0 | 6.198 |  | 0 |  | 0
|  |  |  | 27.52 | 55.04 | 0 | 0 | 0 | 0 | 0 | 7.48 | 0.12502 | 0.43 | 55.04 | 55.04 | 0 | 0 | 0 | 0 | 0 | 0.67808 | 0 | 0 |  | 0 |  | 0
|  |  |  | 29.12 | 58.24 | 0 | 0 | 0 | 0 | 0 | 7.48 | 0.12502 | 0 | 58.24 | 55.47 | 0 | 0 | 0 | 0 | 0 | 0.52463 | 0 | 2.77 |  | 0 |  | 0
|  |  |  | 29.68 | 59.36 | 0 | 0 | 0 | 0 | 0 | 7.48 | 0.12502 | 0 | 59.36 | 55.47 | 0 | 0 | 0 | 0 | 0 | 0.30914 | 0 | 3.89 |  | 0 |  | 0
|  |  |  | 28.72 | 57.44 | 0 | 0 | 0 | 0 | 0 | 7.48 | 0.10709 | 0 | 57.44 | 55.47 | 0 | 0 | 0 | 0 | 0 | 0.2 | 0 | 1.97 |  | 0 |  | 0
|  |  |  | 26.36 | 52.72 | 0 | 0 | 0 | 0 | 0 | 7.48 | 0.10709 | 0 | 52.72 | 52.72 | 0 | 0 | 0 | 0 | 0 | 0.2 | 0 | 0 |  | 0 |  | 0
|  |  |  | 19.8 | 39.6 | 0 | 0 | 0 | 0 | 0 | 7.48 | 0.10709 | 0 | 39.6 | 39.6 | 0 | 0 | 0 | 0 | 0 | 0.2 | 0 | 0 |  | 0 |  | 0
|  |  |  | 15.44 | 30.88 | 0 | 0 | 0 | 0 | 0 | 7.48 | 0.10709 | 0 | 30.88 | 30.88 | 0 | 0 | 0 | 0 | 0 | 0.2 | 0 | 0 |  | 0 |  | 0
|  |  |  | 14.04 | 28.08 | 0 | 0 | 0 | 0 | 0 | 7.48 | 0.10709 | 0 | 28.08 | 28.08 | 0 | 0 | 0 | 0 | 0 | 0.2 | 0 | 0 |  | 0 |  | 0
|  |  |  | 13.8 | 27.6 | 0 | 0 | 0 | 0 | 0 | 7.48 | 0.10709 | 0 | 27.6 | 27.6 | 0 | 0 | 0 | 0 | 0 | 0.2 | 0 | 0 |  | 0 |  | 0
|  |  |  | 13.6 | 27.2 | 0 | 0 | 0 | 0 | 0 | 7.48 | 0.10709 | 0 | 27.2 | 27.2 | 0 | 0 | 0 | 0 | 0 | 0.2 | 0 | 0 |  | 0 |  | 0
|  |  |  | 14.36 | 28.72 | 0 | 0 | 0 | 0 | 0 | 7.48 | 0.10709 | 0 | 28.72 | 28.72 | 0 | 0 | 0 | 0 | 0 | 0.2 | 0 | 0 |  | 0 |  | 0
|  |  |  | 14.76 | 29.52 | 0 | 0 | 0 | 0 | 0 | 7.48 | 0.10709 | 0 | 29.52 | 29.52 | 0 | 0 | 0 | 0 | 0 | 0.2 | 0 | 0 |  | 0 |  | 0
|  |  |  | 17.12 | 34.24 | 0 | 0 | 0 | 0 | 0 | 7.48 | 0.10709 | 0 | 34.24 | 34.24 | 0 | 0 | 0 | 0 | 0 | 0.2 | 0 | 0 |  | 0 |  | 0
|  |  |  | 24.32 | 48.64 | 0 | 0 | 0 | 0 | 0 | 7.48 | 0.10709 | 0 | 48.64 | 48.64 | 0 | 0 | 0 | 0 | 0 | 0.2 | 0 | 0 |  | 0 |  | 0
|  |  |  | 26.64 | 53.28 | 0 | 0 | 0 | 0 | 0 | 7.48 | 0.10709 | 0 | 53.28 | 38.343 | 0 | 14.937 | 0 | 0 | 14.937 | 0.2 | 0 | 0 |  | 0 |  | 0
|  |  |  | 28.4 | 56.8 | 0 | 0 | 0 | 0 | 0 | 7.48 | 0.10709 | 0 | 56.8 | 19.87 | 0 | 36.93 | 0 | 0 | 36.93 | 0.2 | 0 | 0 |  | 0 |  | 0
|  |  |  | 27.8 | 55.6 | 0 | 0 | 0 | 0 | 0 | 7.48 | 0.10709 | 0 | 55.6 | 2.218 | 0 | 53.382 | 0 | 0 | 53.382 | 0.2 | 0 | 0 |  | 0 |  | 0
|  |  |  | 32.96 | 65.92 | 0 | 0 | 0 | 0 | 0 | 7.48 | 0.10709 | 0 | 65.92 | 3.772 | 0 | 62.148 | 0 | 0 | 62.148 | 0.2 | 0 | 0 |  | 0 |  | 0
|  |  |  | 29.48 | 58.96 | 0 | 0 | 0 | 0 | 0 | 7.48 | 0.10709 | 0 | 58.96 | 0 | 0 | 65.785 | 6.825 | 0 | 58.96 | 0.53972 | 0 | 0 |  | 0 |  | 0
|  |  |  | 27.64 | 55.28 | 0 | 0 | 0 | 0 | 0 | 7.48 | 0.10709 | 0 | 55.28 | 0 | 0.103 | 63.645 | 8.365 | 0 | 55.28 | 0.95608 | 0 | 0 |  | 0 |  | 0
|  |  |  | 26.64 | 53.28 | 0 | 0 | 0 | 0 | 0 | 7.48 | 0.10709 | 0 | 53.28 | 0 | 1.451 | 54.162 | 0.882 | 0 | 53.28 | 1 | 0 | 0 |  | 0 |  | 0
|  |  |  | 27 | 54 | 0 | 0 | 0 | 0 | 0 | 7.48 | 0.10709 | 0 | 54 | 12.378 | 0 | 41.622 | 0 | 0 | 41.622 | 1 | 0 | 0 |  | 0 |  | 0
|  |  |  | 26.48 | 52.96 | 0 | 0 | 0 | 0 | 0 | 7.48 | 0.10709 | 0 | 52.96 | 30.967 | 0 | 21.993 | 0 | 0 | 21.993 | 1 | 0 | 0 |  | 0 |  | 0
|  |  |  | 26.6 | 53.2 | 0 | 0 | 0 | 0 | 0 | 7.48 | 0.10709 | 0 | 53.2 | 50.169 | 0 | 3.031 | 0 | 0 | 3.031 | 1 | 0 | 0 |  | 0 |  | 0
|  |  |  | 27.68 | 55.36 | 0 | 0 | 0 | 0 | 0 | 7.48 | 0.10709 | 0 | 55.36 | 55.36 | 0 | 0 | 0 | 0 | 0 | 1 | 0 | 0 |  | 0 |  | 0
|  |  |  | 28.72 | 57.44 | 0 | 0 | 0 | 0 | 0 | 7.48 | 0.10709 | 0 | 57.44 | 55.47 | 0 | 0 | 0 | 0 | 0 | 0.89086 | 0 | 1.97 |  | 0 |  | 0
|  |  |  | 29.76 | 59.52 | 0 | 0 | 0 | 0 | 0 | 7.48 | 0.10709 | 0 | 59.52 | 55.47 | 0 | 0 | 0 | 0 | 0 | 0.66651 | 0 | 4.05 |  | 0 |  | 0
|  |  |  | 29.28 | 58.56 | 0 | 0 | 0 | 0 | 0 | 7.48 | 0.10709 | 0 | 58.56 | 55.47 | 0 | 0 | 0 | 0 | 0 | 0.49533 | 0 | 3.09 |  | 0 |  | 0
|  |  |  | 27.92 | 55.84 | 0 | 0 | 0 | 0 | 0 | 7.48 | 0.10709 | 0 | 55.84 | 55.47 | 0 | 0 | 0 | 0 | 0 | 0.47483 | 0 | 0.37 |  | 0 |  | 0
|  |  |  | 24.12 | 48.24 | 0 | 0 | 0 | 0 | 0 | 7.48 | 0.10709 | 0.524 | 48.24 | 48.24 | 0 | 0 | 0 | 0 | 0 | 0.50093 | 0 | 0 |  | 0 |  | 0
|  |  |  | 19.84 | 39.68 | 0 | 0 | 0 | 0 | 0 | 7.48 | 0.10709 | 0 | 39.68 | 39.68 | 0 | 0 | 0 | 0 | 0 | 0.50093 | 0 | 0 |  | 0 |  | 0
|  |  |  | 18.68 | 37.36 | 0 | 0 | 0 | 0 | 0 | 7.48 | 0.10709 | 0 | 37.36 | 37.36 | 0 | 0 | 0 | 0 | 0 | 0.50093 | 0 | 0 |  | 0 |  | 0
|  |  |  | 18.72 | 37.44 | 0 | 0 | 0 | 0 | 0 | 7.48 | 0.10709 | 0 | 37.44 | 37.44 | 0 | 0 | 0 | 0 | 0 | 0.50093 | 0 | 0 |  | 0 |  | 0
|  |  |  | 18.6 | 37.2 | 0 | 0 | 0 | 0 | 0 | 7.48 | 0.10709 | 0 | 37.2 | 37.2 | 0 | 0 | 0 | 0 | 0 | 0.50093 | 0 | 0 |  | 0 |  | 0
|  |  |  | 19.08 | 38.16 | 0 | 0 | 0 | 0 | 0 | 7.48 | 0.10709 | 0 | 38.16 | 38.16 | 0 | 0 | 0 | 0 | 0 | 0.50093 | 0 | 0 |  | 0 |  | 0
|  |  |  | 19.72 | 39.44 | 0 | 0 | 0 | 0 | 0 | 7.48 | 0.10709 | 0 | 39.44 | 39.44 | 0 | 0 | 0 | 0 | 0 | 0.50093 | 0 | 0 |  | 0 |  | 0
|  |  |  | 21.44 | 42.88 | 0 | 0 | 0 | 0 | 0 | 7.48 | 0.10709 | 0 | 42.88 | 42.88 | 0 | 0 | 0 | 0 | 0 | 0.50093 | 0 | 0 |  | 0 |  | 0
|  |  |  | 25.16 | 50.32 | 0 | 0 | 0 | 0 | 0 | 7.48 | 0.10709 | 0 | 50.32 | 50.32 | 0 | 0 | 0 | 0 | 0 | 0.50093 | 0 | 0 |  | 0 |  | 0
|  |  |  | 25.68 | 51.36 | 0 | 0 | 0 | 0 | 0 | 7.48 | 0.10709 | 0 | 51.36 | 37.696 | 0 | 13.664 | 0 | 0 | 13.664 | 0.50093 | 0 | 0 |  | 0 |  | 0
|  |  |  | 28.12 | 56.24 | 0 | 0 | 0 | 0 | 0 | 7.48 | 0.10709 | 0 | 56.24 | 22.475 | 0 | 33.765 | 0 | 0 | 33.765 | 0.50093 | 0 | 0 |  | 0 |  | 0
|  |  |  | 29.04 | 58.08 | 0 | 0 | 0 | 0 | 0 | 7.48 | 0.10709 | 0 | 58.08 | 8.663 | 0 | 49.417 | 0 | 0 | 49.417 | 0.50093 | 0 | 0 |  | 0 |  | 0
|  |  |  | 31.32 | 62.64 | 0 | 0 | 0 | 0 | 0 | 7.48 | 0.10709 | 0 | 62.64 | 2.311 | 0 | 60.329 | 0 | 0 | 60.329 | 0.50093 | 0 | 0 |  | 0 |  | 0
|  |  |  | 32.96 | 65.92 | 0 | 0 | 0 | 0 | 0 | 7.48 | 0.10709 | 0 | 65.92 | 0.596 | 0 | 65.324 | 0 | 0 | 65.324 | 0.50093 | 0 | 0 |  | 0 |  | 0
|  |  |  | 28.52 | 57.04 | 0 | 0 | 0 | 0 | 0 | 7.48 | 0.10709 | 0 | 57.04 | 0 | 0 | 63.712 | 6.672 | 0 | 57.04 | 0.83302 | 0 | 0 |  | 0 |  | 0
|  |  |  | 26.32 | 52.64 | 0 | 0 | 0 | 0 | 0 | 7.48 | 0.10709 | 0 | 52.64 | 0 | 0 | 55.54 | 2.9 | 0 | 52.64 | 0.97738 | 0 | 0 |  | 0 |  | 0
|  |  |  | 26.04 | 52.08 | 0 | 0 | 0 | 0 | 0 | 7.48 | 0.10709 | 0 | 52.08 | 11.113 | 0 | 40.967 | 0 | 0 | 40.967 | 0.97738 | 0 | 0 |  | 0 |  | 0
|  |  |  | 25.48 | 50.96 | 0 | 0 | 0 | 0 | 0 | 7.48 | 0.10709 | 0 | 50.96 | 29.67 | 0 | 21.29 | 0 | 0 | 21.29 | 0.97738 | 0 | 0 |  | 0 |  | 0
|  |  |  | 26.76 | 53.52 | 0 | 0 | 0 | 0 | 0 | 7.48 | 0.10709 | 0 | 53.52 | 50.707 | 0 | 2.813 | 0 | 0 | 2.813 | 0.97738 | 0 | 0 |  | 0 |  | 0
|  |  |  | 28.16 | 56.32 | 0 | 0 | 0 | 0 | 0 | 7.48 | 0.10709 | 0 | 56.32 | 55.47 | 0 | 0 | 0 | 0 | 0 | 0.93028 | 0 | 0.85 |  | 0 |  | 0
|  |  |  | 29.16 | 58.32 | 0 | 0 | 0 | 0 | 0 | 7.48 | 0.10709 | 0 | 58.32 | 55.47 | 0 | 0 | 0 | 0 | 0 | 0.7724 | 0 | 2.85 |  | 0 |  | 0
|  |  |  | 28.08 | 56.16 | 0 | 0 | 0 | 0 | 0 | 7.48 | 0.10709 | 0 | 56.16 | 55.47 | 0 | 0 | 0 | 0 | 0 | 0.73417 | 0 | 0.69 |  | 0 |  | 0
|  |  |  | 27.6 | 55.2 | 0 | 0 | 0 | 0 | 0 | 7.48 | 0.10709 | 0 | 55.2 | 55.2 | 0 | 0 | 0 | 0 | 0 | 0.73417 | 0 | 0 |  | 0 |  | 0
|  |  |  | 27.28 | 54.56 | 0 | 0 | 0 | 0 | 0 | 7.48 | 0.10709 | 0 | 54.56 | 54.56 | 0 | 0 | 0 | 0 | 0 | 0.73417 | 0 | 0 |  | 0 |  | 0
|  |  |  | 19.6267 | 39.2533 | 0 | 0 | 0 | 0 | 0 | 7.48 | 0.10709 | 0 | 39.253 | 39.253 | 0 | 0 | 0 | 0 | 0 | 0.73417 | 0 | 0 |  | 0 |  | 0
|  |  |  | 15.2133 | 30.4267 | 0 | 0 | 0 | 0 | 0 | 7.48 | 0.10709 | 0 | 30.427 | 30.427 | 0 | 0 | 0 | 0 | 0 | 0.73417 | 0 | 0 |  | 0 |  | 0
|  |  |  | 14.84 | 29.68 | 0 | 0 | 0 | 0 | 0 | 7.48 | 0.10709 | 0 | 29.68 | 29.68 | 0 | 0 | 0 | 0 | 0 | 0.73417 | 0 | 0 |  | 0 |  | 0
|  |  |  | 13.48 | 26.96 | 0 | 0 | 0 | 0 | 0 | 7.48 | 0.10709 | 0 | 26.96 | 26.96 | 0 | 0 | 0 | 0 | 0 | 0.73417 | 0 | 0 |  | 0 |  | 0
|  |  |  | 14.4933 | 28.9867 | 0 | 0 | 0 | 0 | 0 | 7.48 | 0.10709 | 0 | 28.987 | 28.987 | 0 | 0 | 0 | 0 | 0 | 0.73417 | 0 | 0 |  | 0 |  | 0
|  |  |  | 16.08 | 32.16 | 0 | 0 | 0 | 0 | 0 | 7.48 | 0.10709 | 0 | 32.16 | 32.16 | 0 | 0 | 0 | 0 | 0 | 0.73417 | 0 | 0 |  | 0 |  | 0
|  |  |  | 15.4533 | 30.9067 | 0 | 0 | 0 | 0 | 0 | 7.48 | 0.10709 | 0 | 30.907 | 30.907 | 0 | 0 | 0 | 0 | 0 | 0.73417 | 0 | 0 |  | 0 |  | 0
|  |  |  | 16.28 | 32.56 | 0 | 0 | 0 | 0 | 0 | 7.48 | 0.10709 | 0 | 32.56 | 32.56 | 0 | 0 | 0 | 0 | 0 | 0.73417 | 0 | 0 |  | 0 |  | 0
|  |  |  | 23.52 | 47.04 | 0 | 0 | 0 | 0 | 0 | 7.48 | 0.10709 | 0 | 47.04 | 47.04 | 0 | 0 | 0 | 0 | 0 | 0.73417 | 0 | 0 |  | 0 |  | 0
|  |  |  | 26.4 | 52.8 | 0 | 0 | 0 | 0 | 0 | 7.48 | 0.10709 | 0 | 52.8 | 39.282 | 0 | 13.518 | 0 | 0 | 13.518 | 0.73417 | 0 | 0 |  | 0 |  | 0
|  |  |  | 28.3333 | 56.6667 | 0 | 0 | 0 | 0 | 0 | 7.48 | 0.10709 | 0 | 56.667 | 21.75 | 0 | 34.917 | 0 | 0 | 34.917 | 0.73417 | 0 | 0 |  | 0 |  | 0
|  |  |  | 28.4667 | 56.9333 | 0 | 0 | 0 | 0 | 0 | 7.48 | 0.10709 | 0 | 56.933 | 5.77 | 0 | 51.163 | 0 | 0 | 51.163 | 0.73417 | 0 | 0 |  | 0 |  | 0
|  |  |  | 29.84 | 59.68 | 0 | 0 | 0 | 0 | 0 | 7.48 | 0.12502 | 0 | 59.68 | 0 | 0 | 60.559 | 0.879 | 0 | 59.68 | 0.77795 | 0 | 0 |  | 0 |  | 0
|  |  |  | 31.76 | 63.52 | 0 | 0 | 0 | 0 | 0 | 7.48 | 0.12502 | 0 | 63.52 | 0 | 0 | 64.391 | 0.871 | 0 | 63.52 | 0.82128 | 0 | 0 |  | 0 |  | 0
|  |  |  | 30 | 60 | 0 | 0 | 0 | 0 | 0 | 7.48 | 0.12502 | 0 | 60 | 0 | 0 | 63.59 | 3.59 | 0 | 60 | 1 | 0 | 0 |  | 0 |  | 0
|  |  |  | 27.56 | 55.12 | 0 | 0 | 0 | 0 | 0 | 12.23 | 0.12502 | 0 | 55.12 | 0.004 | 0 | 55.116 | 0 | 0 | 55.116 | 1 | 0 | 0 |  | 0 |  | 0
|  |  |  | 26.44 | 52.88 | 0 | 0 | 0 | 0 | 0 | 12.23 | 0.12502 | 0 | 52.88 | 11.78 | 0 | 41.1 | 0 | 0 | 41.1 | 1 | 0 | 0 |  | 0 |  | 0
|  |  |  | 26.2 | 52.4 | 0 | 0 | 0 | 0 | 0 | 12.23 | 0.12502 | 0 | 52.4 | 30.819 | 0 | 21.581 | 0 | 0 | 21.581 | 1 | 0 | 0 |  | 0 |  | 0
|  |  |  | 26.4 | 52.8 | 0 | 0 | 0 | 0 | 0 | 12.23 | 0.12502 | 0 | 52.8 | 42.599 | 0 | 3.128 | 0 | 0 | 3.128 | 0.6082 | 0 | 7.073 |  | 0 |  | 0
|  |  |  | 27.28 | 54.56 | 0 | 0 | 0 | 0 | 0 | 7.48 | 0.12502 | 0 | 54.56 | 54.56 | 0 | 0 | 0 | 0 | 0 | 0.6082 | 0 | 0 |  | 0 |  | 0
|  |  |  | 26.96 | 53.92 | 0 | 0 | 0 | 0 | 0 | 7.48 | 0.12502 | 0 | 53.92 | 53.92 | 0 | 0 | 0 | 0 | 0 | 0.6082 | 0 | 0 |  | 0 |  | 0
|  |  |  | 26.96 | 53.92 | 0 | 0 | 0 | 0 | 0 | 7.48 | 0.12502 | 0 | 53.92 | 46.551 | 0 | 0 | 0 | 0 | 0 | 0.2 | 0 | 7.369 |  | 0 |  | 0
|  |  |  | 27.16 | 54.32 | 0 | 0 | 0 | 0 | 0 | 7.48 | 0.10709 | 1.15 | 54.32 | 54.32 | 0 | 0 | 0 | 0 | 0 | 0.25724 | 0 | 0 |  | 0 |  | 0
|  |  |  | 26.68 | 53.36 | 0 | 0 | 0 | 0 | 0 | 7.48 | 0.10709 | 2.11 | 53.36 | 53.36 | 0 | 0 | 0 | 0 | 0 | 0.36226 | 0 | 0 |  | 0 |  | 0
|  |  |  | 20.32 | 40.64 | 0 | 0 | 0 | 0 | 0 | 7.48 | 0.10709 | 8.365 | 40.64 | 40.64 | 0 | 0 | 0 | 0 | 0 | 0.77862 | 0 | 0 |  | 0 |  | 0
|  |  |  | 15.28 | 30.56 | 0 | 0 | 0 | 0 | 0 | 7.48 | 0.10709 | 4.447 | 30.56 | 30.56 | 0 | 0 | 0 | 0 | 0 | 1 | 0 | 0 |  | 0 |  | 0
|  |  |  | 13.6 | 27.2 | 0 | 0 | 0 | 0 | 0 | 7.48 | 0.10709 | 0 | 27.2 | 27.2 | 0 | 0 | 0 | 0 | 0 | 1 | 0 | 0 |  | 0 |  | 0
|  |  |  | 13.6 | 27.2 | 0 | 0 | 0 | 0 | 0 | 7.48 | 0.10709 | 0 | 27.2 | 27.2 | 0 | 0 | 0 | 0 | 0 | 1 | 0 | 0 |  | 0 |  | 0
|  |  |  | 12.32 | 24.64 | 0 | 0 | 0 | 0 | 0 | 7.48 | 0.10709 | 0 | 24.64 | 24.64 | 0 | 0 | 0 | 0 | 0 | 1 | 0 | 0 |  | 0 |  | 0
|  |  |  | 13.6 | 27.2 | 0 | 0 | 0 | 0 | 0 | 7.48 | 0.10709 | 0 | 27.2 | 27.2 | 0 | 0 | 0 | 0 | 0 | 1 | 0 | 0 |  | 0 |  | 0
|  |  |  | 18.4 | 36.8 | 0 | 0 | 0 | 0 | 0 | 7.48 | 0.10709 | 0 | 36.8 | 36.8 | 0 | 0 | 0 | 0 | 0 | 1 | 0 | 0 |  | 0 |  | 0
|  |  |  | 23.68 | 47.36 | 0 | 0 | 0 | 0 | 0 | 7.48 | 0.10709 | 0 | 47.36 | 47.36 | 0 | 0 | 0 | 0 | 0 | 1 | 0 | 0 |  | 0 |  | 0
|  |  |  | 27.2 | 54.4 | 0 | 0 | 0 | 0 | 0 | 7.48 | 0.10709 | 0 | 54.4 | 54.4 | 0 | 0 | 0 | 0 | 0 | 1 | 0 | 0 |  | 0 |  | 0
|  |  |  | 29.6 | 59.2 | 0 | 0 | 0 | 0 | 0 | 7.48 | 0.10709 | 0 | 59.2 | 54.811 | 0 | 4.389 | 0 | 0 | 4.389 | 1 | 0 | 0 |  | 0 |  | 0
|  |  |  | 33.6 | 67.2 | 0 | 0 | 0 | 0 | 0 | 7.48 | 0.10709 | 0 | 67.2 | 54.252 | 0 | 12.948 | 0 | 0 | 12.948 | 1 | 0 | 0 |  | 0 |  | 0
|  |  |  | 34.88 | 69.76 | 0 | 0 | 0 | 0 | 0 | 7.48 | 0.10709 | 0 | 69.76 | 35.243 | 0 | 34.517 | 0 | 0 | 34.517 | 1 | 0 | 0 |  | 0 |  | 0
|  |  |  | 34.4 | 68.8 | 0 | 0 | 0 | 0 | 0 | 7.48 | 0.12502 | 0 | 68.8 | 8.435 | 0 | 60.365 | 0 | 0 | 60.365 | 1 | 0 | 0 |  | 0 |  | 0
|  |  |  | 34.72 | 69.44 | 0 | 0 | 0 | 0 | 0 | 7.48 | 0.12502 | 0 | 69.44 | 3.885 | 0 | 65.555 | 0 | 0 | 65.555 | 1 | 0 | 0 |  | 0 |  | 0
|  |  |  | 35.84 | 71.68 | 0 | 0 | 0 | 0 | 0 | 7.48 | 0.12502 | 0 | 71.68 | 10.345 | 0 | 61.335 | 0 | 0 | 61.335 | 1 | 0 | 0 |  | 0 |  | 0
|  |  |  | 33.28 | 66.56 | 0 | 0 | 0 | 0 | 0 | 12.23 | 0.12502 | 0 | 66.56 | 12.729 | 0 | 53.831 | 0 | 0 | 53.831 | 1 | 0 | 0 |  | 0 |  | 0
|  |  |  | 31.52 | 63.04 | 0 | 0 | 0 | 0 | 0 | 12.23 | 0.12502 | 0 | 63.04 | 22.91 | 0 | 40.13 | 0 | 0 | 40.13 | 1 | 0 | 0 |  | 0 |  | 0
|  |  |  | 31.68 | 63.36 | 0 | 0 | 0 | 0 | 0 | 12.23 | 0.12502 | 0 | 63.36 | 41.731 | 0 | 21.629 | 0 | 0 | 21.629 | 1 | 0 | 0 |  | 0 |  | 0
|  |  |  | 32.8 | 65.6 | 0 | 0 | 0 | 0 | 0 | 12.23 | 0.12502 | 0 | 65.6 | 55.099 | 0 | 2.57 | 0 | 0 | 2.57 | 0.56069 | 0 | 7.93 |  | 0 |  | 0
|  |  |  | 32.8 | 65.6 | 0 | 0 | 0 | 0 | 0 | 7.48 | 0.12502 | 0 | 65.6 | 62.801 | 0 | 0 | 0 | 0 | 0 | 0.40562 | 0 | 2.799 |  | 0 |  | 0
|  |  |  | 32.64 | 65.28 | 0 | 0 | 0 | 0 | 0 | 7.48 | 0.12502 | 0 | 65.28 | 62.801 | 0 | 0 | 0 | 0 | 0 | 0.26829 | 0 | 2.479 |  | 0 |  | 0
|  |  |  | 32 | 64 | 0 | 0 | 0 | 0 | 0 | 7.48 | 0.12502 | 0 | 64 | 62.767 | 0 | 0 | 0 | 0 | 0 | 0.2 | 0 | 1.233 |  | 0 |  | 0
|  |  |  | 29.76 | 59.52 | 0 | 0 | 0 | 0 | 0 | 7.48 | 0.10709 | 0 | 59.52 | 59.52 | 0 | 0 | 0 | 0 | 0 | 0.2 | 0 | 0 |  | 0 |  | 0
|  |  |  | 24.64 | 49.28 | 0 | 0 | 0 | 0 | 0 | 7.48 | 0.10709 | 0 | 49.28 | 49.28 | 0 | 0 | 0 | 0 | 0 | 0.2 | 0 | 0 |  | 0 |  | 0
|  |  |  | 18.72 | 37.44 | 0 | 0 | 0 | 0 | 0 | 7.48 | 0.10709 | 0 | 37.44 | 37.44 | 0 | 0 | 0 | 0 | 0 | 0.2 | 0 | 0 |  | 0 |  | 0
|  |  |  | 13.92 | 27.84 | 0 | 0 | 0 | 0 | 0 | 7.48 | 0.10709 | 0 | 27.84 | 27.84 | 0 | 0 | 0 | 0 | 0 | 0.2 | 0 | 0 |  | 0 |  | 0
|  |  |  | 13.12 | 26.24 | 0 | 0 | 0 | 0 | 0 | 7.48 | 0.10709 | 0 | 26.24 | 26.24 | 0 | 0 | 0 | 0 | 0 | 0.2 | 0 | 0 |  | 0 |  | 0
|  |  |  | 12.48 | 24.96 | 0 | 0 | 0 | 0 | 0 | 7.48 | 0.10709 | 0 | 24.96 | 24.96 | 0 | 0 | 0 | 0 | 0 | 0.2 | 0 | 0 |  | 0 |  | 0
|  |  |  | 12.32 | 24.64 | 0 | 0 | 0 | 0 | 0 | 7.48 | 0.10709 | 0 | 24.64 | 24.64 | 0 | 0 | 0 | 0 | 0 | 0.2 | 0 | 0 |  | 0 |  | 0
|  |  |  | 13.28 | 26.56 | 0 | 0 | 0 | 0 | 0 | 7.48 | 0.10709 | 0 | 26.56 | 26.56 | 0 | 0 | 0 | 0 | 0 | 0.2 | 0 | 0 |  | 0 |  | 0
|  |  |  | 19.04 | 38.08 | 0 | 0 | 0 | 0 | 0 | 7.48 | 0.10709 | 0 | 38.08 | 38.08 | 0 | 0 | 0 | 0 | 0 | 0.2 | 0 | 0 |  | 0 |  | 0
|  |  |  | 21.28 | 42.56 | 0 | 0 | 0 | 0 | 0 | 7.48 | 0.10709 | 0 | 42.56 | 42.56 | 0 | 0 | 0 | 0 | 0 | 0.2 | 0 | 0 |  | 0 |  | 0
|  |  |  | 22.4 | 44.8 | 0 | 0 | 0 | 0 | 0 | 7.48 | 0.10709 | 0 | 44.8 | 44.8 | 0 | 0 | 0 | 0 | 0 | 0.2 | 0 | 0 |  | 0 |  | 0
|  |  |  | 28.64 | 57.28 | 0 | 0 | 0 | 0 | 0 | 7.48 | 0.10709 | 0 | 57.28 | 42.913 | 0 | 14.367 | 0 | 0 | 14.367 | 0.2 | 0 | 0 |  | 0 |  | 0
|  |  |  | 27.68 | 55.36 | 0 | 0 | 0 | 0 | 0 | 7.48 | 0.10709 | 0 | 55.36 | 17.194 | 0 | 38.166 | 0 | 0 | 38.166 | 0.2 | 0 | 0 |  | 0 |  | 0
|  |  |  | 28.48 | 56.96 | 0 | 0 | 0 | 0 | 0 | 7.48 | 0.10709 | 0 | 56.96 | 0 | 0 | 57.528 | 0.568 | 0 | 56.96 | 0.22829 | 0 | 0 |  | 0 |  | 0
|  |  |  | 27.68 | 55.36 | 0 | 0 | 0 | 0 | 0 | 7.48 | 0.12502 | 0 | 55.36 | 0 | 5.903 | 63.725 | 8.365 | 0 | 55.36 | 0.64466 | 0 | 0 |  | 0 |  | 0
|  |  |  | 26.72 | 53.44 | 0 | 0 | 0 | 0 | 0 | 7.48 | 0.12502 | 0 | 53.44 | 0 | 14.032 | 60.579 | 7.139 | 0 | 53.44 | 1 | 0 | 0 |  | 0 |  | 0
|  |  |  | 25.44 | 50.88 | 0 | 0 | 0 | 0 | 0 | 7.48 | 0.12502 | 0 | 50.88 | 0 | 21.512 | 50.88 | 0 | 0 | 50.88 | 1 | 0 | 0 |  | 0 |  | 0
|  |  |  | 25.12 | 50.24 | 0 | 0 | 0 | 0 | 0 | 12.23 | 0.12502 | 0 | 50.24 | 0 | 12.393 | 50.24 | 0 | 0 | 50.24 | 1 | 0 | 0 |  | 0 |  | 0
|  |  |  | 25.12 | 50.24 | 0 | 0 | 0 | 0 | 0 | 12.23 | 0.12502 | 0 | 50.24 | 4.472 | 0 | 45.768 | 0 | 0 | 45.768 | 1 | 0 | 0 |  | 0 |  | 0
|  |  |  | 25.12 | 50.24 | 0 | 0 | 0 | 0 | 0 | 12.23 | 0.12502 | 0 | 50.24 | 26.574 | 0 | 23.666 | 0 | 0 | 23.666 | 1 | 0 | 0 |  | 0 |  | 0
|  |  |  | 26.24 | 52.48 | 0 | 0 | 0 | 0 | 0 | 12.23 | 0.12502 | 0 | 52.48 | 49.691 | 0 | 2.789 | 0 | 0 | 2.789 | 1 | 0 | 0 |  | 0 |  | 0
|  |  |  | 26.88 | 53.76 | 0 | 0 | 0 | 0 | 0 | 7.48 | 0.12502 | 0 | 53.76 | 53.76 | 0 | 0 | 0 | 0 | 0 | 1 | 0 | 0 |  | 0 |  | 0
|  |  |  | 26.24 | 52.48 | 0 | 0 | 0 | 0 | 0 | 7.48 | 0.12502 | 0 | 52.48 | 46.403 | 0 | 0 | 0 | 0 | 0 | 0.66337 | 0 | 6.077 |  | 0 |  | 0
|  |  |  | 26.88 | 53.76 | 0 | 0 | 0 | 0 | 0 | 7.48 | 0.12502 | 0 | 53.76 | 45.395 | 0 | 0 | 0 | 0 | 0 | 0.2 | 0 | 8.365 |  | 0 |  | 0
|  |  |  | 26.88 | 53.76 | 0 | 0 | 0 | 0 | 0 | 7.48 | 0.10709 | 0 | 53.76 | 53.76 | 0 | 0 | 0 | 0 | 0 | 0.2 | 0 | 0 |  | 0 |  | 0
|  |  |  | 26.88 | 53.76 | 0 | 0 | 0 | 0 | 0 | 7.48 | 0.10709 | 0 | 53.76 | 53.76 | 0 | 0 | 0 | 0 | 0 | 0.2 | 0 | 0 |  | 0 |  | 0
|  |  |  | 21.76 | 43.52 | 0 | 0 | 0 | 0 | 0 | 7.48 | 0.10709 | 0 | 43.52 | 43.52 | 0 | 0 | 0 | 0 | 0 | 0.2 | 0 | 0 |  | 0 |  | 0
|  |  |  | 20.48 | 40.96 | 0 | 0 | 0 | 0 | 0 | 7.48 | 0.10709 | 0 | 40.96 | 40.96 | 0 | 0 | 0 | 0 | 0 | 0.2 | 0 | 0 |  | 0 |  | 0
|  |  |  | 19.52 | 39.04 | 0 | 0 | 0 | 0 | 0 | 7.48 | 0.10709 | 0 | 39.04 | 39.04 | 0 | 0 | 0 | 0 | 0 | 0.2 | 0 | 0 |  | 0 |  | 0
|  |  |  | 18.08 | 36.16 | 0 | 0 | 0 | 0 | 0 | 7.48 | 0.10709 | 0 | 36.16 | 36.16 | 0 | 0 | 0 | 0 | 0 | 0.2 | 0 | 0 |  | 0 |  | 0
|  |  |  | 18.4 | 36.8 | 0 | 0 | 0 | 0 | 0 | 7.48 | 0.10709 | 0 | 36.8 | 36.8 | 0 | 0 | 0 | 0 | 0 | 0.2 | 0 | 0 |  | 0 |  | 0
|  |  |  | 19.2 | 38.4 | 0 | 0 | 0 | 0 | 0 | 7.48 | 0.10709 | 0 | 38.4 | 38.4 | 0 | 0 | 0 | 0 | 0 | 0.2 | 0 | 0 |  | 0 |  | 0
|  |  |  | 25.12 | 50.24 | 0 | 0 | 0 | 0 | 0 | 7.48 | 0.10709 | 0 | 50.24 | 50.24 | 0 | 0 | 0 | 0 | 0 | 0.2 | 0 | 0 |  | 0 |  | 0
|  |  |  | 27.04 | 54.08 | 0 | 0 | 0 | 0 | 0 | 7.48 | 0.10709 | 0 | 54.08 | 54.08 | 0 | 0 | 0 | 0 | 0 | 0.2 | 0 | 0 |  | 0 |  | 0
|  |  |  | 22.56 | 45.12 | 0 | 0 | 0 | 0 | 0 | 7.48 | 0.10709 | 0 | 45.12 | 45.12 | 0 | 0 | 0 | 0 | 0 | 0.2 | 0 | 0 |  | 0 |  | 0
|  |  |  | 20.48 | 40.96 | 0 | 0 | 0 | 0 | 0 | 7.48 | 0.10709 | 0 | 40.96 | 26.933 | 0 | 14.027 | 0 | 0 | 14.027 | 0.2 | 0 | 0 |  | 0 |  | 0
|  |  |  | 20 | 40 | 0 | 0 | 0 | 0 | 0 | 7.48 | 0.10709 | 0 | 40 | 3.373 | 0 | 36.627 | 0 | 0 | 36.627 | 0.2 | 0 | 0 |  | 0 |  | 0
|  |  |  | 19.84 | 39.68 | 0 | 0 | 0 | 0 | 0 | 7.48 | 0.10709 | 0 | 39.68 | 0 | 5.943 | 48.045 | 8.365 | 0 | 39.68 | 0.61636 | 0 | 0 |  | 0 |  | 0
|  |  |  | 19.84 | 39.68 | 0 | 0 | 0 | 0 | 0 | 7.48 | 0.12502 | 0 | 39.68 | 0 | 17.391 | 47.387 | 7.707 | 0 | 39.68 | 1 | 0 | 0 |  | 0 |  | 0
|  |  |  | 19.84 | 39.68 | 0 | 0 | 0 | 0 | 0 | 7.48 | 0.12502 | 0 | 39.68 | 0 | 28.19 | 39.68 | 0 | 0 | 39.68 | 1 | 0 | 0 |  | 0 |  | 0
|  |  |  | 19.52 | 39.04 | 0 | 0 | 0 | 0 | 0 | 7.48 | 0.12502 | 0 | 39.04 | 0 | 26.405 | 39.04 | 0 | 0 | 39.04 | 1 | 0 | 0 |  | 0 |  | 0
|  |  |  | 19.36 | 38.72 | 0 | 0 | 0 | 0 | 0 | 12.23 | 0.12502 | 0 | 38.72 | 0 | 18.542 | 38.72 | 0 | 0 | 38.72 | 1 | 0 | 0 |  | 0 |  | 0
|  |  |  | 20.16 | 40.32 | 0 | 0 | 0 | 0 | 0 | 12.23 | 0.12502 | 0 | 40.32 | 0 | 1.872 | 40.32 | 0 | 0 | 40.32 | 1 | 0 | 0 |  | 0 |  | 0
|  |  |  | 19.84 | 39.68 | 0 | 0 | 0 | 0 | 0 | 12.23 | 0.12502 | 0 | 39.68 | 17.335 | 0 | 22.345 | 0 | 0 | 22.345 | 1 | 0 | 0 |  | 0 |  | 0
|  |  |  | 20.48 | 40.96 | 0 | 0 | 0 | 0 | 0 | 12.23 | 0.12502 | 0 | 40.96 | 38.074 | 0 | 2.886 | 0 | 0 | 2.886 | 1 | 0 | 0 |  | 0 |  | 0
|  |  |  | 20.8 | 41.6 | 0 | 0 | 0 | 0 | 0 | 7.48 | 0.12502 | 0 | 41.6 | 41.6 | 0 | 0 | 0 | 0 | 0 | 1 | 0 | 0 |  | 0 |  | 0
|  |  |  | 20.8 | 41.6 | 0 | 0 | 0 | 0 | 0 | 7.48 | 0.12502 | 0 | 41.6 | 35.523 | 0 | 0 | 0 | 0 | 0 | 0.66337 | 0 | 6.077 |  | 0 |  | 0
|  |  |  | 20.8 | 41.6 | 0 | 0 | 0 | 0 | 0 | 7.48 | 0.12502 | 0 | 41.6 | 33.235 | 0 | 0 | 0 | 0 | 0 | 0.2 | 0 | 8.365 |  | 0 |  | 0
|  |  |  | 20.96 | 41.92 | 0 | 0 | 0 | 0 | 0 | 7.48 | 0.10709 | 4.463 | 41.92 | 41.92 | 0 | 0 | 0 | 0 | 0 | 0.42217 | 0 | 0 |  | 0 |  | 0
|  |  |  | 21.28 | 42.56 | 0 | 0 | 0 | 0 | 0 | 7.48 | 0.10709 | 0 | 42.56 | 42.56 | 0 | 0 | 0 | 0 | 0 | 0.42217 | 0 | 0 |  | 0 |  | 0
|  |  |  | 16.8 | 33.6 | 0 | 0 | 0 | 0 | 0 | 7.48 | 0.10709 | 0 | 33.6 | 33.6 | 0 | 0 | 0 | 0 | 0 | 0.42217 | 0 | 0 |  | 0 |  | 0
|  |  |  | 14.08 | 28.16 | 0 | 0 | 0 | 0 | 0 | 7.48 | 0.10709 | 0 | 28.16 | 28.16 | 0 | 0 | 0 | 0 | 0 | 0.42217 | 0 | 0 |  | 0 |  | 0
|  |  |  | 14.08 | 28.16 | 0 | 0 | 0 | 0 | 0 | 7.48 | 0.10709 | 0 | 28.16 | 28.16 | 0 | 0 | 0 | 0 | 0 | 0.42217 | 0 | 0 |  | 0 |  | 0
|  |  |  | 15.5733 | 31.1467 | 0 | 0 | 0 | 0 | 0 | 7.48 | 0.10709 | 0 | 31.147 | 31.147 | 0 | 0 | 0 | 0 | 0 | 0.42217 | 0 | 0 |  | 0 |  | 0
|  |  |  | 14.4 | 28.8 | 0 | 0 | 0 | 0 | 0 | 7.48 | 0.10709 | 0 | 28.8 | 28.8 | 0 | 0 | 0 | 0 | 0 | 0.42217 | 0 | 0 |  | 0 |  | 0
|  |  |  | 13.7067 | 27.4133 | 0 | 0 | 0 | 0 | 0 | 7.48 | 0.10709 | 0 | 27.413 | 27.413 | 0 | 0 | 0 | 0 | 0 | 0.42217 | 0 | 0 |  | 0 |  | 0
|  |  |  | 18.1867 | 36.3733 | 0 | 0 | 0 | 0 | 0 | 7.48 | 0.10709 | 0 | 36.373 | 36.373 | 0 | 0 | 0 | 0 | 0 | 0.42217 | 0 | 0 |  | 0 |  | 0
|  |  |  | 22.0267 | 44.0533 | 0 | 0 | 0 | 0 | 0 | 7.48 | 0.10709 | 0 | 44.053 | 44.053 | 0 | 0 | 0 | 0 | 0 | 0.42217 | 0 | 0 |  | 0 |  | 0
|  |  |  | 22.24 | 44.48 | 0 | 0 | 0 | 0 | 0 | 7.48 | 0.10709 | 0 | 44.48 | 44.48 | 0 | 0 | 0 | 0 | 0 | 0.42217 | 0 | 0 |  | 0 |  | 0
|  |  |  | 19.84 | 39.68 | 0 | 0 | 0 | 0 | 0 | 7.48 | 0.10709 | 0 | 39.68 | 27.204 | 0 | 12.476 | 0 | 0 | 12.476 | 0.42217 | 0 | 0 |  | 0 |  | 0
|  |  |  | 18.9333 | 37.8667 | 0 | 0 | 0 | 0 | 0 | 7.48 | 0.10709 | 0 | 37.867 | 4.126 | 0 | 33.741 | 0 | 0 | 33.741 | 0.42217 | 0 | 0 |  | 0 |  | 0
|  |  |  | 21.7067 | 43.4133 | 0 | 0 | 0 | 0 | 0 | 7.48 | 0.10709 | 0 | 43.413 | 0 | 0 | 49.672 | 6.259 | 0 | 43.413 | 0.73371 | 0 | 0 |  | 0 |  | 0
|  |  |  | 29.12 | 58.24 | 0 | 0 | 0 | 0 | 0 | 7.48 | 0.12502 | 0 | 58.24 | 0 | 0 | 59.953 | 1.713 | 0 | 58.24 | 0.81898 | 0 | 0 |  | 0 |  | 0
|  |  |  | 30.4 | 60.8 | 0 | 0 | 0 | 0 | 0 | 7.48 | 0.12502 | 0 | 60.8 | 0 | 0 | 63.845 | 3.045 | 0 | 60.8 | 0.97055 | 0 | 0 |  | 0 |  | 0
|  |  |  | 31.36 | 62.72 | 0 | 0 | 0 | 0 | 0 | 7.48 | 0.12502 | 0 | 62.72 | 0 | 0 | 63.312 | 0.592 | 0 | 62.72 | 1 | 0 | 0 |  | 0 |  | 0
|  |  |  | 30.56 | 61.12 | 0 | 0 | 0 | 0 | 0 | 12.23 | 0.12502 | 0 | 61.12 | 5.907 | 0 | 55.213 | 0 | 0 | 55.213 | 1 | 0 | 0 |  | 0 |  | 0
|  |  |  | 30.56 | 61.12 | 0 | 0 | 0 | 0 | 0 | 12.23 | 0.12502 | 0 | 61.12 | 20.577 | 0 | 40.543 | 0 | 0 | 40.543 | 1 | 0 | 0 |  | 0 |  | 0
|  |  |  | 30.72 | 61.44 | 0 | 0 | 0 | 0 | 0 | 12.23 | 0.12502 | 0 | 61.44 | 39.847 | 0 | 21.593 | 0 | 0 | 21.593 | 1 | 0 | 0 |  | 0 |  | 0
|  |  |  | 32.32 | 64.64 | 0 | 0 | 0 | 0 | 0 | 12.23 | 0.12502 | 0 | 64.64 | 55.099 | 0 | 1.176 | 0 | 0 | 1.176 | 0.53663 | 0 | 8.365 |  | 0 |  | 0
|  |  |  | 32.96 | 65.92 | 0 | 0 | 0 | 0 | 0 | 7.48 | 0.12502 | 0 | 65.92 | 62.801 | 0 | 0 | 0 | 0 | 0 | 0.36384 | 0 | 3.119 |  | 0 |  | 0
|  |  |  | 32.48 | 64.96 | 0 | 0 | 0 | 0 | 0 | 7.48 | 0.12502 | 0 | 64.96 | 62.801 | 0 | 0 | 0 | 0 | 0 | 0.24423 | 0 | 2.159 |  | 0 |  | 0
|  |  |  | 31.68 | 63.36 | 0 | 0 | 0 | 0 | 0 | 7.48 | 0.12502 | 0 | 63.36 | 62.801 | 0 | 0 | 0 | 0 | 0 | 0.21325 | 0 | 0.559 |  | 0 |  | 0
|  |  |  | 31.52 | 63.04 | 0 | 0 | 0 | 0 | 0 | 7.48 | 0.10709 | 0 | 63.04 | 62.801 | 0 | 0 | 0 | 0 | 0 | 0.2 | 0 | 0.239 |  | 0 |  | 0
|  |  |  | 29.12 | 58.24 | 0 | 0 | 0 | 0 | 0 | 7.48 | 0.10709 | 0 | 58.24 | 58.24 | 0 | 0 | 0 | 0 | 0 | 0.2 | 0 | 0 |  | 0 |  | 0
|  |  |  | 17.28 | 34.56 | 0 | 0 | 0 | 0 | 0 | 7.48 | 0.10709 | 0 | 34.56 | 34.56 | 0 | 0 | 0 | 0 | 0 | 0.2 | 0 | 0 |  | 0 |  | 0
|  |  |  | 14.72 | 29.44 | 0 | 0 | 0 | 0 | 0 | 7.48 | 0.10709 | 0 | 29.44 | 29.44 | 0 | 0 | 0 | 0 | 0 | 0.2 | 0 | 0 |  | 0 |  | 0
|  |  |  | 14.4 | 28.8 | 0 | 0 | 0 | 0 | 0 | 7.48 | 0.10709 | 0 | 28.8 | 28.8 | 0 | 0 | 0 | 0 | 0 | 0.2 | 0 | 0 |  | 0 |  | 0
|  |  |  | 16.96 | 33.92 | 0 | 0 | 0 | 0 | 0 | 7.48 | 0.10709 | 0 | 33.92 | 33.92 | 0 | 0 | 0 | 0 | 0 | 0.2 | 0 | 0 |  | 0 |  | 0
|  |  |  | 18.72 | 37.44 | 0 | 0 | 0 | 0 | 0 | 7.48 | 0.10709 | 0 | 37.44 | 37.44 | 0 | 0 | 0 | 0 | 0 | 0.2 | 0 | 0 |  | 0 |  | 0
|  |  |  | 15.2 | 30.4 | 0 | 0 | 0 | 0 | 0 | 7.48 | 0.10709 | 0 | 30.4 | 30.4 | 0 | 0 | 0 | 0 | 0 | 0.2 | 0 | 0 |  | 0 |  | 0
|  |  |  | 17.92 | 35.84 | 0 | 0 | 0 | 0 | 0 | 7.48 | 0.10709 | 0 | 35.84 | 35.84 | 0 | 0 | 0 | 0 | 0 | 0.2 | 0 | 0 |  | 0 |  | 0
|  |  |  | 22.4 | 44.8 | 0 | 0 | 0 | 0 | 0 | 7.48 | 0.10709 | 0 | 44.8 | 44.8 | 0 | 0 | 0 | 0 | 0 | 0.2 | 0 | 0 |  | 0 |  | 0
|  |  |  | 30.72 | 61.44 | 0 | 0 | 0 | 0 | 0 | 7.48 | 0.10709 | 0 | 61.44 | 61.44 | 0 | 0 | 0 | 0 | 0 | 0.2 | 0 | 0 |  | 0 |  | 0
|  |  |  | 30.24 | 60.48 | 0 | 0 | 0 | 0 | 0 | 7.48 | 0.10709 | 0 | 60.48 | 51.508 | 0 | 8.972 | 0 | 0 | 8.972 | 0.2 | 0 | 0 |  | 0 |  | 0
|  |  |  | 36.32 | 72.64 | 0 | 0 | 0 | 0 | 0 | 7.48 | 0.10709 | 0 | 72.64 | 47.568 | 0 | 25.072 | 0 | 0 | 25.072 | 0.2 | 0 | 0 |  | 0 |  | 0
|  |  |  | 38 | 76 | 0 | 0 | 0 | 0 | 0 | 7.48 | 0.10709 | 0 | 76 | 37.458 | 0 | 38.542 | 0 | 0 | 38.542 | 0.2 | 0 | 0 |  | 0 |  | 0
|  |  |  | 37.36 | 74.72 | 0 | 0 | 0 | 0 | 0 | 7.48 | 0.10709 | 0 | 74.72 | 28.625 | 0 | 46.095 | 0 | 0 | 46.095 | 0.2 | 0 | 0 |  | 0 |  | 0
|  |  |  | 36.32 | 72.64 | 0 | 0 | 0 | 0 | 0 | 7.48 | 0.10709 | 0 | 72.64 | 17.852 | 0 | 54.788 | 0 | 0 | 54.788 | 0.2 | 0 | 0 |  | 0 |  | 0
|  |  |  | 32.48 | 64.96 | 0 | 0 | 0 | 0 | 0 | 7.48 | 0.10709 | 0 | 64.96 | 2.776 | 0 | 62.184 | 0 | 0 | 62.184 | 0.2 | 0 | 0 |  | 0 |  | 0
|  |  |  | 31.84 | 63.68 | 0 | 0 | 0 | 0 | 0 | 7.48 | 0.10709 | 0 | 63.68 | 9.401 | 0 | 54.279 | 0 | 0 | 54.279 | 0.2 | 0 | 0 |  | 0 |  | 0
|  |  |  | 31.04 | 62.08 | 0 | 0 | 0 | 0 | 0 | 7.48 | 0.10709 | 0 | 62.08 | 21.028 | 0 | 41.052 | 0 | 0 | 41.052 | 0.2 | 0 | 0 |  | 0 |  | 0
|  |  |  | 30.56 | 61.12 | 0 | 0 | 0 | 0 | 0 | 7.48 | 0.10709 | 0 | 61.12 | 39.709 | 0 | 21.411 | 0 | 0 | 21.411 | 0.2 | 0 | 0 |  | 0 |  | 0
|  |  |  | 31.84 | 63.68 | 0 | 0 | 0 | 0 | 0 | 7.48 | 0.10709 | 0 | 63.68 | 61.255 | 0 | 2.425 | 0 | 0 | 2.425 | 0.2 | 0 | 0 |  | 0 |  | 0
|  |  |  | 31.2 | 62.4 | 0 | 0 | 0 | 0 | 0 | 7.48 | 0.10709 | 0 | 62.4 | 62.4 | 0 | 0 | 0 | 0 | 0 | 0.2 | 0 | 0 |  | 0 |  | 0
|  |  |  | 30.24 | 60.48 | 0 | 0 | 0 | 0 | 0 | 7.48 | 0.10709 | 0 | 60.48 | 60.48 | 0 | 0 | 0 | 0 | 0 | 0.2 | 0 | 0 |  | 0 |  | 0
|  |  |  | 22.4 | 44.8 | 0 | 0 | 0 | 0 | 0 | 7.48 | 0.10709 | 0 | 44.8 | 44.8 | 0 | 0 | 0 | 0 | 0 | 0.2 | 0 | 0 |  | 0 |  | 0
|  |  |  | 20.32 | 40.64 | 0 | 0 | 0 | 0 | 0 | 7.48 | 0.10709 | 0 | 40.64 | 40.64 | 0 | 0 | 0 | 0 | 0 | 0.2 | 0 | 0 |  | 0 |  | 0
|  |  |  | 20 | 40 | 0 | 0 | 0 | 0 | 0 | 7.48 | 0.10709 | 0 | 40 | 40 | 0 | 0 | 0 | 0 | 0 | 0.2 | 0 | 0 |  | 0 |  | 0
|  |  |  | 16.8 | 33.6 | 0 | 0 | 0 | 0 | 0 | 7.48 | 0.10709 | 0 | 33.6 | 33.6 | 0 | 0 | 0 | 0 | 0 | 0.2 | 0 | 0 |  | 0 |  | 0
|  |  |  | 14.72 | 29.44 | 0 | 0 | 0 | 0 | 0 | 7.48 | 0.10709 | 0 | 29.44 | 29.44 | 0 | 0 | 0 | 0 | 0 | 0.2 | 0 | 0 |  | 0 |  | 0
|  |  |  | 14.5067 | 29.0133 | 0 | 0 | 0 | 0 | 0 | 7.48 | 0.10709 | 0 | 29.013 | 29.013 | 0 | 0 | 0 | 0 | 0 | 0.2 | 0 | 0 |  | 0 |  | 0
|  |  |  | 16.5867 | 33.1733 | 0 | 0 | 0 | 0 | 0 | 7.48 | 0.10709 | 0 | 33.173 | 33.173 | 0 | 0 | 0 | 0 | 0 | 0.2 | 0 | 0 |  | 0 |  | 0
|  |  |  | 17.44 | 34.88 | 0 | 0 | 0 | 0 | 0 | 7.48 | 0.10709 | 0 | 34.88 | 34.88 | 0 | 0 | 0 | 0 | 0 | 0.2 | 0 | 0 |  | 0 |  | 0
|  |  |  | 15.36 | 30.72 | 0 | 0 | 0 | 0 | 0 | 7.48 | 0.10709 | 0 | 30.72 | 30.72 | 0 | 0 | 0 | 0 | 0 | 0.2 | 0 | 0 |  | 0 |  | 0
|  |  |  | 18.08 | 36.16 | 0 | 0 | 0 | 0 | 0 | 7.48 | 0.10709 | 0 | 36.16 | 36.16 | 0 | 0 | 0 | 0 | 0 | 0.2 | 0 | 0 |  | 0 |  | 0
|  |  |  | 19.68 | 39.36 | 0 | 0 | 0 | 0 | 0 | 7.48 | 0.10709 | 0 | 39.36 | 39.36 | 0 | 0 | 0 | 0 | 0 | 0.2 | 0 | 0 |  | 0 |  | 0
|  |  |  | 19.84 | 39.68 | 0 | 0 | 0 | 0 | 0 | 7.48 | 0.10709 | 0 | 39.68 | 39.68 | 0 | 0 | 0 | 0 | 0 | 0.2 | 0 | 0 |  | 0 |  | 0
|  |  |  | 18.88 | 37.76 | 0 | 0 | 0 | 0 | 0 | 7.48 | 0.10709 | 0 | 37.76 | 35.832 | 0 | 1.928 | 0 | 0 | 1.928 | 0.2 | 0 | 0 |  | 0 |  | 0
|  |  |  | 18.72 | 37.44 | 0 | 0 | 0 | 0 | 0 | 7.48 | 0.10709 | 0 | 37.44 | 30.76 | 0 | 6.68 | 0 | 0 | 6.68 | 0.2 | 0 | 0 |  | 0 |  | 0
|  |  |  | 18.4 | 36.8 | 0 | 0 | 0 | 0 | 0 | 7.48 | 0.10709 | 0 | 36.8 | 17.377 | 0 | 19.423 | 0 | 0 | 19.423 | 0.2 | 0 | 0 |  | 0 |  | 0
|  |  |  | 18.56 | 37.12 | 0 | 0 | 0 | 0 | 0 | 7.48 | 0.10709 | 0 | 37.12 | 16.206 | 0 | 20.914 | 0 | 0 | 20.914 | 0.2 | 0 | 0 |  | 0 |  | 0
|  |  |  | 17.92 | 35.84 | 0 | 0 | 0 | 0 | 0 | 7.48 | 0.10709 | 0 | 35.84 | 0 | 10.826 | 44.205 | 8.365 | 0 | 35.84 | 0.61636 | 0 | 0 |  | 0 |  | 0
|  |  |  | 17.44 | 34.88 | 0 | 0 | 0 | 0 | 0 | 7.48 | 0.10709 | 0 | 34.88 | 0.375 | 0 | 34.335 | 0 | 0 | 34.335 | 0.60696 | 0 | 0.17 |  | 0 |  | 0
|  |  |  | 17.76 | 35.52 | 0 | 0 | 0 | 0 | 0 | 7.48 | 0.10709 | 0 | 35.52 | 0 | 0 | 43.416 | 7.896 | 0 | 35.52 | 1 | 0 | 0 |  | 0 |  | 0
|  |  |  | 18.08 | 36.16 | 0 | 0 | 0 | 0 | 0 | 7.48 | 0.10709 | 0 | 36.16 | 1 | 0 | 35.16 | 0 | 0 | 35.16 | 1 | 0 | 0 |  | 0 |  | 0
|  |  |  | 17.76 | 35.52 | 0 | 0 | 0 | 0 | 0 | 7.48 | 0.10709 | 0 | 35.52 | 17.722 | 0 | 17.798 | 0 | 0 | 17.798 | 1 | 0 | 0 |  | 0 |  | 0
|  |  |  | 19.2 | 38.4 | 0 | 0 | 0 | 0 | 0 | 7.48 | 0.10709 | 0 | 38.4 | 37.515 | 0 | 0.885 | 0 | 0 | 0.885 | 1 | 0 | 0 |  | 0 |  | 0
|  |  |  | 19.36 | 38.72 | 0 | 0 | 0 | 0 | 0 | 7.48 | 0.10709 | 0 | 38.72 | 38.72 | 0 | 0 | 0 | 0 | 0 | 1 | 0 | 0 |  | 0 |  | 0
|  |  |  | 20.16 | 40.32 | 0 | 0 | 0 | 0 | 0 | 7.48 | 0.10709 | 0 | 40.32 | 40.32 | 0 | 0 | 0 | 0 | 0 | 1 | 0 | 0 |  | 0 |  | 0
|  |  |  | 18.72 | 37.44 | 0 | 0 | 0 | 0 | 0 | 7.48 | 0.10709 | 0 | 37.44 | 37.44 | 0 | 0 | 0 | 0 | 0 | 1 | 0 | 0 |  | 0 |  | 0
|  |  |  | 18.72 | 37.44 | 0 | 0 | 0 | 0 | 0 | 7.48 | 0.10709 | 0 | 37.44 | 37.44 | 0 | 0 | 0 | 0 | 0 | 1 | 0 | 0 |  | 0 |  | 0
|  |  |  | 18.4 | 36.8 | 0 | 0 | 0 | 0 | 0 | 7.48 | 0.10709 | 0 | 36.8 | 36.8 | 0 | 0 | 0 | 0 | 0 | 1 | 0 | 0 |  | 0 |  | 0
|  |  |  | 14.4 | 28.8 | 0 | 0 | 0 | 0 | 0 | 7.48 | 0.10709 | 0 | 28.8 | 28.8 | 0 | 0 | 0 | 0 | 0 | 1 | 0 | 0 |  | 0 |  | 0
|  |  |  | 13.12 | 26.24 | 0 | 0 | 0 | 0 | 0 | 7.48 | 0.10709 | 0 | 26.24 | 26.24 | 0 | 0 | 0 | 0 | 0 | 1 | 0 | 0 |  | 0 |  | 0
|  |  |  | 13.44 | 26.88 | 0 | 0 | 0 | 0 | 0 | 7.48 | 0.10709 | 0 | 26.88 | 26.88 | 0 | 0 | 0 | 0 | 0 | 1 | 0 | 0 |  | 0 |  | 0
|  |  |  | 16.16 | 32.32 | 0 | 0 | 0 | 0 | 0 | 7.48 | 0.10709 | 0 | 32.32 | 32.32 | 0 | 0 | 0 | 0 | 0 | 1 | 0 | 0 |  | 0 |  | 0
|  |  |  | 12.16 | 24.32 | 0 | 0 | 0 | 0 | 0 | 7.48 | 0.10709 | 0 | 24.32 | 24.32 | 0 | 0 | 0 | 0 | 0 | 1 | 0 | 0 |  | 0 |  | 0
|  |  |  | 12.32 | 24.64 | 0 | 0 | 0 | 0 | 0 | 7.48 | 0.10709 | 0 | 24.64 | 24.64 | 0 | 0 | 0 | 0 | 0 | 1 | 0 | 0 |  | 0 |  | 0
|  |  |  | 18.24 | 36.48 | 0 | 0 | 0 | 0 | 0 | 7.48 | 0.10709 | 0 | 36.48 | 36.48 | 0 | 0 | 0 | 0 | 0 | 1 | 0 | 0 |  | 0 |  | 0
|  |  |  | 20 | 40 | 0 | 0 | 0 | 0 | 0 | 7.48 | 0.10709 | 0 | 40 | 40 | 0 | 0 | 0 | 0 | 0 | 1 | 0 | 0 |  | 0 |  | 0
|  |  |  | 20.32 | 40.64 | 0 | 0 | 0 | 0 | 0 | 7.48 | 0.10709 | 0 | 40.64 | 40.64 | 0 | 0 | 0 | 0 | 0 | 1 | 0 | 0 |  | 0 |  | 0
|  |  |  | 19.36 | 38.72 | 0 | 0 | 0 | 0 | 0 | 7.48 | 0.10709 | 0 | 38.72 | 29.476 | 0 | 8.838 | 0 | 0 | 8.838 | 0.97753 | 0 | 0.406 |  | 0 |  | 0
|  |  |  | 18.72 | 37.44 | 0 | 0 | 0 | 0 | 0 | 7.48 | 0.10709 | 0 | 37.44 | 4.427 | 0 | 24.648 | 0 | 0 | 24.648 | 0.51416 | 0 | 8.365 |  | 0 |  | 0
|  |  |  | 18.88 | 37.76 | 0 | 0 | 0 | 0 | 0 | 7.48 | 0.10709 | 0 | 37.76 | 0 | 0 | 42.628 | 4.868 | 0 | 37.76 | 0.75647 | 0 | 0 |  | 0 |  | 0
|  |  |  | 27.2 | 54.4 | 0 | 0 | 0 | 0 | 0 | 7.48 | 0.12502 | 0 | 54.4 | 0 | 0 | 49.236 | 0 | 0 | 49.236 | 0.47039 | 0 | 5.164 |  | 0 |  | 0
|  |  |  | 29.28 | 58.56 | 0 | 0 | 0 | 0 | 0 | 7.48 | 0.12502 | 0 | 58.56 | 0 | 0 | 64.027 | 5.467 | 0 | 58.56 | 0.74251 | 0 | 0 |  | 0 |  | 0
|  |  |  | 28.16 | 56.32 | 0 | 0 | 0 | 0 | 0 | 7.48 | 0.12502 | 0 | 56.32 | 0 | 0 | 61.493 | 5.173 | 0 | 56.32 | 1 | 0 | 0 |  | 0 |  | 0
|  |  |  | 26.72 | 53.44 | 0 | 0 | 0 | 0 | 0 | 12.23 | 0.12502 | 0 | 53.44 | 0.082 | 0 | 53.358 | 0 | 0 | 53.358 | 1 | 0 | 0 |  | 0 |  | 0
|  |  |  | 27.2 | 54.4 | 0 | 0 | 0 | 0 | 0 | 12.23 | 0.12502 | 0 | 54.4 | 14.427 | 0 | 39.973 | 0 | 0 | 39.973 | 1 | 0 | 0 |  | 0 |  | 0
|  |  |  | 26.56 | 53.12 | 0 | 0 | 0 | 0 | 0 | 12.23 | 0.12502 | 0 | 53.12 | 31.915 | 0 | 21.205 | 0 | 0 | 21.205 | 1 | 0 | 0 |  | 0 |  | 0
|  |  |  | 28.8 | 57.6 | 0 | 0 | 0 | 0 | 0 | 12.23 | 0.12502 | 0 | 57.6 | 55.099 | 0 | 1.188 | 0 | 0 | 1.188 | 0.92729 | 0 | 1.313 |  | 0 |  | 0
|  |  |  | 28.8 | 57.6 | 0 | 0 | 0 | 0 | 0 | 7.48 | 0.12502 | 0 | 57.6 | 57.6 | 0 | 0 | 0 | 0 | 0 | 0.92729 | 0 | 0 |  | 0 |  | 0
|  |  |  | 20.48 | 40.96 | 0 | 0 | 0 | 0 | 0 | 7.48 | 0.12502 | 0 | 40.96 | 36.196 | 0 | 0 | 0 | 0 | 0 | 0.66337 | 0 | 4.764 |  | 0 |  | 0
|  |  |  | 20.64 | 41.28 | 0 | 0 | 0 | 0 | 0 | 7.48 | 0.12502 | 0 | 41.28 | 32.915 | 0 | 0 | 0 | 0 | 0 | 0.2 | 0 | 8.365 |  | 0 |  | 0
|  |  |  | 20.96 | 41.92 | 0 | 0 | 0 | 0 | 0 | 7.48 | 0.10709 | 8.365 | 41.92 | 41.92 | 0 | 0 | 0 | 0 | 0 | 0.61636 | 0 | 0 |  | 0 |  | 0
|  |  |  | 20.96 | 41.92 | 0 | 0 | 0 | 0 | 0 | 7.48 | 0.10709 | 3.566 | 41.92 | 41.92 | 0 | 0 | 0 | 0 | 0 | 0.79384 | 0 | 0 |  | 0 |  | 0
|  |  |  | 17.76 | 35.52 | 0 | 0 | 0 | 0 | 0 | 7.48 | 0.10709 | 0 | 35.52 | 35.52 | 0 | 0 | 0 | 0 | 0 | 0.79384 | 0 | 0 |  | 0 |  | 0
|  |  |  | 15.68 | 31.36 | 0 | 0 | 0 | 0 | 0 | 7.48 | 0.10709 | 0 | 31.36 | 31.36 | 0 | 0 | 0 | 0 | 0 | 0.79384 | 0 | 0 |  | 0 |  | 0
|  |  |  | 14.72 | 29.44 | 0 | 0 | 0 | 0 | 0 | 7.48 | 0.10709 | 0 | 29.44 | 29.44 | 0 | 0 | 0 | 0 | 0 | 0.79384 | 0 | 0 |  | 0 |  | 0
|  |  |  | 15.36 | 30.72 | 0 | 0 | 0 | 0 | 0 | 7.48 | 0.10709 | 0 | 30.72 | 30.72 | 0 | 0 | 0 | 0 | 0 | 0.79384 | 0 | 0 |  | 0 |  | 0
|  |  |  | 17.44 | 34.88 | 0 | 0 | 0 | 0 | 0 | 7.48 | 0.10709 | 0 | 34.88 | 34.88 | 0 | 0 | 0 | 0 | 0 | 0.79384 | 0 | 0 |  | 0 |  | 0
|  |  |  | 13.28 | 26.56 | 0 | 0 | 0 | 0 | 0 | 7.48 | 0.10709 | 0 | 26.56 | 26.56 | 0 | 0 | 0 | 0 | 0 | 0.79384 | 0 | 0 |  | 0 |  | 0
|  |  |  | 19.36 | 38.72 | 0 | 0 | 0 | 0 | 0 | 7.48 | 0.10709 | 0 | 38.72 | 38.72 | 0 | 0 | 0 | 0 | 0 | 0.79384 | 0 | 0 |  | 0 |  | 0
|  |  |  | 20.32 | 40.64 | 0 | 0 | 0 | 0 | 0 | 7.48 | 0.10709 | 0 | 40.64 | 40.64 | 0 | 0 | 0 | 0 | 0 | 0.79384 | 0 | 0 |  | 0 |  | 0
|  |  |  | 20.32 | 40.64 | 0 | 0 | 0 | 0 | 0 | 7.48 | 0.10709 | 0 | 40.64 | 40.64 | 0 | 0 | 0 | 0 | 0 | 0.79384 | 0 | 0 |  | 0 |  | 0
|  |  |  | 19.84 | 39.68 | 0 | 0 | 0 | 0 | 0 | 7.48 | 0.10709 | 0 | 39.68 | 28.696 | 0 | 10.984 | 0 | 0 | 10.984 | 0.79384 | 0 | 0 |  | 0 |  | 0
|  |  |  | 19.36 | 38.72 | 0 | 0 | 0 | 0 | 0 | 7.48 | 0.10709 | 0 | 38.72 | 7.78 | 0 | 30.94 | 0 | 0 | 30.94 | 0.79384 | 0 | 0 |  | 0 |  | 0
|  |  |  | 21.28 | 42.56 | 0 | 0 | 0 | 0 | 0 | 7.48 | 0.10709 | 0 | 42.56 | 0 | 0 | 46.702 | 4.142 | 0 | 42.56 | 1 | 0 | 0 |  | 0 |  | 0
|  |  |  | 30.56 | 61.12 | 0 | 0 | 0 | 0 | 0 | 7.48 | 0.12502 | 0 | 61.12 | 0.89 | 0 | 58.438 | 0 | 0 | 58.438 | 0.90069 | 0 | 1.793 |  | 0 |  | 0
|  |  |  | 31.36 | 62.72 | 0 | 0 | 0 | 0 | 0 | 7.48 | 0.12502 | 0 | 62.72 | 0 | 0 | 63.712 | 0.992 | 0 | 62.72 | 0.95005 | 0 | 0 |  | 0 |  | 0
|  |  |  | 30.56 | 61.12 | 0 | 0 | 0 | 0 | 0 | 7.48 | 0.12502 | 0 | 61.12 | 0 | 0 | 62.123 | 1.003 | 0 | 61.12 | 1 | 0 | 0 |  | 0 |  | 0
|  |  |  | 30.72 | 61.44 | 0 | 0 | 0 | 0 | 0 | 12.23 | 0.12502 | 0 | 61.44 | 6.033 | 0 | 55.407 | 0 | 0 | 55.407 | 1 | 0 | 0 |  | 0 |  | 0
|  |  |  | 29.44 | 58.88 | 0 | 0 | 0 | 0 | 0 | 12.23 | 0.12502 | 0 | 58.88 | 17.78 | 0 | 41.1 | 0 | 0 | 41.1 | 1 | 0 | 0 |  | 0 |  | 0
|  |  |  | 30.24 | 60.48 | 0 | 0 | 0 | 0 | 0 | 12.23 | 0.12502 | 0 | 60.48 | 39.008 | 0 | 21.472 | 0 | 0 | 21.472 | 1 | 0 | 0 |  | 0 |  | 0
|  |  |  | 29.76 | 59.52 | 0 | 0 | 0 | 0 | 0 | 12.23 | 0.12502 | 0 | 59.52 | 55.099 | 0 | 2.958 | 0 | 0 | 2.958 | 0.91898 | 0 | 1.462 |  | 0 |  | 0
|  |  |  | 29.76 | 59.52 | 0 | 0 | 0 | 0 | 0 | 7.48 | 0.12502 | 0 | 59.52 | 59.52 | 0 | 0 | 0 | 0 | 0 | 0.91898 | 0 | 0 |  | 0 |  | 0
|  |  |  | 28.64 | 57.28 | 0 | 0 | 0 | 0 | 0 | 7.48 | 0.12502 | 0 | 57.28 | 52.666 | 0 | 0 | 0 | 0 | 0 | 0.66337 | 0 | 4.614 |  | 0 |  | 0
|  |  |  | 28.96 | 57.92 | 0 | 0 | 0 | 0 | 0 | 7.48 | 0.12502 | 0 | 57.92 | 49.555 | 0 | 0 | 0 | 0 | 0 | 0.2 | 0 | 8.365 |  | 0 |  | 0
|  |  |  | 27.36 | 54.72 | 0 | 0 | 0 | 0 | 0 | 7.48 | 0.10709 | 8.081 | 54.72 | 54.72 | 0 | 0 | 0 | 0 | 0 | 0.60223 | 0 | 0 |  | 0 |  | 0
|  |  |  | 24.32 | 48.64 | 0 | 0 | 0 | 0 | 0 | 7.48 | 0.10709 | 7.991 | 48.64 | 48.64 | 0 | 0 | 0 | 0 | 0 | 1 | 0 | 0 |  | 0 |  | 0
|  |  |  | 18.72 | 37.44 | 0 | 0 | 0 | 0 | 0 | 7.48 | 0.10709 | 0 | 37.44 | 37.44 | 0 | 0 | 0 | 0 | 0 | 1 | 0 | 0 |  | 0 |  | 0
|  |  |  | 14.24 | 28.48 | 0 | 0 | 0 | 0 | 0 | 7.48 | 0.10709 | 0 | 28.48 | 28.48 | 0 | 0 | 0 | 0 | 0 | 1 | 0 | 0 |  | 0 |  | 0
|  |  |  | 13.12 | 26.24 | 0 | 0 | 0 | 0 | 0 | 7.48 | 0.10709 | 0 | 26.24 | 26.24 | 0 | 0 | 0 | 0 | 0 | 1 | 0 | 0 |  | 0 |  | 0
|  |  |  | 12.8 | 25.6 | 0 | 0 | 0 | 0 | 0 | 7.48 | 0.10709 | 0 | 25.6 | 25.6 | 0 | 0 | 0 | 0 | 0 | 1 | 0 | 0 |  | 0 |  | 0
|  |  |  | 12.64 | 25.28 | 0 | 0 | 0 | 0 | 0 | 7.48 | 0.10709 | 0 | 25.28 | 25.28 | 0 | 0 | 0 | 0 | 0 | 1 | 0 | 0 |  | 0 |  | 0
|  |  |  | 12.64 | 25.28 | 0 | 0 | 0 | 0 | 0 | 7.48 | 0.10709 | 0 | 25.28 | 25.28 | 0 | 0 | 0 | 0 | 0 | 1 | 0 | 0 |  | 0 |  | 0
|  |  |  | 19.2 | 38.4 | 0 | 0 | 0 | 0 | 0 | 7.48 | 0.10709 | 0 | 38.4 | 38.4 | 0 | 0 | 0 | 0 | 0 | 1 | 0 | 0 |  | 0 |  | 0
|  |  |  | 20.48 | 40.96 | 0 | 0 | 0 | 0 | 0 | 7.48 | 0.10709 | 0 | 40.96 | 40.96 | 0 | 0 | 0 | 0 | 0 | 1 | 0 | 0 |  | 0 |  | 0
|  |  |  | 19.36 | 38.72 | 0 | 0 | 0 | 0 | 0 | 7.48 | 0.10709 | 0 | 38.72 | 38.72 | 0 | 0 | 0 | 0 | 0 | 1 | 0 | 0 |  | 0 |  | 0
|  |  |  | 24.32 | 48.64 | 0 | 0 | 0 | 0 | 0 | 7.48 | 0.10709 | 0 | 48.64 | 39.729 | 0 | 8.911 | 0 | 0 | 8.911 | 1 | 0 | 0 |  | 0 |  | 0
|  |  |  | 25.92 | 51.84 | 0 | 0 | 0 | 0 | 0 | 7.48 | 0.10709 | 0 | 51.84 | 25.701 | 0 | 26.139 | 0 | 0 | 26.139 | 1 | 0 | 0 |  | 0 |  | 0
|  |  |  | 26.56 | 53.12 | 0 | 0 | 0 | 0 | 0 | 7.48 | 0.10709 | 0 | 53.12 | 12.856 | 0 | 40.264 | 0 | 0 | 40.264 | 1 | 0 | 0 |  | 0 |  | 0
|  |  |  | 26.72 | 53.44 | 0 | 0 | 0 | 0 | 0 | 7.48 | 0.12502 | 0 | 53.44 | 7.939 | 0 | 45.501 | 0 | 0 | 45.501 | 1 | 0 | 0 |  | 0 |  | 0
|  |  |  | 26.24 | 52.48 | 0 | 0 | 0 | 0 | 0 | 7.48 | 0.12502 | 0 | 52.48 | 1.144 | 0 | 51.042 | 0 | 0 | 51.042 | 0.98372 | 0 | 0.294 |  | 0 |  | 0
|  |  |  | 25.6 | 51.2 | 0 | 0 | 0 | 0 | 0 | 7.48 | 0.12502 | 0 | 51.2 | 0 | 0 | 51.527 | 0.327 | 0 | 51.2 | 1 | 0 | 0 |  | 0 |  | 0
|  |  |  | 26.56 | 53.12 | 0 | 0 | 0 | 0 | 0 | 12.23 | 0.12502 | 0 | 53.12 | 8.116 | 0 | 45.004 | 0 | 0 | 45.004 | 1 | 0 | 0 |  | 0 |  | 0
|  |  |  | 25.76 | 51.52 | 0 | 0 | 0 | 0 | 0 | 12.23 | 0.12502 | 0 | 51.52 | 11.765 | 0 | 39.755 | 0 | 0 | 39.755 | 1 | 0 | 0 |  | 0 |  | 0
|  |  |  | 25.92 | 51.84 | 0 | 0 | 0 | 0 | 0 | 12.23 | 0.12502 | 0 | 51.84 | 31.169 | 0 | 20.671 | 0 | 0 | 20.671 | 1 | 0 | 0 |  | 0 |  | 0
|  |  |  | 27.68 | 55.36 | 0 | 0 | 0 | 0 | 0 | 12.23 | 0.12502 | 0 | 55.36 | 52.826 | 0 | 2.534 | 0 | 0 | 2.534 | 1 | 0 | 0 |  | 0 |  | 0
|  |  |  | 28.48 | 56.96 | 0 | 0 | 0 | 0 | 0 | 7.48 | 0.12502 | 0 | 56.96 | 56.96 | 0 | 0 | 0 | 0 | 0 | 1 | 0 | 0 |  | 0 |  | 0
|  |  |  | 26.72 | 53.44 | 0 | 0 | 0 | 0 | 0 | 7.48 | 0.12502 | 0 | 53.44 | 47.363 | 0 | 0 | 0 | 0 | 0 | 0.66337 | 0 | 6.077 |  | 0 |  | 0
|  |  |  | 26.24 | 52.48 | 0 | 0 | 0 | 0 | 0 | 7.48 | 0.12502 | 0 | 52.48 | 44.115 | 0 | 0 | 0 | 0 | 0 | 0.2 | 0 | 8.365 |  | 0 |  | 0
|  |  |  | 26.56 | 53.12 | 0 | 0 | 0 | 0 | 0 | 7.48 | 0.10709 | 8.365 | 53.12 | 53.12 | 0 | 0 | 0 | 0 | 0 | 0.61636 | 0 | 0 |  | 0 |  | 0
|  |  |  | 25.6 | 51.2 | 0 | 0 | 0 | 0 | 0 | 7.48 | 0.10709 | 7.707 | 51.2 | 51.2 | 0 | 0 | 0 | 0 | 0 | 1 | 0 | 0 |  | 0 |  | 0
|  |  |  | 21.28 | 42.56 | 0 | 0 | 0 | 0 | 0 | 7.48 | 0.10709 | 0 | 42.56 | 42.56 | 0 | 0 | 0 | 0 | 0 | 1 | 0 | 0 |  | 0 |  | 0
|  |  |  | 20.8 | 41.6 | 0 | 0 | 0 | 0 | 0 | 7.48 | 0.10709 | 0 | 41.6 | 41.6 | 0 | 0 | 0 | 0 | 0 | 1 | 0 | 0 |  | 0 |  | 0
|  |  |  | 18.4 | 36.8 | 0 | 0 | 0 | 0 | 0 | 7.48 | 0.10709 | 0 | 36.8 | 36.8 | 0 | 0 | 0 | 0 | 0 | 1 | 0 | 0 |  | 0 |  | 0
|  |  |  | 18.4 | 36.8 | 0 | 0 | 0 | 0 | 0 | 7.48 | 0.10709 | 0 | 36.8 | 36.8 | 0 | 0 | 0 | 0 | 0 | 1 | 0 | 0 |  | 0 |  | 0
|  |  |  | 17.44 | 34.88 | 0 | 0 | 0 | 0 | 0 | 7.48 | 0.10709 | 0 | 34.88 | 34.88 | 0 | 0 | 0 | 0 | 0 | 1 | 0 | 0 |  | 0 |  | 0
|  |  |  | 18.4 | 36.8 | 0 | 0 | 0 | 0 | 0 | 7.48 | 0.10709 | 0 | 36.8 | 36.8 | 0 | 0 | 0 | 0 | 0 | 1 | 0 | 0 |  | 0 |  | 0
|  |  |  | 24.32 | 48.64 | 0 | 0 | 0 | 0 | 0 | 7.48 | 0.10709 | 0 | 48.64 | 48.64 | 0 | 0 | 0 | 0 | 0 | 1 | 0 | 0 |  | 0 |  | 0
|  |  |  | 26.56 | 53.12 | 0 | 0 | 0 | 0 | 0 | 7.48 | 0.10709 | 0 | 53.12 | 53.12 | 0 | 0 | 0 | 0 | 0 | 1 | 0 | 0 |  | 0 |  | 0
|  |  |  | 26.4 | 52.8 | 0 | 0 | 0 | 0 | 0 | 7.48 | 0.10709 | 0 | 52.8 | 52.8 | 0 | 0 | 0 | 0 | 0 | 1 | 0 | 0 |  | 0 |  | 0
|  |  |  | 26.24 | 52.48 | 0 | 0 | 0 | 0 | 0 | 7.48 | 0.10709 | 0 | 52.48 | 46.273 | 0 | 6.207 | 0 | 0 | 6.207 | 1 | 0 | 0 |  | 0 |  | 0
|  |  |  | 29.6 | 59.2 | 0 | 0 | 0 | 0 | 0 | 7.48 | 0.10709 | 0 | 59.2 | 40.177 | 0 | 19.023 | 0 | 0 | 19.023 | 1 | 0 | 0 |  | 0 |  | 0
|  |  |  | 30.08 | 60.16 | 0 | 0 | 0 | 0 | 0 | 7.48 | 0.10709 | 0 | 60.16 | 14.61 | 0 | 45.55 | 0 | 0 | 45.55 | 1 | 0 | 0 |  | 0 |  | 0
|  |  |  | 30.24 | 60.48 | 0 | 0 | 0 | 0 | 0 | 7.48 | 0.12502 | 0 | 60.48 | 4.626 | 0 | 54.352 | 0 | 0 | 54.352 | 0.91679 | 0 | 1.502 |  | 0 |  | 0
|  |  |  | 30.56 | 61.12 | 0 | 0 | 0 | 0 | 0 | 7.48 | 0.12502 | 0 | 61.12 | 0 | 0 | 54.801 | 0 | 0 | 54.801 | 0.56672 | 0 | 6.319 |  | 0 |  | 0
|  |  |  | 27.7867 | 55.5733 | 0 | 0 | 0 | 0 | 0 | 7.48 | 0.12502 | 0 | 55.573 | 0 | 0 | 59.432 | 3.859 | 0 | 55.573 | 0.75878 | 0 | 0 |  | 0 |  | 0
|  |  |  | 23.68 | 47.36 | 0 | 0 | 0 | 0 | 0 | 12.23 | 0.12502 | 0 | 47.36 | 0 | 0 | 52.206 | 4.846 | 0 | 47.36 | 1 | 0 | 0 |  | 0 |  | 0
|  |  |  | 23.68 | 47.36 | 0 | 0 | 0 | 0 | 0 | 12.23 | 0.12502 | 0 | 47.36 | 18.311 | 0 | 29.049 | 0 | 0 | 29.049 | 1 | 0 | 0 |  | 0 |  | 0
|  |  |  | 28.48 | 56.96 | 0 | 0 | 0 | 0 | 0 | 12.23 | 0.12502 | 0 | 56.96 | 41.963 | 0 | 14.997 | 0 | 0 | 14.997 | 1 | 0 | 0 |  | 0 |  | 0
|  |  |  | 29.92 | 59.84 | 0 | 0 | 0 | 0 | 0 | 12.23 | 0.12502 | 0 | 59.84 | 55.099 | 0 | 0.764 | 0 | 0 | 0.764 | 0.7797 | 0 | 3.977 |  | 0 |  | 0
|  |  |  | 30.56 | 61.12 | 0 | 0 | 0 | 0 | 0 | 7.48 | 0.12502 | 0 | 61.12 | 61.12 | 0 | 0 | 0 | 0 | 0 | 0.7797 | 0 | 0 |  | 0 |  | 0
|  |  |  | 24.64 | 49.28 | 0 | 0 | 0 | 0 | 0 | 7.48 | 0.12502 | 0 | 49.28 | 47.18 | 0 | 0 | 0 | 0 | 0 | 0.66337 | 0 | 2.1 |  | 0 |  | 0
|  |  |  | 20.48 | 40.96 | 0 | 0 | 0 | 0 | 0 | 7.48 | 0.12502 | 0 | 40.96 | 32.595 | 0 | 0 | 0 | 0 | 0 | 0.2 | 0 | 8.365 |  | 0 |  | 0
|  |  |  | 20.8 | 41.6 | 0 | 0 | 0 | 0 | 0 | 7.48 | 0.10709 | 8.365 | 41.6 | 41.6 | 0 | 0 | 0 | 0 | 0 | 0.61636 | 0 | 0 |  | 0 |  | 0
|  |  |  | 21.28 | 42.56 | 0 | 0 | 0 | 0 | 0 | 7.48 | 0.10709 | 7.707 | 42.56 | 42.56 | 0 | 0 | 0 | 0 | 0 | 1 | 0 | 0 |  | 0 |  | 0
|  |  |  | 17.6 | 35.2 | 0 | 0 | 0 | 0 | 0 | 7.48 | 0.10709 | 0 | 35.2 | 35.2 | 0 | 0 | 0 | 0 | 0 | 1 | 0 | 0 |  | 0 |  | 0
|  |  |  | 15.36 | 30.72 | 0 | 0 | 0 | 0 | 0 | 7.48 | 0.10709 | 0 | 30.72 | 30.72 | 0 | 0 | 0 | 0 | 0 | 1 | 0 | 0 |  | 0 |  | 0
|  |  |  | 13.96 | 27.92 | 0 | 0 | 0 | 0 | 0 | 7.48 | 0.10709 | 0 | 27.92 | 27.92 | 0 | 0 | 0 | 0 | 0 | 1 | 0 | 0 |  | 0 |  | 0
|  |  |  | 15.08 | 30.16 | 0 | 0 | 0 | 0 | 0 | 7.48 | 0.10709 | 0 | 30.16 | 30.16 | 0 | 0 | 0 | 0 | 0 | 1 | 0 | 0 |  | 0 |  | 0
|  |  |  | 15.88 | 31.76 | 0 | 0 | 0 | 0 | 0 | 7.48 | 0.10709 | 0 | 31.76 | 31.76 | 0 | 0 | 0 | 0 | 0 | 1 | 0 | 0 |  | 0 |  | 0
|  |  |  | 14.36 | 28.72 | 0 | 0 | 0 | 0 | 0 | 7.48 | 0.10709 | 0 | 28.72 | 28.72 | 0 | 0 | 0 | 0 | 0 | 1 | 0 | 0 |  | 0 |  | 0
|  |  |  | 18.88 | 37.76 | 0 | 0 | 0 | 0 | 0 | 7.48 | 0.10709 | 0 | 37.76 | 37.76 | 0 | 0 | 0 | 0 | 0 | 1 | 0 | 0 |  | 0 |  | 0
|  |  |  | 21.1467 | 42.2933 | 0 | 0 | 0 | 0 | 0 | 7.48 | 0.10709 | 0 | 42.293 | 42.293 | 0 | 0 | 0 | 0 | 0 | 1 | 0 | 0 |  | 0 |  | 0
|  |  |  | 24.1067 | 48.2133 | 0 | 0 | 0 | 0 | 0 | 7.48 | 0.10709 | 0 | 48.213 | 48.213 | 0 | 0 | 0 | 0 | 0 | 1 | 0 | 0 |  | 0 |  | 0
|  |  |  | 23.8133 | 47.6267 | 0 | 0 | 0 | 0 | 0 | 7.48 | 0.10709 | 0 | 47.627 | 37.721 | 0 | 9.905 | 0 | 0 | 9.905 | 1 | 0 | 0 |  | 0 |  | 0
|  |  |  | 23.4933 | 46.9867 | 0 | 0 | 0 | 0 | 0 | 7.48 | 0.10709 | 0 | 46.987 | 17.38 | 0 | 29.607 | 0 | 0 | 29.607 | 1 | 0 | 0 |  | 0 |  | 0
|  |  |  | 24.5333 | 49.0667 | 0 | 0 | 0 | 0 | 0 | 7.48 | 0.10709 | 0 | 49.067 | 36.142 | 0 | 12.924 | 0 | 0 | 12.924 | 1 | 0 | 0 |  | 0 |  | 0
|  |  |  | 29.0933 | 58.1867 | 0 | 0 | 0 | 0 | 0 | 7.48 | 0.12502 | 0 | 58.187 | 29.125 | 0 | 29.061 | 0 | 0 | 29.061 | 1 | 0 | 0 |  | 0 |  | 0
|  |  |  | 28.8533 | 57.7067 | 0 | 0 | 0 | 0 | 0 | 7.48 | 0.12502 | 0 | 57.707 | 30.537 | 0 | 27.17 | 0 | 0 | 27.17 | 1 | 0 | 0 |  | 0 |  | 0
|  |  |  | 27.8533 | 55.7067 | 0 | 0 | 0 | 0 | 0 | 7.48 | 0.12502 | 0 | 55.707 | 28.913 | 0 | 26.794 | 0 | 0 | 26.794 | 1 | 0 | 0 |  | 0 |  | 0
|  |  |  | 27.8533 | 55.7067 | 0 | 0 | 0 | 0 | 0 | 12.23 | 0.12502 | 0 | 55.707 | 29.64 | 0 | 26.067 | 0 | 0 | 26.067 | 1 | 0 | 0 |  | 0 |  | 0
|  |  |  | 26.5467 | 53.0933 | 0 | 0 | 0 | 0 | 0 | 12.23 | 0.12502 | 0 | 53.093 | 13.508 | 0 | 39.585 | 0 | 0 | 39.585 | 1 | 0 | 0 |  | 0 |  | 0
|  |  |  | 26.52 | 53.04 | 0 | 0 | 0 | 0 | 0 | 12.23 | 0.12502 | 0 | 53.04 | 32.587 | 0 | 20.453 | 0 | 0 | 20.453 | 1 | 0 | 0 |  | 0 |  | 0
|  |  |  | 30.5733 | 61.1467 | 0 | 0 | 0 | 0 | 0 | 12.23 | 0.12502 | 0 | 61.147 | 55.099 | 0 | 2.376 | 0 | 0 | 2.376 | 0.79664 | 0 | 3.671 |  | 0 |  | 0
|  |  |  | 31.16 | 62.32 | 0 | 0 | 0 | 0 | 0 | 7.48 | 0.12502 | 0 | 62.32 | 62.32 | 0 | 0 | 0 | 0 | 0 | 0.79664 | 0 | 0 |  | 0 |  | 0
|  |  |  | 32.96 | 65.92 | 0 | 0 | 0 | 0 | 0 | 7.48 | 0.12502 | 0 | 65.92 | 62.801 | 0 | 0 | 0 | 0 | 0 | 0.62385 | 0 | 3.119 |  | 0 |  | 0
|  |  |  | 32.2 | 64.4 | 0 | 0 | 0 | 0 | 0 | 7.48 | 0.12502 | 0 | 64.4 | 58.428 | 0 | 0 | 0 | 0 | 0 | 0.29302 | 0 | 5.972 |  | 0 |  | 0
|  |  |  | 32.24 | 64.48 | 0 | 0 | 0 | 0 | 0 | 7.48 | 0.10709 | 0 | 64.48 | 62.801 | 0 | 0 | 0 | 0 | 0 | 0.2 | 0 | 1.679 |  | 0 |  | 0
|  |  |  | 28.76 | 57.52 | 0 | 0 | 0 | 0 | 0 | 7.48 | 0.10709 | 2.4 | 57.52 | 57.52 | 0 | 0 | 0 | 0 | 0 | 0.31948 | 0 | 0 |  | 0 |  | 0
|  |  |  | 16.48 | 32.96 | 0 | 0 | 0 | 0 | 0 | 7.48 | 0.10709 | 0 | 32.96 | 32.96 | 0 | 0 | 0 | 0 | 0 | 0.31948 | 0 | 0 |  | 0 |  | 0
|  |  |  | 14.24 | 28.48 | 0 | 0 | 0 | 0 | 0 | 7.48 | 0.10709 | 0 | 28.48 | 28.48 | 0 | 0 | 0 | 0 | 0 | 0.31948 | 0 | 0 |  | 0 |  | 0
|  |  |  | 14.8 | 29.6 | 0 | 0 | 0 | 0 | 0 | 7.48 | 0.10709 | 0 | 29.6 | 29.6 | 0 | 0 | 0 | 0 | 0 | 0.31948 | 0 | 0 |  | 0 |  | 0
|  |  |  | 18.28 | 36.56 | 0 | 0 | 0 | 0 | 0 | 7.48 | 0.10709 | 0 | 36.56 | 36.56 | 0 | 0 | 0 | 0 | 0 | 0.31948 | 0 | 0 |  | 0 |  | 0
|  |  |  | 18.52 | 37.04 | 0 | 0 | 0 | 0 | 0 | 7.48 | 0.10709 | 0 | 37.04 | 37.04 | 0 | 0 | 0 | 0 | 0 | 0.31948 | 0 | 0 |  | 0 |  | 0
|  |  |  | 16.96 | 33.92 | 0 | 0 | 0 | 0 | 0 | 7.48 | 0.10709 | 0 | 33.92 | 33.92 | 0 | 0 | 0 | 0 | 0 | 0.31948 | 0 | 0 |  | 0 |  | 0
|  |  |  | 18.84 | 37.68 | 0 | 0 | 0 | 0 | 0 | 7.48 | 0.10709 | 0 | 37.68 | 37.68 | 0 | 0 | 0 | 0 | 0 | 0.31948 | 0 | 0 |  | 0 |  | 0
|  |  |  | 20.24 | 40.48 | 0 | 0 | 0 | 0 | 0 | 7.48 | 0.10709 | 0 | 40.48 | 40.48 | 0 | 0 | 0 | 0 | 0 | 0.31948 | 0 | 0 |  | 0 |  | 0
|  |  |  | 20.28 | 40.56 | 0 | 0 | 0 | 0 | 0 | 7.48 | 0.10709 | 0 | 40.56 | 40.56 | 0 | 0 | 0 | 0 | 0 | 0.31948 | 0 | 0 |  | 0 |  | 0
|  |  |  | 19.68 | 39.36 | 0 | 0 | 0 | 0 | 0 | 7.48 | 0.10709 | 0 | 39.36 | 29.103 | 0 | 10.257 | 0 | 0 | 10.257 | 0.31948 | 0 | 0 |  | 0 |  | 0
|  |  |  | 19 | 38 | 0 | 0 | 0 | 0 | 0 | 7.48 | 0.10709 | 0 | 38 | 7.399 | 0 | 30.601 | 0 | 0 | 30.601 | 0.31948 | 0 | 0 |  | 0 |  | 0
|  |  |  | 19 | 38 | 0 | 0 | 0 | 0 | 0 | 7.48 | 0.10709 | 0 | 38 | 11.715 | 0 | 26.285 | 0 | 0 | 26.285 | 0.31948 | 0 | 0 |  | 0 |  | 0
|  |  |  | 18.84 | 37.68 | 0 | 0 | 0 | 0 | 0 | 7.48 | 0.10709 | 0 | 37.68 | 16.221 | 0 | 21.459 | 0 | 0 | 21.459 | 0.31948 | 0 | 0 |  | 0 |  | 0
|  |  |  | 18.88 | 37.76 | 0 | 0 | 0 | 0 | 0 | 7.48 | 0.10709 | 0 | 37.76 | 0 | 1.535 | 46.125 | 8.365 | 0 | 37.76 | 0.73584 | 0 | 0 |  | 0 |  | 0
|  |  |  | 18.6 | 37.2 | 0 | 0 | 0 | 0 | 0 | 7.48 | 0.10709 | 0 | 37.2 | 7.69 | 0 | 29.51 | 0 | 0 | 29.51 | 0.73584 | 0 | 0 |  | 0 |  | 0
|  |  |  | 18.8 | 37.6 | 0 | 0 | 0 | 0 | 0 | 7.48 | 0.10709 | 0 | 37.6 | 0 | 0 | 42.907 | 5.307 | 0 | 37.6 | 1 | 0 | 0 |  | 0 |  | 0
|  |  |  | 18.64 | 37.28 | 0 | 0 | 0 | 0 | 0 | 7.48 | 0.10709 | 0 | 37.28 | 12.838 | 0 | 24.442 | 0 | 0 | 24.442 | 1 | 0 | 0 |  | 0 |  | 0
|  |  |  | 18.6 | 37.2 | 0 | 0 | 0 | 0 | 0 | 7.48 | 0.10709 | 0 | 37.2 | 24.252 | 0 | 12.948 | 0 | 0 | 12.948 | 1 | 0 | 0 |  | 0 |  | 0
|  |  |  | 20.08 | 40.16 | 0 | 0 | 0 | 0 | 0 | 7.48 | 0.10709 | 0 | 40.16 | 39.493 | 0 | 0.667 | 0 | 0 | 0.667 | 1 | 0 | 0 |  | 0 |  | 0
|  |  |  | 20.12 | 40.24 | 0 | 0 | 0 | 0 | 0 | 7.48 | 0.10709 | 0 | 40.24 | 40.24 | 0 | 0 | 0 | 0 | 0 | 1 | 0 | 0 |  | 0 |  | 0
|  |  |  | 20.16 | 40.32 | 0 | 0 | 0 | 0 | 0 | 7.48 | 0.10709 | 0 | 40.32 | 40.32 | 0 | 0 | 0 | 0 | 0 | 1 | 0 | 0 |  | 0 |  | 0
|  |  |  | 20.6 | 41.2 | 0 | 0 | 0 | 0 | 0 | 7.48 | 0.10709 | 0 | 41.2 | 41.2 | 0 | 0 | 0 | 0 | 0 | 1 | 0 | 0 |  | 0 |  | 0
|  |  |  | 20.44 | 40.88 | 0 | 0 | 0 | 0 | 0 | 7.48 | 0.10709 | 0 | 40.88 | 40.88 | 0 | 0 | 0 | 0 | 0 | 1 | 0 | 0 |  | 0 |  | 0
|  |  |  | 20.52 | 41.04 | 0 | 0 | 0 | 0 | 0 | 7.48 | 0.10709 | 0 | 41.04 | 41.04 | 0 | 0 | 0 | 0 | 0 | 1 | 0 | 0 |  | 0 |  | 0
|  |  |  | 14.96 | 29.92 | 0 | 0 | 0 | 0 | 0 | 7.48 | 0.10709 | 0 | 29.92 | 29.92 | 0 | 0 | 0 | 0 | 0 | 1 | 0 | 0 |  | 0 |  | 0
|  |  |  | 13.04 | 26.08 | 0 | 0 | 0 | 0 | 0 | 7.48 | 0.10709 | 0 | 26.08 | 26.08 | 0 | 0 | 0 | 0 | 0 | 1 | 0 | 0 |  | 0 |  | 0
|  |  |  | 12.32 | 24.64 | 0 | 0 | 0 | 0 | 0 | 7.48 | 0.10709 | 0 | 24.64 | 24.64 | 0 | 0 | 0 | 0 | 0 | 1 | 0 | 0 |  | 0 |  | 0
|  |  |  | 11.6 | 23.2 | 0 | 0 | 0 | 0 | 0 | 7.48 | 0.10709 | 0 | 23.2 | 23.2 | 0 | 0 | 0 | 0 | 0 | 1 | 0 | 0 |  | 0 |  | 0
|  |  |  | 11.68 | 23.36 | 0 | 0 | 0 | 0 | 0 | 7.48 | 0.10709 | 0 | 23.36 | 23.36 | 0 | 0 | 0 | 0 | 0 | 1 | 0 | 0 |  | 0 |  | 0
|  |  |  | 12.84 | 25.68 | 0 | 0 | 0 | 0 | 0 | 7.48 | 0.10709 | 0 | 25.68 | 25.68 | 0 | 0 | 0 | 0 | 0 | 1 | 0 | 0 |  | 0 |  | 0
|  |  |  | 18.44 | 36.88 | 0 | 0 | 0 | 0 | 0 | 7.48 | 0.10709 | 0 | 36.88 | 36.88 | 0 | 0 | 0 | 0 | 0 | 1 | 0 | 0 |  | 0 |  | 0
|  |  |  | 22.88 | 45.76 | 0 | 0 | 0 | 0 | 0 | 7.48 | 0.10709 | 0 | 45.76 | 45.76 | 0 | 0 | 0 | 0 | 0 | 1 | 0 | 0 |  | 0 |  | 0
|  |  |  | 31.72 | 63.44 | 0 | 0 | 0 | 0 | 0 | 7.48 | 0.10709 | 0 | 63.44 | 62.801 | 0 | 0 | 0 | 0 | 0 | 0.96459 | 0 | 0.639 |  | 0 |  | 0
|  |  |  | 31.92 | 63.84 | 0 | 0 | 0 | 0 | 0 | 7.48 | 0.10709 | 0 | 63.84 | 62.801 | 0 | 0.255 | 0 | 0 | 0.255 | 0.92113 | 0 | 0.785 |  | 0 |  | 0
|  |  |  | 32.12 | 64.24 | 0 | 0 | 0 | 0 | 0 | 7.48 | 0.10709 | 0.949 | 64.24 | 61.852 | 0 | 2.388 | 0 | 0 | 2.388 | 0.96837 | 0 | 0 |  | 0 |  | 0
|  |  |  | 33.32 | 66.64 | 0 | 0 | 0 | 0 | 0 | 7.48 | 0.10709 | 0.635 | 66.64 | 57.741 | 0 | 8.899 | 0 | 0 | 8.899 | 1 | 0 | 0 |  | 0 |  | 0
|  |  |  | 37.88 | 75.76 | 0 | 0 | 0 | 0 | 0 | 7.48 | 0.10709 | 0 | 75.76 | 42.407 | 0 | 33.353 | 0 | 0 | 33.353 | 1 | 0 | 0 |  | 0 |  | 0
|  |  |  | 36.32 | 72.64 | 0 | 0 | 0 | 0 | 0 | 7.48 | 0.10709 | 0 | 72.64 | 31.127 | 0 | 41.513 | 0 | 0 | 41.513 | 1 | 0 | 0 |  | 0 |  | 0
|  |  |  | 34.4 | 68.8 | 0 | 0 | 0 | 0 | 0 | 7.48 | 0.10709 | 0 | 68.8 | 8.507 | 0 | 60.293 | 0 | 0 | 60.293 | 1 | 0 | 0 |  | 0 |  | 0
|  |  |  | 34.04 | 68.08 | 0 | 0 | 0 | 0 | 0 | 7.48 | 0.10709 | 0 | 68.08 | 15.231 | 0 | 52.849 | 0 | 0 | 52.849 | 1 | 0 | 0 |  | 0 |  | 0
|  |  |  | 31.56 | 63.12 | 0 | 0 | 0 | 0 | 0 | 7.48 | 0.10709 | 0 | 63.12 | 23.778 | 0 | 39.342 | 0 | 0 | 39.342 | 1 | 0 | 0 |  | 0 |  | 0
|  |  |  | 30.72 | 61.44 | 0 | 0 | 0 | 0 | 0 | 7.48 | 0.10709 | 0 | 61.44 | 40.938 | 0 | 20.502 | 0 | 0 | 20.502 | 1 | 0 | 0 |  | 0 |  | 0
|  |  |  | 31.76 | 63.52 | 0 | 0 | 0 | 0 | 0 | 7.48 | 0.10709 | 0 | 63.52 | 60.95 | 0 | 2.57 | 0 | 0 | 2.57 | 1 | 0 | 0 |  | 0 |  | 0
|  |  |  | 32.64 | 65.28 | 0 | 0 | 0 | 0 | 0 | 7.48 | 0.10709 | 0 | 65.28 | 62.801 | 0 | 0 | 0 | 0 | 0 | 0.86266 | 0 | 2.479 |  | 0 |  | 0
|  |  |  | 32.52 | 65.04 | 0 | 0 | 0 | 0 | 0 | 7.48 | 0.10709 | 0 | 65.04 | 62.801 | 0 | 0 | 0 | 0 | 0 | 0.73862 | 0 | 2.239 |  | 0 |  | 0
|  |  |  | 32.56 | 65.12 | 0 | 0 | 0 | 0 | 0 | 7.48 | 0.10709 | 0 | 65.12 | 62.801 | 0 | 0 | 0 | 0 | 0 | 0.61015 | 0 | 2.319 |  | 0 |  | 0
|  |  |  | 31.84 | 63.68 | 0 | 0 | 0 | 0 | 0 | 7.48 | 0.10709 | 0 | 63.68 | 62.801 | 0 | 0 | 0 | 0 | 0 | 0.56144 | 0 | 0.879 |  | 0 |  | 0
|  |  |  | 27.92 | 55.84 | 0 | 0 | 0 | 0 | 0 | 7.48 | 0.10709 | 6.961 | 55.84 | 55.84 | 0 | 0 | 0 | 0 | 0 | 0.90792 | 0 | 0 |  | 0 |  | 0
|  |  |  | 18.36 | 36.72 | 0 | 0 | 0 | 0 | 0 | 7.48 | 0.10709 | 1.85 | 36.72 | 36.72 | 0 | 0 | 0 | 0 | 0 | 1 | 0 | 0 |  | 0 |  | 0
|  |  |  | 13.16 | 26.32 | 0 | 0 | 0 | 0 | 0 | 7.48 | 0.10709 | 0 | 26.32 | 26.32 | 0 | 0 | 0 | 0 | 0 | 1 | 0 | 0 |  | 0 |  | 0
|  |  |  | 12.72 | 25.44 | 0 | 0 | 0 | 0 | 0 | 7.48 | 0.10709 | 0 | 25.44 | 25.44 | 0 | 0 | 0 | 0 | 0 | 1 | 0 | 0 |  | 0 |  | 0
|  |  |  | 13.88 | 27.76 | 0 | 0 | 0 | 0 | 0 | 7.48 | 0.10709 | 0 | 27.76 | 27.76 | 0 | 0 | 0 | 0 | 0 | 1 | 0 | 0 |  | 0 |  | 0
|  |  |  | 12 | 24 | 0 | 0 | 0 | 0 | 0 | 7.48 | 0.10709 | 0 | 24 | 24 | 0 | 0 | 0 | 0 | 0 | 1 | 0 | 0 |  | 0 |  | 0
|  |  |  | 12.96 | 25.92 | 0 | 0 | 0 | 0 | 0 | 7.48 | 0.10709 | 0 | 25.92 | 25.92 | 0 | 0 | 0 | 0 | 0 | 1 | 0 | 0 |  | 0 |  | 0
|  |  |  | 18.6 | 37.2 | 0 | 0 | 0 | 0 | 0 | 7.48 | 0.10709 | 0 | 37.2 | 37.2 | 0 | 0 | 0 | 0 | 0 | 1 | 0 | 0 |  | 0 |  | 0
|  |  |  | 23.44 | 46.88 | 0 | 0 | 0 | 0 | 0 | 7.48 | 0.10709 | 0 | 46.88 | 46.88 | 0 | 0 | 0 | 0 | 0 | 1 | 0 | 0 |  | 0 |  | 0
|  |  |  | 30.92 | 61.84 | 0 | 0 | 0 | 0 | 0 | 7.48 | 0.10709 | 0 | 61.84 | 61.84 | 0 | 0 | 0 | 0 | 0 | 1 | 0 | 0 |  | 0 |  | 0
|  |  |  | 30.72 | 61.44 | 0 | 0 | 0 | 0 | 0 | 7.48 | 0.10709 | 0 | 61.44 | 51.607 | 0 | 9.833 | 0 | 0 | 9.833 | 1 | 0 | 0 |  | 0 |  | 0
|  |  |  | 32.76 | 65.52 | 0 | 0 | 0 | 0 | 0 | 7.48 | 0.10709 | 0 | 65.52 | 35.489 | 0 | 30.031 | 0 | 0 | 30.031 | 1 | 0 | 0 |  | 0 |  | 0
|  |  |  | 31.68 | 63.36 | 0 | 0 | 0 | 0 | 0 | 7.48 | 0.10709 | 0 | 63.36 | 28.467 | 0 | 34.893 | 0 | 0 | 34.893 | 1 | 0 | 0 |  | 0 |  | 0
|  |  |  | 34.6 | 69.2 | 0 | 0 | 0 | 0 | 0 | 7.48 | 0.12502 | 0 | 69.2 | 10.617 | 0 | 58.583 | 0 | 0 | 58.583 | 1 | 0 | 0 |  | 0 |  | 0
|  |  |  | 34.04 | 68.08 | 0 | 0 | 0 | 0 | 0 | 7.48 | 0.12502 | 0 | 68.08 | 5.52 | 0 | 62.56 | 0 | 0 | 62.56 | 1 | 0 | 0 |  | 0 |  | 0
|  |  |  | 31.04 | 62.08 | 0 | 0 | 0 | 0 | 0 | 7.48 | 0.12502 | 0 | 62.08 | 0.696 | 0 | 61.384 | 0 | 0 | 61.384 | 1 | 0 | 0 |  | 0 |  | 0
|  |  |  | 30.72 | 61.44 | 0 | 0 | 0 | 0 | 0 | 12.23 | 0.12502 | 0 | 61.44 | 11.465 | 0 | 49.975 | 0 | 0 | 49.975 | 1 | 0 | 0 |  | 0 |  | 0
|  |  |  | 29.76 | 59.52 | 0 | 0 | 0 | 0 | 0 | 12.23 | 0.12502 | 0 | 59.52 | 21.499 | 0 | 38.021 | 0 | 0 | 38.021 | 1 | 0 | 0 |  | 0 |  | 0
|  |  |  | 29.4 | 58.8 | 0 | 0 | 0 | 0 | 0 | 12.23 | 0.12502 | 0 | 58.8 | 36.334 | 0 | 22.466 | 0 | 0 | 22.466 | 1 | 0 | 0 |  | 0 |  | 0
|  |  |  | 30.52 | 61.04 | 0 | 0 | 0 | 0 | 0 | 12.23 | 0.12502 | 0 | 61.04 | 55.099 | 0 | 1.637 | 0 | 0 | 1.637 | 0.76158 | 0 | 4.304 |  | 0 |  | 0
|  |  |  | 30.68 | 61.36 | 0 | 0 | 0 | 0 | 0 | 7.48 | 0.12502 | 0 | 61.36 | 61.36 | 0 | 0 | 0 | 0 | 0 | 0.76158 | 0 | 0 |  | 0 |  | 0
|  |  |  | 31.12 | 62.24 | 0 | 0 | 0 | 0 | 0 | 7.48 | 0.12502 | 0 | 62.24 | 62.24 | 0 | 0 | 0 | 0 | 0 | 0.76158 | 0 | 0 |  | 0 |  | 0
|  |  |  | 32.48 | 64.96 | 0 | 0 | 0 | 0 | 0 | 7.48 | 0.12502 | 0 | 64.96 | 57.142 | 0 | 0 | 0 | 0 | 0 | 0.32847 | 0 | 7.818 |  | 0 |  | 0
|  |  |  | 32.56 | 65.12 | 0 | 0 | 0 | 0 | 0 | 7.48 | 0.10709 | 0 | 65.12 | 62.801 | 0 | 0 | 0 | 0 | 0 | 0.2 | 0 | 2.319 |  | 0 |  | 0
|  |  |  | 29.64 | 59.28 | 0 | 0 | 0 | 0 | 0 | 7.48 | 0.10709 | 3.521 | 59.28 | 59.28 | 0 | 0 | 0 | 0 | 0 | 0.37525 | 0 | 0 |  | 0 |  | 0
|  |  |  | 18.8 | 37.6 | 0 | 0 | 0 | 0 | 0 | 7.48 | 0.10709 | 8.365 | 37.6 | 37.6 | 0 | 0 | 0 | 0 | 0 | 0.79162 | 0 | 0 |  | 0 |  | 0
|  |  |  | 16.24 | 32.48 | 0 | 0 | 0 | 0 | 0 | 7.48 | 0.10709 | 4.186 | 32.48 | 32.48 | 0 | 0 | 0 | 0 | 0 | 1 | 0 | 0 |  | 0 |  | 0
|  |  |  | 15.64 | 31.28 | 0 | 0 | 0 | 0 | 0 | 7.48 | 0.10709 | 0 | 31.28 | 31.28 | 0 | 0 | 0 | 0 | 0 | 1 | 0 | 0 |  | 0 |  | 0
|  |  |  | 17.64 | 35.28 | 0 | 0 | 0 | 0 | 0 | 7.48 | 0.10709 | 0 | 35.28 | 35.28 | 0 | 0 | 0 | 0 | 0 | 1 | 0 | 0 |  | 0 |  | 0
|  |  |  | 19.2 | 38.4 | 0 | 0 | 0 | 0 | 0 | 7.48 | 0.10709 | 0 | 38.4 | 38.4 | 0 | 0 | 0 | 0 | 0 | 1 | 0 | 0 |  | 0 |  | 0
|  |  |  | 16.56 | 33.12 | 0 | 0 | 0 | 0 | 0 | 7.48 | 0.10709 | 0 | 33.12 | 33.12 | 0 | 0 | 0 | 0 | 0 | 1 | 0 | 0 |  | 0 |  | 0
|  |  |  | 18.92 | 37.84 | 0 | 0 | 0 | 0 | 0 | 7.48 | 0.10709 | 0 | 37.84 | 37.84 | 0 | 0 | 0 | 0 | 0 | 1 | 0 | 0 |  | 0 |  | 0
|  |  |  | 23.52 | 47.04 | 0 | 0 | 0 | 0 | 0 | 7.48 | 0.10709 | 0 | 47.04 | 47.04 | 0 | 0 | 0 | 0 | 0 | 1 | 0 | 0 |  | 0 |  | 0
|  |  |  | 32.48 | 64.96 | 0 | 0 | 0 | 0 | 0 | 7.48 | 0.10709 | 0 | 64.96 | 62.801 | 0 | 0 | 0 | 0 | 0 | 0.88039 | 0 | 2.159 |  | 0 |  | 0
|  |  |  | 32.52 | 65.04 | 0 | 0 | 0 | 0 | 0 | 7.48 | 0.10709 | 0 | 65.04 | 62.801 | 0 | 1.115 | 0 | 0 | 1.115 | 0.81813 | 0 | 1.124 |  | 0 |  | 0
|  |  |  | 35.2 | 70.4 | 0 | 0 | 0 | 0 | 0 | 7.48 | 0.10709 | 0 | 70.4 | 62.801 | 0 | 5.225 | 0 | 0 | 5.225 | 0.68664 | 0 | 2.374 |  | 0 |  | 0
|  |  |  | 35.48 | 70.96 | 0 | 0 | 0 | 0 | 0 | 7.48 | 0.10709 | 6.295 | 70.96 | 42.735 | 0 | 28.225 | 0 | 0 | 28.225 | 1 | 0 | 0 |  | 0 |  | 0
|  |  |  | 38.88 | 77.76 | 0 | 0 | 0 | 0 | 0 | 7.48 | 0.12502 | 0 | 77.76 | 52.251 | 0 | 25.509 | 0 | 0 | 25.509 | 1 | 0 | 0 |  | 0 |  | 0
|  |  |  | 35.92 | 71.84 | 0 | 0 | 0 | 0 | 0 | 7.48 | 0.12502 | 0 | 71.84 | 40.342 | 0 | 31.498 | 0 | 0 | 31.498 | 1 | 0 | 0 |  | 0 |  | 0
|  |  |  | 33.88 | 67.76 | 0 | 0 | 0 | 0 | 0 | 7.48 | 0.12502 | 0 | 67.76 | 47.961 | 0 | 19.799 | 0 | 0 | 19.799 | 1 | 0 | 0 |  | 0 |  | 0
|  |  |  | 32.88 | 65.76 | 0 | 0 | 0 | 0 | 0 | 12.23 | 0.12502 | 0 | 65.76 | 49.829 | 0 | 15.931 | 0 | 0 | 15.931 | 1 | 0 | 0 |  | 0 |  | 0
|  |  |  | 31.64 | 63.28 | 0 | 0 | 0 | 0 | 0 | 12.23 | 0.12502 | 0 | 63.28 | 55.099 | 0 | 6.741 | 0 | 0 | 6.741 | 0.92024 | 0 | 1.44 |  | 0 |  | 0
|  |  |  | 30.68 | 61.36 | 0 | 0 | 0 | 0 | 0 | 12.23 | 0.12502 | 0 | 61.36 | 55.099 | 0 | 3.104 | 0 | 0 | 3.104 | 0.74536 | 0 | 3.157 |  | 0 |  | 0
|  |  |  | 31.44 | 62.88 | 0 | 0 | 0 | 0 | 0 | 12.23 | 0.12502 | 0 | 62.88 | 55.099 | 0 | 0 | 0 | 0 | 0 | 0.31434 | 0 | 7.781 |  | 0 |  | 0
|  |  |  | 30.4 | 60.8 | 0 | 0 | 0 | 0 | 0 | 7.48 | 0.12502 | 0 | 60.8 | 60.8 | 0 | 0 | 0 | 0 | 0 | 0.31434 | 0 | 0 |  | 0 |  | 0
|  |  |  | 31.64 | 63.28 | 0 | 0 | 0 | 0 | 0 | 7.48 | 0.12502 | 0 | 63.28 | 62.801 | 0 | 0 | 0 | 0 | 0 | 0.28779 | 0 | 0.479 |  | 0 |  | 0
|  |  |  | 31.44 | 62.88 | 0 | 0 | 0 | 0 | 0 | 7.48 | 0.12502 | 0 | 62.88 | 61.295 | 0 | 0 | 0 | 0 | 0 | 0.2 | 0 | 1.585 |  | 0 |  | 0
|  |  |  | 30.32 | 60.64 | 0 | 0 | 0 | 0 | 0 | 7.48 | 0.10709 | 2.161 | 60.64 | 60.64 | 0 | 0 | 0 | 0 | 0 | 0.30756 | 0 | 0 |  | 0 |  | 0
|  |  |  | 26.88 | 53.76 | 0 | 0 | 0 | 0 | 0 | 7.48 | 0.10709 | 7.148 | 53.76 | 53.76 | 0 | 0 | 0 | 0 | 0 | 0.66337 | 0 | 0 |  | 0 |  | 0
|  |  |  | 17.92 | 35.84 | 0 | 0 | 0 | 0 | 0 | 7.48 | 0.10709 | 0 | 35.84 | 35.84 | 0 | 0 | 0 | 0 | 0 | 0.66337 | 0 | 0 |  | 0 |  | 0
|  |  |  | 13.36 | 26.72 | 0 | 0 | 0 | 0 | 0 | 7.48 | 0.10709 | 0 | 26.72 | 26.72 | 0 | 0 | 0 | 0 | 0 | 0.66337 | 0 | 0 |  | 0 |  | 0
|  |  |  | 12.84 | 25.68 | 0 | 0 | 0 | 0 | 0 | 7.48 | 0.10709 | 0 | 25.68 | 25.68 | 0 | 0 | 0 | 0 | 0 | 0.66337 | 0 | 0 |  | 0 |  | 0
|  |  |  | 12.24 | 24.48 | 0 | 0 | 0 | 0 | 0 | 7.48 | 0.10709 | 0 | 24.48 | 24.48 | 0 | 0 | 0 | 0 | 0 | 0.66337 | 0 | 0 |  | 0 |  | 0
|  |  |  | 11.96 | 23.92 | 0 | 0 | 0 | 0 | 0 | 7.48 | 0.10709 | 0 | 23.92 | 23.92 | 0 | 0 | 0 | 0 | 0 | 0.66337 | 0 | 0 |  | 0 |  | 0
|  |  |  | 12.96 | 25.92 | 0 | 0 | 0 | 0 | 0 | 7.48 | 0.10709 | 0 | 25.92 | 25.92 | 0 | 0 | 0 | 0 | 0 | 0.66337 | 0 | 0 |  | 0 |  | 0
|  |  |  | 18.88 | 37.76 | 0 | 0 | 0 | 0 | 0 | 7.48 | 0.10709 | 0 | 37.76 | 37.76 | 0 | 0 | 0 | 0 | 0 | 0.66337 | 0 | 0 |  | 0 |  | 0
|  |  |  | 20.52 | 41.04 | 0 | 0 | 0 | 0 | 0 | 7.48 | 0.10709 | 0 | 41.04 | 41.04 | 0 | 0 | 0 | 0 | 0 | 0.66337 | 0 | 0 |  | 0 |  | 0
|  |  |  | 22.32 | 44.64 | 0 | 0 | 0 | 0 | 0 | 7.48 | 0.10709 | 0 | 44.64 | 44.64 | 0 | 0 | 0 | 0 | 0 | 0.66337 | 0 | 0 |  | 0 |  | 0
|  |  |  | 27.64 | 55.28 | 0 | 0 | 0 | 0 | 0 | 7.48 | 0.10709 | 0 | 55.28 | 53.558 | 0 | 1.722 | 0 | 0 | 1.722 | 0.66337 | 0 | 0 |  | 0 |  | 0
|  |  |  | 27.04 | 54.08 | 0 | 0 | 0 | 0 | 0 | 7.48 | 0.10709 | 0 | 54.08 | 46.769 | 0 | 7.311 | 0 | 0 | 7.311 | 0.66337 | 0 | 0 |  | 0 |  | 0
|  |  |  | 28.68 | 57.36 | 0 | 0 | 0 | 0 | 0 | 7.48 | 0.10709 | 0 | 57.36 | 44.824 | 0 | 12.536 | 0 | 0 | 12.536 | 0.66337 | 0 | 0 |  | 0 |  | 0
|  |  |  | 29.2 | 58.4 | 0 | 0 | 0 | 0 | 0 | 7.48 | 0.12502 | 0 | 58.4 | 22.271 | 0 | 27.764 | 0 | 0 | 27.764 | 0.2 | 0 | 8.365 |  | 0 |  | 0
|  |  |  | 29.16 | 58.32 | 0 | 0 | 0 | 0 | 0 | 7.48 | 0.12502 | 0 | 58.32 | 0 | 0.967 | 66.685 | 8.365 | 0 | 58.32 | 0.61636 | 0 | 0 |  | 0 |  | 0
|  |  |  | 29.12 | 58.24 | 0 | 0 | 0 | 0 | 0 | 7.48 | 0.12502 | 0 | 58.24 | 0 | 1.171 | 65.947 | 7.707 | 0 | 58.24 | 1 | 0 | 0 |  | 0 |  | 0
|  |  |  | 30.12 | 60.24 | 0 | 0 | 0 | 0 | 0 | 12.23 | 0.12502 | 0 | 60.24 | 0.82 | 0 | 59.42 | 0 | 0 | 59.42 | 1 | 0 | 0 |  | 0 |  | 0
|  |  |  | 28.84 | 57.68 | 0 | 0 | 0 | 0 | 0 | 12.23 | 0.12502 | 0 | 57.68 | 12.93 | 0 | 44.75 | 0 | 0 | 44.75 | 1 | 0 | 0 |  | 0 |  | 0
|  |  |  | 28.64 | 57.28 | 0 | 0 | 0 | 0 | 0 | 12.23 | 0.12502 | 0 | 57.28 | 33.444 | 0 | 23.836 | 0 | 0 | 23.836 | 1 | 0 | 0 |  | 0 |  | 0
|  |  |  | 30.96 | 61.92 | 0 | 0 | 0 | 0 | 0 | 12.23 | 0.12502 | 0 | 61.92 | 55.099 | 0 | 1.903 | 0 | 0 | 1.903 | 0.7276 | 0 | 4.917 |  | 0 |  | 0
|  |  |  | 30.88 | 61.76 | 0 | 0 | 0 | 0 | 0 | 7.48 | 0.12502 | 0 | 61.76 | 61.76 | 0 | 0 | 0 | 0 | 0 | 0.7276 | 0 | 0 |  | 0 |  | 0
|  |  |  | 28.72 | 57.44 | 0 | 0 | 0 | 0 | 0 | 7.48 | 0.12502 | 0 | 57.44 | 56.28 | 0 | 0 | 0 | 0 | 0 | 0.66337 | 0 | 1.16 |  | 0 |  | 0
|  |  |  | 27.2 | 54.4 | 0 | 0 | 0 | 0 | 0 | 7.48 | 0.12502 | 0 | 54.4 | 46.035 | 0 | 0 | 0 | 0 | 0 | 0.2 | 0 | 8.365 |  | 0 |  | 0
|  |  |  | 26.52 | 53.04 | 0 | 0 | 0 | 0 | 0 | 7.48 | 0.10709 | 0 | 53.04 | 53.04 | 0 | 0 | 0 | 0 | 0 | 0.2 | 0 | 0 |  | 0 |  | 0
|  |  |  | 26.88 | 53.76 | 0 | 0 | 0 | 0 | 0 | 7.48 | 0.10709 | 0 | 53.76 | 53.76 | 0 | 0 | 0 | 0 | 0 | 0.2 | 0 | 0 |  | 0 |  | 0
|  |  |  | 22.04 | 44.08 | 0 | 0 | 0 | 0 | 0 | 7.48 | 0.10709 | 0 | 44.08 | 44.08 | 0 | 0 | 0 | 0 | 0 | 0.2 | 0 | 0 |  | 0 |  | 0
|  |  |  | 21.68 | 43.36 | 0 | 0 | 0 | 0 | 0 | 7.48 | 0.10709 | 0 | 43.36 | 43.36 | 0 | 0 | 0 | 0 | 0 | 0.2 | 0 | 0 |  | 0 |  | 0
|  |  |  | 20.04 | 40.08 | 0 | 0 | 0 | 0 | 0 | 7.48 | 0.10709 | 0 | 40.08 | 40.08 | 0 | 0 | 0 | 0 | 0 | 0.2 | 0 | 0 |  | 0 |  | 0
|  |  |  | 17.64 | 35.28 | 0 | 0 | 0 | 0 | 0 | 7.48 | 0.10709 | 0 | 35.28 | 35.28 | 0 | 0 | 0 | 0 | 0 | 0.2 | 0 | 0 |  | 0 |  | 0
|  |  |  | 17.36 | 34.72 | 0 | 0 | 0 | 0 | 0 | 7.48 | 0.10709 | 0 | 34.72 | 34.72 | 0 | 0 | 0 | 0 | 0 | 0.2 | 0 | 0 |  | 0 |  | 0
|  |  |  | 18.16 | 36.32 | 0 | 0 | 0 | 0 | 0 | 7.48 | 0.10709 | 0 | 36.32 | 36.32 | 0 | 0 | 0 | 0 | 0 | 0.2 | 0 | 0 |  | 0 |  | 0
|  |  |  | 24.24 | 48.48 | 0 | 0 | 0 | 0 | 0 | 7.48 | 0.10709 | 0 | 48.48 | 48.48 | 0 | 0 | 0 | 0 | 0 | 0.2 | 0 | 0 |  | 0 |  | 0
|  |  |  | 25.52 | 51.04 | 0 | 0 | 0 | 0 | 0 | 7.48 | 0.10709 | 0 | 51.04 | 51.04 | 0 | 0 | 0 | 0 | 0 | 0.2 | 0 | 0 |  | 0 |  | 0
|  |  |  | 20.68 | 41.36 | 0 | 0 | 0 | 0 | 0 | 7.48 | 0.10709 | 0 | 41.36 | 41.36 | 0 | 0 | 0 | 0 | 0 | 0.2 | 0 | 0 |  | 0 |  | 0
|  |  |  | 20.32 | 40.64 | 0 | 0 | 0 | 0 | 0 | 7.48 | 0.10709 | 0 | 40.64 | 30.116 | 0 | 10.524 | 0 | 0 | 10.524 | 0.2 | 0 | 0 |  | 0 |  | 0
|  |  |  | 24.8 | 49.6 | 0 | 0 | 0 | 0 | 0 | 7.48 | 0.10709 | 0 | 49.6 | 15.871 | 0 | 33.729 | 0 | 0 | 33.729 | 0.2 | 0 | 0 |  | 0 |  | 0
|  |  |  | 27.68 | 55.36 | 0 | 0 | 0 | 0 | 0 | 7.48 | 0.10709 | 0 | 55.36 | 3.009 | 0 | 52.351 | 0 | 0 | 52.351 | 0.2 | 0 | 0 |  | 0 |  | 0
|  |  |  | 28.48 | 56.96 | 0 | 0 | 0 | 0 | 0 | 7.48 | 0.12502 | 0 | 56.96 | 0 | 0 | 63.299 | 6.339 | 0 | 56.96 | 0.51555 | 0 | 0 |  | 0 |  | 0
|  |  |  | 27.84 | 55.68 | 0 | 0 | 0 | 0 | 0 | 7.48 | 0.12502 | 0 | 55.68 | 0 | 2.989 | 64.045 | 8.365 | 0 | 55.68 | 0.93192 | 0 | 0 |  | 0 |  | 0
|  |  |  | 27.28 | 54.56 | 0 | 0 | 0 | 0 | 0 | 7.48 | 0.12502 | 0 | 54.56 | 0 | 7.529 | 55.928 | 1.368 | 0 | 54.56 | 1 | 0 | 0 |  | 0 |  | 0
|  |  |  | 27.8 | 55.6 | 0 | 0 | 0 | 0 | 0 | 12.23 | 0.12502 | 0 | 55.6 | 0 | 0.643 | 55.6 | 0 | 0 | 55.6 | 1 | 0 | 0 |  | 0 |  | 0
|  |  |  | 27.88 | 55.76 | 0 | 0 | 0 | 0 | 0 | 12.23 | 0.12502 | 0 | 55.76 | 12.574 | 0 | 43.186 | 0 | 0 | 43.186 | 1 | 0 | 0 |  | 0 |  | 0
|  |  |  | 27.24 | 54.48 | 0 | 0 | 0 | 0 | 0 | 12.23 | 0.12502 | 0 | 54.48 | 30.571 | 0 | 23.909 | 0 | 0 | 23.909 | 1 | 0 | 0 |  | 0 |  | 0
|  |  |  | 27.72 | 55.44 | 0 | 0 | 0 | 0 | 0 | 12.23 | 0.12502 | 0 | 55.44 | 53.44 | 0 | 2 | 0 | 0 | 2 | 1 | 0 | 0 |  | 0 |  | 0
|  |  |  | 28.12 | 56.24 | 0 | 0 | 0 | 0 | 0 | 7.48 | 0.12502 | 0 | 56.24 | 56.24 | 0 | 0 | 0 | 0 | 0 | 1 | 0 | 0 |  | 0 |  | 0
|  |  |  | 26.88 | 53.76 | 0 | 0 | 0 | 0 | 0 | 7.48 | 0.12502 | 0 | 53.76 | 47.683 | 0 | 0 | 0 | 0 | 0 | 0.66337 | 0 | 6.077 |  | 0 |  | 0
|  |  |  | 20.52 | 41.04 | 0 | 0 | 0 | 0 | 0 | 7.48 | 0.12502 | 0 | 41.04 | 32.675 | 0 | 0 | 0 | 0 | 0 | 0.2 | 0 | 8.365 |  | 0 |  | 0
|  |  |  | 20.28 | 40.56 | 0 | 0 | 0 | 0 | 0 | 7.48 | 0.10709 | 8.365 | 40.56 | 40.56 | 0 | 0 | 0 | 0 | 0 | 0.61636 | 0 | 0 |  | 0 |  | 0
|  |  |  | 20.56 | 41.12 | 0 | 0 | 0 | 0 | 0 | 7.48 | 0.10709 | 7.707 | 41.12 | 41.12 | 0 | 0 | 0 | 0 | 0 | 1 | 0 | 0 |  | 0 |  | 0
|  |  |  | 17.08 | 34.16 | 0 | 0 | 0 | 0 | 0 | 7.48 | 0.10709 | 0 | 34.16 | 34.16 | 0 | 0 | 0 | 0 | 0 | 1 | 0 | 0 |  | 0 |  | 0
|  |  |  | 15 | 30 | 0 | 0 | 0 | 0 | 0 | 7.48 | 0.10709 | 0 | 30 | 30 | 0 | 0 | 0 | 0 | 0 | 1 | 0 | 0 |  | 0 |  | 0
|  |  |  | 13.68 | 27.36 | 0 | 0 | 0 | 0 | 0 | 7.48 | 0.10709 | 0 | 27.36 | 27.36 | 0 | 0 | 0 | 0 | 0 | 1 | 0 | 0 |  | 0 |  | 0
|  |  |  | 14.88 | 29.76 | 0 | 0 | 0 | 0 | 0 | 7.48 | 0.10709 | 0 | 29.76 | 29.76 | 0 | 0 | 0 | 0 | 0 | 1 | 0 | 0 |  | 0 |  | 0
|  |  |  | 12.08 | 24.16 | 0 | 0 | 0 | 0 | 0 | 7.48 | 0.10709 | 0 | 24.16 | 24.16 | 0 | 0 | 0 | 0 | 0 | 1 | 0 | 0 |  | 0 |  | 0
|  |  |  | 12.72 | 25.44 | 0 | 0 | 0 | 0 | 0 | 7.48 | 0.10709 | 0 | 25.44 | 25.44 | 0 | 0 | 0 | 0 | 0 | 1 | 0 | 0 |  | 0 |  | 0
|  |  |  | 18.72 | 37.44 | 0 | 0 | 0 | 0 | 0 | 7.48 | 0.10709 | 0 | 37.44 | 37.44 | 0 | 0 | 0 | 0 | 0 | 1 | 0 | 0 |  | 0 |  | 0
|  |  |  | 20.2 | 40.4 | 0 | 0 | 0 | 0 | 0 | 7.48 | 0.10709 | 0 | 40.4 | 40.4 | 0 | 0 | 0 | 0 | 0 | 1 | 0 | 0 |  | 0 |  | 0
|  |  |  | 27.68 | 55.36 | 0 | 0 | 0 | 0 | 0 | 7.48 | 0.10709 | 0 | 55.36 | 55.36 | 0 | 0 | 0 | 0 | 0 | 1 | 0 | 0 |  | 0 |  | 0
|  |  |  | 30.92 | 61.84 | 0 | 0 | 0 | 0 | 0 | 7.48 | 0.10709 | 0 | 61.84 | 51.413 | 0 | 10.427 | 0 | 0 | 10.427 | 1 | 0 | 0 |  | 0 |  | 0
|  |  |  | 33.12 | 66.24 | 0 | 0 | 0 | 0 | 0 | 7.48 | 0.10709 | 0 | 66.24 | 32.572 | 0 | 33.668 | 0 | 0 | 33.668 | 1 | 0 | 0 |  | 0 |  | 0
|  |  |  | 35.28 | 70.56 | 0 | 0 | 0 | 0 | 0 | 7.48 | 0.10709 | 0 | 70.56 | 17.433 | 0 | 53.127 | 0 | 0 | 53.127 | 1 | 0 | 0 |  | 0 |  | 0
|  |  |  | 38.4 | 76.8 | 0 | 0 | 0 | 0 | 0 | 7.48 | 0.12502 | 0 | 76.8 | 12.021 | 0 | 64.779 | 0 | 0 | 64.779 | 1 | 0 | 0 |  | 0 |  | 0
|  |  |  | 36.12 | 72.24 | 0 | 0 | 0 | 0 | 0 | 7.48 | 0.12502 | 0 | 72.24 | 0.617 | 0 | 69.483 | 0 | 0 | 69.483 | 0.88146 | 0 | 2.14 |  | 0 |  | 0
|  |  |  | 32.32 | 64.64 | 0 | 0 | 0 | 0 | 0 | 7.48 | 0.12502 | 0 | 64.64 | 0 | 0 | 67.022 | 2.382 | 0 | 64.64 | 1 | 0 | 0 |  | 0 |  | 0
|  |  |  | 30.92 | 61.84 | 0 | 0 | 0 | 0 | 0 | 12.23 | 0.12502 | 0 | 61.84 | 2.59 | 0 | 59.25 | 0 | 0 | 59.25 | 1 | 0 | 0 |  | 0 |  | 0
|  |  |  | 28 | 56 | 0 | 0 | 0 | 0 | 0 | 12.23 | 0.12502 | 0 | 56 | 10.753 | 0 | 45.247 | 0 | 0 | 45.247 | 1 | 0 | 0 |  | 0 |  | 0
|  |  |  | 28.04 | 56.08 | 0 | 0 | 0 | 0 | 0 | 12.23 | 0.12502 | 0 | 56.08 | 31.408 | 0 | 24.672 | 0 | 0 | 24.672 | 1 | 0 | 0 |  | 0 |  | 0
|  |  |  | 29.4 | 58.8 | 0 | 0 | 0 | 0 | 0 | 12.23 | 0.12502 | 0 | 58.8 | 54.569 | 0 | 4.231 | 0 | 0 | 4.231 | 1 | 0 | 0 |  | 0 |  | 0
|  |  |  | 30.4 | 60.8 | 0 | 0 | 0 | 0 | 0 | 7.48 | 0.12502 | 0 | 60.8 | 60.8 | 0 | 0 | 0 | 0 | 0 | 1 | 0 | 0 |  | 0 |  | 0
|  |  |  | 31.24 | 62.48 | 0 | 0 | 0 | 0 | 0 | 7.48 | 0.12502 | 0 | 62.48 | 56.403 | 0 | 0 | 0 | 0 | 0 | 0.66337 | 0 | 6.077 |  | 0 |  | 0
|  |  |  | 31.8 | 63.6 | 0 | 0 | 0 | 0 | 0 | 7.48 | 0.12502 | 0 | 63.6 | 55.235 | 0 | 0 | 0 | 0 | 0 | 0.2 | 0 | 8.365 |  | 0 |  | 0
|  |  |  | 30.84 | 61.68 | 0 | 0 | 0 | 0 | 0 | 7.48 | 0.10709 | 1.121 | 61.68 | 61.68 | 0 | 0 | 0 | 0 | 0 | 0.25579 | 0 | 0 |  | 0 |  | 0
|  |  |  | 28.28 | 56.56 | 0 | 0 | 0 | 0 | 0 | 7.48 | 0.10709 | 2.002 | 56.56 | 56.56 | 0 | 0 | 0 | 0 | 0 | 0.35542 | 0 | 0 |  | 0 |  | 0
|  |  |  | 16.8 | 33.6 | 0 | 0 | 0 | 0 | 0 | 7.48 | 0.10709 | 0 | 33.6 | 33.6 | 0 | 0 | 0 | 0 | 0 | 0.35542 | 0 | 0 |  | 0 |  | 0
|  |  |  | 15.04 | 30.08 | 0 | 0 | 0 | 0 | 0 | 7.48 | 0.10709 | 0 | 30.08 | 30.08 | 0 | 0 | 0 | 0 | 0 | 0.35542 | 0 | 0 |  | 0 |  | 0
|  |  |  | 14.96 | 29.92 | 0 | 0 | 0 | 0 | 0 | 7.48 | 0.10709 | 0 | 29.92 | 29.92 | 0 | 0 | 0 | 0 | 0 | 0.35542 | 0 | 0 |  | 0 |  | 0
|  |  |  | 15.6 | 31.2 | 0 | 0 | 0 | 0 | 0 | 7.48 | 0.10709 | 0 | 31.2 | 31.2 | 0 | 0 | 0 | 0 | 0 | 0.35542 | 0 | 0 |  | 0 |  | 0
|  |  |  | 19.12 | 38.24 | 0 | 0 | 0 | 0 | 0 | 7.48 | 0.10709 | 0 | 38.24 | 38.24 | 0 | 0 | 0 | 0 | 0 | 0.35542 | 0 | 0 |  | 0 |  | 0
|  |  |  | 15.68 | 31.36 | 0 | 0 | 0 | 0 | 0 | 7.48 | 0.10709 | 0 | 31.36 | 31.36 | 0 | 0 | 0 | 0 | 0 | 0.35542 | 0 | 0 |  | 0 |  | 0
|  |  |  | 19.16 | 38.32 | 0 | 0 | 0 | 0 | 0 | 7.48 | 0.10709 | 0 | 38.32 | 38.32 | 0 | 0 | 0 | 0 | 0 | 0.35542 | 0 | 0 |  | 0 |  | 0
|  |  |  | 22.96 | 45.92 | 0 | 0 | 0 | 0 | 0 | 7.48 | 0.10709 | 0 | 45.92 | 45.92 | 0 | 0 | 0 | 0 | 0 | 0.35542 | 0 | 0 |  | 0 |  | 0
|  |  |  | 31.6 | 63.2 | 0 | 0 | 0 | 0 | 0 | 7.48 | 0.10709 | 0 | 63.2 | 62.801 | 0 | 0 | 0 | 0 | 0 | 0.3333 | 0 | 0.399 |  | 0 |  | 0
|  |  |  | 31.44 | 62.88 | 0 | 0 | 0 | 0 | 0 | 7.48 | 0.10709 | 0 | 62.88 | 51.944 | 0 | 10.936 | 0 | 0 | 10.936 | 0.3333 | 0 | 0 |  | 0 |  | 0
|  |  |  | 32.4 | 64.8 | 0 | 0 | 0 | 0 | 0 | 7.48 | 0.10709 | 0 | 64.8 | 30.077 | 0 | 34.723 | 0 | 0 | 34.723 | 0.3333 | 0 | 0 |  | 0 |  | 0
|  |  |  | 33.2 | 66.4 | 0 | 0 | 0 | 0 | 0 | 7.48 | 0.10709 | 0 | 66.4 | 12.242 | 0 | 54.158 | 0 | 0 | 54.158 | 0.3333 | 0 | 0 |  | 0 |  | 0
|  |  |  | 34.32 | 68.64 | 0 | 0 | 0 | 0 | 0 | 7.48 | 0.10709 | 0 | 68.64 | 2.916 | 0 | 65.724 | 0 | 0 | 65.724 | 0.3333 | 0 | 0 |  | 0 |  | 0
|  |  |  | 33.08 | 66.16 | 0 | 0 | 0 | 0 | 0 | 7.48 | 0.10709 | 0 | 66.16 | 0 | 0 | 70.331 | 4.171 | 0 | 66.16 | 0.54094 | 0 | 0 |  | 0 |  | 0
|  |  |  | 30.32 | 60.64 | 0 | 0 | 0 | 0 | 0 | 7.48 | 0.10709 | 0 | 60.64 | 0 | 0 | 68.767 | 8.127 | 0 | 60.64 | 0.94549 | 0 | 0 |  | 0 |  | 0
|  |  |  | 29.52 | 59.04 | 0 | 0 | 0 | 0 | 0 | 7.48 | 0.10709 | 0 | 59.04 | 0 | 0 | 60.135 | 1.095 | 0 | 59.04 | 1 | 0 | 0 |  | 0 |  | 0
|  |  |  | 28.28 | 56.56 | 0 | 0 | 0 | 0 | 0 | 7.48 | 0.10709 | 0 | 56.56 | 10.598 | 0 | 45.962 | 0 | 0 | 45.962 | 1 | 0 | 0 |  | 0 |  | 0
|  |  |  | 26.88 | 53.76 | 0 | 0 | 0 | 0 | 0 | 7.48 | 0.10709 | 0 | 53.76 | 28.093 | 0 | 25.667 | 0 | 0 | 25.667 | 1 | 0 | 0 |  | 0 |  | 0
|  |  |  | 28.36 | 56.72 | 0 | 0 | 0 | 0 | 0 | 7.48 | 0.10709 | 0 | 56.72 | 51.87 | 0 | 4.85 | 0 | 0 | 4.85 | 1 | 0 | 0 |  | 0 |  | 0
|  |  |  | 30.24 | 60.48 | 0 | 0 | 0 | 0 | 0 | 7.48 | 0.10709 | 0 | 60.48 | 60.48 | 0 | 0 | 0 | 0 | 0 | 1 | 0 | 0 |  | 0 |  | 0
|  |  |  | 29.72 | 59.44 | 0 | 0 | 0 | 0 | 0 | 7.48 | 0.10709 | 0 | 59.44 | 59.44 | 0 | 0 | 0 | 0 | 0 | 1 | 0 | 0 |  | 0 |  | 0
|  |  |  | 30.4 | 60.8 | 0 | 0 | 0 | 0 | 0 | 7.48 | 0.10709 | 0 | 60.8 | 60.8 | 0 | 0 | 0 | 0 | 0 | 1 | 0 | 0 |  | 0 |  | 0
|  |  |  | 29.76 | 59.52 | 0 | 0 | 0 | 0 | 0 | 7.48 | 0.10709 | 0 | 59.52 | 59.52 | 0 | 0 | 0 | 0 | 0 | 1 | 0 | 0 |  | 0 |  | 0
|  |  |  | 24.16 | 48.32 | 0 | 0 | 0 | 0 | 0 | 7.48 | 0.10709 | 0 | 48.32 | 48.32 | 0 | 0 | 0 | 0 | 0 | 1 | 0 | 0 |  | 0 |  | 0
|  |  |  | 15.96 | 31.92 | 0 | 0 | 0 | 0 | 0 | 7.48 | 0.10709 | 0 | 31.92 | 31.92 | 0 | 0 | 0 | 0 | 0 | 1 | 0 | 0 |  | 0 |  | 0
|  |  |  | 14.12 | 28.24 | 0 | 0 | 0 | 0 | 0 | 7.48 | 0.10709 | 0 | 28.24 | 28.24 | 0 | 0 | 0 | 0 | 0 | 1 | 0 | 0 |  | 0 |  | 0
|  |  |  | 13.88 | 27.76 | 0 | 0 | 0 | 0 | 0 | 7.48 | 0.10709 | 0 | 27.76 | 27.76 | 0 | 0 | 0 | 0 | 0 | 1 | 0 | 0 |  | 0 |  | 0
|  |  |  | 14.4 | 28.8 | 0 | 0 | 0 | 0 | 0 | 7.48 | 0.10709 | 0 | 28.8 | 28.8 | 0 | 0 | 0 | 0 | 0 | 1 | 0 | 0 |  | 0 |  | 0
|  |  |  | 12.92 | 25.84 | 0 | 0 | 0 | 0 | 0 | 7.48 | 0.10709 | 0 | 25.84 | 25.84 | 0 | 0 | 0 | 0 | 0 | 1 | 0 | 0 |  | 0 |  | 0
|  |  |  | 13.56 | 27.12 | 0 | 0 | 0 | 0 | 0 | 7.48 | 0.10709 | 0 | 27.12 | 27.12 | 0 | 0 | 0 | 0 | 0 | 1 | 0 | 0 |  | 0 |  | 0
|  |  |  | 18.56 | 37.12 | 0 | 0 | 0 | 0 | 0 | 7.48 | 0.10709 | 0 | 37.12 | 37.12 | 0 | 0 | 0 | 0 | 0 | 1 | 0 | 0 |  | 0 |  | 0
|  |  |  | 20.32 | 40.64 | 0 | 0 | 0 | 0 | 0 | 7.48 | 0.10709 | 0 | 40.64 | 40.64 | 0 | 0 | 0 | 0 | 0 | 1 | 0 | 0 |  | 0 |  | 0
|  |  |  | 30.28 | 60.56 | 0 | 0 | 0 | 0 | 0 | 7.48 | 0.10709 | 0 | 60.56 | 60.56 | 0 | 0 | 0 | 0 | 0 | 1 | 0 | 0 |  | 0 |  | 0
|  |  |  | 31.52 | 63.04 | 0 | 0 | 0 | 0 | 0 | 7.48 | 0.10709 | 0 | 63.04 | 53.159 | 0 | 9.881 | 0 | 0 | 9.881 | 1 | 0 | 0 |  | 0 |  | 0
|  |  |  | 32.88 | 65.76 | 0 | 0 | 0 | 0 | 0 | 7.48 | 0.10709 | 0 | 65.76 | 33.389 | 0 | 32.371 | 0 | 0 | 32.371 | 1 | 0 | 0 |  | 0 |  | 0
|  |  |  | 32.36 | 64.72 | 0 | 0 | 0 | 0 | 0 | 7.48 | 0.10709 | 0 | 64.72 | 14.248 | 0 | 50.472 | 0 | 0 | 50.472 | 1 | 0 | 0 |  | 0 |  | 0
|  |  |  | 32.32 | 64.64 | 0 | 0 | 0 | 0 | 0 | 7.48 | 0.10709 | 0 | 64.64 | 4.19 | 0 | 60.45 | 0 | 0 | 60.45 | 1 | 0 | 0 |  | 0 |  | 0
|  |  |  | 35.48 | 70.96 | 0 | 0 | 0 | 0 | 0 | 7.48 | 0.10709 | 0 | 70.96 | 7.539 | 0 | 63.421 | 0 | 0 | 63.421 | 1 | 0 | 0 |  | 0 |  | 0
|  |  |  | 31.88 | 63.76 | 0 | 0 | 0 | 0 | 0 | 7.48 | 0.10709 | 0 | 63.76 | 3.855 | 0 | 59.905 | 0 | 0 | 59.905 | 1 | 0 | 0 |  | 0 |  | 0
|  |  |  | 31.16 | 62.32 | 0 | 0 | 0 | 0 | 0 | 7.48 | 0.10709 | 0 | 62.32 | 9.326 | 0 | 52.994 | 0 | 0 | 52.994 | 1 | 0 | 0 |  | 0 |  | 0
|  |  |  | 30.8 | 61.6 | 0 | 0 | 0 | 0 | 0 | 7.48 | 0.10709 | 0 | 61.6 | 21.021 | 0 | 40.579 | 0 | 0 | 40.579 | 1 | 0 | 0 |  | 0 |  | 0
|  |  |  | 26.6 | 53.2 | 0 | 0 | 0 | 0 | 0 | 7.48 | 0.10709 | 0 | 53.2 | 30.492 | 0 | 22.708 | 0 | 0 | 22.708 | 1 | 0 | 0 |  | 0 |  | 0
|  |  |  | 29.64 | 59.28 | 0 | 0 | 0 | 0 | 0 | 7.48 | 0.10709 | 0 | 59.28 | 57.219 | 0 | 2.061 | 0 | 0 | 2.061 | 1 | 0 | 0 |  | 0 |  | 0
|  |  |  | 30.2 | 60.4 | 0 | 0 | 0 | 0 | 0 | 7.48 | 0.10709 | 0 | 60.4 | 60.4 | 0 | 0 | 0 | 0 | 0 | 1 | 0 | 0 |  | 0 |  | 0
|  |  |  | 30.64 | 61.28 | 0 | 0 | 0 | 0 | 0 | 7.48 | 0.10709 | 0 | 61.28 | 61.28 | 0 | 0 | 0 | 0 | 0 | 1 | 0 | 0 |  | 0 |  | 0
|  |  |  | 30.64 | 61.28 | 0 | 0 | 0 | 0 | 0 | 7.48 | 0.10709 | 0 | 61.28 | 61.28 | 0 | 0 | 0 | 0 | 0 | 1 | 0 | 0 |  | 0 |  | 0
|  |  |  | 30.32 | 60.64 | 0 | 0 | 0 | 0 | 0 | 7.48 | 0.10709 | 0 | 60.64 | 60.64 | 0 | 0 | 0 | 0 | 0 | 1 | 0 | 0 |  | 0 |  | 0
|  |  |  | 28.32 | 56.64 | 0 | 0 | 0 | 0 | 0 | 7.48 | 0.10709 | 0 | 56.64 | 56.64 | 0 | 0 | 0 | 0 | 0 | 1 | 0 | 0 |  | 0 |  | 0
|  |  |  | 20.52 | 41.04 | 0 | 0 | 0 | 0 | 0 | 7.48 | 0.10709 | 0 | 41.04 | 41.04 | 0 | 0 | 0 | 0 | 0 | 1 | 0 | 0 |  | 0 |  | 0
|  |  |  | 14.04 | 28.08 | 0 | 0 | 0 | 0 | 0 | 7.48 | 0.10709 | 0 | 28.08 | 28.08 | 0 | 0 | 0 | 0 | 0 | 1 | 0 | 0 |  | 0 |  | 0
|  |  |  | 13.48 | 26.96 | 0 | 0 | 0 | 0 | 0 | 7.48 | 0.10709 | 0 | 26.96 | 26.96 | 0 | 0 | 0 | 0 | 0 | 1 | 0 | 0 |  | 0 |  | 0
|  |  |  | 14.56 | 29.12 | 0 | 0 | 0 | 0 | 0 | 7.48 | 0.10709 | 0 | 29.12 | 29.12 | 0 | 0 | 0 | 0 | 0 | 1 | 0 | 0 |  | 0 |  | 0
|  |  |  | 12.04 | 24.08 | 0 | 0 | 0 | 0 | 0 | 7.48 | 0.10709 | 0 | 24.08 | 24.08 | 0 | 0 | 0 | 0 | 0 | 1 | 0 | 0 |  | 0 |  | 0
|  |  |  | 13.12 | 26.24 | 0 | 0 | 0 | 0 | 0 | 7.48 | 0.10709 | 0 | 26.24 | 26.24 | 0 | 0 | 0 | 0 | 0 | 1 | 0 | 0 |  | 0 |  | 0
|  |  |  | 18.76 | 37.52 | 0 | 0 | 0 | 0 | 0 | 7.48 | 0.10709 | 0 | 37.52 | 37.52 | 0 | 0 | 0 | 0 | 0 | 1 | 0 | 0 |  | 0 |  | 0
|  |  |  | 22.84 | 45.68 | 0 | 0 | 0 | 0 | 0 | 7.48 | 0.10709 | 0 | 45.68 | 45.68 | 0 | 0 | 0 | 0 | 0 | 1 | 0 | 0 |  | 0 |  | 0
|  |  |  | 30.88 | 61.76 | 0 | 0 | 0 | 0 | 0 | 7.48 | 0.10709 | 0 | 61.76 | 61.76 | 0 | 0 | 0 | 0 | 0 | 1 | 0 | 0 |  | 0 |  | 0
|  |  |  | 28.4 | 56.8 | 0 | 0 | 0 | 0 | 0 | 7.48 | 0.10709 | 0 | 56.8 | 53.587 | 0 | 3.213 | 0 | 0 | 3.213 | 1 | 0 | 0 |  | 0 |  | 0
|  |  |  | 30.72 | 61.44 | 0 | 0 | 0 | 0 | 0 | 7.48 | 0.10709 | 0 | 61.44 | 48.007 | 0 | 13.433 | 0 | 0 | 13.433 | 1 | 0 | 0 |  | 0 |  | 0
|  |  |  | 30.96 | 61.92 | 0 | 0 | 0 | 0 | 0 | 7.48 | 0.10709 | 0 | 61.92 | 61.059 | 0 | 0.861 | 0 | 0 | 0.861 | 1 | 0 | 0 |  | 0 |  | 0
|  |  |  | 31.72 | 63.44 | 0 | 0 | 0 | 0 | 0 | 7.48 | 0.12502 | 0 | 63.44 | 54.868 | 0 | 8.572 | 0 | 0 | 8.572 | 1 | 0 | 0 |  | 0 |  | 0
|  |  |  | 35.96 | 71.92 | 0 | 0 | 0 | 0 | 0 | 7.48 | 0.12502 | 0 | 71.92 | 62.801 | 0 | 3.37 | 0 | 0 | 3.37 | 0.68154 | 0 | 5.749 |  | 0 |  | 0
|  |  |  | 31 | 62 | 0 | 0 | 0 | 0 | 0 | 7.48 | 0.12502 | 0 | 62 | 53.44 | 0 | 8.56 | 0 | 0 | 8.56 | 0.68154 | 0 | 0 |  | 0 |  | 0
|  |  |  | 26.68 | 53.36 | 0 | 0 | 0 | 0 | 0 | 12.23 | 0.12502 | 0 | 53.36 | 46.049 | 0 | 7.311 | 0 | 0 | 7.311 | 0.68154 | 0 | 0 |  | 0 |  | 0
|  |  |  | 25.84 | 51.68 | 0 | 0 | 0 | 0 | 0 | 12.23 | 0.12502 | 0 | 51.68 | 46.418 | 0 | 5.262 | 0 | 0 | 5.262 | 0.68154 | 0 | 0 |  | 0 |  | 0
|  |  |  | 24.32 | 48.64 | 0 | 0 | 0 | 0 | 0 | 12.23 | 0.12502 | 0 | 48.64 | 46.179 | 0 | 2.461 | 0 | 0 | 2.461 | 0.68154 | 0 | 0 |  | 0 |  | 0
|  |  |  | 26.36 | 52.72 | 0 | 0 | 0 | 0 | 0 | 12.23 | 0.12502 | 0 | 52.72 | 52.72 | 0 | 0 | 0 | 0 | 0 | 0.68154 | 0 | 0 |  | 0 |  | 0
|  |  |  | 25.28 | 50.56 | 0 | 0 | 0 | 0 | 0 | 7.48 | 0.12502 | 0 | 50.56 | 50.56 | 0 | 0 | 0 | 0 | 0 | 0.68154 | 0 | 0 |  | 0 |  | 0
|  |  |  | 28.16 | 56.32 | 0 | 0 | 0 | 0 | 0 | 7.48 | 0.12502 | 0 | 56.32 | 55.992 | 0 | 0 | 0 | 0 | 0 | 0.66337 | 0 | 0.328 |  | 0 |  | 0
|  |  |  | 28.92 | 57.84 | 0 | 0 | 0 | 0 | 0 | 7.48 | 0.12502 | 0 | 57.84 | 49.475 | 0 | 0 | 0 | 0 | 0 | 0.2 | 0 | 8.365 |  | 0 |  | 0
|  |  |  | 29.68 | 59.36 | 0 | 0 | 0 | 0 | 0 | 7.48 | 0.10709 | 3.441 | 59.36 | 59.36 | 0 | 0 | 0 | 0 | 0 | 0.37127 | 0 | 0 |  | 0 |  | 0
|  |  |  | 25.12 | 50.24 | 0 | 0 | 0 | 0 | 0 | 7.48 | 0.10709 | 8.365 | 50.24 | 50.24 | 0 | 0 | 0 | 0 | 0 | 0.78763 | 0 | 0 |  | 0 |  | 0
|  |  |  | 16.56 | 33.12 | 0 | 0 | 0 | 0 | 0 | 7.48 | 0.10709 | 4.266 | 33.12 | 33.12 | 0 | 0 | 0 | 0 | 0 | 1 | 0 | 0 |  | 0 |  | 0
|  |  |  | 14.96 | 29.92 | 0 | 0 | 0 | 0 | 0 | 7.48 | 0.10709 | 0 | 29.92 | 29.92 | 0 | 0 | 0 | 0 | 0 | 1 | 0 | 0 |  | 0 |  | 0
|  |  |  | 13.76 | 27.52 | 0 | 0 | 0 | 0 | 0 | 7.48 | 0.10709 | 0 | 27.52 | 27.52 | 0 | 0 | 0 | 0 | 0 | 1 | 0 | 0 |  | 0 |  | 0
|  |  |  | 14.2 | 28.4 | 0 | 0 | 0 | 0 | 0 | 7.48 | 0.10709 | 0 | 28.4 | 28.4 | 0 | 0 | 0 | 0 | 0 | 1 | 0 | 0 |  | 0 |  | 0
|  |  |  | 11.8 | 23.6 | 0 | 0 | 0 | 0 | 0 | 7.48 | 0.10709 | 0 | 23.6 | 23.6 | 0 | 0 | 0 | 0 | 0 | 1 | 0 | 0 |  | 0 |  | 0
|  |  |  | 12.72 | 25.44 | 0 | 0 | 0 | 0 | 0 | 7.48 | 0.10709 | 0 | 25.44 | 25.44 | 0 | 0 | 0 | 0 | 0 | 1 | 0 | 0 |  | 0 |  | 0
|  |  |  | 17.88 | 35.76 | 0 | 0 | 0 | 0 | 0 | 7.48 | 0.10709 | 0 | 35.76 | 35.76 | 0 | 0 | 0 | 0 | 0 | 1 | 0 | 0 |  | 0 |  | 0
|  |  |  | 22.52 | 45.04 | 0 | 0 | 0 | 0 | 0 | 7.48 | 0.10709 | 0 | 45.04 | 45.04 | 0 | 0 | 0 | 0 | 0 | 1 | 0 | 0 |  | 0 |  | 0
|  |  |  | 30.92 | 61.84 | 0 | 0 | 0 | 0 | 0 | 7.48 | 0.10709 | 0 | 61.84 | 61.84 | 0 | 0 | 0 | 0 | 0 | 1 | 0 | 0 |  | 0 |  | 0
|  |  |  | 30.96 | 61.92 | 0 | 0 | 0 | 0 | 0 | 7.48 | 0.10709 | 0 | 61.92 | 61.241 | 0 | 0.679 | 0 | 0 | 0.679 | 1 | 0 | 0 |  | 0 |  | 0
|  |  |  | 33.8 | 67.6 | 0 | 0 | 0 | 0 | 0 | 7.48 | 0.10709 | 0 | 67.6 | 62.801 | 0 | 4.231 | 0 | 0 | 4.231 | 0.96854 | 0 | 0.568 |  | 0 |  | 0
|  |  |  | 32.68 | 65.36 | 0 | 0 | 0 | 0 | 0 | 7.48 | 0.10709 | 0 | 65.36 | 62.801 | 0 | 0.024 | 0 | 0 | 0.024 | 0.82811 | 0 | 2.535 |  | 0 |  | 0
|  |  |  | 35.68 | 71.36 | 0 | 0 | 0 | 0 | 0 | 7.48 | 0.12502 | 0 | 71.36 | 38.601 | 0 | 32.759 | 0 | 0 | 32.759 | 0.82811 | 0 | 0 |  | 0 |  | 0
|  |  |  | 38.08 | 76.16 | 0 | 0 | 0 | 0 | 0 | 7.48 | 0.12502 | 0 | 76.16 | 50.069 | 0 | 26.091 | 0 | 0 | 26.091 | 0.82811 | 0 | 0 |  | 0 |  | 0
|  |  |  | 35.96 | 71.92 | 0 | 0 | 0 | 0 | 0 | 7.48 | 0.12502 | 0 | 71.92 | 8.839 | 0 | 63.081 | 0 | 0 | 63.081 | 0.82811 | 0 | 0 |  | 0 |  | 0
|  |  |  | 29.12 | 58.24 | 0 | 0 | 0 | 0 | 0 | 12.23 | 0.12502 | 0 | 58.24 | 17.806 | 0 | 40.434 | 0 | 0 | 40.434 | 0.82811 | 0 | 0 |  | 0 |  | 0
|  |  |  | 28.28 | 56.56 | 0 | 0 | 0 | 0 | 0 | 12.23 | 0.12502 | 0 | 56.56 | 15.278 | 0 | 41.282 | 0 | 0 | 41.282 | 0.82811 | 0 | 0 |  | 0 |  | 0
|  |  |  | 28.04 | 56.08 | 0 | 0 | 0 | 0 | 0 | 12.23 | 0.12502 | 0 | 56.08 | 33.82 | 0 | 22.26 | 0 | 0 | 22.26 | 0.82811 | 0 | 0 |  | 0 |  | 0
|  |  |  | 28.52 | 57.04 | 0 | 0 | 0 | 0 | 0 | 12.23 | 0.12502 | 0 | 57.04 | 54.833 | 0 | 2.207 | 0 | 0 | 2.207 | 0.82811 | 0 | 0 |  | 0 |  | 0
|  |  |  | 30.08 | 60.16 | 0 | 0 | 0 | 0 | 0 | 7.48 | 0.12502 | 0 | 60.16 | 60.16 | 0 | 0 | 0 | 0 | 0 | 0.82811 | 0 | 0 |  | 0 |  | 0
|  |  |  | 30.12 | 60.24 | 0 | 0 | 0 | 0 | 0 | 7.48 | 0.12502 | 0 | 60.24 | 57.266 | 0 | 0 | 0 | 0 | 0 | 0.66337 | 0 | 2.974 |  | 0 |  | 0
|  |  |  | 29.76 | 59.52 | 0 | 0 | 0 | 0 | 0 | 7.48 | 0.12502 | 0 | 59.52 | 51.155 | 0 | 0 | 0 | 0 | 0 | 0.2 | 0 | 8.365 |  | 0 |  | 0
|  |  |  | 29.24 | 58.48 | 0 | 0 | 0 | 0 | 0 | 7.48 | 0.10709 | 4.321 | 58.48 | 58.48 | 0 | 0 | 0 | 0 | 0 | 0.41507 | 0 | 0 |  | 0 |  | 0
|  |  |  | 27.44 | 54.88 | 0 | 0 | 0 | 0 | 0 | 7.48 | 0.10709 | 7.921 | 54.88 | 54.88 | 0 | 0 | 0 | 0 | 0 | 0.80934 | 0 | 0 |  | 0 |  | 0
|  |  |  | 22.28 | 44.56 | 0 | 0 | 0 | 0 | 0 | 7.48 | 0.10709 | 3.83 | 44.56 | 44.56 | 0 | 0 | 0 | 0 | 0 | 1 | 0 | 0 |  | 0 |  | 0
|  |  |  | 18.68 | 37.36 | 0 | 0 | 0 | 0 | 0 | 7.48 | 0.10709 | 0 | 37.36 | 37.36 | 0 | 0 | 0 | 0 | 0 | 1 | 0 | 0 |  | 0 |  | 0
|  |  |  | 18.16 | 36.32 | 0 | 0 | 0 | 0 | 0 | 7.48 | 0.10709 | 0 | 36.32 | 36.32 | 0 | 0 | 0 | 0 | 0 | 1 | 0 | 0 |  | 0 |  | 0
|  |  |  | 17.52 | 35.04 | 0 | 0 | 0 | 0 | 0 | 7.48 | 0.10709 | 0 | 35.04 | 35.04 | 0 | 0 | 0 | 0 | 0 | 1 | 0 | 0 |  | 0 |  | 0
|  |  |  | 17.56 | 35.12 | 0 | 0 | 0 | 0 | 0 | 7.48 | 0.10709 | 0 | 35.12 | 35.12 | 0 | 0 | 0 | 0 | 0 | 1 | 0 | 0 |  | 0 |  | 0
|  |  |  | 17.2 | 34.4 | 0 | 0 | 0 | 0 | 0 | 7.48 | 0.10709 | 0 | 34.4 | 34.4 | 0 | 0 | 0 | 0 | 0 | 1 | 0 | 0 |  | 0 |  | 0
|  |  |  | 17.76 | 35.52 | 0 | 0 | 0 | 0 | 0 | 7.48 | 0.10709 | 0 | 35.52 | 35.52 | 0 | 0 | 0 | 0 | 0 | 1 | 0 | 0 |  | 0 |  | 0
|  |  |  | 19.44 | 38.88 | 0 | 0 | 0 | 0 | 0 | 7.48 | 0.10709 | 0 | 38.88 | 38.88 | 0 | 0 | 0 | 0 | 0 | 1 | 0 | 0 |  | 0 |  | 0
|  |  |  | 20.44 | 40.88 | 0 | 0 | 0 | 0 | 0 | 7.48 | 0.10709 | 0 | 40.88 | 40.88 | 0 | 0 | 0 | 0 | 0 | 1 | 0 | 0 |  | 0 |  | 0
|  |  |  | 26.68 | 53.36 | 0 | 0 | 0 | 0 | 0 | 7.48 | 0.10709 | 0 | 53.36 | 52.572 | 0 | 0.788 | 0 | 0 | 0.788 | 1 | 0 | 0 |  | 0 |  | 0
|  |  |  | 27.16 | 54.32 | 0 | 0 | 0 | 0 | 0 | 7.48 | 0.10709 | 0 | 54.32 | 49.495 | 0 | 4.825 | 0 | 0 | 4.825 | 1 | 0 | 0 |  | 0 |  | 0
|  |  |  | 28.88 | 57.76 | 0 | 0 | 0 | 0 | 0 | 7.48 | 0.10709 | 0 | 57.76 | 46.812 | 0 | 10.948 | 0 | 0 | 10.948 | 1 | 0 | 0 |  | 0 |  | 0
|  |  |  | 28.88 | 57.76 | 0 | 0 | 0 | 0 | 0 | 7.48 | 0.12502 | 0 | 57.76 | 50.134 | 0 | 7.626 | 0 | 0 | 7.626 | 1 | 0 | 0 |  | 0 |  | 0
|  |  |  | 28.88 | 57.76 | 0 | 0 | 0 | 0 | 0 | 7.48 | 0.12502 | 0 | 57.76 | 41.853 | 0 | 15.907 | 0 | 0 | 15.907 | 1 | 0 | 0 |  | 0 |  | 0
|  |  |  | 27.52 | 55.04 | 0 | 0 | 0 | 0 | 0 | 7.48 | 0.12502 | 0 | 55.04 | 39.497 | 0 | 15.543 | 0 | 0 | 15.543 | 1 | 0 | 0 |  | 0 |  | 0
|  |  |  | 27.32 | 54.64 | 0 | 0 | 0 | 0 | 0 | 12.23 | 0.12502 | 0 | 54.64 | 47.329 | 0 | 7.311 | 0 | 0 | 7.311 | 1 | 0 | 0 |  | 0 |  | 0
|  |  |  | 28.04 | 56.08 | 0 | 0 | 0 | 0 | 0 | 12.23 | 0.12502 | 0 | 56.08 | 48.49 | 0 | 7.59 | 0 | 0 | 7.59 | 1 | 0 | 0 |  | 0 |  | 0
|  |  |  | 27.68 | 55.36 | 0 | 0 | 0 | 0 | 0 | 12.23 | 0.12502 | 0 | 55.36 | 51.589 | 0 | 3.771 | 0 | 0 | 3.771 | 1 | 0 | 0 |  | 0 |  | 0
|  |  |  | 29.4 | 58.8 | 0 | 0 | 0 | 0 | 0 | 12.23 | 0.12502 | 0 | 58.8 | 55.099 | 0 | 0 | 0 | 0 | 0 | 0.795 | 0 | 3.701 |  | 0 |  | 0
|  |  |  | 27.8 | 55.6 | 0 | 0 | 0 | 0 | 0 | 7.48 | 0.12502 | 0 | 55.6 | 55.6 | 0 | 0 | 0 | 0 | 0 | 0.795 | 0 | 0 |  | 0 |  | 0
|  |  |  | 26.72 | 53.44 | 0 | 0 | 0 | 0 | 0 | 7.48 | 0.12502 | 0 | 53.44 | 51.064 | 0 | 0 | 0 | 0 | 0 | 0.66337 | 0 | 2.376 |  | 0 |  | 0
|  |  |  | 26.92 | 53.84 | 0 | 0 | 0 | 0 | 0 | 7.48 | 0.12502 | 0 | 53.84 | 45.475 | 0 | 0 | 0 | 0 | 0 | 0.2 | 0 | 8.365 |  | 0 |  | 0
|  |  |  | 26.88 | 53.76 | 0 | 0 | 0 | 0 | 0 | 7.48 | 0.10709 | 0 | 53.76 | 53.76 | 0 | 0 | 0 | 0 | 0 | 0.2 | 0 | 0 |  | 0 |  | 0
|  |  |  | 26.24 | 52.48 | 0 | 0 | 0 | 0 | 0 | 7.48 | 0.10709 | 0 | 52.48 | 52.48 | 0 | 0 | 0 | 0 | 0 | 0.2 | 0 | 0 |  | 0 |  | 0
|  |  |  | 21.68 | 43.36 | 0 | 0 | 0 | 0 | 0 | 7.48 | 0.10709 | 0 | 43.36 | 43.36 | 0 | 0 | 0 | 0 | 0 | 0.2 | 0 | 0 |  | 0 |  | 0
|  |  |  | 22 | 44 | 0 | 0 | 0 | 0 | 0 | 7.48 | 0.10709 | 0 | 44 | 44 | 0 | 0 | 0 | 0 | 0 | 0.2 | 0 | 0 |  | 0 |  | 0
|  |  |  | 19 | 38 | 0 | 0 | 0 | 0 | 0 | 7.48 | 0.10709 | 0 | 38 | 38 | 0 | 0 | 0 | 0 | 0 | 0.2 | 0 | 0 |  | 0 |  | 0
|  |  |  | 18 | 36 | 0 | 0 | 0 | 0 | 0 | 7.48 | 0.10709 | 0 | 36 | 36 | 0 | 0 | 0 | 0 | 0 | 0.2 | 0 | 0 |  | 0 |  | 0
|  |  |  | 17.96 | 35.92 | 0 | 0 | 0 | 0 | 0 | 7.48 | 0.10709 | 0 | 35.92 | 35.92 | 0 | 0 | 0 | 0 | 0 | 0.2 | 0 | 0 |  | 0 |  | 0
|  |  |  | 18.64 | 37.28 | 0 | 0 | 0 | 0 | 0 | 7.48 | 0.10709 | 0 | 37.28 | 37.28 | 0 | 0 | 0 | 0 | 0 | 0.2 | 0 | 0 |  | 0 |  | 0
|  |  |  | 23.36 | 46.72 | 0 | 0 | 0 | 0 | 0 | 7.48 | 0.10709 | 0 | 46.72 | 46.72 | 0 | 0 | 0 | 0 | 0 | 0.2 | 0 | 0 |  | 0 |  | 0
|  |  |  | 25.08 | 50.16 | 0 | 0 | 0 | 0 | 0 | 7.48 | 0.10709 | 0 | 50.16 | 50.16 | 0 | 0 | 0 | 0 | 0 | 0.2 | 0 | 0 |  | 0 |  | 0
|  |  |  | 22.56 | 45.12 | 0 | 0 | 0 | 0 | 0 | 7.48 | 0.10709 | 0 | 45.12 | 45.12 | 0 | 0 | 0 | 0 | 0 | 0.2 | 0 | 0 |  | 0 |  | 0
|  |  |  | 20 | 40 | 0 | 0 | 0 | 0 | 0 | 7.48 | 0.10709 | 0 | 40 | 31.428 | 0 | 8.572 | 0 | 0 | 8.572 | 0.2 | 0 | 0 |  | 0 |  | 0
|  |  |  | 24 | 48 | 0 | 0 | 0 | 0 | 0 | 7.48 | 0.10709 | 0 | 48 | 17.29 | 0 | 30.71 | 0 | 0 | 30.71 | 0.2 | 0 | 0 |  | 0 |  | 0
|  |  |  | 24.88 | 49.76 | 0 | 0 | 0 | 0 | 0 | 7.48 | 0.10709 | 0 | 49.76 | 0 | 0 | 50.327 | 0.567 | 0 | 49.76 | 0.22821 | 0 | 0 |  | 0 |  | 0
|  |  |  | 26.4 | 52.8 | 0 | 0 | 0 | 0 | 0 | 7.48 | 0.12502 | 0 | 52.8 | 0 | 2.292 | 61.165 | 8.365 | 0 | 52.8 | 0.64458 | 0 | 0 |  | 0 |  | 0
|  |  |  | 26.8 | 53.6 | 0 | 0 | 0 | 0 | 0 | 7.48 | 0.12502 | 0 | 53.6 | 0 | 9.045 | 60.74 | 7.14 | 0 | 53.6 | 1 | 0 | 0 |  | 0 |  | 0
|  |  |  | 27.28 | 54.56 | 0 | 0 | 0 | 0 | 0 | 7.48 | 0.12502 | 0 | 54.56 | 0 | 13.941 | 54.56 | 0 | 0 | 54.56 | 1 | 0 | 0 |  | 0 |  | 0
|  |  |  | 26.52 | 53.04 | 0 | 0 | 0 | 0 | 0 | 12.23 | 0.12502 | 0 | 53.04 | 0 | 8.017 | 53.04 | 0 | 0 | 53.04 | 1 | 0 | 0 |  | 0 |  | 0
|  |  |  | 25.12 | 50.24 | 0 | 0 | 0 | 0 | 0 | 12.23 | 0.12502 | 0 | 50.24 | 4.035 | 0 | 46.205 | 0 | 0 | 46.205 | 1 | 0 | 0 |  | 0 |  | 0
|  |  |  | 25.08 | 50.16 | 0 | 0 | 0 | 0 | 0 | 12.23 | 0.12502 | 0 | 50.16 | 24.797 | 0 | 25.363 | 0 | 0 | 25.363 | 1 | 0 | 0 |  | 0 |  | 0
|  |  |  | 26.44 | 52.88 | 0 | 0 | 0 | 0 | 0 | 12.23 | 0.12502 | 0 | 52.88 | 48.079 | 0 | 4.801 | 0 | 0 | 4.801 | 1 | 0 | 0 |  | 0 |  | 0
|  |  |  | 26.22 | 52.44 | 0 | 0 | 0 | 0 | 0 | 7.48 | 0.12502 | 0 | 52.44 | 52.44 | 0 | 0 | 0 | 0 | 0 | 1 | 0 | 0 |  | 0 |  | 0
|  |  |  | 22.52 | 45.04 | 0 | 0 | 0 | 0 | 0 | 7.48 | 0.12502 | 0 | 45.04 | 38.963 | 0 | 0 | 0 | 0 | 0 | 0.66337 | 0 | 6.077 |  | 0 |  | 0
|  |  |  | 19.08 | 38.16 | 0 | 0 | 0 | 0 | 0 | 7.48 | 0.12502 | 0 | 38.16 | 29.795 | 0 | 0 | 0 | 0 | 0 | 0.2 | 0 | 8.365 |  | 0 |  | 0
|  |  |  | 18.8 | 37.6 | 0 | 0 | 0 | 0 | 0 | 7.48 | 0.10709 | 8.365 | 37.6 | 37.6 | 0 | 0 | 0 | 0 | 0 | 0.61636 | 0 | 0 |  | 0 |  | 0
|  |  |  | 19.56 | 39.12 | 0 | 0 | 0 | 0 | 0 | 7.48 | 0.10709 | 7.707 | 39.12 | 39.12 | 0 | 0 | 0 | 0 | 0 | 1 | 0 | 0 |  | 0 |  | 0
|  |  |  | 16.36 | 32.72 | 0 | 0 | 0 | 0 | 0 | 7.48 | 0.10709 | 0 | 32.72 | 32.72 | 0 | 0 | 0 | 0 | 0 | 1 | 0 | 0 |  | 0 |  | 0
|  |  |  | 14.28 | 28.56 | 0 | 0 | 0 | 0 | 0 | 7.48 | 0.10709 | 0 | 28.56 | 28.56 | 0 | 0 | 0 | 0 | 0 | 1 | 0 | 0 |  | 0 |  | 0
|  |  |  | 14.12 | 28.24 | 0 | 0 | 0 | 0 | 0 | 7.48 | 0.10709 | 0 | 28.24 | 28.24 | 0 | 0 | 0 | 0 | 0 | 1 | 0 | 0 |  | 0 |  | 0
|  |  |  | 16.24 | 32.48 | 0 | 0 | 0 | 0 | 0 | 7.48 | 0.10709 | 0 | 32.48 | 32.48 | 0 | 0 | 0 | 0 | 0 | 1 | 0 | 0 |  | 0 |  | 0
|  |  |  | 19.24 | 38.48 | 0 | 0 | 0 | 0 | 0 | 7.48 | 0.10709 | 0 | 38.48 | 38.48 | 0 | 0 | 0 | 0 | 0 | 1 | 0 | 0 |  | 0 |  | 0
|  |  |  | 18.68 | 37.36 | 0 | 0 | 0 | 0 | 0 | 7.48 | 0.10709 | 0 | 37.36 | 37.36 | 0 | 0 | 0 | 0 | 0 | 1 | 0 | 0 |  | 0 |  | 0
|  |  |  | 16.76 | 33.52 | 0 | 0 | 0 | 0 | 0 | 7.48 | 0.10709 | 0 | 33.52 | 33.52 | 0 | 0 | 0 | 0 | 0 | 1 | 0 | 0 |  | 0 |  | 0
|  |  |  | 21.04 | 42.08 | 0 | 0 | 0 | 0 | 0 | 7.48 | 0.10709 | 0 | 42.08 | 42.08 | 0 | 0 | 0 | 0 | 0 | 1 | 0 | 0 |  | 0 |  | 0
|  |  |  | 29.76 | 59.52 | 0 | 0 | 0 | 0 | 0 | 7.48 | 0.10709 | 0 | 59.52 | 59.52 | 0 | 0 | 0 | 0 | 0 | 1 | 0 | 0 |  | 0 |  | 0
|  |  |  | 29.12 | 58.24 | 0 | 0 | 0 | 0 | 0 | 7.48 | 0.10709 | 0 | 58.24 | 49.195 | 0 | 9.045 | 0 | 0 | 9.045 | 1 | 0 | 0 |  | 0 |  | 0
|  |  |  | 30.8 | 61.6 | 0 | 0 | 0 | 0 | 0 | 7.48 | 0.10709 | 0 | 61.6 | 30.187 | 0 | 31.413 | 0 | 0 | 31.413 | 1 | 0 | 0 |  | 0 |  | 0
|  |  |  | 30.92 | 61.84 | 0 | 0 | 0 | 0 | 0 | 7.48 | 0.10709 | 0 | 61.84 | 11.816 | 0 | 50.024 | 0 | 0 | 50.024 | 1 | 0 | 0 |  | 0 |  | 0
|  |  |  | 31.16 | 62.32 | 0 | 0 | 0 | 0 | 0 | 7.48 | 0.12502 | 0 | 62.32 | 0.718 | 0 | 61.602 | 0 | 0 | 61.602 | 1 | 0 | 0 |  | 0 |  | 0
|  |  |  | 35.6 | 71.2 | 0 | 0 | 0 | 0 | 0 | 7.48 | 0.12502 | 0 | 71.2 | 6.033 | 0 | 65.167 | 0 | 0 | 65.167 | 1 | 0 | 0 |  | 0 |  | 0
|  |  |  | 34.72 | 69.44 | 0 | 0 | 0 | 0 | 0 | 7.48 | 0.12502 | 0 | 69.44 | 5.328 | 0 | 64.112 | 0 | 0 | 64.112 | 1 | 0 | 0 |  | 0 |  | 0
|  |  |  | 29.48 | 58.96 | 0 | 0 | 0 | 0 | 0 | 12.23 | 0.12502 | 0 | 58.96 | 0.159 | 0 | 58.801 | 0 | 0 | 58.801 | 1 | 0 | 0 |  | 0 |  | 0
|  |  |  | 28.4 | 56.8 | 0 | 0 | 0 | 0 | 0 | 12.23 | 0.12502 | 0 | 56.8 | 11.771 | 0 | 45.029 | 0 | 0 | 45.029 | 1 | 0 | 0 |  | 0 |  | 0
|  |  |  | 25.56 | 51.12 | 0 | 0 | 0 | 0 | 0 | 12.23 | 0.12502 | 0 | 51.12 | 26.072 | 0 | 25.048 | 0 | 0 | 25.048 | 1 | 0 | 0 |  | 0 |  | 0
|  |  |  | 25.88 | 51.76 | 0 | 0 | 0 | 0 | 0 | 12.23 | 0.12502 | 0 | 51.76 | 46.947 | 0 | 4.813 | 0 | 0 | 4.813 | 1 | 0 | 0 |  | 0 |  | 0
|  |  |  | 28.12 | 56.24 | 0 | 0 | 0 | 0 | 0 | 7.48 | 0.12502 | 0 | 56.24 | 56.24 | 0 | 0 | 0 | 0 | 0 | 1 | 0 | 0 |  | 0 |  | 0
|  |  |  | 29.64 | 59.28 | 0 | 0 | 0 | 0 | 0 | 7.48 | 0.12502 | 0 | 59.28 | 53.203 | 0 | 0 | 0 | 0 | 0 | 0.66337 | 0 | 6.077 |  | 0 |  | 0
|  |  |  | 29.48 | 58.96 | 0 | 0 | 0 | 0 | 0 | 7.48 | 0.12502 | 0 | 58.96 | 50.595 | 0 | 0 | 0 | 0 | 0 | 0.2 | 0 | 8.365 |  | 0 |  | 0
|  |  |  | 29.2 | 58.4 | 0 | 0 | 0 | 0 | 0 | 7.48 | 0.10709 | 0 | 58.4 | 58.4 | 0 | 0 | 0 | 0 | 0 | 0.2 | 0 | 0 |  | 0 |  | 0
|  |  |  | 25.8 | 51.6 | 0 | 0 | 0 | 0 | 0 | 7.48 | 0.10709 | 0 | 51.6 | 51.6 | 0 | 0 | 0 | 0 | 0 | 0.2 | 0 | 0 |  | 0 |  | 0
|  |  |  | 16.16 | 32.32 | 0 | 0 | 0 | 0 | 0 | 7.48 | 0.10709 | 0 | 32.32 | 32.32 | 0 | 0 | 0 | 0 | 0 | 0.2 | 0 | 0 |  | 0 |  | 0
|  |  |  | 13.96 | 27.92 | 0 | 0 | 0 | 0 | 0 | 7.48 | 0.10709 | 0 | 27.92 | 27.92 | 0 | 0 | 0 | 0 | 0 | 0.2 | 0 | 0 |  | 0 |  | 0
|  |  |  | 13.84 | 27.68 | 0 | 0 | 0 | 0 | 0 | 7.48 | 0.10709 | 0 | 27.68 | 27.68 | 0 | 0 | 0 | 0 | 0 | 0.2 | 0 | 0 |  | 0 |  | 0
|  |  |  | 12.8 | 25.6 | 0 | 0 | 0 | 0 | 0 | 7.48 | 0.10709 | 0 | 25.6 | 25.6 | 0 | 0 | 0 | 0 | 0 | 0.2 | 0 | 0 |  | 0 |  | 0
|  |  |  | 11.8 | 23.6 | 0 | 0 | 0 | 0 | 0 | 7.48 | 0.10709 | 0 | 23.6 | 23.6 | 0 | 0 | 0 | 0 | 0 | 0.2 | 0 | 0 |  | 0 |  | 0
|  |  |  | 12.24 | 24.48 | 0 | 0 | 0 | 0 | 0 | 7.48 | 0.10709 | 0 | 24.48 | 24.48 | 0 | 0 | 0 | 0 | 0 | 0.2 | 0 | 0 |  | 0 |  | 0
|  |  |  | 16.16 | 32.32 | 0 | 0 | 0 | 0 | 0 | 7.48 | 0.10709 | 0 | 32.32 | 32.32 | 0 | 0 | 0 | 0 | 0 | 0.2 | 0 | 0 |  | 0 |  | 0
|  |  |  | 18.2 | 36.4 | 0 | 0 | 0 | 0 | 0 | 7.48 | 0.10709 | 0 | 36.4 | 36.4 | 0 | 0 | 0 | 0 | 0 | 0.2 | 0 | 0 |  | 0 |  | 0
|  |  |  | 29.08 | 58.16 | 0 | 0 | 0 | 0 | 0 | 7.48 | 0.10709 | 0 | 58.16 | 58.16 | 0 | 0 | 0 | 0 | 0 | 0.2 | 0 | 0 |  | 0 |  | 0
|  |  |  | 29.04 | 58.08 | 0 | 0 | 0 | 0 | 0 | 7.48 | 0.10709 | 0 | 58.08 | 53.182 | 0 | 4.898 | 0 | 0 | 4.898 | 0.2 | 0 | 0 |  | 0 |  | 0
|  |  |  | 30.96 | 61.92 | 0 | 0 | 0 | 0 | 0 | 7.48 | 0.10709 | 0 | 61.92 | 43.055 | 0 | 18.865 | 0 | 0 | 18.865 | 0.2 | 0 | 0 |  | 0 |  | 0
|  |  |  | 26.6 | 53.2 | 0 | 0 | 0 | 0 | 0 | 7.48 | 0.10709 | 0 | 53.2 | 21.762 | 0 | 31.438 | 0 | 0 | 31.438 | 0.2 | 0 | 0 |  | 0 |  | 0
|  |  |  | 26.52 | 53.04 | 0 | 0 | 0 | 0 | 0 | 7.48 | 0.10709 | 0 | 53.04 | 12.218 | 0 | 40.822 | 0 | 0 | 40.822 | 0.2 | 0 | 0 |  | 0 |  | 0
|  |  |  | 29.68 | 59.36 | 0 | 0 | 0 | 0 | 0 | 7.48 | 0.10709 | 0 | 59.36 | 0 | 0 | 67.725 | 8.365 | 0 | 59.36 | 0.61636 | 0 | 0 |  | 0 |  | 0
|  |  |  | 28.6 | 57.2 | 0 | 0 | 0 | 0 | 0 | 7.48 | 0.10709 | 0 | 57.2 | 4.339 | 0 | 52.861 | 0 | 0 | 52.861 | 0.61636 | 0 | 0 |  | 0 |  | 0
|  |  |  | 26.88 | 53.76 | 0 | 0 | 0 | 0 | 0 | 7.48 | 0.10709 | 0 | 53.76 | 0.851 | 0 | 52.909 | 0 | 0 | 52.909 | 0.61636 | 0 | 0 |  | 0 |  | 0
|  |  |  | 26.08 | 52.16 | 0 | 0 | 0 | 0 | 0 | 7.48 | 0.10709 | 0 | 52.16 | 13.157 | 0 | 39.003 | 0 | 0 | 39.003 | 0.61636 | 0 | 0 |  | 0 |  | 0
|  |  |  | 24.24 | 48.48 | 0 | 0 | 0 | 0 | 0 | 7.48 | 0.10709 | 0 | 48.48 | 27.057 | 0 | 21.423 | 0 | 0 | 21.423 | 0.61636 | 0 | 0 |  | 0 |  | 0
|  |  |  | 24.56 | 49.12 | 0 | 0 | 0 | 0 | 0 | 7.48 | 0.10709 | 0 | 49.12 | 44.186 | 0 | 4.934 | 0 | 0 | 4.934 | 0.61636 | 0 | 0 |  | 0 |  | 0
|  |  |  | 25.76 | 51.52 | 0 | 0 | 0 | 0 | 0 | 7.48 | 0.10709 | 0 | 51.52 | 51.52 | 0 | 0 | 0 | 0 | 0 | 0.61636 | 0 | 0 |  | 0 |  | 0
|  |  |  | 26.3 | 52.6 | 0 | 0 | 0 | 0 | 0 | 7.48 | 0.10709 | 0 | 52.6 | 52.6 | 0 | 0 | 0 | 0 | 0 | 0.61636 | 0 | 0 |  | 0 |  | 0
|  |  |  | 25.88 | 51.76 | 0 | 0 | 0 | 0 | 0 | 7.48 | 0.10709 | 0 | 51.76 | 51.76 | 0 | 0 | 0 | 0 | 0 | 0.61636 | 0 | 0 |  | 0 |  | 0
|  |  |  | 23.44 | 46.88 | 0 | 0 | 0 | 0 | 0 | 7.48 | 0.10709 | 0 | 46.88 | 46.88 | 0 | 0 | 0 | 0 | 0 | 0.61636 | 0 | 0 |  | 0 |  | 0
|  |  |  | 21.08 | 42.16 | 0 | 0 | 0 | 0 | 0 | 7.48 | 0.10709 | 0 | 42.16 | 42.16 | 0 | 0 | 0 | 0 | 0 | 0.61636 | 0 | 0 |  | 0 |  | 0
|  |  |  | 15.88 | 31.76 | 0 | 0 | 0 | 0 | 0 | 7.48 | 0.10709 | 0 | 31.76 | 31.76 | 0 | 0 | 0 | 0 | 0 | 0.61636 | 0 | 0 |  | 0 |  | 0
|  |  |  | 14.48 | 28.96 | 0 | 0 | 0 | 0 | 0 | 7.48 | 0.10709 | 0 | 28.96 | 28.96 | 0 | 0 | 0 | 0 | 0 | 0.61636 | 0 | 0 |  | 0 |  | 0
|  |  |  | 13.56 | 27.12 | 0 | 0 | 0 | 0 | 0 | 7.48 | 0.10709 | 0 | 27.12 | 27.12 | 0 | 0 | 0 | 0 | 0 | 0.61636 | 0 | 0 |  | 0 |  | 0
|  |  |  | 13.64 | 27.28 | 0 | 0 | 0 | 0 | 0 | 7.48 | 0.10709 | 0 | 27.28 | 27.28 | 0 | 0 | 0 | 0 | 0 | 0.61636 | 0 | 0 |  | 0 |  | 0
|  |  |  | 13.4 | 26.8 | 0 | 0 | 0 | 0 | 0 | 7.48 | 0.10709 | 0 | 26.8 | 26.8 | 0 | 0 | 0 | 0 | 0 | 0.61636 | 0 | 0 |  | 0 |  | 0
|  |  |  | 14 | 28 | 0 | 0 | 0 | 0 | 0 | 7.48 | 0.10709 | 0 | 28 | 28 | 0 | 0 | 0 | 0 | 0 | 0.61636 | 0 | 0 |  | 0 |  | 0
|  |  |  | 14.76 | 29.52 | 0 | 0 | 0 | 0 | 0 | 7.48 | 0.10709 | 0 | 29.52 | 29.52 | 0 | 0 | 0 | 0 | 0 | 0.61636 | 0 | 0 |  | 0 |  | 0
|  |  |  | 14.96 | 29.92 | 0 | 0 | 0 | 0 | 0 | 7.48 | 0.10709 | 0 | 29.92 | 29.92 | 0 | 0 | 0 | 0 | 0 | 0.61636 | 0 | 0 |  | 0 |  | 0
|  |  |  | 26.12 | 52.24 | 0 | 0 | 0 | 0 | 0 | 7.48 | 0.10709 | 0 | 52.24 | 52.24 | 0 | 0 | 0 | 0 | 0 | 0.61636 | 0 | 0 |  | 0 |  | 0
|  |  |  | 25.76 | 51.52 | 0 | 0 | 0 | 0 | 0 | 7.48 | 0.10709 | 0 | 51.52 | 42.766 | 0 | 8.754 | 0 | 0 | 8.754 | 0.61636 | 0 | 0 |  | 0 |  | 0
|  |  |  | 26.04 | 52.08 | 0 | 0 | 0 | 0 | 0 | 7.48 | 0.10709 | 0 | 52.08 | 18.771 | 0 | 31.037 | 0 | 0 | 31.037 | 0.49051 | 0 | 2.272 |  | 0 |  | 0
|  |  |  | 27.44 | 54.88 | 0 | 0 | 0 | 0 | 0 | 7.48 | 0.10709 | 0 | 54.88 | 0 | 0 | 49.636 | 0 | 0 | 49.636 | 0.2 | 0 | 5.244 |  | 0 |  | 0
|  |  |  | 29.84 | 59.68 | 0 | 0 | 0 | 0 | 0 | 7.48 | 0.10709 | 0 | 59.68 | 0 | 0 | 61.311 | 1.631 | 0 | 59.68 | 0.28119 | 0 | 0 |  | 0 |  | 0
|  |  |  | 28.44 | 56.88 | 0 | 0 | 0 | 0 | 0 | 7.48 | 0.10709 | 0 | 56.88 | 0 | 0 | 64.391 | 7.511 | 0 | 56.88 | 0.65504 | 0 | 0 |  | 0 |  | 0
|  |  |  | 27.36 | 54.72 | 0 | 0 | 0 | 0 | 0 | 7.48 | 0.10709 | 0 | 54.72 | 0 | 0 | 61.323 | 6.603 | 0 | 54.72 | 0.98373 | 0 | 0 |  | 0 |  | 0
|  |  |  | 24.8 | 49.6 | 0 | 0 | 0 | 0 | 0 | 7.48 | 0.10709 | 0 | 49.6 | 0 | 4.437 | 49.927 | 0.327 | 0 | 49.6 | 1 | 0 | 0 |  | 0 |  | 0
|  |  |  | 25.16 | 50.32 | 0 | 0 | 0 | 0 | 0 | 7.48 | 0.10709 | 0 | 50.32 | 8.128 | 0 | 42.192 | 0 | 0 | 42.192 | 1 | 0 | 0 |  | 0 |  | 0
|  |  |  | 25.32 | 50.64 | 0 | 0 | 0 | 0 | 0 | 7.48 | 0.10709 | 0 | 50.64 | 25.81 | 0 | 24.83 | 0 | 0 | 24.83 | 1 | 0 | 0 |  | 0 |  | 0
|  |  |  | 26.84 | 53.68 | 0 | 0 | 0 | 0 | 0 | 7.48 | 0.10709 | 0 | 53.68 | 48.37 | 0 | 5.31 | 0 | 0 | 5.31 | 1 | 0 | 0 |  | 0 |  | 0
|  |  |  | 26.24 | 52.48 | 0 | 0 | 0 | 0 | 0 | 7.48 | 0.10709 | 0 | 52.48 | 52.48 | 0 | 0 | 0 | 0 | 0 | 1 | 0 | 0 |  | 0 |  | 0
|  |  |  | 26.4 | 52.8 | 0 | 0 | 0 | 0 | 0 | 7.48 | 0.10709 | 0 | 52.8 | 52.8 | 0 | 0 | 0 | 0 | 0 | 1 | 0 | 0 |  | 0 |  | 0
|  |  |  | 26.92 | 53.84 | 0 | 0 | 0 | 0 | 0 | 7.48 | 0.10709 | 0 | 53.84 | 53.84 | 0 | 0 | 0 | 0 | 0 | 1 | 0 | 0 |  | 0 |  | 0
|  |  |  | 26.2 | 52.4 | 0 | 0 | 0 | 0 | 0 | 7.48 | 0.10709 | 0 | 52.4 | 52.4 | 0 | 0 | 0 | 0 | 0 | 1 | 0 | 0 |  | 0 |  | 0
|  |  |  | 22.68 | 45.36 | 0 | 0 | 0 | 0 | 0 | 7.48 | 0.10709 | 0 | 45.36 | 45.36 | 0 | 0 | 0 | 0 | 0 | 1 | 0 | 0 |  | 0 |  | 0
|  |  |  | 21.28 | 42.56 | 0 | 0 | 0 | 0 | 0 | 7.48 | 0.10709 | 0 | 42.56 | 42.56 | 0 | 0 | 0 | 0 | 0 | 1 | 0 | 0 |  | 0 |  | 0
|  |  |  | 19.32 | 38.64 | 0 | 0 | 0 | 0 | 0 | 7.48 | 0.10709 | 0 | 38.64 | 38.64 | 0 | 0 | 0 | 0 | 0 | 1 | 0 | 0 |  | 0 |  | 0
|  |  |  | 18.52 | 37.04 | 0 | 0 | 0 | 0 | 0 | 7.48 | 0.10709 | 0 | 37.04 | 37.04 | 0 | 0 | 0 | 0 | 0 | 1 | 0 | 0 |  | 0 |  | 0
|  |  |  | 17.28 | 34.56 | 0 | 0 | 0 | 0 | 0 | 7.48 | 0.10709 | 0 | 34.56 | 34.56 | 0 | 0 | 0 | 0 | 0 | 1 | 0 | 0 |  | 0 |  | 0
|  |  |  | 17.64 | 35.28 | 0 | 0 | 0 | 0 | 0 | 7.48 | 0.10709 | 0 | 35.28 | 35.28 | 0 | 0 | 0 | 0 | 0 | 1 | 0 | 0 |  | 0 |  | 0
|  |  |  | 15.92 | 31.84 | 0 | 0 | 0 | 0 | 0 | 7.48 | 0.10709 | 0 | 31.84 | 31.84 | 0 | 0 | 0 | 0 | 0 | 1 | 0 | 0 |  | 0 |  | 0
|  |  |  | 14.4 | 28.8 | 0 | 0 | 0 | 0 | 0 | 7.48 | 0.10709 | 0 | 28.8 | 28.8 | 0 | 0 | 0 | 0 | 0 | 1 | 0 | 0 |  | 0 |  | 0
|  |  |  | 15 | 30 | 0 | 0 | 0 | 0 | 0 | 7.48 | 0.10709 | 0 | 30 | 30 | 0 | 0 | 0 | 0 | 0 | 1 | 0 | 0 |  | 0 |  | 0
|  |  |  | 25.56 | 51.12 | 0 | 0 | 0 | 0 | 0 | 7.48 | 0.10709 | 0 | 51.12 | 51.12 | 0 | 0 | 0 | 0 | 0 | 1 | 0 | 0 |  | 0 |  | 0
|  |  |  | 25.28 | 50.56 | 0 | 0 | 0 | 0 | 0 | 7.48 | 0.10709 | 0 | 50.56 | 41.867 | 0 | 8.693 | 0 | 0 | 8.693 | 1 | 0 | 0 |  | 0 |  | 0
|  |  |  | 27.72 | 55.44 | 0 | 0 | 0 | 0 | 0 | 7.48 | 0.10709 | 0 | 55.44 | 24.37 | 0 | 30.649 | 0 | 0 | 30.649 | 0.97672 | 0 | 0.42 |  | 0 |  | 0
|  |  |  | 31.16 | 62.32 | 0 | 0 | 0 | 0 | 0 | 7.48 | 0.10709 | 0 | 62.32 | 4.865 | 0 | 49.09 | 0 | 0 | 49.09 | 0.51336 | 0 | 8.365 |  | 0 |  | 0
|  |  |  | 31.72 | 63.44 | 0 | 0 | 0 | 0 | 0 | 7.48 | 0.12502 | 0 | 63.44 | 0 | 0 | 60.365 | 0 | 0 | 60.365 | 0.34304 | 0 | 3.075 |  | 0 |  | 0
|  |  |  | 30.96 | 61.92 | 0 | 0 | 0 | 0 | 0 | 7.48 | 0.12502 | 0 | 61.92 | 0 | 0 | 64.039 | 2.119 | 0 | 61.92 | 0.44852 | 0 | 0 |  | 0 |  | 0
|  |  |  | 27.52 | 55.04 | 0 | 0 | 0 | 0 | 0 | 7.48 | 0.12502 | 0 | 55.04 | 0 | 0 | 63.069 | 8.029 | 0 | 55.04 | 0.84817 | 0 | 0 |  | 0 |  | 0
|  |  |  | 25.76 | 51.52 | 0 | 0 | 0 | 0 | 0 | 12.23 | 0.12502 | 0 | 51.52 | 0 | 0 | 54.57 | 3.05 | 0 | 51.52 | 1 | 0 | 0 |  | 0 |  | 0
|  |  |  | 25.64 | 51.28 | 0 | 0 | 0 | 0 | 0 | 12.23 | 0.12502 | 0 | 51.28 | 8.761 | 0 | 42.519 | 0 | 0 | 42.519 | 1 | 0 | 0 |  | 0 |  | 0
|  |  |  | 25.04 | 50.08 | 0 | 0 | 0 | 0 | 0 | 12.23 | 0.12502 | 0 | 50.08 | 25.311 | 0 | 24.769 | 0 | 0 | 24.769 | 1 | 0 | 0 |  | 0 |  | 0
|  |  |  | 26.12 | 52.24 | 0 | 0 | 0 | 0 | 0 | 12.23 | 0.12502 | 0 | 52.24 | 46.857 | 0 | 5.383 | 0 | 0 | 5.383 | 1 | 0 | 0 |  | 0 |  | 0
|  |  |  | 26.32 | 52.64 | 0 | 0 | 0 | 0 | 0 | 7.48 | 0.12502 | 0 | 52.64 | 52.64 | 0 | 0 | 0 | 0 | 0 | 1 | 0 | 0 |  | 0 |  | 0
|  |  |  | 27.64 | 55.28 | 0 | 0 | 0 | 0 | 0 | 7.48 | 0.12502 | 0 | 55.28 | 49.203 | 0 | 0 | 0 | 0 | 0 | 0.66337 | 0 | 6.077 |  | 0 |  | 0
|  |  |  | 27.48 | 54.96 | 0 | 0 | 0 | 0 | 0 | 7.48 | 0.12502 | 0 | 54.96 | 46.595 | 0 | 0 | 0 | 0 | 0 | 0.2 | 0 | 8.365 |  | 0 |  | 0
|  |  |  | 26.96 | 53.92 | 0 | 0 | 0 | 0 | 0 | 7.48 | 0.10709 | 0 | 53.92 | 53.92 | 0 | 0 | 0 | 0 | 0 | 0.2 | 0 | 0 |  | 0 |  | 0
|  |  |  | 23.92 | 47.84 | 0 | 0 | 0 | 0 | 0 | 7.48 | 0.10709 | 0 | 47.84 | 47.84 | 0 | 0 | 0 | 0 | 0 | 0.2 | 0 | 0 |  | 0 |  | 0
|  |  |  | 18.12 | 36.24 | 0 | 0 | 0 | 0 | 0 | 7.48 | 0.10709 | 0 | 36.24 | 36.24 | 0 | 0 | 0 | 0 | 0 | 0.2 | 0 | 0 |  | 0 |  | 0
|  |  |  | 14.56 | 29.12 | 0 | 0 | 0 | 0 | 0 | 7.48 | 0.10709 | 0 | 29.12 | 29.12 | 0 | 0 | 0 | 0 | 0 | 0.2 | 0 | 0 |  | 0 |  | 0
|  |  |  | 14.24 | 28.48 | 0 | 0 | 0 | 0 | 0 | 7.48 | 0.10709 | 0 | 28.48 | 28.48 | 0 | 0 | 0 | 0 | 0 | 0.2 | 0 | 0 |  | 0 |  | 0
|  |  |  | 13.28 | 26.56 | 0 | 0 | 0 | 0 | 0 | 7.48 | 0.10709 | 0 | 26.56 | 26.56 | 0 | 0 | 0 | 0 | 0 | 0.2 | 0 | 0 |  | 0 |  | 0
|  |  |  | 12.48 | 24.96 | 0 | 0 | 0 | 0 | 0 | 7.48 | 0.10709 | 0 | 24.96 | 24.96 | 0 | 0 | 0 | 0 | 0 | 0.2 | 0 | 0 |  | 0 |  | 0
|  |  |  | 13.84 | 27.68 | 0 | 0 | 0 | 0 | 0 | 7.48 | 0.10709 | 0 | 27.68 | 27.68 | 0 | 0 | 0 | 0 | 0 | 0.2 | 0 | 0 |  | 0 |  | 0
|  |  |  | 16.28 | 32.56 | 0 | 0 | 0 | 0 | 0 | 7.48 | 0.10709 | 0 | 32.56 | 32.56 | 0 | 0 | 0 | 0 | 0 | 0.2 | 0 | 0 |  | 0 |  | 0
|  |  |  | 16.84 | 33.68 | 0 | 0 | 0 | 0 | 0 | 7.48 | 0.10709 | 0 | 33.68 | 33.68 | 0 | 0 | 0 | 0 | 0 | 0.2 | 0 | 0 |  | 0 |  | 0
|  |  |  | 16.8 | 33.6 | 0 | 0 | 0 | 0 | 0 | 7.48 | 0.10709 | 0 | 33.6 | 33.6 | 0 | 0 | 0 | 0 | 0 | 0.2 | 0 | 0 |  | 0 |  | 0
|  |  |  | 16.48 | 32.96 | 0 | 0 | 0 | 0 | 0 | 7.48 | 0.10709 | 0 | 32.96 | 24.764 | 0 | 8.196 | 0 | 0 | 8.196 | 0.2 | 0 | 0 |  | 0 |  | 0
|  |  |  | 17.48 | 34.96 | 0 | 0 | 0 | 0 | 0 | 7.48 | 0.10709 | 0 | 34.96 | 5.474 | 0 | 29.486 | 0 | 0 | 29.486 | 0.2 | 0 | 0 |  | 0 |  | 0
|  |  |  | 17.92 | 35.84 | 0 | 0 | 0 | 0 | 0 | 7.48 | 0.10709 | 0 | 35.84 | 0 | 3.479 | 44.205 | 8.365 | 0 | 35.84 | 0.61636 | 0 | 0 |  | 0 |  | 0
|  |  |  | 20.88 | 41.76 | 0 | 0 | 0 | 0 | 0 | 7.48 | 0.12502 | 0 | 41.76 | 0 | 9.092 | 49.467 | 7.707 | 0 | 41.76 | 1 | 0 | 0 |  | 0 |  | 0
|  |  |  | 33.6 | 67.2 | 0 | 0 | 0 | 0 | 0 | 7.48 | 0.12502 | 0 | 67.2 | 3.428 | 0 | 63.772 | 0 | 0 | 63.772 | 1 | 0 | 0 |  | 0 |  | 0
|  |  |  | 36.32 | 72.64 | 0 | 0 | 0 | 0 | 0 | 7.48 | 0.12502 | 0 | 72.64 | 11.341 | 0 | 61.299 | 0 | 0 | 61.299 | 1 | 0 | 0 |  | 0 |  | 0
|  |  |  | 33.08 | 66.16 | 0 | 0 | 0 | 0 | 0 | 12.23 | 0.12502 | 0 | 66.16 | 11.432 | 0 | 54.728 | 0 | 0 | 54.728 | 1 | 0 | 0 |  | 0 |  | 0
|  |  |  | 31.36 | 62.72 | 0 | 0 | 0 | 0 | 0 | 12.23 | 0.12502 | 0 | 62.72 | 20.274 | 0 | 42.446 | 0 | 0 | 42.446 | 1 | 0 | 0 |  | 0 |  | 0
|  |  |  | 29.8 | 59.6 | 0 | 0 | 0 | 0 | 0 | 12.23 | 0.12502 | 0 | 59.6 | 35.728 | 0 | 23.872 | 0 | 0 | 23.872 | 1 | 0 | 0 |  | 0 |  | 0
|  |  |  | 30.4 | 60.8 | 0 | 0 | 0 | 0 | 0 | 12.23 | 0.12502 | 0 | 60.8 | 55.099 | 0 | 5.25 | 0 | 0 | 5.25 | 0.97501 | 0 | 0.451 |  | 0 |  | 0
|  |  |  | 30.4 | 60.8 | 0 | 0 | 0 | 0 | 0 | 7.48 | 0.12502 | 0 | 60.8 | 60.8 | 0 | 0 | 0 | 0 | 0 | 0.97501 | 0 | 0 |  | 0 |  | 0
|  |  |  | 30.56 | 61.12 | 0 | 0 | 0 | 0 | 0 | 7.48 | 0.12502 | 0 | 61.12 | 55.494 | 0 | 0 | 0 | 0 | 0 | 0.66337 | 0 | 5.626 |  | 0 |  | 0
|  |  |  | 30.24 | 60.48 | 0 | 0 | 0 | 0 | 0 | 7.48 | 0.12502 | 0 | 60.48 | 52.115 | 0 | 0 | 0 | 0 | 0 | 0.2 | 0 | 8.365 |  | 0 |  | 0
|  |  |  | 29.16 | 58.32 | 0 | 0 | 0 | 0 | 0 | 7.48 | 0.10709 | 4.481 | 58.32 | 58.32 | 0 | 0 | 0 | 0 | 0 | 0.42304 | 0 | 0 |  | 0 |  | 0
|  |  |  | 23.4 | 46.8 | 0 | 0 | 0 | 0 | 0 | 7.48 | 0.10709 | 8.365 | 46.8 | 46.8 | 0 | 0 | 0 | 0 | 0 | 0.8394 | 0 | 0 |  | 0 |  | 0
|  |  |  | 21.52 | 43.04 | 0 | 0 | 0 | 0 | 0 | 7.48 | 0.10709 | 3.226 | 43.04 | 43.04 | 0 | 0 | 0 | 0 | 0 | 1 | 0 | 0 |  | 0 |  | 0
|  |  |  | 15.24 | 30.48 | 0 | 0 | 0 | 0 | 0 | 7.48 | 0.10709 | 0 | 30.48 | 30.48 | 0 | 0 | 0 | 0 | 0 | 1 | 0 | 0 |  | 0 |  | 0
|  |  |  | 14.24 | 28.48 | 0 | 0 | 0 | 0 | 0 | 7.48 | 0.10709 | 0 | 28.48 | 28.48 | 0 | 0 | 0 | 0 | 0 | 1 | 0 | 0 |  | 0 |  | 0
|  |  |  | 12.92 | 25.84 | 0 | 0 | 0 | 0 | 0 | 7.48 | 0.10709 | 0 | 25.84 | 25.84 | 0 | 0 | 0 | 0 | 0 | 1 | 0 | 0 |  | 0 |  | 0
|  |  |  | 12.96 | 25.92 | 0 | 0 | 0 | 0 | 0 | 7.48 | 0.10709 | 0 | 25.92 | 25.92 | 0 | 0 | 0 | 0 | 0 | 1 | 0 | 0 |  | 0 |  | 0
|  |  |  | 13.4 | 26.8 | 0 | 0 | 0 | 0 | 0 | 7.48 | 0.10709 | 0 | 26.8 | 26.8 | 0 | 0 | 0 | 0 | 0 | 1 | 0 | 0 |  | 0 |  | 0
|  |  |  | 14.52 | 29.04 | 0 | 0 | 0 | 0 | 0 | 7.48 | 0.10709 | 0 | 29.04 | 29.04 | 0 | 0 | 0 | 0 | 0 | 1 | 0 | 0 |  | 0 |  | 0
|  |  |  | 14.72 | 29.44 | 0 | 0 | 0 | 0 | 0 | 7.48 | 0.10709 | 0 | 29.44 | 29.44 | 0 | 0 | 0 | 0 | 0 | 1 | 0 | 0 |  | 0 |  | 0
|  |  |  | 16 | 32 | 0 | 0 | 0 | 0 | 0 | 7.48 | 0.10709 | 0 | 32 | 32 | 0 | 0 | 0 | 0 | 0 | 1 | 0 | 0 |  | 0 |  | 0
|  |  |  | 20.64 | 41.28 | 0 | 0 | 0 | 0 | 0 | 7.48 | 0.10709 | 0 | 41.28 | 38.467 | 0 | 2.813 | 0 | 0 | 2.813 | 1 | 0 | 0 |  | 0 |  | 0
|  |  |  | 20.24 | 40.48 | 0 | 0 | 0 | 0 | 0 | 7.48 | 0.10709 | 0 | 40.48 | 26.174 | 0 | 14.306 | 0 | 0 | 14.306 | 1 | 0 | 0 |  | 0 |  | 0
|  |  |  | 21.88 | 43.76 | 0 | 0 | 0 | 0 | 0 | 7.48 | 0.10709 | 0 | 43.76 | 18.809 | 0 | 24.951 | 0 | 0 | 24.951 | 1 | 0 | 0 |  | 0 |  | 0
|  |  |  | 22.44 | 44.88 | 0 | 0 | 0 | 0 | 0 | 7.48 | 0.12502 | 0 | 44.88 | 12.388 | 0 | 32.492 | 0 | 0 | 32.492 | 1 | 0 | 0 |  | 0 |  | 0
|  |  |  | 22.52 | 45.04 | 0 | 0 | 0 | 0 | 0 | 7.48 | 0.12502 | 0 | 45.04 | 1.625 | 0 | 35.899 | 0 | 0 | 35.899 | 0.58364 | 0 | 7.516 |  | 0 |  | 0
|  |  |  | 21.4 | 42.8 | 0 | 0 | 0 | 0 | 0 | 7.48 | 0.12502 | 0 | 42.8 | 0 | 0.872 | 51.165 | 8.365 | 0 | 42.8 | 1 | 0 | 0 |  | 0 |  | 0
|  |  |  | 21.8 | 43.6 | 0 | 0 | 0 | 0 | 0 | 12.23 | 0.12502 | 0 | 43.6 | 35.307 | 0 | 8.293 | 0 | 0 | 8.293 | 1 | 0 | 0 |  | 0 |  | 0
|  |  |  | 21.2 | 42.4 | 0 | 0 | 0 | 0 | 0 | 12.23 | 0.12502 | 0 | 42.4 | 28.918 | 0 | 13.482 | 0 | 0 | 13.482 | 1 | 0 | 0 |  | 0 |  | 0
|  |  |  | 21.24 | 42.48 | 0 | 0 | 0 | 0 | 0 | 12.23 | 0.12502 | 0 | 42.48 | 35.351 | 0 | 7.129 | 0 | 0 | 7.129 | 1 | 0 | 0 |  | 0 |  | 0
|  |  |  | 23.32 | 46.64 | 0 | 0 | 0 | 0 | 0 | 12.23 | 0.12502 | 0 | 46.64 | 45.961 | 0 | 0.679 | 0 | 0 | 0.679 | 1 | 0 | 0 |  | 0 |  | 0
|  |  |  | 24.16 | 48.32 | 0 | 0 | 0 | 0 | 0 | 7.48 | 0.12502 | 0 | 48.32 | 48.32 | 0 | 0 | 0 | 0 | 0 | 1 | 0 | 0 |  | 0 |  | 0
|  |  |  | 21.76 | 43.52 | 0 | 0 | 0 | 0 | 0 | 7.48 | 0.12502 | 0 | 43.52 | 37.443 | 0 | 0 | 0 | 0 | 0 | 0.66337 | 0 | 6.077 |  | 0 |  | 0
|  |  |  | 20.04 | 40.08 | 0 | 0 | 0 | 0 | 0 | 7.48 | 0.12502 | 0 | 40.08 | 31.715 | 0 | 0 | 0 | 0 | 0 | 0.2 | 0 | 8.365 |  | 0 |  | 0
|  |  |  | 20.4 | 40.8 | 0 | 0 | 0 | 0 | 0 | 7.48 | 0.10709 | 8.365 | 40.8 | 40.8 | 0 | 0 | 0 | 0 | 0 | 0.61636 | 0 | 0 |  | 0 |  | 0
|  |  |  | 20.32 | 40.64 | 0 | 0 | 0 | 0 | 0 | 7.48 | 0.10709 | 7.707 | 40.64 | 40.64 | 0 | 0 | 0 | 0 | 0 | 1 | 0 | 0 |  | 0 |  | 0
|  |  |  | 16.8 | 33.6 | 0 | 0 | 0 | 0 | 0 | 7.48 | 0.10709 | 0 | 33.6 | 33.6 | 0 | 0 | 0 | 0 | 0 | 1 | 0 | 0 |  | 0 |  | 0
|  |  |  | 16.88 | 33.76 | 0 | 0 | 0 | 0 | 0 | 7.48 | 0.10709 | 0 | 33.76 | 33.76 | 0 | 0 | 0 | 0 | 0 | 1 | 0 | 0 |  | 0 |  | 0
|  |  |  | 16.44 | 32.88 | 0 | 0 | 0 | 0 | 0 | 7.48 | 0.10709 | 0 | 32.88 | 32.88 | 0 | 0 | 0 | 0 | 0 | 1 | 0 | 0 |  | 0 |  | 0
|  |  |  | 15.68 | 31.36 | 0 | 0 | 0 | 0 | 0 | 7.48 | 0.10709 | 0 | 31.36 | 31.36 | 0 | 0 | 0 | 0 | 0 | 1 | 0 | 0 |  | 0 |  | 0
|  |  |  | 13.52 | 27.04 | 0 | 0 | 0 | 0 | 0 | 7.48 | 0.10709 | 0 | 27.04 | 27.04 | 0 | 0 | 0 | 0 | 0 | 1 | 0 | 0 |  | 0 |  | 0
|  |  |  | 12.64 | 25.28 | 0 | 0 | 0 | 0 | 0 | 7.48 | 0.10709 | 0 | 25.28 | 25.28 | 0 | 0 | 0 | 0 | 0 | 1 | 0 | 0 |  | 0 |  | 0
|  |  |  | 13.6 | 27.2 | 0 | 0 | 0 | 0 | 0 | 7.48 | 0.10709 | 0 | 27.2 | 27.2 | 0 | 0 | 0 | 0 | 0 | 1 | 0 | 0 |  | 0 |  | 0
|  |  |  | 13.92 | 27.84 | 0 | 0 | 0 | 0 | 0 | 7.48 | 0.10709 | 0 | 27.84 | 27.84 | 0 | 0 | 0 | 0 | 0 | 1 | 0 | 0 |  | 0 |  | 0
|  |  |  | 14.4 | 28.8 | 0 | 0 | 0 | 0 | 0 | 7.48 | 0.10709 | 0 | 28.8 | 28.8 | 0 | 0 | 0 | 0 | 0 | 1 | 0 | 0 |  | 0 |  | 0
|  |  |  | 13.64 | 27.28 | 0 | 0 | 0 | 0 | 0 | 7.48 | 0.10709 | 0 | 27.28 | 25.837 | 0 | 1.443 | 0 | 0 | 1.443 | 1 | 0 | 0 |  | 0 |  | 0
|  |  |  | 20.48 | 40.96 | 0 | 0 | 0 | 0 | 0 | 7.48 | 0.10709 | 0 | 40.96 | 32.825 | 0 | 8.135 | 0 | 0 | 8.135 | 1 | 0 | 0 |  | 0 |  | 0
|  |  |  | 21.32 | 42.64 | 0 | 0 | 0 | 0 | 0 | 7.48 | 0.10709 | 0 | 42.64 | 28.152 | 0 | 14.488 | 0 | 0 | 14.488 | 1 | 0 | 0 |  | 0 |  | 0
|  |  |  | 21.44 | 42.88 | 0 | 0 | 0 | 0 | 0 | 7.48 | 0.12502 | 0 | 42.88 | 23.785 | 0 | 19.095 | 0 | 0 | 19.095 | 1 | 0 | 0 |  | 0 |  | 0
|  |  |  | 22.28 | 44.56 | 0 | 0 | 0 | 0 | 0 | 7.48 | 0.12502 | 0 | 44.56 | 23.234 | 0 | 21.326 | 0 | 0 | 21.326 | 1 | 0 | 0 |  | 0 |  | 0
|  |  |  | 22.28 | 44.56 | 0 | 0 | 0 | 0 | 0 | 7.48 | 0.12502 | 0 | 44.56 | 23.282 | 0 | 21.278 | 0 | 0 | 21.278 | 1 | 0 | 0 |  | 0 |  | 0
|  |  |  | 22.92 | 45.84 | 0 | 0 | 0 | 0 | 0 | 12.23 | 0.12502 | 0 | 45.84 | 27.218 | 0 | 18.622 | 0 | 0 | 18.622 | 1 | 0 | 0 |  | 0 |  | 0
|  |  |  | 21.44 | 42.88 | 0 | 0 | 0 | 0 | 0 | 12.23 | 0.12502 | 0 | 42.88 | 29.168 | 0 | 13.712 | 0 | 0 | 13.712 | 1 | 0 | 0 |  | 0 |  | 0
|  |  |  | 21.16 | 42.32 | 0 | 0 | 0 | 0 | 0 | 12.23 | 0.12502 | 0 | 42.32 | 35.082 | 0 | 7.238 | 0 | 0 | 7.238 | 1 | 0 | 0 |  | 0 |  | 0
|  |  |  | 22.48 | 44.96 | 0 | 0 | 0 | 0 | 0 | 12.23 | 0.12502 | 0 | 44.96 | 39.007 | 0 | 5.953 | 0 | 0 | 5.953 | 1 | 0 | 0 |  | 0 |  | 0
|  |  |  | 22.92 | 45.84 | 0 | 0 | 0 | 0 | 0 | 7.48 | 0.12502 | 0 | 45.84 | 45.84 | 0 | 0 | 0 | 0 | 0 | 1 | 0 | 0 |  | 0 |  | 0
|  |  |  | 21.84 | 43.68 | 0 | 0 | 0 | 0 | 0 | 7.48 | 0.12502 | 0 | 43.68 | 37.603 | 0 | 0 | 0 | 0 | 0 | 0.66337 | 0 | 6.077 |  | 0 |  | 0
|  |  |  | 16.32 | 32.64 | 0 | 0 | 0 | 0 | 0 | 7.48 | 0.12502 | 0 | 32.64 | 24.275 | 0 | 0 | 0 | 0 | 0 | 0.2 | 0 | 8.365 |  | 0 |  | 0
|  |  |  | 16.56 | 33.12 | 0 | 0 | 0 | 0 | 0 | 7.48 | 0.10709 | 0 | 33.12 | 33.12 | 0 | 0 | 0 | 0 | 0 | 0.2 | 0 | 0 |  | 0 |  | 0
|  |  |  | 16.68 | 33.36 | 0 | 0 | 0 | 0 | 0 | 7.48 | 0.10709 | 0 | 33.36 | 33.36 | 0 | 0 | 0 | 0 | 0 | 0.2 | 0 | 0 |  | 0 |  | 0
|  |  |  | 18.44 | 36.88 | 0 | 0 | 0 | 0 | 0 | 7.48 | 0.10709 | 0 | 36.88 | 36.88 | 0 | 0 | 0 | 0 | 0 | 0.2 | 0 | 0 |  | 0 |  | 0
|  |  |  | 18.4 | 36.8 | 0 | 0 | 0 | 0 | 0 | 7.48 | 0.10709 | 0 | 36.8 | 36.8 | 0 | 0 | 0 | 0 | 0 | 0.2 | 0 | 0 |  | 0 |  | 0