## Sites
| time_steps_per_hour | timeout_seconds | user_uuid | webtool_uuid | address | land_acres | latitude | longitude | roof_squarefeet | error_message
site3-No-PV | 1 | 420 |  |  |  |  | 34.1404 | -118.2764
site3-With-PV | 1 | 420 |  |  |  |  | 34.1404 | -118.2764

## Financial_inputs
| analysis_years | escalation_pct | microgrid_upgrade_cost_pct | offtaker_discount_pct | offtaker_tax_pct | om_cost_escalation_pct | value_of_lost_load_us_dollars_per_kwh
site3-No-PV | 25 | 0.023 | 0.3 | 0.083 | 0.26 | 0.025 | 100
site3-With-PV | 25 | 0.023 | 0.3 | 0.083 | 0.26 | 0.025 | 100

## LoadProfile_inputs
| annual_kwh | critical_load_pct | critical_loads_kw_is_net | loads_kw_is_net | outage_end_hour | outage_is_major_event | outage_start_hour | year
site3-No-PV |  | 0.5 | FALSE | TRUE |  | TRUE |  | 2018
site3-With-PV |  | 0.5 | FALSE | TRUE |  | TRUE |  | 2018

## ElectricTariff_inputs
| add_blended_rates_to_urdb_rate | blended_annual_demand_charges_us_dollars_per_kw | blended_annual_rates_us_dollars_per_kwh | interconnection_limit_kw | net_metering_limit_kw | urdb_label | urdb_rate_name | urdb_utility_name | wholesale_rate_above_site_load_us_dollars_per_kwh | wholesale_rate_us_dollars_per_kwh
site3-No-PV | FALSE | 0 | 0 | 100000000 | 0 | 5a3821035457a32645d2dd80 | Primary Service A-2 Rate Time-Of-Use (TOU) | Los Angeles Department of Water & Power | 0 | 0
site3-With-PV | FALSE | 0 | 0 | 100000000 | 0 | 5a3821035457a32645d2dd80 | Primary Service A-2 Rate Time-Of-Use (TOU) | Los Angeles Department of Water & Power | 0 | 0

## Wind_inputs
| federal_itc_pct | federal_rebate_us_dollars_per_kw | installed_cost_us_dollars_per_kw | macrs_bonus_pct | macrs_itc_reduction | macrs_option_years | max_kw | min_kw | om_cost_us_dollars_per_kw | pbi_max_us_dollars | pbi_system_max_kw | pbi_us_dollars_per_kwh | pbi_years | pressure_atmospheres | size_class | state_ibi_max_us_dollars | state_ibi_pct | state_rebate_max_us_dollars | state_rebate_us_dollars_per_kw | temperature_celsius | utility_ibi_max_us_dollars | utility_ibi_pct | utility_rebate_max_us_dollars | utility_rebate_us_dollars_per_kw | wind_direction_degrees | wind_meters_per_sec
site3-No-PV | 0.26 | 0 | 3013 | 1 | 0.5 | 5 | 0 | 0 | 40 | 1000000000 | 1000000000 | 0 | 1 |  |  | 10000000000 | 0 | 10000000000 | 0 |  | 10000000000 | 0 | 10000000000 | 0
site3-With-PV | 0.26 | 0 | 3013 | 1 | 0.5 | 5 | 0 | 0 | 40 | 1000000000 | 1000000000 | 0 | 1 |  |  | 10000000000 | 0 | 10000000000 | 0 |  | 10000000000 | 0 | 10000000000 | 0

## PV_inputs
| array_type | azimuth | dc_ac_ratio | degradation_pct | existing_kw | federal_itc_pct | federal_rebate_us_dollars_per_kw | gcr | installed_cost_us_dollars_per_kw | inv_eff | losses | macrs_bonus_pct | macrs_itc_reduction | macrs_option_years | max_kw | min_kw | module_type | om_cost_us_dollars_per_kw | pbi_max_us_dollars | pbi_system_max_kw | pbi_us_dollars_per_kwh | pbi_years | radius | state_ibi_max_us_dollars | state_ibi_pct | state_rebate_max_us_dollars | state_rebate_us_dollars_per_kw | tilt | utility_ibi_max_us_dollars | utility_ibi_pct | utility_rebate_max_us_dollars | utility_rebate_us_dollars_per_kw
site3-No-PV | 1 | 180 | 1.2 | 0.005 | 0 | 0.26 | 0 | 0.4 | 1600 | 0.96 | 0.14 | 1 | 0.5 | 5 | 0 | 0 | 0 | 16 | 1000000000 | 1000000000 | 0 | 1 | 0 | 10000000000 | 0 | 10000000000 | 0 | 0.537 | 10000000000 | 0 | 10000000000 | 0
site3-With-PV | 1 | 180 | 1.2 | 0.005 | 0 | 0.26 | 0 | 0.4 | 1600 | 0.96 | 0.14 | 1 | 0.5 | 5 | 1000000000 | 0 | 0 | 16 | 1000000000 | 1000000000 | 0 | 1 | 0 | 10000000000 | 0 | 10000000000 | 0 | 10 | 10000000000 | 0 | 10000000000 | 0

## Storage_inputs
| battery_replacement_year | installed_cost_us_dollars_per_kw | installed_cost_us_dollars_per_kwh | internal_efficiency_pct | inverter_efficiency_pct | inverter_replacement_year | macrs_bonus_pct | macrs_itc_reduction | macrs_option_years | max_kw | max_kwh | min_kw | min_kwh | rectifier_efficiency_pct | replace_cost_us_dollars_per_kw | replace_cost_us_dollars_per_kwh | soc_init_pct | soc_min_pct | total_itc_pct | total_rebate_us_dollars_per_kw
site3-No-PV | 10 | 840 | 420 | 0.975 | 0.96 | 10 | 1 | 0.5 | 7 | 1000000 | 1000000 | 0 | 0 | 0.96 | 410 | 200 | 0.5 | 0.2 | 0 | 0
site3-With-PV | 10 | 840 | 420 | 0.975 | 0.96 | 10 | 1 | 0.5 | 7 | 1000000 | 1000000 | 0 | 0 | 0.96 | 410 | 200 | 0.5 | 0.2 | 0 | 0

## Generator_inputs
| diesel_fuel_cost_us_dollars_per_gallon | existing_kw | federal_itc_pct | federal_rebate_us_dollars_per_kw | fuel_avail_gal | fuel_intercept_gal_per_hr | fuel_slope_gal_per_kwh | generator_only_runs_during_grid_outage | generator_sells_energy_back_to_grid | installed_cost_us_dollars_per_kw | macrs_bonus_pct | macrs_itc_reduction | macrs_option_years | max_kw | min_kw | min_turn_down_pct | om_cost_us_dollars_per_kw | om_cost_us_dollars_per_kwh | pbi_max_us_dollars | pbi_system_max_kw | pbi_us_dollars_per_kwh | pbi_years | state_ibi_max_us_dollars | state_ibi_pct | state_rebate_max_us_dollars | state_rebate_us_dollars_per_kw | utility_ibi_max_us_dollars | utility_ibi_pct | utility_rebate_max_us_dollars | utility_rebate_us_dollars_per_kw
site3-No-PV | 3 | 0 | 0 | 0 | 660 | 0.0125 | 0.076 | TRUE | FALSE | 500 | 1 | 0 | 0 | 1000000000 | 0 | 0 | 10 | 0 | 0 | 0 | 0 | 0 | 0 | 0 | 0 | 0 | 0 | 0 | 0 | 0
site3-With-PV | 3 | 0 | 0 | 0 | 660 | 0.0125 | 0.076 | TRUE | FALSE | 500 | 1 | 0 | 0 | 1000000000 | 0 | 0 | 10 | 0 | 0 | 0 | 0 | 0 | 0 | 0 | 0 | 0 | 0 | 0 | 0 | 0

## Financial_outputs
| avoided_outage_costs_us_dollars | lcc_bau_us_dollars | lcc_us_dollars | microgrid_upgrade_cost_us_dollars | net_capital_costs | net_capital_costs_plus_om_us_dollars | net_om_us_dollars_bau | npv_us_dollars
site3-No-PV | 0 | 670721 | 669922 | 1848.6 | 6162 | 6162 | 0 | 799
site3-With-PV | 4474.62 | 670721 | 585600 | 38726.7 | 129089 | 149172 | 0 | 85121

## LoadProfile_outputs
| annual_calculated_kwh | resilience_check_flag | sustain_hours
site3-No-PV | 450547.587 | TRUE | 0
site3-With-PV | 450547.587 | TRUE | 0

## ElectricTariff_outputs
| total_demand_cost_bau_us_dollars | total_demand_cost_us_dollars | total_energy_cost_bau_us_dollars | total_energy_cost_us_dollars | total_export_benefit_us_dollars | total_fixed_cost_bau_us_dollars | total_fixed_cost_us_dollars | total_min_charge_adder_bau_us_dollars | total_min_charge_adder_us_dollars | year_one_bill_bau_us_dollars | year_one_bill_us_dollars | year_one_demand_cost_bau_us_dollars | year_one_demand_cost_us_dollars | year_one_energy_cost_bau_us_dollars | year_one_energy_cost_us_dollars | year_one_energy_supplied_kwh | year_one_energy_supplied_kwh_bau | year_one_export_benefit_us_dollars | year_one_fixed_cost_bau_us_dollars | year_one_fixed_cost_us_dollars | year_one_min_charge_adder_bau_us_dollars | year_one_min_charge_adder_us_dollars
site3-No-PV | 178019.55 | 171162.57 | 489481.58 | 489377.6 | 0 | 3219.61 | 3219.61 | 0 | 0 | 69996.79 | 69270.34 | 18578.22 | 17862.62 | 51082.57 | 51071.72 | 450692.6104 | 450547.587 | 0 | 336 | 336 | 0 | 0
site3-With-PV | 178019.55 | 136855.15 | 489481.58 | 296353.35 | 0 | 3219.61 | 3219.61 | 0 | 0 | 69996.79 | 45545.88 | 18578.22 | 14282.28 | 51082.57 | 30927.6 | 278251.5964 | 450547.587 | 0 | 336 | 336 | 0 | 0

## PV_outputs
| average_yearly_energy_exported_kwh | average_yearly_energy_produced_bau_kwh | average_yearly_energy_produced_kwh | existing_pv_om_cost_us_dollars | size_kw | station_distance_km | station_latitude | station_longitude | year_one_energy_produced_kwh
site3-No-PV | 0 | 0 | 0 | 0 | 0 |  |  |  | 0
site3-With-PV | 12576 | 0 | 188419 | 0 | 128.4167 | 1.9 | 34.13 | -118.26 | 199969

## Storage_outputs
| size_kw | size_kwh
site3-No-PV | 4.8 | 6.3296
site3-With-PV | 9.3784 | 22.2767

## Generator_outputs
| average_yearly_energy_exported_kwh | average_yearly_energy_produced_kwh | existing_gen_total_fixed_om_cost_us_dollars | existing_gen_total_fuel_cost_us_dollars | existing_gen_total_variable_om_cost_us_dollars | existing_gen_year_one_fuel_cost_us_dollars | existing_gen_year_one_variable_om_cost_us_dollars | fuel_used_gal | fuel_used_gal_bau | size_kw | total_fuel_cost_us_dollars | total_variable_om_cost_us_dollars | year_one_energy_produced_kwh | year_one_fuel_cost_us_dollars | year_one_variable_om_cost_us_dollars
site3-No-PV | 0 | 0 | 0 | 0 | 0 | 0 | 0 | 0 | 0 | 0 | 0 | 0 | 0 | 0 | 0
site3-With-PV | 0 | 0 | 0 | 0 | 0 | 0 | 0 | 0 | 0 | 0 | 0 | 0 | 0 | 0 | 0

## Wind_outputs
| average_yearly_energy_exported_kwh | average_yearly_energy_produced_kwh | size_kw | year_one_energy_produced_kwh
site3-No-PV | 0 | 0 | 0 | 0
site3-With-PV | 0 | 0 | 0 | 0

## site3-No-PV_time_series
LoadProfile¦critical_load_series_kw | LoadProfile¦year_one_electric_load_series_kw | ElectricTariff¦year_one_demand_cost_series_us_dollars_per_kw | ElectricTariff¦year_one_energy_cost_series_us_dollars_per_kwh | ElectricTariff¦year_one_to_battery_series_kw | ElectricTariff¦year_one_to_load_series_kw | Storage¦year_one_soc_series_pct | Storage¦year_one_to_load_series_kw
19.52 | 39.04 | 7.48 | 0.10709 | 3.3387 | 39.04 | 1 | 0
18.08 | 36.16 | 7.48 | 0.10709 | 0 | 36.16 | 1 | 0
18.4 | 36.8 | 7.48 | 0.10709 | 0 | 36.8 | 1 | 0
19.2 | 38.4 | 7.48 | 0.10709 | 0 | 38.4 | 1 | 0
25.12 | 50.24 | 7.48 | 0.10709 | 0 | 50.24 | 1 | 0
27.04 | 54.08 | 7.48 | 0.10709 | 0 | 54.08 | 1 | 0
22.56 | 45.12 | 7.48 | 0.10709 | 0 | 45.12 | 1 | 0
20.48 | 40.96 | 7.48 | 0.10709 | 0 | 40.96 | 1 | 0
20 | 40 | 7.48 | 0.10709 | 0 | 40 | 1 | 0
19.84 | 39.68 | 7.48 | 0.10709 | 0 | 39.68 | 1 | 0
19.84 | 39.68 | 7.48 | 0.12502 | 0 | 39.68 | 1 | 0
19.84 | 39.68 | 7.48 | 0.12502 | 0 | 39.68 | 1 | 0
19.52 | 39.04 | 7.48 | 0.12502 | 0 | 39.04 | 1 | 0
19.36 | 38.72 | 12.23 | 0.12502 | 0 | 38.72 | 1 | 0
20.16 | 40.32 | 12.23 | 0.12502 | 0 | 40.32 | 1 | 0
19.84 | 39.68 | 12.23 | 0.12502 | 0 | 39.68 | 1 | 0
20.48 | 40.96 | 12.23 | 0.12502 | 0 | 40.96 | 1 | 0
20.8 | 41.6 | 7.48 | 0.12502 | 0 | 41.6 | 1 | 0
20.8 | 41.6 | 7.48 | 0.12502 | 0 | 41.6 | 1 | 0
20.8 | 41.6 | 7.48 | 0.12502 | 0 | 36.8 | 0.2 | 4.8
20.96 | 41.92 | 7.48 | 0.10709 | 4.8 | 41.92 | 0.91885 | 0
21.28 | 42.56 | 7.48 | 0.10709 | 0.54188 | 42.56 | 1 | 0
16.8 | 33.6 | 7.48 | 0.10709 | 0 | 33.6 | 1 | 0
14.08 | 28.16 | 7.48 | 0.10709 | 0 | 28.16 | 1 | 0
14.08 | 28.16 | 7.48 | 0.10709 | 0 | 28.16 | 1 | 0
15.5733 | 31.1467 | 7.48 | 0.10709 | 0 | 31.1467 | 1 | 0
14.4 | 28.8 | 7.48 | 0.10709 | 0 | 28.8 | 1 | 0
13.7067 | 27.4133 | 7.48 | 0.10709 | 0 | 27.4133 | 1 | 0
18.1867 | 36.3733 | 7.48 | 0.10709 | 0 | 36.3733 | 1 | 0
22.0267 | 44.0533 | 7.48 | 0.10709 | 0 | 44.0533 | 1 | 0
22.24 | 44.48 | 7.48 | 0.10709 | 0 | 44.48 | 1 | 0
19.84 | 39.68 | 7.48 | 0.10709 | 0 | 39.68 | 1 | 0
18.9333 | 37.8667 | 7.48 | 0.10709 | 0 | 37.8667 | 1 | 0
21.7067 | 43.4133 | 7.48 | 0.10709 | 0 | 43.4133 | 1 | 0
29.12 | 58.24 | 7.48 | 0.12502 | 0 | 58.24 | 1 | 0
30.4 | 60.8 | 7.48 | 0.12502 | 0 | 60.8 | 1 | 0
31.36 | 62.72 | 7.48 | 0.12502 | 0 | 62.72 | 1 | 0
30.56 | 61.12 | 12.23 | 0.12502 | 0 | 61.12 | 1 | 0
30.56 | 61.12 | 12.23 | 0.12502 | 0 | 61.12 | 1 | 0
30.72 | 61.44 | 12.23 | 0.12502 | 0 | 61.44 | 1 | 0
32.32 | 64.64 | 12.23 | 0.12502 | 0 | 63.28 | 0.77334 | 1.36
32.96 | 65.92 | 7.48 | 0.12502 | 0 | 65.92 | 0.77334 | 0
32.48 | 64.96 | 7.48 | 0.12502 | 0 | 64.96 | 0.77334 | 0
31.68 | 63.36 | 7.48 | 0.12502 | 0 | 59.92 | 0.2 | 3.44
31.52 | 63.04 | 7.48 | 0.10709 | 4.8 | 63.04 | 0.91885 | 0
29.12 | 58.24 | 7.48 | 0.10709 | 0.54188 | 58.24 | 1 | 0
17.28 | 34.56 | 7.48 | 0.10709 | 0 | 34.56 | 1 | 0
14.72 | 29.44 | 7.48 | 0.10709 | 0 | 29.44 | 1 | 0
14.4 | 28.8 | 7.48 | 0.10709 | 0 | 28.8 | 1 | 0
16.96 | 33.92 | 7.48 | 0.10709 | 0 | 33.92 | 1 | 0
18.72 | 37.44 | 7.48 | 0.10709 | 0 | 37.44 | 1 | 0
15.2 | 30.4 | 7.48 | 0.10709 | 0 | 30.4 | 1 | 0
17.92 | 35.84 | 7.48 | 0.10709 | 0 | 35.84 | 1 | 0
22.4 | 44.8 | 7.48 | 0.10709 | 0 | 44.8 | 1 | 0
30.72 | 61.44 | 7.48 | 0.10709 | 0 | 61.44 | 1 | 0
30.24 | 60.48 | 7.48 | 0.10709 | 0 | 60.48 | 1 | 0
36.32 | 72.64 | 7.48 | 0.10709 | 0 | 72.64 | 1 | 0
38 | 76 | 7.48 | 0.10709 | 0 | 72.96 | 0.49333 | 3.04
37.36 | 74.72 | 7.48 | 0.12502 | 0 | 72.96 | 0.2 | 1.76
36.32 | 72.64 | 7.48 | 0.12502 | 0.32 | 72.64 | 0.24792 | 0
32.48 | 64.96 | 7.48 | 0.12502 | 0.57031 | 64.96 | 0.33333 | 0
31.84 | 63.68 | 12.23 | 0.12502 | 0 | 63.28 | 0.26667 | 0.4
31.04 | 62.08 | 12.23 | 0.12502 | 0 | 62.08 | 0.26667 | 0
30.56 | 61.12 | 12.23 | 0.12502 | 0 | 61.12 | 0.26667 | 0
31.84 | 63.68 | 12.23 | 0.12502 | 0 | 63.28 | 0.2 | 0.4
31.2 | 62.4 | 7.48 | 0.12502 | 0 | 62.4 | 0.2 | 0
30.24 | 60.48 | 7.48 | 0.12502 | 0 | 60.48 | 0.2 | 0
22.4 | 44.8 | 7.48 | 0.12502 | 0 | 44.8 | 0.2 | 0
20.32 | 40.64 | 7.48 | 0.10709 | 4.8 | 40.64 | 0.91885 | 0
20 | 40 | 7.48 | 0.10709 | 0.54188 | 40 | 1 | 0
16.8 | 33.6 | 7.48 | 0.10709 | 0 | 33.6 | 1 | 0
14.72 | 29.44 | 7.48 | 0.10709 | 0 | 29.44 | 1 | 0
14.5067 | 29.0133 | 7.48 | 0.10709 | 0 | 29.0133 | 1 | 0
16.5867 | 33.1733 | 7.48 | 0.10709 | 0 | 33.1733 | 1 | 0
17.44 | 34.88 | 7.48 | 0.10709 | 0 | 34.88 | 1 | 0
15.36 | 30.72 | 7.48 | 0.10709 | 0 | 30.72 | 1 | 0
18.08 | 36.16 | 7.48 | 0.10709 | 0 | 36.16 | 1 | 0
19.68 | 39.36 | 7.48 | 0.10709 | 0 | 39.36 | 1 | 0
19.84 | 39.68 | 7.48 | 0.10709 | 0 | 39.68 | 1 | 0
18.88 | 37.76 | 7.48 | 0.10709 | 0 | 37.76 | 1 | 0
18.72 | 37.44 | 7.48 | 0.10709 | 0 | 37.44 | 1 | 0
18.4 | 36.8 | 7.48 | 0.10709 | 0 | 36.8 | 1 | 0
18.56 | 37.12 | 7.48 | 0.12502 | 0 | 37.12 | 1 | 0
17.92 | 35.84 | 7.48 | 0.12502 | 0 | 35.84 | 1 | 0
17.44 | 34.88 | 7.48 | 0.12502 | 0 | 34.88 | 1 | 0
17.76 | 35.52 | 12.23 | 0.12502 | 0 | 35.52 | 1 | 0
18.08 | 36.16 | 12.23 | 0.12502 | 0 | 36.16 | 1 | 0
17.76 | 35.52 | 12.23 | 0.12502 | 0 | 35.52 | 1 | 0
19.2 | 38.4 | 12.23 | 0.12502 | 0 | 38.4 | 1 | 0
19.36 | 38.72 | 7.48 | 0.12502 | 0 | 38.72 | 1 | 0
20.16 | 40.32 | 7.48 | 0.12502 | 0 | 40.32 | 1 | 0
18.72 | 37.44 | 7.48 | 0.12502 | 0 | 32.64 | 0.2 | 4.8
18.72 | 37.44 | 7.48 | 0.10709 | 4.8 | 37.44 | 0.91885 | 0
18.4 | 36.8 | 7.48 | 0.10709 | 0.54188 | 36.8 | 1 | 0
14.4 | 28.8 | 7.48 | 0.10709 | 0 | 28.8 | 1 | 0
13.12 | 26.24 | 7.48 | 0.10709 | 0 | 26.24 | 1 | 0
10.72 | 21.44 | 7.48 | 0.10709 | 0 | 21.44 | 1 | 0
16 | 32 | 7.48 | 0.10709 | 0 | 32 | 1 | 0
13.28 | 26.56 | 7.48 | 0.10709 | 0 | 26.56 | 1 | 0
13.28 | 26.56 | 7.48 | 0.10709 | 0 | 26.56 | 1 | 0
17.28 | 34.56 | 7.48 | 0.10709 | 0 | 34.56 | 1 | 0
20.48 | 40.96 | 7.48 | 0.10709 | 0 | 40.96 | 1 | 0
31.04 | 62.08 | 7.48 | 0.10709 | 0 | 62.08 | 1 | 0
30.56 | 61.12 | 7.48 | 0.10709 | 0 | 61.12 | 1 | 0
38.08 | 76.16 | 7.48 | 0.10709 | 0 | 72.96 | 0.46667 | 3.2
36.64 | 73.28 | 7.48 | 0.10709 | 0 | 72.96 | 0.41333 | 0.32
35.68 | 71.36 | 7.48 | 0.12502 | 0 | 71.36 | 0.41333 | 0
31.84 | 63.68 | 7.48 | 0.12502 | 0 | 63.68 | 0.41333 | 0
30.4 | 60.8 | 7.48 | 0.12502 | 0 | 60.8 | 0.41333 | 0
28.64 | 57.28 | 12.23 | 0.12502 | 0 | 57.28 | 0.41333 | 0
29.28 | 58.56 | 12.23 | 0.12502 | 0 | 58.56 | 0.41333 | 0
29.44 | 58.88 | 12.23 | 0.12502 | 0 | 58.88 | 0.41333 | 0
30.08 | 60.16 | 12.23 | 0.12502 | 0 | 60.16 | 0.41333 | 0
30.08 | 60.16 | 7.48 | 0.12502 | 0 | 60.16 | 0.41333 | 0
29.28 | 58.56 | 7.48 | 0.12502 | 0 | 58.56 | 0.41333 | 0
28.64 | 57.28 | 7.48 | 0.12502 | 0 | 56 | 0.2 | 1.28
29.44 | 58.88 | 7.48 | 0.10709 | 4.8 | 58.88 | 0.91885 | 0
26.56 | 53.12 | 7.48 | 0.10709 | 0.54188 | 53.12 | 1 | 0
15.36 | 30.72 | 7.48 | 0.10709 | 0 | 30.72 | 1 | 0
13.76 | 27.52 | 7.48 | 0.10709 | 0 | 27.52 | 1 | 0
13.6 | 27.2 | 7.48 | 0.10709 | 0 | 27.2 | 1 | 0
13.6 | 27.2 | 7.48 | 0.10709 | 0 | 27.2 | 1 | 0
12.32 | 24.64 | 7.48 | 0.10709 | 0 | 24.64 | 1 | 0
13.6 | 27.2 | 7.48 | 0.10709 | 0 | 27.2 | 1 | 0
18.4 | 36.8 | 7.48 | 0.10709 | 0 | 36.8 | 1 | 0
23.68 | 47.36 | 7.48 | 0.10709 | 0 | 47.36 | 1 | 0
27.2 | 54.4 | 7.48 | 0.10709 | 0 | 54.4 | 1 | 0
29.6 | 59.2 | 7.48 | 0.10709 | 0 | 59.2 | 1 | 0
33.6 | 67.2 | 7.48 | 0.10709 | 0 | 67.2 | 1 | 0
34.88 | 69.76 | 7.48 | 0.10709 | 0 | 69.76 | 1 | 0
34.4 | 68.8 | 7.48 | 0.10709 | 0 | 68.8 | 1 | 0
34.72 | 69.44 | 7.48 | 0.10709 | 0 | 69.44 | 1 | 0
35.84 | 71.68 | 7.48 | 0.10709 | 0 | 71.68 | 1 | 0
33.28 | 66.56 | 7.48 | 0.10709 | 0 | 66.56 | 1 | 0
31.52 | 63.04 | 7.48 | 0.10709 | 0 | 63.04 | 1 | 0
31.68 | 63.36 | 7.48 | 0.10709 | 0 | 63.36 | 1 | 0
32.8 | 65.6 | 7.48 | 0.10709 | 0 | 65.6 | 1 | 0
32.8 | 65.6 | 7.48 | 0.10709 | 0 | 65.6 | 1 | 0
32.64 | 65.28 | 7.48 | 0.10709 | 0 | 65.28 | 1 | 0
32 | 64 | 7.48 | 0.10709 | 0 | 64 | 1 | 0
29.76 | 59.52 | 7.48 | 0.10709 | 0 | 59.52 | 1 | 0
24.64 | 49.28 | 7.48 | 0.10709 | 0 | 49.28 | 1 | 0
18.72 | 37.44 | 7.48 | 0.10709 | 0 | 37.44 | 1 | 0
13.92 | 27.84 | 7.48 | 0.10709 | 0 | 27.84 | 1 | 0
13.12 | 26.24 | 7.48 | 0.10709 | 0 | 26.24 | 1 | 0
12.48 | 24.96 | 7.48 | 0.10709 | 0 | 24.96 | 1 | 0
12.32 | 24.64 | 7.48 | 0.10709 | 0 | 24.64 | 1 | 0
13.28 | 26.56 | 7.48 | 0.10709 | 0 | 26.56 | 1 | 0
19.04 | 38.08 | 7.48 | 0.10709 | 0 | 38.08 | 1 | 0
21.28 | 42.56 | 7.48 | 0.10709 | 0 | 42.56 | 1 | 0
22.4 | 44.8 | 7.48 | 0.10709 | 0 | 44.8 | 1 | 0
28.64 | 57.28 | 7.48 | 0.10709 | 0 | 57.28 | 1 | 0
27.68 | 55.36 | 7.48 | 0.10709 | 0 | 55.36 | 1 | 0
28.48 | 56.96 | 7.48 | 0.10709 | 0 | 56.96 | 1 | 0
27.68 | 55.36 | 7.48 | 0.10709 | 0 | 55.36 | 1 | 0
26.72 | 53.44 | 7.48 | 0.10709 | 0 | 53.44 | 1 | 0
25.44 | 50.88 | 7.48 | 0.10709 | 0 | 50.88 | 1 | 0
25.12 | 50.24 | 7.48 | 0.10709 | 0 | 50.24 | 1 | 0
25.12 | 50.24 | 7.48 | 0.10709 | 0 | 50.24 | 1 | 0
25.12 | 50.24 | 7.48 | 0.10709 | 0 | 50.24 | 1 | 0
26.24 | 52.48 | 7.48 | 0.10709 | 0 | 52.48 | 1 | 0
26.88 | 53.76 | 7.48 | 0.10709 | 0 | 53.76 | 1 | 0
26.24 | 52.48 | 7.48 | 0.10709 | 0 | 52.48 | 1 | 0
26.88 | 53.76 | 7.48 | 0.10709 | 0 | 53.76 | 1 | 0
26.88 | 53.76 | 7.48 | 0.10709 | 0 | 53.76 | 1 | 0
26.88 | 53.76 | 7.48 | 0.10709 | 0 | 53.76 | 1 | 0
21.76 | 43.52 | 7.48 | 0.10709 | 0 | 43.52 | 1 | 0
20.48 | 40.96 | 7.48 | 0.10709 | 0 | 40.96 | 1 | 0
19.52 | 39.04 | 7.48 | 0.10709 | 0 | 39.04 | 1 | 0
18.08 | 36.16 | 7.48 | 0.10709 | 0 | 36.16 | 1 | 0
18.4 | 36.8 | 7.48 | 0.10709 | 0 | 36.8 | 1 | 0
19.2 | 38.4 | 7.48 | 0.10709 | 0 | 38.4 | 1 | 0
25.12 | 50.24 | 7.48 | 0.10709 | 0 | 50.24 | 1 | 0
27.04 | 54.08 | 7.48 | 0.10709 | 0 | 54.08 | 1 | 0
22.56 | 45.12 | 7.48 | 0.10709 | 0 | 45.12 | 1 | 0
20.48 | 40.96 | 7.48 | 0.10709 | 0 | 40.96 | 1 | 0
20 | 40 | 7.48 | 0.10709 | 0 | 40 | 1 | 0
19.84 | 39.68 | 7.48 | 0.10709 | 0 | 39.68 | 1 | 0
19.84 | 39.68 | 7.48 | 0.12502 | 0 | 39.68 | 1 | 0
19.84 | 39.68 | 7.48 | 0.12502 | 0 | 39.68 | 1 | 0
19.52 | 39.04 | 7.48 | 0.12502 | 0 | 39.04 | 1 | 0
19.36 | 38.72 | 12.23 | 0.12502 | 0 | 38.72 | 1 | 0
20.16 | 40.32 | 12.23 | 0.12502 | 0 | 40.32 | 1 | 0
19.84 | 39.68 | 12.23 | 0.12502 | 0 | 39.68 | 1 | 0
20.48 | 40.96 | 12.23 | 0.12502 | 0 | 40.96 | 1 | 0
20.8 | 41.6 | 7.48 | 0.12502 | 0 | 41.6 | 1 | 0
20.8 | 41.6 | 7.48 | 0.12502 | 0 | 41.6 | 1 | 0
20.8 | 41.6 | 7.48 | 0.12502 | 0 | 36.8 | 0.2 | 4.8
20.96 | 41.92 | 7.48 | 0.10709 | 4.8 | 41.92 | 0.91885 | 0
21.28 | 42.56 | 7.48 | 0.10709 | 0.54188 | 42.56 | 1 | 0
16.8 | 33.6 | 7.48 | 0.10709 | 0 | 33.6 | 1 | 0
14.08 | 28.16 | 7.48 | 0.10709 | 0 | 28.16 | 1 | 0
14.08 | 28.16 | 7.48 | 0.10709 | 0 | 28.16 | 1 | 0
15.5733 | 31.1467 | 7.48 | 0.10709 | 0 | 31.1467 | 1 | 0
14.4 | 28.8 | 7.48 | 0.10709 | 0 | 28.8 | 1 | 0
13.7067 | 27.4133 | 7.48 | 0.10709 | 0 | 27.4133 | 1 | 0
18.1867 | 36.3733 | 7.48 | 0.10709 | 0 | 36.3733 | 1 | 0
22.0267 | 44.0533 | 7.48 | 0.10709 | 0 | 44.0533 | 1 | 0
22.24 | 44.48 | 7.48 | 0.10709 | 0 | 44.48 | 1 | 0
19.84 | 39.68 | 7.48 | 0.10709 | 0 | 39.68 | 1 | 0
18.9333 | 37.8667 | 7.48 | 0.10709 | 0 | 37.8667 | 1 | 0
21.7067 | 43.4133 | 7.48 | 0.10709 | 0 | 43.4133 | 1 | 0
29.12 | 58.24 | 7.48 | 0.12502 | 0 | 58.24 | 1 | 0
30.4 | 60.8 | 7.48 | 0.12502 | 0 | 60.8 | 1 | 0
31.36 | 62.72 | 7.48 | 0.12502 | 0 | 62.72 | 1 | 0
30.56 | 61.12 | 12.23 | 0.12502 | 0 | 61.12 | 1 | 0
30.56 | 61.12 | 12.23 | 0.12502 | 0 | 61.12 | 1 | 0
30.72 | 61.44 | 12.23 | 0.12502 | 0 | 61.44 | 1 | 0
32.32 | 64.64 | 12.23 | 0.12502 | 0 | 63.28 | 0.77334 | 1.36
32.96 | 65.92 | 7.48 | 0.12502 | 0 | 65.92 | 0.77334 | 0
32.48 | 64.96 | 7.48 | 0.12502 | 0 | 64.96 | 0.77334 | 0
31.68 | 63.36 | 7.48 | 0.12502 | 0 | 59.92 | 0.2 | 3.44
31.52 | 63.04 | 7.48 | 0.10709 | 4.8 | 63.04 | 0.91885 | 0
29.12 | 58.24 | 7.48 | 0.10709 | 0.54188 | 58.24 | 1 | 0
17.28 | 34.56 | 7.48 | 0.10709 | 0 | 34.56 | 1 | 0
14.72 | 29.44 | 7.48 | 0.10709 | 0 | 29.44 | 1 | 0
14.4 | 28.8 | 7.48 | 0.10709 | 0 | 28.8 | 1 | 0
16.96 | 33.92 | 7.48 | 0.10709 | 0 | 33.92 | 1 | 0
18.72 | 37.44 | 7.48 | 0.10709 | 0 | 37.44 | 1 | 0
15.2 | 30.4 | 7.48 | 0.10709 | 0 | 30.4 | 1 | 0
17.92 | 35.84 | 7.48 | 0.10709 | 0 | 35.84 | 1 | 0
22.4 | 44.8 | 7.48 | 0.10709 | 0 | 44.8 | 1 | 0
30.72 | 61.44 | 7.48 | 0.10709 | 0 | 61.44 | 1 | 0
30.24 | 60.48 | 7.48 | 0.10709 | 0 | 60.48 | 1 | 0
36.32 | 72.64 | 7.48 | 0.10709 | 0 | 72.64 | 1 | 0
38 | 76 | 7.48 | 0.10709 | 0 | 72.96 | 0.49333 | 3.04
37.36 | 74.72 | 7.48 | 0.12502 | 0 | 72.96 | 0.2 | 1.76
36.32 | 72.64 | 7.48 | 0.12502 | 0.32 | 72.64 | 0.24792 | 0
32.48 | 64.96 | 7.48 | 0.12502 | 0.57031 | 64.96 | 0.33333 | 0
31.84 | 63.68 | 12.23 | 0.12502 | 0 | 63.28 | 0.26667 | 0.4
31.04 | 62.08 | 12.23 | 0.12502 | 0 | 62.08 | 0.26667 | 0
30.56 | 61.12 | 12.23 | 0.12502 | 0 | 61.12 | 0.26667 | 0
31.84 | 63.68 | 12.23 | 0.12502 | 0 | 63.28 | 0.2 | 0.4
31.2 | 62.4 | 7.48 | 0.12502 | 0 | 62.4 | 0.2 | 0
30.24 | 60.48 | 7.48 | 0.12502 | 0 | 60.48 | 0.2 | 0
22.4 | 44.8 | 7.48 | 0.12502 | 0 | 44.8 | 0.2 | 0
20.32 | 40.64 | 7.48 | 0.10709 | 4.8 | 40.64 | 0.91885 | 0
20 | 40 | 7.48 | 0.10709 | 0.54188 | 40 | 1 | 0
16.8 | 33.6 | 7.48 | 0.10709 | 0 | 33.6 | 1 | 0
14.72 | 29.44 | 7.48 | 0.10709 | 0 | 29.44 | 1 | 0
14.5067 | 29.0133 | 7.48 | 0.10709 | 0 | 29.0133 | 1 | 0
16.5867 | 33.1733 | 7.48 | 0.10709 | 0 | 33.1733 | 1 | 0
17.44 | 34.88 | 7.48 | 0.10709 | 0 | 34.88 | 1 | 0
15.36 | 30.72 | 7.48 | 0.10709 | 0 | 30.72 | 1 | 0
18.08 | 36.16 | 7.48 | 0.10709 | 0 | 36.16 | 1 | 0
19.68 | 39.36 | 7.48 | 0.10709 | 0 | 39.36 | 1 | 0
19.84 | 39.68 | 7.48 | 0.10709 | 0 | 39.68 | 1 | 0
18.88 | 37.76 | 7.48 | 0.10709 | 0 | 37.76 | 1 | 0
18.72 | 37.44 | 7.48 | 0.10709 | 0 | 37.44 | 1 | 0
18.4 | 36.8 | 7.48 | 0.10709 | 0 | 36.8 | 1 | 0
18.56 | 37.12 | 7.48 | 0.12502 | 0 | 37.12 | 1 | 0
17.92 | 35.84 | 7.48 | 0.12502 | 0 | 35.84 | 1 | 0
17.44 | 34.88 | 7.48 | 0.12502 | 0 | 34.88 | 1 | 0
17.76 | 35.52 | 12.23 | 0.12502 | 0 | 35.52 | 1 | 0
18.08 | 36.16 | 12.23 | 0.12502 | 0 | 36.16 | 1 | 0
17.76 | 35.52 | 12.23 | 0.12502 | 0 | 35.52 | 1 | 0
19.2 | 38.4 | 12.23 | 0.12502 | 0 | 38.4 | 1 | 0
19.36 | 38.72 | 7.48 | 0.12502 | 0 | 38.72 | 1 | 0
20.16 | 40.32 | 7.48 | 0.12502 | 0 | 40.32 | 1 | 0
18.72 | 37.44 | 7.48 | 0.12502 | 0 | 32.64 | 0.2 | 4.8
18.72 | 37.44 | 7.48 | 0.10709 | 4.8 | 37.44 | 0.91885 | 0
18.4 | 36.8 | 7.48 | 0.10709 | 0.54188 | 36.8 | 1 | 0
14.4 | 28.8 | 7.48 | 0.10709 | 0 | 28.8 | 1 | 0
13.12 | 26.24 | 7.48 | 0.10709 | 0 | 26.24 | 1 | 0
13.44 | 26.88 | 7.48 | 0.10709 | 0 | 26.88 | 1 | 0
16.16 | 32.32 | 7.48 | 0.10709 | 0 | 32.32 | 1 | 0
12.16 | 24.32 | 7.48 | 0.10709 | 0 | 24.32 | 1 | 0
12.32 | 24.64 | 7.48 | 0.10709 | 0 | 24.64 | 1 | 0
18.24 | 36.48 | 7.48 | 0.10709 | 0 | 36.48 | 1 | 0
20 | 40 | 7.48 | 0.10709 | 0 | 40 | 1 | 0
20.32 | 40.64 | 7.48 | 0.10709 | 0 | 40.64 | 1 | 0
19.36 | 38.72 | 7.48 | 0.10709 | 0 | 38.72 | 1 | 0
18.72 | 37.44 | 7.48 | 0.10709 | 0 | 37.44 | 1 | 0
18.88 | 37.76 | 7.48 | 0.10709 | 0 | 37.76 | 1 | 0
27.2 | 54.4 | 7.48 | 0.12502 | 0 | 54.4 | 1 | 0
29.28 | 58.56 | 7.48 | 0.12502 | 0 | 58.56 | 1 | 0
28.16 | 56.32 | 7.48 | 0.12502 | 0 | 56.32 | 1 | 0
26.72 | 53.44 | 12.23 | 0.12502 | 0 | 53.44 | 1 | 0
27.2 | 54.4 | 12.23 | 0.12502 | 0 | 54.4 | 1 | 0
26.56 | 53.12 | 12.23 | 0.12502 | 0 | 53.12 | 1 | 0
28.8 | 57.6 | 12.23 | 0.12502 | 0 | 57.6 | 1 | 0
28.8 | 57.6 | 7.48 | 0.12502 | 0 | 57.6 | 1 | 0
20.48 | 40.96 | 7.48 | 0.12502 | 0 | 40.96 | 1 | 0
20.64 | 41.28 | 7.48 | 0.12502 | 0 | 36.48 | 0.2 | 4.8
20.96 | 41.92 | 7.48 | 0.10709 | 4.8 | 41.92 | 0.91885 | 0
20.96 | 41.92 | 7.48 | 0.10709 | 0.54188 | 41.92 | 1 | 0
17.76 | 35.52 | 7.48 | 0.10709 | 0 | 35.52 | 1 | 0
15.68 | 31.36 | 7.48 | 0.10709 | 0 | 31.36 | 1 | 0
14.72 | 29.44 | 7.48 | 0.10709 | 0 | 29.44 | 1 | 0
15.36 | 30.72 | 7.48 | 0.10709 | 0 | 30.72 | 1 | 0
17.44 | 34.88 | 7.48 | 0.10709 | 0 | 34.88 | 1 | 0
13.28 | 26.56 | 7.48 | 0.10709 | 0 | 26.56 | 1 | 0
19.36 | 38.72 | 7.48 | 0.10709 | 0 | 38.72 | 1 | 0
20.32 | 40.64 | 7.48 | 0.10709 | 0 | 40.64 | 1 | 0
20.32 | 40.64 | 7.48 | 0.10709 | 0 | 40.64 | 1 | 0
19.84 | 39.68 | 7.48 | 0.10709 | 0 | 39.68 | 1 | 0
19.36 | 38.72 | 7.48 | 0.10709 | 0 | 38.72 | 1 | 0
21.28 | 42.56 | 7.48 | 0.10709 | 0 | 42.56 | 1 | 0
30.56 | 61.12 | 7.48 | 0.10709 | 0 | 61.12 | 1 | 0
31.36 | 62.72 | 7.48 | 0.10709 | 0 | 62.72 | 1 | 0
30.56 | 61.12 | 7.48 | 0.10709 | 0 | 61.12 | 1 | 0
30.72 | 61.44 | 7.48 | 0.10709 | 0 | 61.44 | 1 | 0
29.44 | 58.88 | 7.48 | 0.10709 | 0 | 58.88 | 1 | 0
30.24 | 60.48 | 7.48 | 0.10709 | 0 | 60.48 | 1 | 0
29.76 | 59.52 | 7.48 | 0.10709 | 0 | 59.52 | 1 | 0
29.76 | 59.52 | 7.48 | 0.10709 | 0 | 59.52 | 1 | 0
28.64 | 57.28 | 7.48 | 0.10709 | 0 | 57.28 | 1 | 0
28.96 | 57.92 | 7.48 | 0.10709 | 0 | 57.92 | 1 | 0
27.36 | 54.72 | 7.48 | 0.10709 | 0 | 54.72 | 1 | 0
24.32 | 48.64 | 7.48 | 0.10709 | 0 | 48.64 | 1 | 0
18.72 | 37.44 | 7.48 | 0.10709 | 0 | 37.44 | 1 | 0
14.24 | 28.48 | 7.48 | 0.10709 | 0 | 28.48 | 1 | 0
13.12 | 26.24 | 7.48 | 0.10709 | 0 | 26.24 | 1 | 0
12.8 | 25.6 | 7.48 | 0.10709 | 0 | 25.6 | 1 | 0
12.64 | 25.28 | 7.48 | 0.10709 | 0 | 25.28 | 1 | 0
12.64 | 25.28 | 7.48 | 0.10709 | 0 | 25.28 | 1 | 0
19.2 | 38.4 | 7.48 | 0.10709 | 0 | 38.4 | 1 | 0
20.48 | 40.96 | 7.48 | 0.10709 | 0 | 40.96 | 1 | 0
19.36 | 38.72 | 7.48 | 0.10709 | 0 | 38.72 | 1 | 0
24.32 | 48.64 | 7.48 | 0.10709 | 0 | 48.64 | 1 | 0
25.92 | 51.84 | 7.48 | 0.10709 | 0 | 51.84 | 1 | 0
26.56 | 53.12 | 7.48 | 0.10709 | 0 | 53.12 | 1 | 0
26.72 | 53.44 | 7.48 | 0.10709 | 0 | 53.44 | 1 | 0
26.24 | 52.48 | 7.48 | 0.10709 | 0 | 52.48 | 1 | 0
25.6 | 51.2 | 7.48 | 0.10709 | 0 | 51.2 | 1 | 0
26.56 | 53.12 | 7.48 | 0.10709 | 0 | 53.12 | 1 | 0
25.76 | 51.52 | 7.48 | 0.10709 | 0 | 51.52 | 1 | 0
25.92 | 51.84 | 7.48 | 0.10709 | 0 | 51.84 | 1 | 0
27.68 | 55.36 | 7.48 | 0.10709 | 0 | 55.36 | 1 | 0
28.48 | 56.96 | 7.48 | 0.10709 | 0 | 56.96 | 1 | 0
26.72 | 53.44 | 7.48 | 0.10709 | 0 | 53.44 | 1 | 0
26.24 | 52.48 | 7.48 | 0.10709 | 0 | 52.48 | 1 | 0
26.56 | 53.12 | 7.48 | 0.10709 | 0 | 53.12 | 1 | 0
25.6 | 51.2 | 7.48 | 0.10709 | 0 | 51.2 | 1 | 0
21.28 | 42.56 | 7.48 | 0.10709 | 0 | 42.56 | 1 | 0
20.8 | 41.6 | 7.48 | 0.10709 | 0 | 41.6 | 1 | 0
18.4 | 36.8 | 7.48 | 0.10709 | 0 | 36.8 | 1 | 0
18.4 | 36.8 | 7.48 | 0.10709 | 0 | 36.8 | 1 | 0
17.44 | 34.88 | 7.48 | 0.10709 | 0 | 34.88 | 1 | 0
18.4 | 36.8 | 7.48 | 0.10709 | 0 | 36.8 | 1 | 0
24.32 | 48.64 | 7.48 | 0.10709 | 0 | 48.64 | 1 | 0
26.56 | 53.12 | 7.48 | 0.10709 | 0 | 53.12 | 1 | 0
26.4 | 52.8 | 7.48 | 0.10709 | 0 | 52.8 | 1 | 0
26.24 | 52.48 | 7.48 | 0.10709 | 0 | 52.48 | 1 | 0
29.6 | 59.2 | 7.48 | 0.10709 | 0 | 59.2 | 1 | 0
30.08 | 60.16 | 7.48 | 0.10709 | 0 | 60.16 | 1 | 0
30.24 | 60.48 | 7.48 | 0.12502 | 0 | 60.48 | 1 | 0
30.56 | 61.12 | 7.48 | 0.12502 | 0 | 61.12 | 1 | 0
27.7867 | 55.5733 | 7.48 | 0.12502 | 0 | 55.5733 | 1 | 0
23.68 | 47.36 | 12.23 | 0.12502 | 0 | 47.36 | 1 | 0
23.68 | 47.36 | 12.23 | 0.12502 | 0 | 47.36 | 1 | 0
28.48 | 56.96 | 12.23 | 0.12502 | 0 | 56.96 | 1 | 0
29.92 | 59.84 | 12.23 | 0.12502 | 0 | 59.84 | 1 | 0
30.56 | 61.12 | 7.48 | 0.12502 | 0 | 61.12 | 1 | 0
24.64 | 49.28 | 7.48 | 0.12502 | 0 | 49.28 | 1 | 0
20.48 | 40.96 | 7.48 | 0.12502 | 0 | 36.16 | 0.2 | 4.8
20.8 | 41.6 | 7.48 | 0.10709 | 4.8 | 41.6 | 0.91885 | 0
21.28 | 42.56 | 7.48 | 0.10709 | 0.54188 | 42.56 | 1 | 0
17.6 | 35.2 | 7.48 | 0.10709 | 0 | 35.2 | 1 | 0
15.36 | 30.72 | 7.48 | 0.10709 | 0 | 30.72 | 1 | 0
13.96 | 27.92 | 7.48 | 0.10709 | 0 | 27.92 | 1 | 0
15.08 | 30.16 | 7.48 | 0.10709 | 0 | 30.16 | 1 | 0
15.88 | 31.76 | 7.48 | 0.10709 | 0 | 31.76 | 1 | 0
14.36 | 28.72 | 7.48 | 0.10709 | 0 | 28.72 | 1 | 0
18.88 | 37.76 | 7.48 | 0.10709 | 0 | 37.76 | 1 | 0
21.1467 | 42.2933 | 7.48 | 0.10709 | 0 | 42.2933 | 1 | 0
24.1067 | 48.2133 | 7.48 | 0.10709 | 0 | 48.2133 | 1 | 0
23.8133 | 47.6267 | 7.48 | 0.10709 | 0 | 47.6267 | 1 | 0
23.4933 | 46.9867 | 7.48 | 0.10709 | 0 | 46.9867 | 1 | 0
24.5333 | 49.0667 | 7.48 | 0.10709 | 0 | 49.0667 | 1 | 0
29.0933 | 58.1867 | 7.48 | 0.12502 | 0 | 58.1867 | 1 | 0
28.8533 | 57.7067 | 7.48 | 0.12502 | 0 | 57.7067 | 1 | 0
27.8533 | 55.7067 | 7.48 | 0.12502 | 0 | 55.7067 | 1 | 0
27.8533 | 55.7067 | 12.23 | 0.12502 | 0 | 55.7067 | 1 | 0
26.5467 | 53.0933 | 12.23 | 0.12502 | 0 | 53.0933 | 1 | 0
26.52 | 53.04 | 12.23 | 0.12502 | 0 | 53.04 | 1 | 0
30.5733 | 61.1467 | 12.23 | 0.12502 | 0 | 61.1467 | 1 | 0
31.16 | 62.32 | 7.48 | 0.12502 | 0 | 62.32 | 1 | 0
32.96 | 65.92 | 7.48 | 0.12502 | 0 | 65.92 | 1 | 0
32.2 | 64.4 | 7.48 | 0.12502 | 0 | 59.6 | 0.2 | 4.8
32.24 | 64.48 | 7.48 | 0.10709 | 4.8 | 64.48 | 0.91885 | 0
28.76 | 57.52 | 7.48 | 0.10709 | 0.54188 | 57.52 | 1 | 0
16.48 | 32.96 | 7.48 | 0.10709 | 0 | 32.96 | 1 | 0
14.24 | 28.48 | 7.48 | 0.10709 | 0 | 28.48 | 1 | 0
14.8 | 29.6 | 7.48 | 0.10709 | 0 | 29.6 | 1 | 0
18.28 | 36.56 | 7.48 | 0.10709 | 0 | 36.56 | 1 | 0
18.52 | 37.04 | 7.48 | 0.10709 | 0 | 37.04 | 1 | 0
16.96 | 33.92 | 7.48 | 0.10709 | 0 | 33.92 | 1 | 0
18.84 | 37.68 | 7.48 | 0.10709 | 0 | 37.68 | 1 | 0
20.24 | 40.48 | 7.48 | 0.10709 | 0 | 40.48 | 1 | 0
20.28 | 40.56 | 7.48 | 0.10709 | 0 | 40.56 | 1 | 0
19.68 | 39.36 | 7.48 | 0.10709 | 0 | 39.36 | 1 | 0
19 | 38 | 7.48 | 0.10709 | 0 | 38 | 1 | 0
19 | 38 | 7.48 | 0.10709 | 0 | 38 | 1 | 0
18.84 | 37.68 | 7.48 | 0.12502 | 0 | 37.68 | 1 | 0
18.88 | 37.76 | 7.48 | 0.12502 | 0 | 37.76 | 1 | 0
18.6 | 37.2 | 7.48 | 0.12502 | 0 | 37.2 | 1 | 0
18.8 | 37.6 | 12.23 | 0.12502 | 0 | 37.6 | 1 | 0
18.64 | 37.28 | 12.23 | 0.12502 | 0 | 37.28 | 1 | 0
18.6 | 37.2 | 12.23 | 0.12502 | 0 | 37.2 | 1 | 0
20.08 | 40.16 | 12.23 | 0.12502 | 0 | 40.16 | 1 | 0
20.12 | 40.24 | 7.48 | 0.12502 | 0 | 40.24 | 1 | 0
20.16 | 40.32 | 7.48 | 0.12502 | 0 | 40.32 | 1 | 0
20.6 | 41.2 | 7.48 | 0.12502 | 0 | 36.4 | 0.2 | 4.8
20.44 | 40.88 | 7.48 | 0.10709 | 4.8 | 40.88 | 0.91885 | 0
20.52 | 41.04 | 7.48 | 0.10709 | 0.54188 | 41.04 | 1 | 0
14.96 | 29.92 | 7.48 | 0.10709 | 0 | 29.92 | 1 | 0
13.04 | 26.08 | 7.48 | 0.10709 | 0 | 26.08 | 1 | 0
12.32 | 24.64 | 7.48 | 0.10709 | 0 | 24.64 | 1 | 0
11.6 | 23.2 | 7.48 | 0.10709 | 0 | 23.2 | 1 | 0
11.68 | 23.36 | 7.48 | 0.10709 | 0 | 23.36 | 1 | 0
12.84 | 25.68 | 7.48 | 0.10709 | 0 | 25.68 | 1 | 0
18.44 | 36.88 | 7.48 | 0.10709 | 0 | 36.88 | 1 | 0
22.88 | 45.76 | 7.48 | 0.10709 | 0 | 45.76 | 1 | 0
31.72 | 63.44 | 7.48 | 0.10709 | 0 | 63.44 | 1 | 0
31.92 | 63.84 | 7.48 | 0.10709 | 0 | 63.84 | 1 | 0
32.12 | 64.24 | 7.48 | 0.10709 | 0 | 64.24 | 1 | 0
33.32 | 66.64 | 7.48 | 0.10709 | 0 | 66.64 | 1 | 0
37.88 | 75.76 | 7.48 | 0.12502 | 0 | 72.96 | 0.53334 | 2.8
36.32 | 72.64 | 7.48 | 0.12502 | 0.32 | 72.64 | 0.58126 | 0
34.4 | 68.8 | 7.48 | 0.12502 | 2.7961 | 68.8 | 1 | 0
34.04 | 68.08 | 12.23 | 0.12502 | 0 | 63.28 | 0.2 | 4.8
31.56 | 63.12 | 12.23 | 0.12502 | 0.16 | 63.12 | 0.22396 | 0
30.72 | 61.44 | 12.23 | 0.12502 | 0.10709 | 61.44 | 0.24 | 0
31.76 | 63.52 | 12.23 | 0.12502 | 0 | 63.28 | 0.2 | 0.24
32.64 | 65.28 | 7.48 | 0.12502 | 0 | 65.28 | 0.2 | 0
32.52 | 65.04 | 7.48 | 0.12502 | 0 | 65.04 | 0.2 | 0
32.56 | 65.12 | 7.48 | 0.12502 | 0 | 65.12 | 0.2 | 0
31.84 | 63.68 | 7.48 | 0.10709 | 4.8 | 63.68 | 0.91885 | 0
27.92 | 55.84 | 7.48 | 0.10709 | 0.54188 | 55.84 | 1 | 0
18.36 | 36.72 | 7.48 | 0.10709 | 0 | 36.72 | 1 | 0
13.16 | 26.32 | 7.48 | 0.10709 | 0 | 26.32 | 1 | 0
12.72 | 25.44 | 7.48 | 0.10709 | 0 | 25.44 | 1 | 0
13.88 | 27.76 | 7.48 | 0.10709 | 0 | 27.76 | 1 | 0
12 | 24 | 7.48 | 0.10709 | 0 | 24 | 1 | 0
12.96 | 25.92 | 7.48 | 0.10709 | 0 | 25.92 | 1 | 0
18.6 | 37.2 | 7.48 | 0.10709 | 0 | 37.2 | 1 | 0
23.44 | 46.88 | 7.48 | 0.10709 | 0 | 46.88 | 1 | 0
30.92 | 61.84 | 7.48 | 0.10709 | 0 | 61.84 | 1 | 0
30.72 | 61.44 | 7.48 | 0.10709 | 0 | 61.44 | 1 | 0
32.76 | 65.52 | 7.48 | 0.10709 | 0 | 65.52 | 1 | 0
31.68 | 63.36 | 7.48 | 0.10709 | 0 | 63.36 | 1 | 0
34.6 | 69.2 | 7.48 | 0.12502 | 0 | 69.2 | 1 | 0
34.04 | 68.08 | 7.48 | 0.12502 | 0 | 68.08 | 1 | 0
31.04 | 62.08 | 7.48 | 0.12502 | 0 | 62.08 | 1 | 0
30.72 | 61.44 | 12.23 | 0.12502 | 0 | 61.44 | 1 | 0
29.76 | 59.52 | 12.23 | 0.12502 | 0 | 59.52 | 1 | 0
29.4 | 58.8 | 12.23 | 0.12502 | 0 | 58.8 | 1 | 0
30.52 | 61.04 | 12.23 | 0.12502 | 0 | 61.04 | 1 | 0
30.68 | 61.36 | 7.48 | 0.12502 | 0 | 61.36 | 1 | 0
31.12 | 62.24 | 7.48 | 0.12502 | 0 | 62.24 | 1 | 0
32.48 | 64.96 | 7.48 | 0.12502 | 0 | 60.16 | 0.2 | 4.8
32.56 | 65.12 | 7.48 | 0.10709 | 4.8 | 65.12 | 0.91885 | 0
29.64 | 59.28 | 7.48 | 0.10709 | 0.54188 | 59.28 | 1 | 0
18.8 | 37.6 | 7.48 | 0.10709 | 0 | 37.6 | 1 | 0
16.24 | 32.48 | 7.48 | 0.10709 | 0 | 32.48 | 1 | 0
15.64 | 31.28 | 7.48 | 0.10709 | 0 | 31.28 | 1 | 0
17.64 | 35.28 | 7.48 | 0.10709 | 0 | 35.28 | 1 | 0
19.2 | 38.4 | 7.48 | 0.10709 | 0 | 38.4 | 1 | 0
16.56 | 33.12 | 7.48 | 0.10709 | 0 | 33.12 | 1 | 0
18.92 | 37.84 | 7.48 | 0.10709 | 0 | 37.84 | 1 | 0
23.52 | 47.04 | 7.48 | 0.10709 | 0 | 47.04 | 1 | 0
32.48 | 64.96 | 7.48 | 0.10709 | 0 | 64.96 | 1 | 0
32.52 | 65.04 | 7.48 | 0.10709 | 0 | 65.04 | 1 | 0
35.2 | 70.4 | 7.48 | 0.10709 | 0 | 70.4 | 1 | 0
35.48 | 70.96 | 7.48 | 0.10709 | 0 | 70.96 | 1 | 0
38.88 | 77.76 | 7.48 | 0.10709 | 0 | 72.96 | 0.2 | 4.8
35.92 | 71.84 | 7.48 | 0.10709 | 1.12 | 71.84 | 0.36773 | 0
33.88 | 67.76 | 7.48 | 0.10709 | 4.2219 | 67.76 | 1 | 0
32.88 | 65.76 | 7.48 | 0.10709 | 0 | 65.76 | 1 | 0
31.64 | 63.28 | 7.48 | 0.10709 | 0 | 63.28 | 1 | 0
30.68 | 61.36 | 7.48 | 0.10709 | 0 | 61.36 | 1 | 0
31.44 | 62.88 | 7.48 | 0.10709 | 0 | 62.88 | 1 | 0
30.4 | 60.8 | 7.48 | 0.10709 | 0 | 60.8 | 1 | 0
31.64 | 63.28 | 7.48 | 0.10709 | 0 | 63.28 | 1 | 0
31.44 | 62.88 | 7.48 | 0.10709 | 0 | 62.88 | 1 | 0
30.32 | 60.64 | 7.48 | 0.10709 | 0 | 60.64 | 1 | 0
26.88 | 53.76 | 7.48 | 0.10709 | 0 | 53.76 | 1 | 0
17.92 | 35.84 | 7.48 | 0.10709 | 0 | 35.84 | 1 | 0
13.36 | 26.72 | 7.48 | 0.10709 | 0 | 26.72 | 1 | 0
12.84 | 25.68 | 7.48 | 0.10709 | 0 | 25.68 | 1 | 0
12.24 | 24.48 | 7.48 | 0.10709 | 0 | 24.48 | 1 | 0
11.96 | 23.92 | 7.48 | 0.10709 | 0 | 23.92 | 1 | 0
12.96 | 25.92 | 7.48 | 0.10709 | 0 | 25.92 | 1 | 0
18.88 | 37.76 | 7.48 | 0.10709 | 0 | 37.76 | 1 | 0
20.52 | 41.04 | 7.48 | 0.10709 | 0 | 41.04 | 1 | 0
22.32 | 44.64 | 7.48 | 0.10709 | 0 | 44.64 | 1 | 0
27.64 | 55.28 | 7.48 | 0.10709 | 0 | 55.28 | 1 | 0
27.04 | 54.08 | 7.48 | 0.10709 | 0 | 54.08 | 1 | 0
28.68 | 57.36 | 7.48 | 0.10709 | 0 | 57.36 | 1 | 0
29.2 | 58.4 | 7.48 | 0.10709 | 0 | 58.4 | 1 | 0
29.16 | 58.32 | 7.48 | 0.10709 | 0 | 58.32 | 1 | 0
29.12 | 58.24 | 7.48 | 0.10709 | 0 | 58.24 | 1 | 0
30.12 | 60.24 | 7.48 | 0.10709 | 0 | 60.24 | 1 | 0
28.84 | 57.68 | 7.48 | 0.10709 | 0 | 57.68 | 1 | 0
28.64 | 57.28 | 7.48 | 0.10709 | 0 | 57.28 | 1 | 0
30.96 | 61.92 | 7.48 | 0.10709 | 0 | 61.92 | 1 | 0
30.88 | 61.76 | 7.48 | 0.10709 | 0 | 61.76 | 1 | 0
28.72 | 57.44 | 7.48 | 0.10709 | 0 | 57.44 | 1 | 0
27.2 | 54.4 | 7.48 | 0.10709 | 0 | 54.4 | 1 | 0
26.52 | 53.04 | 7.48 | 0.10709 | 0 | 53.04 | 1 | 0
26.88 | 53.76 | 7.48 | 0.10709 | 0 | 53.76 | 1 | 0
22.04 | 44.08 | 7.48 | 0.10709 | 0 | 44.08 | 1 | 0
21.68 | 43.36 | 7.48 | 0.10709 | 0 | 43.36 | 1 | 0
20.04 | 40.08 | 7.48 | 0.10709 | 0 | 40.08 | 1 | 0
17.64 | 35.28 | 7.48 | 0.10709 | 0 | 35.28 | 1 | 0
17.36 | 34.72 | 7.48 | 0.10709 | 0 | 34.72 | 1 | 0
18.16 | 36.32 | 7.48 | 0.10709 | 0 | 36.32 | 1 | 0
24.24 | 48.48 | 7.48 | 0.10709 | 0 | 48.48 | 1 | 0
25.52 | 51.04 | 7.48 | 0.10709 | 0 | 51.04 | 1 | 0
20.68 | 41.36 | 7.48 | 0.10709 | 0 | 41.36 | 1 | 0
20.32 | 40.64 | 7.48 | 0.10709 | 0 | 40.64 | 1 | 0
24.8 | 49.6 | 7.48 | 0.10709 | 0 | 49.6 | 1 | 0
27.68 | 55.36 | 7.48 | 0.10709 | 0 | 55.36 | 1 | 0
28.48 | 56.96 | 7.48 | 0.12502 | 0 | 56.96 | 1 | 0
27.84 | 55.68 | 7.48 | 0.12502 | 0 | 55.68 | 1 | 0
27.28 | 54.56 | 7.48 | 0.12502 | 0 | 54.56 | 1 | 0
27.8 | 55.6 | 12.23 | 0.12502 | 0 | 55.6 | 1 | 0
27.88 | 55.76 | 12.23 | 0.12502 | 0 | 55.76 | 1 | 0
27.24 | 54.48 | 12.23 | 0.12502 | 0 | 54.48 | 1 | 0
27.72 | 55.44 | 12.23 | 0.12502 | 0 | 55.44 | 1 | 0
28.12 | 56.24 | 7.48 | 0.12502 | 0 | 56.24 | 1 | 0
26.88 | 53.76 | 7.48 | 0.12502 | 0 | 53.76 | 1 | 0
20.52 | 41.04 | 7.48 | 0.12502 | 0 | 36.24 | 0.2 | 4.8
20.28 | 40.56 | 7.48 | 0.10709 | 4.8 | 40.56 | 0.91885 | 0
20.56 | 41.12 | 7.48 | 0.10709 | 0.54188 | 41.12 | 1 | 0
17.08 | 34.16 | 7.48 | 0.10709 | 0 | 34.16 | 1 | 0
15 | 30 | 7.48 | 0.10709 | 0 | 30 | 1 | 0
13.68 | 27.36 | 7.48 | 0.10709 | 0 | 27.36 | 1 | 0
14.88 | 29.76 | 7.48 | 0.10709 | 0 | 29.76 | 1 | 0
12.08 | 24.16 | 7.48 | 0.10709 | 0 | 24.16 | 1 | 0
12.72 | 25.44 | 7.48 | 0.10709 | 0 | 25.44 | 1 | 0
18.72 | 37.44 | 7.48 | 0.10709 | 0 | 37.44 | 1 | 0
20.2 | 40.4 | 7.48 | 0.10709 | 0 | 40.4 | 1 | 0
27.68 | 55.36 | 7.48 | 0.10709 | 0 | 55.36 | 1 | 0
30.92 | 61.84 | 7.48 | 0.10709 | 0 | 61.84 | 1 | 0
33.12 | 66.24 | 7.48 | 0.10709 | 0 | 66.24 | 1 | 0
35.28 | 70.56 | 7.48 | 0.10709 | 0 | 70.56 | 1 | 0
38.4 | 76.8 | 7.48 | 0.12502 | 0 | 72.96 | 0.36 | 3.84
36.12 | 72.24 | 7.48 | 0.12502 | 0 | 72.24 | 0.36 | 0
32.32 | 64.64 | 7.48 | 0.12502 | 0 | 64.64 | 0.36 | 0
30.92 | 61.84 | 12.23 | 0.12502 | 0 | 61.84 | 0.36 | 0
28 | 56 | 12.23 | 0.12502 | 0 | 56 | 0.36 | 0
28.04 | 56.08 | 12.23 | 0.12502 | 0 | 56.08 | 0.36 | 0
29.4 | 58.8 | 12.23 | 0.12502 | 0 | 58.8 | 0.36 | 0
30.4 | 60.8 | 7.48 | 0.12502 | 0 | 60.8 | 0.36 | 0
31.24 | 62.48 | 7.48 | 0.12502 | 0 | 62.48 | 0.36 | 0
31.8 | 63.6 | 7.48 | 0.12502 | 0 | 62.64 | 0.2 | 0.96
30.84 | 61.68 | 7.48 | 0.10709 | 4.8 | 61.68 | 0.91885 | 0
28.28 | 56.56 | 7.48 | 0.10709 | 0.54188 | 56.56 | 1 | 0
16.8 | 33.6 | 7.48 | 0.10709 | 0 | 33.6 | 1 | 0
15.04 | 30.08 | 7.48 | 0.10709 | 0 | 30.08 | 1 | 0
14.96 | 29.92 | 7.48 | 0.10709 | 0 | 29.92 | 1 | 0
15.6 | 31.2 | 7.48 | 0.10709 | 0 | 31.2 | 1 | 0
19.12 | 38.24 | 7.48 | 0.10709 | 0 | 38.24 | 1 | 0
15.68 | 31.36 | 7.48 | 0.10709 | 0 | 31.36 | 1 | 0
19.16 | 38.32 | 7.48 | 0.10709 | 0 | 38.32 | 1 | 0
22.96 | 45.92 | 7.48 | 0.10709 | 0 | 45.92 | 1 | 0
31.6 | 63.2 | 7.48 | 0.10709 | 0 | 63.2 | 1 | 0
31.44 | 62.88 | 7.48 | 0.10709 | 0 | 62.88 | 1 | 0
32.4 | 64.8 | 7.48 | 0.10709 | 0 | 64.8 | 1 | 0
33.2 | 66.4 | 7.48 | 0.10709 | 0 | 66.4 | 1 | 0
34.32 | 68.64 | 7.48 | 0.12502 | 0 | 68.64 | 1 | 0
33.08 | 66.16 | 7.48 | 0.12502 | 0 | 66.16 | 1 | 0
30.32 | 60.64 | 7.48 | 0.12502 | 0 | 60.64 | 1 | 0
29.52 | 59.04 | 12.23 | 0.12502 | 0 | 59.04 | 1 | 0
28.28 | 56.56 | 12.23 | 0.12502 | 0 | 56.56 | 1 | 0
26.88 | 53.76 | 12.23 | 0.12502 | 0 | 53.76 | 1 | 0
28.36 | 56.72 | 12.23 | 0.12502 | 0 | 56.72 | 1 | 0
30.24 | 60.48 | 7.48 | 0.12502 | 0 | 60.48 | 1 | 0
29.72 | 59.44 | 7.48 | 0.12502 | 0 | 59.44 | 1 | 0
30.4 | 60.8 | 7.48 | 0.12502 | 0 | 56 | 0.2 | 4.8
29.76 | 59.52 | 7.48 | 0.10709 | 4.8 | 59.52 | 0.91885 | 0
24.16 | 48.32 | 7.48 | 0.10709 | 0.54188 | 48.32 | 1 | 0
15.96 | 31.92 | 7.48 | 0.10709 | 0 | 31.92 | 1 | 0
14.12 | 28.24 | 7.48 | 0.10709 | 0 | 28.24 | 1 | 0
13.88 | 27.76 | 7.48 | 0.10709 | 0 | 27.76 | 1 | 0
14.4 | 28.8 | 7.48 | 0.10709 | 0 | 28.8 | 1 | 0
12.92 | 25.84 | 7.48 | 0.10709 | 0 | 25.84 | 1 | 0
13.56 | 27.12 | 7.48 | 0.10709 | 0 | 27.12 | 1 | 0
18.56 | 37.12 | 7.48 | 0.10709 | 0 | 37.12 | 1 | 0
20.32 | 40.64 | 7.48 | 0.10709 | 0 | 40.64 | 1 | 0
30.28 | 60.56 | 7.48 | 0.10709 | 0 | 60.56 | 1 | 0
31.52 | 63.04 | 7.48 | 0.10709 | 0 | 63.04 | 1 | 0
32.88 | 65.76 | 7.48 | 0.10709 | 0 | 65.76 | 1 | 0
32.36 | 64.72 | 7.48 | 0.10709 | 0 | 64.72 | 1 | 0
32.32 | 64.64 | 7.48 | 0.12502 | 0 | 64.64 | 1 | 0
35.48 | 70.96 | 7.48 | 0.12502 | 0 | 70.96 | 1 | 0
31.88 | 63.76 | 7.48 | 0.12502 | 0 | 63.76 | 1 | 0
31.16 | 62.32 | 12.23 | 0.12502 | 0 | 62.32 | 1 | 0
30.8 | 61.6 | 12.23 | 0.12502 | 0 | 61.6 | 1 | 0
26.6 | 53.2 | 12.23 | 0.12502 | 0 | 53.2 | 1 | 0
29.64 | 59.28 | 12.23 | 0.12502 | 0 | 59.28 | 1 | 0
30.2 | 60.4 | 7.48 | 0.12502 | 0 | 60.4 | 1 | 0
30.64 | 61.28 | 7.48 | 0.12502 | 0 | 61.28 | 1 | 0
30.64 | 61.28 | 7.48 | 0.12502 | 0 | 56.48 | 0.2 | 4.8
30.32 | 60.64 | 7.48 | 0.10709 | 4.8 | 60.64 | 0.91885 | 0
28.32 | 56.64 | 7.48 | 0.10709 | 0.54188 | 56.64 | 1 | 0
20.52 | 41.04 | 7.48 | 0.10709 | 0 | 41.04 | 1 | 0
14.04 | 28.08 | 7.48 | 0.10709 | 0 | 28.08 | 1 | 0
13.48 | 26.96 | 7.48 | 0.10709 | 0 | 26.96 | 1 | 0
14.56 | 29.12 | 7.48 | 0.10709 | 0 | 29.12 | 1 | 0
12.04 | 24.08 | 7.48 | 0.10709 | 0 | 24.08 | 1 | 0
13.12 | 26.24 | 7.48 | 0.10709 | 0 | 26.24 | 1 | 0
18.76 | 37.52 | 7.48 | 0.10709 | 0 | 37.52 | 1 | 0
22.84 | 45.68 | 7.48 | 0.10709 | 0 | 45.68 | 1 | 0
30.88 | 61.76 | 7.48 | 0.10709 | 0 | 61.76 | 1 | 0
28.4 | 56.8 | 7.48 | 0.10709 | 0 | 56.8 | 1 | 0
30.72 | 61.44 | 7.48 | 0.10709 | 0 | 61.44 | 1 | 0
30.96 | 61.92 | 7.48 | 0.10709 | 0 | 61.92 | 1 | 0
31.72 | 63.44 | 7.48 | 0.12502 | 0 | 63.44 | 1 | 0
35.96 | 71.92 | 7.48 | 0.12502 | 0 | 71.92 | 1 | 0
31 | 62 | 7.48 | 0.12502 | 0 | 62 | 1 | 0
26.68 | 53.36 | 12.23 | 0.12502 | 0 | 53.36 | 1 | 0
25.84 | 51.68 | 12.23 | 0.12502 | 0 | 51.68 | 1 | 0
24.32 | 48.64 | 12.23 | 0.12502 | 0 | 48.64 | 1 | 0
26.36 | 52.72 | 12.23 | 0.12502 | 0 | 52.72 | 1 | 0
25.28 | 50.56 | 7.48 | 0.12502 | 0 | 50.56 | 1 | 0
28.16 | 56.32 | 7.48 | 0.12502 | 0 | 56.32 | 1 | 0
28.92 | 57.84 | 7.48 | 0.12502 | 0 | 53.04 | 0.2 | 4.8
29.68 | 59.36 | 7.48 | 0.10709 | 4.8 | 59.36 | 0.91885 | 0
25.12 | 50.24 | 7.48 | 0.10709 | 0.54188 | 50.24 | 1 | 0
16.56 | 33.12 | 7.48 | 0.10709 | 0 | 33.12 | 1 | 0
14.96 | 29.92 | 7.48 | 0.10709 | 0 | 29.92 | 1 | 0
13.76 | 27.52 | 7.48 | 0.10709 | 0 | 27.52 | 1 | 0
14.2 | 28.4 | 7.48 | 0.10709 | 0 | 28.4 | 1 | 0
11.8 | 23.6 | 7.48 | 0.10709 | 0 | 23.6 | 1 | 0
12.72 | 25.44 | 7.48 | 0.10709 | 0 | 25.44 | 1 | 0
17.88 | 35.76 | 7.48 | 0.10709 | 0 | 35.76 | 1 | 0
22.52 | 45.04 | 7.48 | 0.10709 | 0 | 45.04 | 1 | 0
30.92 | 61.84 | 7.48 | 0.10709 | 0 | 61.84 | 1 | 0
30.96 | 61.92 | 7.48 | 0.10709 | 0 | 61.92 | 1 | 0
33.8 | 67.6 | 7.48 | 0.10709 | 0 | 67.6 | 1 | 0
32.68 | 65.36 | 7.48 | 0.10709 | 0 | 65.36 | 1 | 0
35.68 | 71.36 | 7.48 | 0.10709 | 0 | 71.36 | 1 | 0
38.08 | 76.16 | 7.48 | 0.10709 | 0 | 72.96 | 0.46667 | 3.2
35.96 | 71.92 | 7.48 | 0.10709 | 1.04 | 71.92 | 0.62242 | 0
29.12 | 58.24 | 7.48 | 0.10709 | 2.5213 | 58.24 | 1 | 0
28.28 | 56.56 | 7.48 | 0.10709 | 0 | 56.56 | 1 | 0
28.04 | 56.08 | 7.48 | 0.10709 | 0 | 56.08 | 1 | 0
28.52 | 57.04 | 7.48 | 0.10709 | 0 | 57.04 | 1 | 0
30.08 | 60.16 | 7.48 | 0.10709 | 0 | 60.16 | 1 | 0
30.12 | 60.24 | 7.48 | 0.10709 | 0 | 60.24 | 1 | 0
29.76 | 59.52 | 7.48 | 0.10709 | 0 | 59.52 | 1 | 0
29.24 | 58.48 | 7.48 | 0.10709 | 0 | 58.48 | 1 | 0
27.44 | 54.88 | 7.48 | 0.10709 | 0 | 54.88 | 1 | 0
22.28 | 44.56 | 7.48 | 0.10709 | 0 | 44.56 | 1 | 0
18.68 | 37.36 | 7.48 | 0.10709 | 0 | 37.36 | 1 | 0
18.16 | 36.32 | 7.48 | 0.10709 | 0 | 36.32 | 1 | 0
17.52 | 35.04 | 7.48 | 0.10709 | 0 | 35.04 | 1 | 0
17.56 | 35.12 | 7.48 | 0.10709 | 0 | 35.12 | 1 | 0
17.2 | 34.4 | 7.48 | 0.10709 | 0 | 34.4 | 1 | 0
17.76 | 35.52 | 7.48 | 0.10709 | 0 | 35.52 | 1 | 0
19.44 | 38.88 | 7.48 | 0.10709 | 0 | 38.88 | 1 | 0
20.44 | 40.88 | 7.48 | 0.10709 | 0 | 40.88 | 1 | 0
26.68 | 53.36 | 7.48 | 0.10709 | 0 | 53.36 | 1 | 0
27.16 | 54.32 | 7.48 | 0.10709 | 0 | 54.32 | 1 | 0
28.88 | 57.76 | 7.48 | 0.10709 | 0 | 57.76 | 1 | 0
28.88 | 57.76 | 7.48 | 0.10709 | 0 | 57.76 | 1 | 0
28.88 | 57.76 | 7.48 | 0.10709 | 0 | 57.76 | 1 | 0
27.52 | 55.04 | 7.48 | 0.10709 | 0 | 55.04 | 1 | 0
27.32 | 54.64 | 7.48 | 0.10709 | 0 | 54.64 | 1 | 0
28.04 | 56.08 | 7.48 | 0.10709 | 0 | 56.08 | 1 | 0
27.68 | 55.36 | 7.48 | 0.10709 | 0 | 55.36 | 1 | 0
29.4 | 58.8 | 7.48 | 0.10709 | 0 | 58.8 | 1 | 0
27.8 | 55.6 | 7.48 | 0.10709 | 0 | 55.6 | 1 | 0
26.72 | 53.44 | 7.48 | 0.10709 | 0 | 53.44 | 1 | 0
26.92 | 53.84 | 7.48 | 0.10709 | 0 | 53.84 | 1 | 0
26.88 | 53.76 | 7.48 | 0.10709 | 0 | 53.76 | 1 | 0
26.24 | 52.48 | 7.48 | 0.10709 | 0 | 52.48 | 1 | 0
21.68 | 43.36 | 7.48 | 0.10709 | 0 | 43.36 | 1 | 0
22 | 44 | 7.48 | 0.10709 | 0 | 44 | 1 | 0
19 | 38 | 7.48 | 0.10709 | 0 | 38 | 1 | 0
18 | 36 | 7.48 | 0.10709 | 0 | 36 | 1 | 0
17.96 | 35.92 | 7.48 | 0.10709 | 0 | 35.92 | 1 | 0
18.64 | 37.28 | 7.48 | 0.10709 | 0 | 37.28 | 1 | 0
23.36 | 46.72 | 7.48 | 0.10709 | 0 | 46.72 | 1 | 0
25.08 | 50.16 | 7.48 | 0.10709 | 0 | 50.16 | 1 | 0
22.56 | 45.12 | 7.48 | 0.10709 | 0 | 45.12 | 1 | 0
20 | 40 | 7.48 | 0.10709 | 0 | 40 | 1 | 0
24 | 48 | 7.48 | 0.10709 | 0 | 48 | 1 | 0
24.88 | 49.76 | 7.48 | 0.10709 | 0 | 49.76 | 1 | 0
26.4 | 52.8 | 7.48 | 0.12502 | 0 | 52.8 | 1 | 0
26.8 | 53.6 | 7.48 | 0.12502 | 0 | 53.6 | 1 | 0
27.28 | 54.56 | 7.48 | 0.12502 | 0 | 54.56 | 1 | 0
26.52 | 53.04 | 12.23 | 0.12502 | 0 | 53.04 | 1 | 0
25.12 | 50.24 | 12.23 | 0.12502 | 0 | 50.24 | 1 | 0
25.08 | 50.16 | 12.23 | 0.12502 | 0 | 50.16 | 1 | 0
26.44 | 52.88 | 12.23 | 0.12502 | 0 | 52.88 | 1 | 0
26.22 | 52.44 | 7.48 | 0.12502 | 0 | 52.44 | 1 | 0
22.52 | 45.04 | 7.48 | 0.12502 | 0 | 45.04 | 1 | 0
19.08 | 38.16 | 7.48 | 0.12502 | 0 | 33.36 | 0.2 | 4.8
18.8 | 37.6 | 7.48 | 0.10709 | 4.8 | 37.6 | 0.91885 | 0
19.56 | 39.12 | 7.48 | 0.10709 | 0.54188 | 39.12 | 1 | 0
16.36 | 32.72 | 7.48 | 0.10709 | 0 | 32.72 | 1 | 0
14.28 | 28.56 | 7.48 | 0.10709 | 0 | 28.56 | 1 | 0
14.12 | 28.24 | 7.48 | 0.10709 | 0 | 28.24 | 1 | 0
16.24 | 32.48 | 7.48 | 0.10709 | 0 | 32.48 | 1 | 0
19.24 | 38.48 | 7.48 | 0.10709 | 0 | 38.48 | 1 | 0
18.68 | 37.36 | 7.48 | 0.10709 | 0 | 37.36 | 1 | 0
16.76 | 33.52 | 7.48 | 0.10709 | 0 | 33.52 | 1 | 0
21.04 | 42.08 | 7.48 | 0.10709 | 0 | 42.08 | 1 | 0
29.76 | 59.52 | 7.48 | 0.10709 | 0 | 59.52 | 1 | 0
29.12 | 58.24 | 7.48 | 0.10709 | 0 | 58.24 | 1 | 0
30.8 | 61.6 | 7.48 | 0.10709 | 0 | 61.6 | 1 | 0
30.92 | 61.84 | 7.48 | 0.10709 | 0 | 61.84 | 1 | 0
31.16 | 62.32 | 7.48 | 0.12502 | 0 | 62.32 | 1 | 0
35.6 | 71.2 | 7.48 | 0.12502 | 0 | 71.2 | 1 | 0
34.72 | 69.44 | 7.48 | 0.12502 | 0 | 69.44 | 1 | 0
29.48 | 58.96 | 12.23 | 0.12502 | 0 | 58.96 | 1 | 0
28.4 | 56.8 | 12.23 | 0.12502 | 0 | 56.8 | 1 | 0
25.56 | 51.12 | 12.23 | 0.12502 | 0 | 51.12 | 1 | 0
25.88 | 51.76 | 12.23 | 0.12502 | 0 | 51.76 | 1 | 0
28.12 | 56.24 | 7.48 | 0.12502 | 0 | 56.24 | 1 | 0
29.64 | 59.28 | 7.48 | 0.12502 | 0 | 59.28 | 1 | 0
29.48 | 58.96 | 7.48 | 0.12502 | 0 | 54.16 | 0.2 | 4.8
29.2 | 58.4 | 7.48 | 0.10709 | 4.8 | 58.4 | 0.91885 | 0
25.8 | 51.6 | 7.48 | 0.10709 | 0.54188 | 51.6 | 1 | 0
16.16 | 32.32 | 7.48 | 0.10709 | 0 | 32.32 | 1 | 0
13.96 | 27.92 | 7.48 | 0.10709 | 0 | 27.92 | 1 | 0
13.84 | 27.68 | 7.48 | 0.10709 | 0 | 27.68 | 1 | 0
12.8 | 25.6 | 7.48 | 0.10709 | 0 | 25.6 | 1 | 0
11.8 | 23.6 | 7.48 | 0.10709 | 0 | 23.6 | 1 | 0
12.24 | 24.48 | 7.48 | 0.10709 | 0 | 24.48 | 1 | 0
16.16 | 32.32 | 7.48 | 0.10709 | 0 | 32.32 | 1 | 0
18.2 | 36.4 | 7.48 | 0.10709 | 0 | 36.4 | 1 | 0
29.08 | 58.16 | 7.48 | 0.10709 | 0 | 58.16 | 1 | 0
29.04 | 58.08 | 7.48 | 0.10709 | 0 | 58.08 | 1 | 0
30.96 | 61.92 | 7.48 | 0.10709 | 0 | 61.92 | 1 | 0
26.6 | 53.2 | 7.48 | 0.10709 | 0 | 53.2 | 1 | 0
26.52 | 53.04 | 7.48 | 0.12502 | 0 | 53.04 | 1 | 0
29.68 | 59.36 | 7.48 | 0.12502 | 0 | 59.36 | 1 | 0
28.6 | 57.2 | 7.48 | 0.12502 | 0 | 57.2 | 1 | 0
26.88 | 53.76 | 12.23 | 0.12502 | 0 | 53.76 | 1 | 0
26.08 | 52.16 | 12.23 | 0.12502 | 0 | 52.16 | 1 | 0
24.24 | 48.48 | 12.23 | 0.12502 | 0 | 48.48 | 1 | 0
24.56 | 49.12 | 12.23 | 0.12502 | 0 | 49.12 | 1 | 0
25.76 | 51.52 | 7.48 | 0.12502 | 0 | 51.52 | 1 | 0
26.3 | 52.6 | 7.48 | 0.12502 | 0 | 52.6 | 1 | 0
25.88 | 51.76 | 7.48 | 0.12502 | 0 | 46.96 | 0.2 | 4.8
23.44 | 46.88 | 7.48 | 0.10709 | 4.8 | 46.88 | 0.91885 | 0
21.08 | 42.16 | 7.48 | 0.10709 | 0.54188 | 42.16 | 1 | 0
15.88 | 31.76 | 7.48 | 0.10709 | 0 | 31.76 | 1 | 0
14.48 | 28.96 | 7.48 | 0.10709 | 0 | 28.96 | 1 | 0
13.56 | 27.12 | 7.48 | 0.10709 | 0 | 27.12 | 1 | 0
13.64 | 27.28 | 7.48 | 0.10709 | 0 | 27.28 | 1 | 0
13.4 | 26.8 | 7.48 | 0.10709 | 0 | 26.8 | 1 | 0
14 | 28 | 7.48 | 0.10709 | 0 | 28 | 1 | 0
14.76 | 29.52 | 7.48 | 0.10709 | 0 | 29.52 | 1 | 0
14.96 | 29.92 | 7.48 | 0.10709 | 0 | 29.92 | 1 | 0
26.12 | 52.24 | 7.48 | 0.10709 | 0 | 52.24 | 1 | 0
25.76 | 51.52 | 7.48 | 0.10709 | 0 | 51.52 | 1 | 0
26.04 | 52.08 | 7.48 | 0.10709 | 0 | 52.08 | 1 | 0
27.44 | 54.88 | 7.48 | 0.10709 | 0 | 54.88 | 1 | 0
29.84 | 59.68 | 7.48 | 0.12502 | 0 | 59.68 | 1 | 0
28.44 | 56.88 | 7.48 | 0.12502 | 0 | 56.88 | 1 | 0
27.36 | 54.72 | 7.48 | 0.12502 | 0 | 54.72 | 1 | 0
24.8 | 49.6 | 12.23 | 0.12502 | 0 | 49.6 | 1 | 0
25.16 | 50.32 | 12.23 | 0.12502 | 0 | 50.32 | 1 | 0
25.32 | 50.64 | 12.23 | 0.12502 | 0 | 50.64 | 1 | 0
26.84 | 53.68 | 12.23 | 0.12502 | 0 | 53.68 | 1 | 0
26.24 | 52.48 | 7.48 | 0.12502 | 0 | 52.48 | 1 | 0
26.4 | 52.8 | 7.48 | 0.12502 | 0 | 52.8 | 1 | 0
26.92 | 53.84 | 7.48 | 0.12502 | 0 | 49.04 | 0.2 | 4.8
26.2 | 52.4 | 7.48 | 0.10709 | 4.8 | 52.4 | 0.91885 | 0
22.68 | 45.36 | 7.48 | 0.10709 | 0.54188 | 45.36 | 1 | 0
21.28 | 42.56 | 7.48 | 0.10709 | 0 | 42.56 | 1 | 0
19.32 | 38.64 | 7.48 | 0.10709 | 0 | 38.64 | 1 | 0
18.52 | 37.04 | 7.48 | 0.10709 | 0 | 37.04 | 1 | 0
17.28 | 34.56 | 7.48 | 0.10709 | 0 | 34.56 | 1 | 0
17.64 | 35.28 | 7.48 | 0.10709 | 0 | 35.28 | 1 | 0
15.92 | 31.84 | 7.48 | 0.10709 | 0 | 31.84 | 1 | 0
14.4 | 28.8 | 7.48 | 0.10709 | 0 | 28.8 | 1 | 0
15 | 30 | 7.48 | 0.10709 | 0 | 30 | 1 | 0
25.56 | 51.12 | 7.48 | 0.10709 | 0 | 51.12 | 1 | 0
25.28 | 50.56 | 7.48 | 0.10709 | 0 | 50.56 | 1 | 0
27.72 | 55.44 | 7.48 | 0.10709 | 0 | 55.44 | 1 | 0
31.16 | 62.32 | 7.48 | 0.10709 | 0 | 62.32 | 1 | 0
31.72 | 63.44 | 7.48 | 0.12502 | 0 | 63.44 | 1 | 0
30.96 | 61.92 | 7.48 | 0.12502 | 0 | 61.92 | 1 | 0
27.52 | 55.04 | 7.48 | 0.12502 | 0 | 55.04 | 1 | 0
25.76 | 51.52 | 12.23 | 0.12502 | 0 | 51.52 | 1 | 0
25.64 | 51.28 | 12.23 | 0.12502 | 0 | 51.28 | 1 | 0
25.04 | 50.08 | 12.23 | 0.12502 | 0 | 50.08 | 1 | 0
26.12 | 52.24 | 12.23 | 0.12502 | 0 | 52.24 | 1 | 0
26.32 | 52.64 | 7.48 | 0.12502 | 0 | 52.64 | 1 | 0
27.64 | 55.28 | 7.48 | 0.12502 | 0 | 55.28 | 1 | 0
27.48 | 54.96 | 7.48 | 0.12502 | 0 | 50.16 | 0.2 | 4.8
26.96 | 53.92 | 7.48 | 0.10709 | 4.8 | 53.92 | 0.91885 | 0
23.92 | 47.84 | 7.48 | 0.10709 | 0.54188 | 47.84 | 1 | 0
18.12 | 36.24 | 7.48 | 0.10709 | 0 | 36.24 | 1 | 0
14.56 | 29.12 | 7.48 | 0.10709 | 0 | 29.12 | 1 | 0
14.24 | 28.48 | 7.48 | 0.10709 | 0 | 28.48 | 1 | 0
13.28 | 26.56 | 7.48 | 0.10709 | 0 | 26.56 | 1 | 0
12.48 | 24.96 | 7.48 | 0.10709 | 0 | 24.96 | 1 | 0
13.84 | 27.68 | 7.48 | 0.10709 | 0 | 27.68 | 1 | 0
16.28 | 32.56 | 7.48 | 0.10709 | 0 | 32.56 | 1 | 0
16.84 | 33.68 | 7.48 | 0.10709 | 0 | 33.68 | 1 | 0
16.8 | 33.6 | 7.48 | 0.10709 | 0 | 33.6 | 1 | 0
16.48 | 32.96 | 7.48 | 0.10709 | 0 | 32.96 | 1 | 0
17.48 | 34.96 | 7.48 | 0.10709 | 0 | 34.96 | 1 | 0
17.92 | 35.84 | 7.48 | 0.10709 | 0 | 35.84 | 1 | 0
20.88 | 41.76 | 7.48 | 0.10709 | 0 | 41.76 | 1 | 0
33.6 | 67.2 | 7.48 | 0.10709 | 0 | 67.2 | 1 | 0
36.32 | 72.64 | 7.48 | 0.10709 | 0 | 72.64 | 1 | 0
33.08 | 66.16 | 7.48 | 0.10709 | 0 | 66.16 | 1 | 0
31.36 | 62.72 | 7.48 | 0.10709 | 0 | 62.72 | 1 | 0
29.8 | 59.6 | 7.48 | 0.10709 | 0 | 59.6 | 1 | 0
30.4 | 60.8 | 7.48 | 0.10709 | 0 | 60.8 | 1 | 0
30.4 | 60.8 | 7.48 | 0.10709 | 0 | 60.8 | 1 | 0
30.56 | 61.12 | 7.48 | 0.10709 | 0 | 61.12 | 1 | 0
30.24 | 60.48 | 7.48 | 0.10709 | 0 | 60.48 | 1 | 0
29.16 | 58.32 | 7.48 | 0.10709 | 0 | 58.32 | 1 | 0
23.4 | 46.8 | 7.48 | 0.10709 | 0 | 46.8 | 1 | 0
21.52 | 43.04 | 7.48 | 0.10709 | 0 | 43.04 | 1 | 0
15.24 | 30.48 | 7.48 | 0.10709 | 0 | 30.48 | 1 | 0
14.24 | 28.48 | 7.48 | 0.10709 | 0 | 28.48 | 1 | 0
12.92 | 25.84 | 7.48 | 0.10709 | 0 | 25.84 | 1 | 0
12.96 | 25.92 | 7.48 | 0.10709 | 0 | 25.92 | 1 | 0
13.4 | 26.8 | 7.48 | 0.10709 | 0 | 26.8 | 1 | 0
14.52 | 29.04 | 7.48 | 0.10709 | 0 | 29.04 | 1 | 0
14.72 | 29.44 | 7.48 | 0.10709 | 0 | 29.44 | 1 | 0
16 | 32 | 7.48 | 0.10709 | 0 | 32 | 1 | 0
20.64 | 41.28 | 7.48 | 0.10709 | 0 | 41.28 | 1 | 0
20.24 | 40.48 | 7.48 | 0.10709 | 0 | 40.48 | 1 | 0
21.88 | 43.76 | 7.48 | 0.10709 | 0 | 43.76 | 1 | 0
22.44 | 44.88 | 7.48 | 0.10709 | 0 | 44.88 | 1 | 0
22.52 | 45.04 | 7.48 | 0.10709 | 0 | 45.04 | 1 | 0
21.4 | 42.8 | 7.48 | 0.10709 | 0 | 42.8 | 1 | 0
21.8 | 43.6 | 7.48 | 0.10709 | 0 | 43.6 | 1 | 0
21.2 | 42.4 | 7.48 | 0.10709 | 0 | 42.4 | 1 | 0
21.24 | 42.48 | 7.48 | 0.10709 | 0 | 42.48 | 1 | 0
23.32 | 46.64 | 7.48 | 0.10709 | 0 | 46.64 | 1 | 0
24.16 | 48.32 | 7.48 | 0.10709 | 0 | 48.32 | 1 | 0
21.76 | 43.52 | 7.48 | 0.10709 | 0 | 43.52 | 1 | 0
20.04 | 40.08 | 7.48 | 0.10709 | 0 | 40.08 | 1 | 0
20.4 | 40.8 | 7.48 | 0.10709 | 0 | 40.8 | 1 | 0
20.32 | 40.64 | 7.48 | 0.10709 | 0 | 40.64 | 1 | 0
16.8 | 33.6 | 7.48 | 0.10709 | 0 | 33.6 | 1 | 0
16.88 | 33.76 | 7.48 | 0.10709 | 0 | 33.76 | 1 | 0
16.44 | 32.88 | 7.48 | 0.10709 | 0 | 32.88 | 1 | 0
15.68 | 31.36 | 7.48 | 0.10709 | 0 | 31.36 | 1 | 0
13.52 | 27.04 | 7.48 | 0.10709 | 0 | 27.04 | 1 | 0
12.64 | 25.28 | 7.48 | 0.10709 | 0 | 25.28 | 1 | 0
13.6 | 27.2 | 7.48 | 0.10709 | 0 | 27.2 | 1 | 0
13.92 | 27.84 | 7.48 | 0.10709 | 0 | 27.84 | 1 | 0
14.4 | 28.8 | 7.48 | 0.10709 | 0 | 28.8 | 1 | 0
13.64 | 27.28 | 7.48 | 0.10709 | 0 | 27.28 | 1 | 0
20.48 | 40.96 | 7.48 | 0.10709 | 0 | 40.96 | 1 | 0
21.32 | 42.64 | 7.48 | 0.10709 | 0 | 42.64 | 1 | 0
21.44 | 42.88 | 7.48 | 0.12502 | 0 | 42.88 | 1 | 0
22.28 | 44.56 | 7.48 | 0.12502 | 0 | 44.56 | 1 | 0
22.28 | 44.56 | 7.48 | 0.12502 | 0 | 44.56 | 1 | 0
22.92 | 45.84 | 12.23 | 0.12502 | 0 | 45.84 | 1 | 0
21.44 | 42.88 | 12.23 | 0.12502 | 0 | 42.88 | 1 | 0
21.16 | 42.32 | 12.23 | 0.12502 | 0 | 42.32 | 1 | 0
22.48 | 44.96 | 12.23 | 0.12502 | 0 | 44.96 | 1 | 0
22.92 | 45.84 | 7.48 | 0.12502 | 0 | 45.84 | 1 | 0
21.84 | 43.68 | 7.48 | 0.12502 | 0 | 43.68 | 1 | 0
16.32 | 32.64 | 7.48 | 0.12502 | 0 | 27.84 | 0.2 | 4.8
16.56 | 33.12 | 7.48 | 0.10709 | 4.8 | 33.12 | 0.91885 | 0
16.68 | 33.36 | 7.48 | 0.10709 | 0.54188 | 33.36 | 1 | 0
18.44 | 36.88 | 7.48 | 0.10709 | 0 | 36.88 | 1 | 0
18.4 | 36.8 | 7.48 | 0.10709 | 0 | 36.8 | 1 | 0
17.16 | 34.32 | 7.48 | 0.10709 | 0 | 34.32 | 1 | 0
17.36 | 34.72 | 7.48 | 0.10709 | 0 | 34.72 | 1 | 0
19.04 | 38.08 | 7.48 | 0.10709 | 0 | 38.08 | 1 | 0
15.16 | 30.32 | 7.48 | 0.10709 | 0 | 30.32 | 1 | 0
12.96 | 25.92 | 7.48 | 0.10709 | 0 | 25.92 | 1 | 0
14.04 | 28.08 | 7.48 | 0.10709 | 0 | 28.08 | 1 | 0
20.04 | 40.08 | 7.48 | 0.10709 | 0 | 40.08 | 1 | 0
23.36 | 46.72 | 7.48 | 0.10709 | 0 | 46.72 | 1 | 0
30.2 | 60.4 | 7.48 | 0.10709 | 0 | 60.4 | 1 | 0
32.84 | 65.68 | 7.48 | 0.10709 | 0 | 65.68 | 1 | 0
35.72 | 71.44 | 7.48 | 0.12502 | 0 | 71.44 | 1 | 0
39.36 | 78.72 | 7.48 | 0.12502 | 0 | 74.0281 | 0.21801 | 4.6919
35.16 | 70.32 | 7.48 | 0.12502 | 3.7081 | 70.32 | 0.77334 | 0
30.52 | 61.04 | 12.23 | 0.12502 | 0 | 57.6 | 0.2 | 3.44
28.8 | 57.6 | 12.23 | 0.12502 | 0 | 57.6 | 0.2 | 0
27.04 | 54.08 | 12.23 | 0.12502 | 0 | 54.08 | 0.2 | 0
28.2 | 56.4 | 12.23 | 0.12502 | 0 | 56.4 | 0.2 | 0
29.24 | 58.48 | 7.48 | 0.12502 | 0 | 58.48 | 0.2 | 0
31.28 | 62.56 | 7.48 | 0.12502 | 0 | 62.56 | 0.2 | 0
32.48 | 64.96 | 7.48 | 0.12502 | 0 | 64.96 | 0.2 | 0
30.96 | 61.92 | 7.48 | 0.10709 | 4.8 | 61.92 | 0.91885 | 0
28.04 | 56.08 | 7.48 | 0.10709 | 0.54188 | 56.08 | 1 | 0
20.08 | 40.16 | 7.48 | 0.10709 | 0 | 40.16 | 1 | 0
19.92 | 39.84 | 7.48 | 0.10709 | 0 | 39.84 | 1 | 0
19.08 | 38.16 | 7.48 | 0.10709 | 0 | 38.16 | 1 | 0
21.28 | 42.56 | 7.48 | 0.10709 | 0 | 42.56 | 1 | 0
24.16 | 48.32 | 7.48 | 0.10709 | 0 | 48.32 | 1 | 0
19.84 | 39.68 | 7.48 | 0.10709 | 0 | 39.68 | 1 | 0
18.24 | 36.48 | 7.48 | 0.10709 | 0 | 36.48 | 1 | 0
20.96 | 41.92 | 7.48 | 0.10709 | 0 | 41.92 | 1 | 0
29.44 | 58.88 | 7.48 | 0.10709 | 0 | 58.88 | 1 | 0
26.84 | 53.68 | 7.48 | 0.10709 | 0 | 53.68 | 1 | 0
29.72 | 59.44 | 7.48 | 0.10709 | 0 | 59.44 | 1 | 0
31.48 | 62.96 | 7.48 | 0.10709 | 0 | 62.96 | 1 | 0
32.48 | 64.96 | 7.48 | 0.12502 | 0 | 64.96 | 1 | 0
36.08 | 72.16 | 7.48 | 0.12502 | 0 | 72.16 | 1 | 0
31.56 | 63.12 | 7.48 | 0.12502 | 0 | 63.12 | 1 | 0
29 | 58 | 12.23 | 0.12502 | 0 | 57.6 | 0.93334 | 0.4
28.32 | 56.64 | 12.23 | 0.12502 | 0 | 56.64 | 0.93334 | 0
27.36 | 54.72 | 12.23 | 0.12502 | 0 | 54.72 | 0.93334 | 0
29.12 | 58.24 | 12.23 | 0.12502 | 0 | 57.6 | 0.82667 | 0.64
30.36 | 60.72 | 7.48 | 0.12502 | 0 | 60.72 | 0.82667 | 0
30.2 | 60.4 | 7.48 | 0.12502 | 0 | 60.4 | 0.82667 | 0
30.08 | 60.16 | 7.48 | 0.12502 | 0 | 56.4 | 0.2 | 3.76
28.24 | 56.48 | 7.48 | 0.10709 | 4.8 | 56.48 | 0.91885 | 0
21.4 | 42.8 | 7.48 | 0.10709 | 0.54188 | 42.8 | 1 | 0
21.52 | 43.04 | 7.48 | 0.10709 | 0 | 43.04 | 1 | 0
24.84 | 49.68 | 7.48 | 0.10709 | 0 | 49.68 | 1 | 0
24.64 | 49.28 | 7.48 | 0.10709 | 0 | 49.28 | 1 | 0
23.76 | 47.52 | 7.48 | 0.10709 | 0 | 47.52 | 1 | 0
24.32 | 48.64 | 7.48 | 0.10709 | 0 | 48.64 | 1 | 0
22.04 | 44.08 | 7.48 | 0.10709 | 0 | 44.08 | 1 | 0
18.16 | 36.32 | 7.48 | 0.10709 | 0 | 36.32 | 1 | 0
21.72 | 43.44 | 7.48 | 0.10709 | 0 | 43.44 | 1 | 0
30.64 | 61.28 | 7.48 | 0.10709 | 0 | 61.28 | 1 | 0
30.6467 | 61.2933 | 7.48 | 0.10709 | 0 | 61.2933 | 1 | 0
30.0133 | 60.0266 | 7.48 | 0.10709 | 0 | 60.0266 | 1 | 0
33.96 | 67.92 | 7.48 | 0.10709 | 0 | 67.92 | 1 | 0
36.72 | 73.44 | 7.48 | 0.12502 | 0 | 73.44 | 1 | 0
33.6 | 67.2 | 7.48 | 0.12502 | 0 | 67.2 | 1 | 0
27.28 | 54.56 | 7.48 | 0.12502 | 0 | 54.56 | 1 | 0
25.36 | 50.72 | 12.23 | 0.12502 | 0 | 50.72 | 1 | 0
24.2 | 48.4 | 12.23 | 0.12502 | 0 | 48.4 | 1 | 0
22.56 | 45.12 | 12.23 | 0.12502 | 0 | 45.12 | 1 | 0
23.84 | 47.68 | 12.23 | 0.12502 | 0 | 47.68 | 1 | 0
28.12 | 56.24 | 7.48 | 0.12502 | 0 | 56.24 | 1 | 0
31.8 | 63.6 | 7.48 | 0.12502 | 0 | 63.6 | 1 | 0
32.4 | 64.8 | 7.48 | 0.12502 | 0 | 60 | 0.2 | 4.8
31.12 | 62.24 | 7.48 | 0.10709 | 4.8 | 62.24 | 0.91885 | 0
27.2 | 54.4 | 7.48 | 0.10709 | 0.54188 | 54.4 | 1 | 0
24.56 | 49.12 | 7.48 | 0.10709 | 0 | 49.12 | 1 | 0
20.72 | 41.44 | 7.48 | 0.10709 | 0 | 41.44 | 1 | 0
20.44 | 40.88 | 7.48 | 0.10709 | 0 | 40.88 | 1 | 0
21.52 | 43.04 | 7.48 | 0.10709 | 0 | 43.04 | 1 | 0
24.44 | 48.88 | 7.48 | 0.10709 | 0 | 48.88 | 1 | 0
22.16 | 44.32 | 7.48 | 0.10709 | 0 | 44.32 | 1 | 0
18.28 | 36.56 | 7.48 | 0.10709 | 0 | 36.56 | 1 | 0
21.28 | 42.56 | 7.48 | 0.10709 | 0 | 42.56 | 1 | 0
30.32 | 60.64 | 7.48 | 0.10709 | 0 | 60.64 | 1 | 0
27.92 | 55.84 | 7.48 | 0.10709 | 0 | 55.84 | 1 | 0
27.68 | 55.36 | 7.48 | 0.10709 | 0 | 55.36 | 1 | 0
27.84 | 55.68 | 7.48 | 0.10709 | 0 | 55.68 | 1 | 0
31.08 | 62.16 | 7.48 | 0.12502 | 0 | 62.16 | 1 | 0
33.36 | 66.72 | 7.48 | 0.12502 | 0 | 66.72 | 1 | 0
27 | 54 | 7.48 | 0.12502 | 0 | 54 | 1 | 0
25.68 | 51.36 | 12.23 | 0.12502 | 0 | 51.36 | 1 | 0
25.08 | 50.16 | 12.23 | 0.12502 | 0 | 50.16 | 1 | 0
24.64 | 49.28 | 12.23 | 0.12502 | 0 | 49.28 | 1 | 0
25.96 | 51.92 | 12.23 | 0.12502 | 0 | 51.92 | 1 | 0
27 | 54 | 7.48 | 0.12502 | 0 | 54 | 1 | 0
26.48 | 52.96 | 7.48 | 0.12502 | 0 | 52.96 | 1 | 0
26.4 | 52.8 | 7.48 | 0.12502 | 0 | 48 | 0.2 | 4.8
26.56 | 53.12 | 7.48 | 0.10709 | 4.8 | 53.12 | 0.91885 | 0
21.96 | 43.92 | 7.48 | 0.10709 | 0.54188 | 43.92 | 1 | 0
16.16 | 32.32 | 7.48 | 0.10709 | 0 | 32.32 | 1 | 0
14.48 | 28.96 | 7.48 | 0.10709 | 0 | 28.96 | 1 | 0
14.3467 | 28.6933 | 7.48 | 0.10709 | 0 | 28.6933 | 1 | 0
15.04 | 30.08 | 7.48 | 0.10709 | 0 | 30.08 | 1 | 0
14.4933 | 28.9867 | 7.48 | 0.10709 | 0 | 28.9867 | 1 | 0
14.3733 | 28.7467 | 7.48 | 0.10709 | 0 | 28.7467 | 1 | 0
17.6933 | 35.3867 | 7.48 | 0.10709 | 0 | 35.3867 | 1 | 0
20.96 | 41.92 | 7.48 | 0.10709 | 0 | 41.92 | 1 | 0
26.7333 | 53.4667 | 7.48 | 0.10709 | 0 | 53.4667 | 1 | 0
26.6533 | 53.3067 | 7.48 | 0.10709 | 0 | 53.3067 | 1 | 0
28.8267 | 57.6533 | 7.48 | 0.10709 | 0 | 57.6533 | 1 | 0
28.6933 | 57.3867 | 7.48 | 0.10709 | 0 | 57.3867 | 1 | 0
31.8133 | 63.6267 | 7.48 | 0.10709 | 0 | 63.6267 | 1 | 0
35.8667 | 71.7333 | 7.48 | 0.10709 | 0 | 71.7333 | 1 | 0
35.3867 | 70.7733 | 7.48 | 0.10709 | 0 | 70.7733 | 1 | 0
31.6933 | 63.3867 | 7.48 | 0.10709 | 0 | 63.3867 | 1 | 0
30.4267 | 60.8533 | 7.48 | 0.10709 | 0 | 60.8533 | 1 | 0
29.5067 | 59.0133 | 7.48 | 0.10709 | 0 | 59.0133 | 1 | 0
30.12 | 60.24 | 7.48 | 0.10709 | 0 | 60.24 | 1 | 0
30.2933 | 60.5867 | 7.48 | 0.10709 | 0 | 60.5867 | 1 | 0
30.7733 | 61.5467 | 7.48 | 0.10709 | 0 | 61.5467 | 1 | 0
30.48 | 60.96 | 7.48 | 0.10709 | 0 | 60.96 | 1 | 0
29.5733 | 59.1467 | 7.48 | 0.10709 | 0 | 59.1467 | 1 | 0
25.9067 | 51.8133 | 7.48 | 0.10709 | 0 | 51.8133 | 1 | 0
20.5733 | 41.1467 | 7.48 | 0.10709 | 0 | 41.1467 | 1 | 0
15.76 | 31.52 | 7.48 | 0.10709 | 0 | 31.52 | 1 | 0
15.08 | 30.16 | 7.48 | 0.10709 | 0 | 30.16 | 1 | 0
14.2267 | 28.4533 | 7.48 | 0.10709 | 0 | 28.4533 | 1 | 0
14.16 | 28.32 | 7.48 | 0.10709 | 0 | 28.32 | 1 | 0
14.52 | 29.04 | 7.48 | 0.10709 | 0 | 29.04 | 1 | 0
17.0533 | 34.1067 | 7.48 | 0.10709 | 0 | 34.1067 | 1 | 0
18.2267 | 36.4533 | 7.48 | 0.10709 | 0 | 36.4533 | 1 | 0
19.5867 | 39.1733 | 7.48 | 0.10709 | 0 | 39.1733 | 1 | 0
24.9867 | 49.9733 | 7.48 | 0.10709 | 0 | 49.9733 | 1 | 0
24.8133 | 49.6267 | 7.48 | 0.10709 | 0 | 49.6267 | 1 | 0
26.48 | 52.96 | 7.48 | 0.10709 | 0 | 52.96 | 1 | 0
26.84 | 53.68 | 7.48 | 0.10709 | 0 | 53.68 | 1 | 0
26.8533 | 53.7067 | 7.48 | 0.10709 | 0 | 53.7067 | 1 | 0
26.0133 | 52.0267 | 7.48 | 0.10709 | 0 | 52.0267 | 1 | 0
26.4133 | 52.8267 | 7.48 | 0.10709 | 0 | 52.8267 | 1 | 0
26.0267 | 52.0533 | 7.48 | 0.10709 | 0 | 52.0533 | 1 | 0
25.8533 | 51.7067 | 7.48 | 0.10709 | 0 | 51.7067 | 1 | 0
27.8933 | 55.7867 | 7.48 | 0.10709 | 0 | 55.7867 | 1 | 0
27.6133 | 55.2267 | 7.48 | 0.10709 | 0 | 55.2267 | 1 | 0
25.7333 | 51.4667 | 7.48 | 0.10709 | 0 | 51.4667 | 1 | 0
24.72 | 49.44 | 7.48 | 0.10709 | 0 | 49.44 | 1 | 0
24.6 | 49.2 | 7.48 | 0.10709 | 0 | 49.2 | 1 | 0
24.48 | 48.96 | 7.48 | 0.10709 | 0 | 48.96 | 1 | 0
20.1733 | 40.3467 | 7.48 | 0.10709 | 0 | 40.3467 | 1 | 0
20.1867 | 40.3733 | 7.48 | 0.10709 | 0 | 40.3733 | 1 | 0
18.56 | 37.12 | 7.48 | 0.10709 | 0 | 37.12 | 1 | 0
17.1333 | 34.2667 | 7.48 | 0.10709 | 0 | 34.2667 | 1 | 0
16.4267 | 32.8533 | 7.48 | 0.10709 | 0 | 32.8533 | 1 | 0
16.6667 | 33.3333 | 7.48 | 0.10709 | 0 | 33.3333 | 1 | 0
20.9867 | 41.9733 | 7.48 | 0.10709 | 0 | 41.9733 | 1 | 0
22.16 | 44.32 | 7.48 | 0.10709 | 0 | 44.32 | 1 | 0
19.2133 | 38.4267 | 7.48 | 0.10709 | 0 | 38.4267 | 1 | 0
18.1467 | 36.2933 | 7.48 | 0.10709 | 0 | 36.2933 | 1 | 0
21.76 | 43.52 | 7.48 | 0.10709 | 0 | 43.52 | 1 | 0
22.9467 | 45.8933 | 7.48 | 0.10709 | 0 | 45.8933 | 1 | 0
23.2533 | 46.5067 | 7.48 | 0.12502 | 0 | 46.5067 | 1 | 0
23.32 | 46.64 | 7.48 | 0.12502 | 0 | 46.64 | 1 | 0
23.0267 | 46.0533 | 7.48 | 0.12502 | 0 | 46.0533 | 1 | 0
23.36 | 46.72 | 12.23 | 0.12502 | 0 | 46.72 | 1 | 0
23.16 | 46.32 | 12.23 | 0.12502 | 0 | 46.32 | 1 | 0
22.7467 | 45.4933 | 12.23 | 0.12502 | 0 | 45.4933 | 1 | 0
23.56 | 47.12 | 12.23 | 0.12502 | 0 | 47.12 | 1 | 0
23.9467 | 47.8933 | 7.48 | 0.12502 | 0 | 47.8933 | 1 | 0
23.1733 | 46.3467 | 7.48 | 0.12502 | 0 | 46.3467 | 1 | 0
19.2133 | 38.4267 | 7.48 | 0.12502 | 0 | 33.6267 | 0.2 | 4.8
19.2667 | 38.5333 | 7.48 | 0.10709 | 4.8 | 38.5333 | 0.91885 | 0
19.5067 | 39.0133 | 7.48 | 0.10709 | 0.54188 | 39.0133 | 1 | 0
17.44 | 34.88 | 7.48 | 0.10709 | 0 | 34.88 | 1 | 0
15.8267 | 31.6533 | 7.48 | 0.10709 | 0 | 31.6533 | 1 | 0
16.3333 | 32.6667 | 7.48 | 0.10709 | 0 | 32.6667 | 1 | 0
18.2933 | 36.5867 | 7.48 | 0.10709 | 0 | 36.5867 | 1 | 0
20.8133 | 41.6267 | 7.48 | 0.10709 | 0 | 41.6267 | 1 | 0
17.8933 | 35.7867 | 7.48 | 0.10709 | 0 | 35.7867 | 1 | 0
15.9867 | 31.9733 | 7.48 | 0.10709 | 0 | 31.9733 | 1 | 0
18.68 | 37.36 | 7.48 | 0.10709 | 0 | 37.36 | 1 | 0
26.4133 | 52.8267 | 7.48 | 0.10709 | 0 | 52.8267 | 1 | 0
26.44 | 52.88 | 7.48 | 0.10709 | 0 | 52.88 | 1 | 0
30.24 | 60.48 | 7.48 | 0.10709 | 0 | 60.48 | 1 | 0
31.7467 | 63.4933 | 7.48 | 0.10709 | 0 | 63.4933 | 1 | 0
33.12 | 66.24 | 7.48 | 0.12502 | 0 | 66.24 | 1 | 0
37.0133 | 74.0267 | 7.48 | 0.12502 | 0 | 74.0267 | 1 | 0
33.8133 | 67.6267 | 7.48 | 0.12502 | 0 | 67.6267 | 1 | 0
29.6667 | 59.3333 | 12.23 | 0.12502 | 0 | 57.6 | 0.71111 | 1.7333
28.5067 | 57.0133 | 12.23 | 0.12502 | 0 | 57.0133 | 0.71111 | 0
26.6533 | 53.3067 | 12.23 | 0.12502 | 0 | 53.3067 | 0.71111 | 0
27.7333 | 55.4667 | 12.23 | 0.12502 | 0 | 55.4667 | 0.71111 | 0
29.24 | 58.48 | 7.48 | 0.12502 | 0 | 58.48 | 0.71111 | 0
30.3733 | 60.7467 | 7.48 | 0.12502 | 0 | 60.7467 | 0.71111 | 0
30.68 | 61.36 | 7.48 | 0.12502 | 0 | 58.2933 | 0.2 | 3.0667
29.4667 | 58.9333 | 7.48 | 0.10709 | 4.8 | 58.9333 | 0.91885 | 0
25.08 | 50.16 | 7.48 | 0.10709 | 0.54188 | 50.16 | 1 | 0
19.2533 | 38.5067 | 7.48 | 0.10709 | 0 | 38.5067 | 1 | 0
19.5733 | 39.1467 | 7.48 | 0.10709 | 0 | 39.1467 | 1 | 0
17.44 | 34.88 | 7.48 | 0.10709 | 0 | 34.88 | 1 | 0
18.6 | 37.2 | 7.48 | 0.10709 | 0 | 37.2 | 1 | 0
21.44 | 42.88 | 7.48 | 0.10709 | 0 | 42.88 | 1 | 0
17.96 | 35.92 | 7.48 | 0.10709 | 0 | 35.92 | 1 | 0
16.96 | 33.92 | 7.48 | 0.10709 | 0 | 33.92 | 1 | 0
19.8 | 39.6 | 7.48 | 0.10709 | 0 | 39.6 | 1 | 0
28.4 | 56.8 | 7.48 | 0.10709 | 0 | 56.8 | 1 | 0
27.52 | 55.04 | 7.48 | 0.10709 | 0 | 55.04 | 1 | 0
29.76 | 59.52 | 7.48 | 0.10709 | 0 | 59.52 | 1 | 0
30 | 60 | 7.48 | 0.10709 | 0 | 60 | 1 | 0
32.28 | 64.56 | 7.48 | 0.12502 | 0 | 64.56 | 1 | 0
31.96 | 63.92 | 7.48 | 0.12502 | 0 | 63.92 | 1 | 0
28.28 | 56.56 | 7.48 | 0.12502 | 0 | 56.56 | 1 | 0
26.8 | 53.6 | 12.23 | 0.12502 | 0 | 53.6 | 1 | 0
25.96 | 51.92 | 12.23 | 0.12502 | 0 | 51.92 | 1 | 0
25.64 | 51.28 | 12.23 | 0.12502 | 0 | 51.28 | 1 | 0
25.8 | 51.6 | 12.23 | 0.12502 | 0 | 51.6 | 1 | 0
28.4 | 56.8 | 7.48 | 0.12502 | 0 | 56.8 | 1 | 0
27.72 | 55.44 | 7.48 | 0.12502 | 0 | 55.44 | 1 | 0
26.52 | 53.04 | 7.48 | 0.12502 | 0 | 48.24 | 0.2 | 4.8
25.4 | 50.8 | 7.48 | 0.10709 | 4.8 | 50.8 | 0.91885 | 0
19.504 | 39.008 | 7.48 | 0.10709 | 0.54188 | 39.008 | 1 | 0
17.136 | 34.272 | 7.48 | 0.10709 | 0 | 34.272 | 1 | 0
17.24 | 34.48 | 7.48 | 0.10709 | 0 | 34.48 | 1 | 0
15.8 | 31.6 | 7.48 | 0.10709 | 0 | 31.6 | 1 | 0
16.72 | 33.44 | 7.48 | 0.10709 | 0 | 33.44 | 1 | 0
21.12 | 42.24 | 7.48 | 0.10709 | 0 | 42.24 | 1 | 0
21.08 | 42.16 | 7.48 | 0.10709 | 0 | 42.16 | 1 | 0
15.48 | 30.96 | 7.48 | 0.10709 | 0 | 30.96 | 1 | 0
18.76 | 37.52 | 7.48 | 0.10709 | 0 | 37.52 | 1 | 0
26.56 | 53.12 | 7.48 | 0.10709 | 0 | 53.12 | 1 | 0
26.92 | 53.84 | 7.48 | 0.10709 | 0 | 53.84 | 1 | 0
28.72 | 57.44 | 7.48 | 0.10709 | 0 | 57.44 | 1 | 0
29.28 | 58.56 | 7.48 | 0.10709 | 0 | 58.56 | 1 | 0
29.64 | 59.28 | 7.48 | 0.12502 | 0 | 59.28 | 1 | 0
33.32 | 66.64 | 7.48 | 0.12502 | 0 | 66.64 | 1 | 0
27.84 | 55.68 | 7.48 | 0.12502 | 0 | 55.68 | 1 | 0
24.64 | 49.28 | 12.23 | 0.12502 | 0 | 49.28 | 1 | 0
24.12 | 48.24 | 12.23 | 0.12502 | 0 | 48.24 | 1 | 0
22.64 | 45.28 | 12.23 | 0.12502 | 0 | 45.28 | 1 | 0
24.68 | 49.36 | 12.23 | 0.12502 | 0 | 49.36 | 1 | 0
25.12 | 50.24 | 7.48 | 0.12502 | 0 | 50.24 | 1 | 0
25.84 | 51.68 | 7.48 | 0.12502 | 0 | 51.68 | 1 | 0
25.2 | 50.4 | 7.48 | 0.12502 | 0 | 45.6 | 0.2 | 4.8
24.08 | 48.16 | 7.48 | 0.10709 | 4.8 | 48.16 | 0.91885 | 0
21.8 | 43.6 | 7.48 | 0.10709 | 0.54188 | 43.6 | 1 | 0
17.4 | 34.8 | 7.48 | 0.10709 | 0 | 34.8 | 1 | 0
14.92 | 29.84 | 7.48 | 0.10709 | 0 | 29.84 | 1 | 0
14.4 | 28.8 | 7.48 | 0.10709 | 0 | 28.8 | 1 | 0
14.44 | 28.88 | 7.48 | 0.10709 | 0 | 28.88 | 1 | 0
12.84 | 25.68 | 7.48 | 0.10709 | 0 | 25.68 | 1 | 0
13.08 | 26.16 | 7.48 | 0.10709 | 0 | 26.16 | 1 | 0
13 | 26 | 7.48 | 0.10709 | 0 | 26 | 1 | 0
16.24 | 32.48 | 7.48 | 0.10709 | 0 | 32.48 | 1 | 0
24 | 48 | 7.48 | 0.10709 | 0 | 48 | 1 | 0
23.2 | 46.4 | 7.48 | 0.10709 | 0 | 46.4 | 1 | 0
25.28 | 50.56 | 7.48 | 0.10709 | 0 | 50.56 | 1 | 0
25.2 | 50.4 | 7.48 | 0.10709 | 0 | 50.4 | 1 | 0
27.68 | 55.36 | 7.48 | 0.12502 | 0 | 55.36 | 1 | 0
32 | 64 | 7.48 | 0.12502 | 0 | 64 | 1 | 0
26.64 | 53.28 | 7.48 | 0.12502 | 0 | 53.28 | 1 | 0
24.28 | 48.56 | 12.23 | 0.12502 | 0 | 48.56 | 1 | 0
22.48 | 44.96 | 12.23 | 0.12502 | 0 | 44.96 | 1 | 0
21.32 | 42.64 | 12.23 | 0.12502 | 0 | 42.64 | 1 | 0
24.28 | 48.56 | 12.23 | 0.12502 | 0 | 48.56 | 1 | 0
24.36 | 48.72 | 7.48 | 0.12502 | 0 | 48.72 | 1 | 0
23.88 | 47.76 | 7.48 | 0.12502 | 0 | 47.76 | 1 | 0
23.52 | 47.04 | 7.48 | 0.12502 | 0 | 42.24 | 0.2 | 4.8
23.32 | 46.64 | 7.48 | 0.10709 | 4.8 | 46.64 | 0.91885 | 0
21.08 | 42.16 | 7.48 | 0.10709 | 0.54188 | 42.16 | 1 | 0
14.6 | 29.2 | 7.48 | 0.10709 | 0 | 29.2 | 1 | 0
13.96 | 27.92 | 7.48 | 0.10709 | 0 | 27.92 | 1 | 0
13.24 | 26.48 | 7.48 | 0.10709 | 0 | 26.48 | 1 | 0
13.64 | 27.28 | 7.48 | 0.10709 | 0 | 27.28 | 1 | 0
11.6 | 23.2 | 7.48 | 0.10709 | 0 | 23.2 | 1 | 0
12 | 24 | 7.48 | 0.10709 | 0 | 24 | 1 | 0
12.76 | 25.52 | 7.48 | 0.10709 | 0 | 25.52 | 1 | 0
15.96 | 31.92 | 7.48 | 0.10709 | 0 | 31.92 | 1 | 0
24.48 | 48.96 | 7.48 | 0.10709 | 0 | 48.96 | 1 | 0
23.84 | 47.68 | 7.48 | 0.10709 | 0 | 47.68 | 1 | 0
28.24 | 56.48 | 7.48 | 0.10709 | 0 | 56.48 | 1 | 0
31.36 | 62.72 | 7.48 | 0.10709 | 0 | 62.72 | 1 | 0
33.64 | 67.28 | 7.48 | 0.10709 | 0 | 67.28 | 1 | 0
34.68 | 69.36 | 7.48 | 0.10709 | 0 | 69.36 | 1 | 0
30.2 | 60.4 | 7.48 | 0.10709 | 0 | 60.4 | 1 | 0
27.56 | 55.12 | 7.48 | 0.10709 | 0 | 55.12 | 1 | 0
27.08 | 54.16 | 7.48 | 0.10709 | 0 | 54.16 | 1 | 0
26.2333 | 52.4667 | 7.48 | 0.10709 | 0 | 52.4667 | 1 | 0
27.1867 | 54.3734 | 7.48 | 0.10709 | 0 | 54.3734 | 1 | 0
28 | 56 | 7.48 | 0.10709 | 0 | 56 | 1 | 0
27.16 | 54.32 | 7.48 | 0.10709 | 0 | 54.32 | 1 | 0
26.8 | 53.6 | 7.48 | 0.10709 | 0 | 53.6 | 1 | 0
25.4 | 50.8 | 7.48 | 0.10709 | 0 | 50.8 | 1 | 0
21.6 | 43.2 | 7.48 | 0.10709 | 0 | 43.2 | 1 | 0
19.4 | 38.8 | 7.48 | 0.10709 | 0 | 38.8 | 1 | 0
15.84 | 31.68 | 7.48 | 0.10709 | 0 | 31.68 | 1 | 0
14.56 | 29.12 | 7.48 | 0.10709 | 0 | 29.12 | 1 | 0
13.04 | 26.08 | 7.48 | 0.10709 | 0 | 26.08 | 1 | 0
13.96 | 27.92 | 7.48 | 0.10709 | 0 | 27.92 | 1 | 0
14.68 | 29.36 | 7.48 | 0.10709 | 0 | 29.36 | 1 | 0
14.88 | 29.76 | 7.48 | 0.10709 | 0 | 29.76 | 1 | 0
14.48 | 28.96 | 7.48 | 0.10709 | 0 | 28.96 | 1 | 0
14.96 | 29.92 | 7.48 | 0.10709 | 0 | 29.92 | 1 | 0
21.64 | 43.28 | 7.48 | 0.10709 | 0 | 43.28 | 1 | 0
22.68 | 45.36 | 7.48 | 0.10709 | 0 | 45.36 | 1 | 0
24.48 | 48.96 | 7.48 | 0.10709 | 0 | 48.96 | 1 | 0
25 | 50 | 7.48 | 0.10709 | 0 | 50 | 1 | 0
24.24 | 48.48 | 7.48 | 0.10709 | 0 | 48.48 | 1 | 0
23.44 | 46.88 | 7.48 | 0.10709 | 0 | 46.88 | 1 | 0
22.6 | 45.2 | 7.48 | 0.10709 | 0 | 45.2 | 1 | 0
21.4 | 42.8 | 7.48 | 0.10709 | 0 | 42.8 | 1 | 0
22.12 | 44.24 | 7.48 | 0.10709 | 0 | 44.24 | 1 | 0
23.8 | 47.6 | 7.48 | 0.10709 | 0 | 47.6 | 1 | 0
23.64 | 47.28 | 7.48 | 0.10709 | 0 | 47.28 | 1 | 0
22.16 | 44.32 | 7.48 | 0.10709 | 0 | 44.32 | 1 | 0
20.84 | 41.68 | 7.48 | 0.10709 | 0 | 41.68 | 1 | 0
20.88 | 41.76 | 7.48 | 0.10709 | 0 | 41.76 | 1 | 0
21.2 | 42.4 | 7.48 | 0.10709 | 0 | 42.4 | 1 | 0
20.8 | 41.6 | 7.48 | 0.10709 | 0 | 41.6 | 1 | 0
22.32 | 44.64 | 7.48 | 0.10709 | 0 | 44.64 | 1 | 0
20.32 | 40.64 | 7.48 | 0.10709 | 0 | 40.64 | 1 | 0
19.32 | 38.64 | 7.48 | 0.10709 | 0 | 38.64 | 1 | 0
18.88 | 37.76 | 7.48 | 0.10709 | 0 | 37.76 | 1 | 0
20.16 | 40.32 | 7.48 | 0.10709 | 0 | 40.32 | 1 | 0
21.4 | 42.8 | 7.48 | 0.10709 | 0 | 42.8 | 1 | 0
17.12 | 34.24 | 7.48 | 0.10709 | 0 | 34.24 | 1 | 0
16.88 | 33.76 | 7.48 | 0.10709 | 0 | 33.76 | 1 | 0
15.8 | 31.6 | 7.48 | 0.10709 | 0 | 31.6 | 1 | 0
20.68 | 41.36 | 7.48 | 0.10709 | 0 | 41.36 | 1 | 0
22.32 | 44.64 | 7.48 | 0.10709 | 0 | 44.64 | 1 | 0
22.08 | 44.16 | 7.48 | 0.12502 | 0 | 44.16 | 1 | 0
22 | 44 | 7.48 | 0.12502 | 0 | 44 | 1 | 0
21.76 | 43.52 | 7.48 | 0.12502 | 0 | 43.52 | 1 | 0
22.44 | 44.88 | 12.23 | 0.12502 | 0 | 44.88 | 1 | 0
22.72 | 45.44 | 12.23 | 0.12502 | 0 | 45.44 | 1 | 0
24.24 | 48.48 | 12.23 | 0.12502 | 0 | 48.48 | 1 | 0
25.48 | 50.96 | 12.23 | 0.12502 | 0 | 50.96 | 1 | 0
23.84 | 47.68 | 7.48 | 0.12502 | 0 | 47.68 | 1 | 0
18.48 | 36.96 | 7.48 | 0.12502 | 0 | 36.96 | 1 | 0
16.32 | 32.64 | 7.48 | 0.12502 | 0 | 27.84 | 0.2 | 4.8
15.88 | 31.76 | 7.48 | 0.10709 | 4.8 | 31.76 | 0.91885 | 0
17.64 | 35.28 | 7.48 | 0.10709 | 0.54188 | 35.28 | 1 | 0
16.88 | 33.76 | 7.48 | 0.10709 | 0 | 33.76 | 1 | 0
16.76 | 33.52 | 7.48 | 0.10709 | 0 | 33.52 | 1 | 0
16.52 | 33.04 | 7.48 | 0.10709 | 0 | 33.04 | 1 | 0
15.96 | 31.92 | 7.48 | 0.10709 | 0 | 31.92 | 1 | 0
13.16 | 26.32 | 7.48 | 0.10709 | 0 | 26.32 | 1 | 0
13.6 | 27.2 | 7.48 | 0.10709 | 0 | 27.2 | 1 | 0
14.6 | 29.2 | 7.48 | 0.10709 | 0 | 29.2 | 1 | 0
14.72 | 29.44 | 7.48 | 0.10709 | 0 | 29.44 | 1 | 0
20.84 | 41.68 | 7.48 | 0.10709 | 0 | 41.68 | 1 | 0
21.56 | 43.12 | 7.48 | 0.10709 | 0 | 43.12 | 1 | 0
22.24 | 44.48 | 7.48 | 0.10709 | 0 | 44.48 | 1 | 0
22.6 | 45.2 | 7.48 | 0.10709 | 0 | 45.2 | 1 | 0
22.52 | 45.04 | 7.48 | 0.12502 | 0 | 45.04 | 1 | 0
22 | 44 | 7.48 | 0.12502 | 0 | 44 | 1 | 0
20.36 | 40.72 | 7.48 | 0.12502 | 0 | 40.72 | 1 | 0
20.92 | 41.84 | 12.23 | 0.12502 | 0 | 41.84 | 1 | 0
20.04 | 40.08 | 12.23 | 0.12502 | 0 | 40.08 | 1 | 0
20.32 | 40.64 | 12.23 | 0.12502 | 0 | 40.64 | 1 | 0
22.4 | 44.8 | 12.23 | 0.12502 | 0 | 44.8 | 1 | 0
22.72 | 45.44 | 7.48 | 0.12502 | 0 | 45.44 | 1 | 0
23.56 | 47.12 | 7.48 | 0.12502 | 0 | 47.12 | 1 | 0
22.48 | 44.96 | 7.48 | 0.12502 | 0 | 40.16 | 0.2 | 4.8
24 | 48 | 7.48 | 0.10709 | 4.8 | 48 | 0.91885 | 0
23.68 | 47.36 | 7.48 | 0.10709 | 0.54188 | 47.36 | 1 | 0
16.96 | 33.92 | 7.48 | 0.10709 | 0 | 33.92 | 1 | 0
15.08 | 30.16 | 7.48 | 0.10709 | 0 | 30.16 | 1 | 0
14.52 | 29.04 | 7.48 | 0.10709 | 0 | 29.04 | 1 | 0
16.56 | 33.12 | 7.48 | 0.10709 | 0 | 33.12 | 1 | 0
14.76 | 29.52 | 7.48 | 0.10709 | 0 | 29.52 | 1 | 0
14.4 | 28.8 | 7.48 | 0.10709 | 0 | 28.8 | 1 | 0
15.36 | 30.72 | 7.48 | 0.10709 | 0 | 30.72 | 1 | 0
17.8 | 35.6 | 7.48 | 0.10709 | 0 | 35.6 | 1 | 0
24.88 | 49.76 | 7.48 | 0.10709 | 0 | 49.76 | 1 | 0
24.44 | 48.88 | 7.48 | 0.10709 | 0 | 48.88 | 1 | 0
25.96 | 51.92 | 7.48 | 0.10709 | 0 | 51.92 | 1 | 0
26.72 | 53.44 | 7.48 | 0.10709 | 0 | 53.44 | 1 | 0
29.36 | 58.72 | 7.48 | 0.12502 | 0 | 58.72 | 1 | 0
31.6 | 63.2 | 7.48 | 0.12502 | 0 | 63.2 | 1 | 0
26.6 | 53.2 | 7.48 | 0.12502 | 0 | 53.2 | 1 | 0
25.12 | 50.24 | 12.23 | 0.12502 | 0 | 50.24 | 1 | 0
24.2 | 48.4 | 12.23 | 0.12502 | 0 | 48.4 | 1 | 0
22.96 | 45.92 | 12.23 | 0.12502 | 0 | 45.92 | 1 | 0
25.12 | 50.24 | 12.23 | 0.12502 | 0 | 50.24 | 1 | 0
26.4 | 52.8 | 7.48 | 0.12502 | 0 | 52.8 | 1 | 0
26.16 | 52.32 | 7.48 | 0.12502 | 0 | 52.32 | 1 | 0
25.76 | 51.52 | 7.48 | 0.12502 | 0 | 46.72 | 0.2 | 4.8
25.52 | 51.04 | 7.48 | 0.10709 | 4.8 | 51.04 | 0.91885 | 0
20.64 | 41.28 | 7.48 | 0.10709 | 0.54188 | 41.28 | 1 | 0
17.28 | 34.56 | 7.48 | 0.10709 | 0 | 34.56 | 1 | 0
16.2 | 32.4 | 7.48 | 0.10709 | 0 | 32.4 | 1 | 0
15.64 | 31.28 | 7.48 | 0.10709 | 0 | 31.28 | 1 | 0
16.4 | 32.8 | 7.48 | 0.10709 | 0 | 32.8 | 1 | 0
14.84 | 29.68 | 7.48 | 0.10709 | 0 | 29.68 | 1 | 0
15.24 | 30.48 | 7.48 | 0.10709 | 0 | 30.48 | 1 | 0
15.6 | 31.2 | 7.48 | 0.10709 | 0 | 31.2 | 1 | 0
17.4 | 34.8 | 7.48 | 0.10709 | 0 | 34.8 | 1 | 0
24.24 | 48.48 | 7.48 | 0.10709 | 0 | 48.48 | 1 | 0
23.28 | 46.56 | 7.48 | 0.10709 | 0 | 46.56 | 1 | 0
25.76 | 51.52 | 7.48 | 0.10709 | 0 | 51.52 | 1 | 0
27.44 | 54.88 | 7.48 | 0.10709 | 0 | 54.88 | 1 | 0
28.92 | 57.84 | 7.48 | 0.12502 | 0 | 57.84 | 1 | 0
32.76 | 65.52 | 7.48 | 0.12502 | 0 | 65.52 | 1 | 0
32.76 | 65.52 | 7.48 | 0.12502 | 0 | 65.52 | 1 | 0
25.64 | 51.28 | 12.23 | 0.12502 | 0 | 51.28 | 1 | 0
23.96 | 47.92 | 12.23 | 0.12502 | 0 | 47.92 | 1 | 0
23.52 | 47.04 | 12.23 | 0.12502 | 0 | 47.04 | 1 | 0
26.8 | 53.6 | 12.23 | 0.12502 | 0 | 53.6 | 1 | 0
26.52 | 53.04 | 7.48 | 0.12502 | 0 | 53.04 | 1 | 0
26.28 | 52.56 | 7.48 | 0.12502 | 0 | 52.56 | 1 | 0
26.44 | 52.88 | 7.48 | 0.12502 | 0 | 48.08 | 0.2 | 4.8
25.36 | 50.72 | 7.48 | 0.10709 | 4.8 | 50.72 | 0.91885 | 0
22.56 | 45.12 | 7.48 | 0.10709 | 0.54188 | 45.12 | 1 | 0
18.68 | 37.36 | 7.48 | 0.10709 | 0 | 37.36 | 1 | 0
15.64 | 31.28 | 7.48 | 0.10709 | 0 | 31.28 | 1 | 0
14.8 | 29.6 | 7.48 | 0.10709 | 0 | 29.6 | 1 | 0
16.68 | 33.36 | 7.48 | 0.10709 | 0 | 33.36 | 1 | 0
20.52 | 41.04 | 7.48 | 0.10709 | 0 | 41.04 | 1 | 0
18.92 | 37.84 | 7.48 | 0.10709 | 0 | 37.84 | 1 | 0
15.16 | 30.32 | 7.48 | 0.10709 | 0 | 30.32 | 1 | 0
17.16 | 34.32 | 7.48 | 0.10709 | 0 | 34.32 | 1 | 0
23.04 | 46.08 | 7.48 | 0.10709 | 0 | 46.08 | 1 | 0
23.88 | 47.76 | 7.48 | 0.10709 | 0 | 47.76 | 1 | 0
27.84 | 55.68 | 7.48 | 0.10709 | 0 | 55.68 | 1 | 0
28.2 | 56.4 | 7.48 | 0.10709 | 0 | 56.4 | 1 | 0
30.24 | 60.48 | 7.48 | 0.12502 | 0 | 60.48 | 1 | 0
32 | 64 | 7.48 | 0.12502 | 0 | 64 | 1 | 0
27.84 | 55.68 | 7.48 | 0.12502 | 0 | 55.68 | 1 | 0
25.56 | 51.12 | 12.23 | 0.12502 | 0 | 51.12 | 1 | 0
23.72 | 47.44 | 12.23 | 0.12502 | 0 | 47.44 | 1 | 0
24.88 | 49.76 | 12.23 | 0.12502 | 0 | 49.76 | 1 | 0
25.24 | 50.48 | 12.23 | 0.12502 | 0 | 50.48 | 1 | 0
25.735 | 51.47 | 7.48 | 0.12502 | 0 | 51.47 | 1 | 0
26.37 | 52.74 | 7.48 | 0.12502 | 0 | 52.74 | 1 | 0
26.315 | 52.63 | 7.48 | 0.12502 | 0 | 47.83 | 0.2 | 4.8
27.52 | 55.04 | 7.48 | 0.10709 | 4.8 | 55.04 | 0.91885 | 0
24.6 | 49.2 | 7.48 | 0.10709 | 0.54188 | 49.2 | 1 | 0
18.16 | 36.32 | 7.48 | 0.10709 | 0 | 36.32 | 1 | 0
17.76 | 35.52 | 7.48 | 0.10709 | 0 | 35.52 | 1 | 0
16.08 | 32.16 | 7.48 | 0.10709 | 0 | 32.16 | 1 | 0
15.76 | 31.52 | 7.48 | 0.10709 | 0 | 31.52 | 1 | 0
15.12 | 30.24 | 7.48 | 0.10709 | 0 | 30.24 | 1 | 0
14.72 | 29.44 | 7.48 | 0.10709 | 0 | 29.44 | 1 | 0
15.16 | 30.32 | 7.48 | 0.10709 | 0 | 30.32 | 1 | 0
17.8 | 35.6 | 7.48 | 0.10709 | 0 | 35.6 | 1 | 0
23.72 | 47.44 | 7.48 | 0.10709 | 0 | 47.44 | 1 | 0
25.08 | 50.16 | 7.48 | 0.10709 | 0 | 50.16 | 1 | 0
26.92 | 53.84 | 7.48 | 0.10709 | 0 | 53.84 | 1 | 0
25.68 | 51.36 | 7.48 | 0.10709 | 0 | 51.36 | 1 | 0
30.76 | 61.52 | 7.48 | 0.10709 | 0 | 61.52 | 1 | 0
32.32 | 64.64 | 7.48 | 0.10709 | 0 | 64.64 | 1 | 0
29.2 | 58.4 | 7.48 | 0.10709 | 0 | 58.4 | 1 | 0
26.52 | 53.04 | 7.48 | 0.10709 | 0 | 53.04 | 1 | 0
24.36 | 48.72 | 7.48 | 0.10709 | 0 | 48.72 | 1 | 0
24.48 | 48.96 | 7.48 | 0.10709 | 0 | 48.96 | 1 | 0
26.6 | 53.2 | 7.48 | 0.10709 | 0 | 53.2 | 1 | 0
24.52 | 49.04 | 7.48 | 0.10709 | 0 | 49.04 | 1 | 0
26.12 | 52.24 | 7.48 | 0.10709 | 0 | 52.24 | 1 | 0
25.6 | 51.2 | 7.48 | 0.10709 | 0 | 51.2 | 1 | 0
24.76 | 49.52 | 7.48 | 0.10709 | 0 | 49.52 | 1 | 0
23.64 | 47.28 | 7.48 | 0.10709 | 0 | 47.28 | 1 | 0
22.92 | 45.84 | 7.48 | 0.10709 | 0 | 45.84 | 1 | 0
20.56 | 41.12 | 7.48 | 0.10709 | 0 | 41.12 | 1 | 0
19.6 | 39.2 | 7.48 | 0.10709 | 0 | 39.2 | 1 | 0
18.72 | 37.44 | 7.48 | 0.10709 | 0 | 37.44 | 1 | 0
18.8 | 37.6 | 7.48 | 0.10709 | 0 | 37.6 | 1 | 0
19.96 | 39.92 | 7.48 | 0.10709 | 0 | 39.92 | 1 | 0
21.68 | 43.36 | 7.48 | 0.10709 | 0 | 43.36 | 1 | 0
16.68 | 33.36 | 7.48 | 0.10709 | 0 | 33.36 | 1 | 0
14.8578 | 29.7156 | 7.48 | 0.10709 | 0 | 29.7156 | 1 | 0
18.1689 | 36.3378 | 7.48 | 0.10709 | 0 | 36.3378 | 1 | 0
22.2934 | 44.5868 | 7.48 | 0.10709 | 0 | 44.5868 | 1 | 0
23.76 | 47.52 | 7.48 | 0.10709 | 0 | 47.52 | 1 | 0
23.72 | 47.44 | 7.48 | 0.10709 | 0 | 47.44 | 1 | 0
23.8 | 47.6 | 7.48 | 0.10709 | 0 | 47.6 | 1 | 0
22.92 | 45.84 | 7.48 | 0.10709 | 0 | 45.84 | 1 | 0
21.8 | 43.6 | 7.48 | 0.10709 | 0 | 43.6 | 1 | 0
24.104 | 48.208 | 7.48 | 0.10709 | 0 | 48.208 | 1 | 0
24.616 | 49.232 | 7.48 | 0.10709 | 0 | 49.232 | 1 | 0
25.92 | 51.84 | 7.48 | 0.10709 | 0 | 51.84 | 1 | 0
26.36 | 52.72 | 7.48 | 0.10709 | 0 | 52.72 | 1 | 0
24.12 | 48.24 | 7.48 | 0.10709 | 0 | 48.24 | 1 | 0
23.12 | 46.24 | 7.48 | 0.10709 | 0 | 46.24 | 1 | 0
22.16 | 44.32 | 7.48 | 0.10709 | 0 | 44.32 | 1 | 0
22.12 | 44.24 | 7.48 | 0.10709 | 0 | 44.24 | 1 | 0
17.88 | 35.76 | 7.48 | 0.10709 | 0 | 35.76 | 1 | 0
18.68 | 37.36 | 7.48 | 0.10709 | 0 | 37.36 | 1 | 0
16.36 | 32.72 | 7.48 | 0.10709 | 0 | 32.72 | 1 | 0
14.4 | 28.8 | 7.48 | 0.10709 | 0 | 28.8 | 1 | 0
14.2 | 28.4 | 7.48 | 0.10709 | 0 | 28.4 | 1 | 0
14.96 | 29.92 | 7.48 | 0.10709 | 0 | 29.92 | 1 | 0
16.52 | 33.04 | 7.48 | 0.10709 | 0 | 33.04 | 1 | 0
16.76 | 33.52 | 7.48 | 0.10709 | 0 | 33.52 | 1 | 0
16.52 | 33.04 | 7.48 | 0.10709 | 0 | 33.04 | 1 | 0
15.48 | 30.96 | 7.48 | 0.10709 | 0 | 30.96 | 1 | 0
22.24 | 44.48 | 7.48 | 0.10709 | 0 | 44.48 | 1 | 0
24.4 | 48.8 | 7.48 | 0.10709 | 0 | 48.8 | 1 | 0
24.16 | 48.32 | 7.48 | 0.12502 | 0 | 48.32 | 1 | 0
23.32 | 46.64 | 7.48 | 0.12502 | 0 | 46.64 | 1 | 0
22.72 | 45.44 | 7.48 | 0.12502 | 0 | 45.44 | 1 | 0
21.72 | 43.44 | 12.23 | 0.12502 | 0 | 43.44 | 1 | 0
20.72 | 41.44 | 12.23 | 0.12502 | 0 | 41.44 | 1 | 0
21.64 | 43.28 | 12.23 | 0.12502 | 0 | 43.28 | 1 | 0
22.88 | 45.76 | 12.23 | 0.12502 | 0 | 45.76 | 1 | 0
22.48 | 44.96 | 7.48 | 0.12502 | 0 | 44.96 | 1 | 0
23.2 | 46.4 | 7.48 | 0.12502 | 0 | 46.4 | 1 | 0
17.44 | 34.88 | 7.48 | 0.12502 | 0 | 30.08 | 0.2 | 4.8
15.6 | 31.2 | 7.48 | 0.10709 | 4.8 | 31.2 | 0.91885 | 0
16.68 | 33.36 | 7.48 | 0.10709 | 0.54188 | 33.36 | 1 | 0
16.44 | 32.88 | 7.48 | 0.10709 | 0 | 32.88 | 1 | 0
16.08 | 32.16 | 7.48 | 0.10709 | 0 | 32.16 | 1 | 0
16.6 | 33.2 | 7.48 | 0.10709 | 0 | 33.2 | 1 | 0
18.2 | 36.4 | 7.48 | 0.10709 | 0 | 36.4 | 1 | 0
13.96 | 27.92 | 7.48 | 0.10709 | 0 | 27.92 | 1 | 0
13.76 | 27.52 | 7.48 | 0.10709 | 0 | 27.52 | 1 | 0
14.84 | 29.68 | 7.48 | 0.10709 | 0 | 29.68 | 1 | 0
15.68 | 31.36 | 7.48 | 0.10709 | 0 | 31.36 | 1 | 0
22.4 | 44.8 | 7.48 | 0.10709 | 0 | 44.8 | 1 | 0
25.6 | 51.2 | 7.48 | 0.10709 | 0 | 51.2 | 1 | 0
27.76 | 55.52 | 7.48 | 0.10709 | 0 | 55.52 | 1 | 0
28.12 | 56.24 | 7.48 | 0.10709 | 0 | 56.24 | 1 | 0
28.96 | 57.92 | 7.48 | 0.12502 | 0 | 57.92 | 1 | 0
30.48 | 60.96 | 7.48 | 0.12502 | 0 | 60.96 | 1 | 0
27 | 54 | 7.48 | 0.12502 | 0 | 54 | 1 | 0
24.56 | 49.12 | 12.23 | 0.12502 | 0 | 49.12 | 1 | 0
24.44 | 48.88 | 12.23 | 0.12502 | 0 | 48.88 | 1 | 0
24.48 | 48.96 | 12.23 | 0.12502 | 0 | 48.96 | 1 | 0
25.32 | 50.64 | 12.23 | 0.12502 | 0 | 50.64 | 1 | 0
25.36 | 50.72 | 7.48 | 0.12502 | 0 | 50.72 | 1 | 0
26.92 | 53.84 | 7.48 | 0.12502 | 0 | 53.84 | 1 | 0
26.36 | 52.72 | 7.48 | 0.12502 | 0 | 47.92 | 0.2 | 4.8
26.44 | 52.88 | 7.48 | 0.10709 | 4.8 | 52.88 | 0.91885 | 0
24.64 | 49.28 | 7.48 | 0.10709 | 0.54188 | 49.28 | 1 | 0
15.8 | 31.6 | 7.48 | 0.10709 | 0 | 31.6 | 1 | 0
14.88 | 29.76 | 7.48 | 0.10709 | 0 | 29.76 | 1 | 0
14.12 | 28.24 | 7.48 | 0.10709 | 0 | 28.24 | 1 | 0
14.84 | 29.68 | 7.48 | 0.10709 | 0 | 29.68 | 1 | 0
13.48 | 26.96 | 7.48 | 0.10709 | 0 | 26.96 | 1 | 0
14.12 | 28.24 | 7.48 | 0.10709 | 0 | 28.24 | 1 | 0
15.08 | 30.16 | 7.48 | 0.10709 | 0 | 30.16 | 1 | 0
17.48 | 34.96 | 7.48 | 0.10709 | 0 | 34.96 | 1 | 0
23.36 | 46.72 | 7.48 | 0.10709 | 0 | 46.72 | 1 | 0
23.48 | 46.96 | 7.48 | 0.10709 | 0 | 46.96 | 1 | 0
26.04 | 52.08 | 7.48 | 0.10709 | 0 | 52.08 | 1 | 0
31.4 | 62.8 | 7.48 | 0.10709 | 0 | 62.8 | 1 | 0
27.56 | 55.12 | 7.48 | 0.12502 | 0 | 55.12 | 1 | 0
27.28 | 54.56 | 7.48 | 0.12502 | 0 | 54.56 | 1 | 0
26.2 | 52.4 | 7.48 | 0.12502 | 0 | 52.4 | 1 | 0
23.8 | 47.6 | 12.23 | 0.12502 | 0 | 47.6 | 1 | 0
22.88 | 45.76 | 12.23 | 0.12502 | 0 | 45.76 | 1 | 0
22.92 | 45.84 | 12.23 | 0.12502 | 0 | 45.84 | 1 | 0
25.04 | 50.08 | 12.23 | 0.12502 | 0 | 50.08 | 1 | 0
25.72 | 51.44 | 7.48 | 0.12502 | 0 | 51.44 | 1 | 0
25.72 | 51.44 | 7.48 | 0.12502 | 0 | 51.44 | 1 | 0
26.48 | 52.96 | 7.48 | 0.12502 | 0 | 48.16 | 0.2 | 4.8
24.48 | 48.96 | 7.48 | 0.10709 | 4.8 | 48.96 | 0.91885 | 0
19.28 | 38.56 | 7.48 | 0.10709 | 0.54188 | 38.56 | 1 | 0
14.88 | 29.76 | 7.48 | 0.10709 | 0 | 29.76 | 1 | 0
14.56 | 29.12 | 7.48 | 0.10709 | 0 | 29.12 | 1 | 0
13.96 | 27.92 | 7.48 | 0.10709 | 0 | 27.92 | 1 | 0
16.6 | 33.2 | 7.48 | 0.10709 | 0 | 33.2 | 1 | 0
18.28 | 36.56 | 7.48 | 0.10709 | 0 | 36.56 | 1 | 0
16.24 | 32.48 | 7.48 | 0.10709 | 0 | 32.48 | 1 | 0
14.8 | 29.6 | 7.48 | 0.10709 | 0 | 29.6 | 1 | 0
16.36 | 32.72 | 7.48 | 0.10709 | 0 | 32.72 | 1 | 0
22.84 | 45.68 | 7.48 | 0.10709 | 0 | 45.68 | 1 | 0
23.4 | 46.8 | 7.48 | 0.10709 | 0 | 46.8 | 1 | 0
24.16 | 48.32 | 7.48 | 0.10709 | 0 | 48.32 | 1 | 0
26.48 | 52.96 | 7.48 | 0.10709 | 0 | 52.96 | 1 | 0
28.92 | 57.84 | 7.48 | 0.12502 | 0 | 57.84 | 1 | 0
29.8 | 59.6 | 7.48 | 0.12502 | 0 | 59.6 | 1 | 0
26.52 | 53.04 | 7.48 | 0.12502 | 0 | 53.04 | 1 | 0
25.04 | 50.08 | 12.23 | 0.12502 | 0 | 50.08 | 1 | 0
24.72 | 49.44 | 12.23 | 0.12502 | 0 | 49.44 | 1 | 0
23.2 | 46.4 | 12.23 | 0.12502 | 0 | 46.4 | 1 | 0
25 | 50 | 12.23 | 0.12502 | 0 | 50 | 1 | 0
24.92 | 49.84 | 7.48 | 0.12502 | 0 | 49.84 | 1 | 0
25.56 | 51.12 | 7.48 | 0.12502 | 0 | 51.12 | 1 | 0
25.72 | 51.44 | 7.48 | 0.12502 | 0 | 46.64 | 0.2 | 4.8
24.56 | 49.12 | 7.48 | 0.10709 | 4.8 | 49.12 | 0.91885 | 0
21.64 | 43.28 | 7.48 | 0.10709 | 0.54188 | 43.28 | 1 | 0
16 | 32 | 7.48 | 0.10709 | 0 | 32 | 1 | 0
13.88 | 27.76 | 7.48 | 0.10709 | 0 | 27.76 | 1 | 0
13.56 | 27.12 | 7.48 | 0.10709 | 0 | 27.12 | 1 | 0
16.84 | 33.68 | 7.48 | 0.10709 | 0 | 33.68 | 1 | 0
18.16 | 36.32 | 7.48 | 0.10709 | 0 | 36.32 | 1 | 0
14.36 | 28.72 | 7.48 | 0.10709 | 0 | 28.72 | 1 | 0
13.2 | 26.4 | 7.48 | 0.10709 | 0 | 26.4 | 1 | 0
15 | 30 | 7.48 | 0.10709 | 0 | 30 | 1 | 0
21.72 | 43.44 | 7.48 | 0.10709 | 0 | 43.44 | 1 | 0
22.88 | 45.76 | 7.48 | 0.10709 | 0 | 45.76 | 1 | 0
25.56 | 51.12 | 7.48 | 0.10709 | 0 | 51.12 | 1 | 0
27.88 | 55.76 | 7.48 | 0.10709 | 0 | 55.76 | 1 | 0
32.48 | 64.96 | 7.48 | 0.12502 | 0 | 64.96 | 1 | 0
33.52 | 67.04 | 7.48 | 0.12502 | 0 | 65.08 | 0.67333 | 1.96
29 | 58 | 7.48 | 0.12502 | 0.8458 | 58 | 0.8 | 0
27.56 | 55.12 | 12.23 | 0.12502 | 0 | 52.72 | 0.4 | 2.4
26.88 | 53.76 | 12.23 | 0.12502 | 0 | 52.72 | 0.22667 | 1.04
25.64 | 51.28 | 12.23 | 0.12502 | 0 | 51.28 | 0.22667 | 0
26.44 | 52.88 | 12.23 | 0.12502 | 0 | 52.72 | 0.2 | 0.16
26.04 | 52.08 | 7.48 | 0.12502 | 0 | 52.08 | 0.2 | 0
26.24 | 52.48 | 7.48 | 0.12502 | 0 | 52.48 | 0.2 | 0
25.96 | 51.92 | 7.48 | 0.12502 | 0 | 51.92 | 0.2 | 0
25.92 | 51.84 | 7.48 | 0.10709 | 4.8 | 51.84 | 0.91885 | 0
23.36 | 46.72 | 7.48 | 0.10709 | 0.54188 | 46.72 | 1 | 0
20.96 | 41.92 | 7.48 | 0.10709 | 0 | 41.92 | 1 | 0
20.56 | 41.12 | 7.48 | 0.10709 | 0 | 41.12 | 1 | 0
19.96 | 39.92 | 7.48 | 0.10709 | 0 | 39.92 | 1 | 0
18.48 | 36.96 | 7.48 | 0.10709 | 0 | 36.96 | 1 | 0
14.8 | 29.6 | 7.48 | 0.10709 | 0 | 29.6 | 1 | 0
14.52 | 29.04 | 7.48 | 0.10709 | 0 | 29.04 | 1 | 0
14.96 | 29.92 | 7.48 | 0.10709 | 0 | 29.92 | 1 | 0
16.4 | 32.8 | 7.48 | 0.10709 | 0 | 32.8 | 1 | 0
23.68 | 47.36 | 7.48 | 0.10709 | 0 | 47.36 | 1 | 0
24.6 | 49.2 | 7.48 | 0.10709 | 0 | 49.2 | 1 | 0
27.36 | 54.72 | 7.48 | 0.10709 | 0 | 54.72 | 1 | 0
26.76 | 53.52 | 7.48 | 0.10709 | 0 | 53.52 | 1 | 0
27.48 | 54.96 | 7.48 | 0.10709 | 0 | 54.96 | 1 | 0
27.92 | 55.84 | 7.48 | 0.10709 | 0 | 55.84 | 1 | 0
26.88 | 53.76 | 7.48 | 0.10709 | 0 | 53.76 | 1 | 0
25.44 | 50.88 | 7.48 | 0.10709 | 0 | 50.88 | 1 | 0
24.36 | 48.72 | 7.48 | 0.10709 | 0 | 48.72 | 1 | 0
25.04 | 50.08 | 7.48 | 0.10709 | 0 | 50.08 | 1 | 0
26.24 | 52.48 | 7.48 | 0.10709 | 0 | 52.48 | 1 | 0
26.08 | 52.16 | 7.48 | 0.10709 | 0 | 52.16 | 1 | 0
26.92 | 53.84 | 7.48 | 0.10709 | 0 | 53.84 | 1 | 0
26.44 | 52.88 | 7.48 | 0.10709 | 0 | 52.88 | 1 | 0
25.44 | 50.88 | 7.48 | 0.10709 | 0 | 50.88 | 1 | 0
22.64 | 45.28 | 7.48 | 0.10709 | 0 | 45.28 | 1 | 0
20.08 | 40.16 | 7.48 | 0.10709 | 0 | 40.16 | 1 | 0
18 | 36 | 7.48 | 0.10709 | 0 | 36 | 1 | 0
17.12 | 34.24 | 7.48 | 0.10709 | 0 | 34.24 | 1 | 0
16.2 | 32.4 | 7.48 | 0.10709 | 0 | 32.4 | 1 | 0
15.4 | 30.8 | 7.48 | 0.10709 | 0 | 30.8 | 1 | 0
14.72 | 29.44 | 7.48 | 0.10709 | 0 | 29.44 | 1 | 0
15.96 | 31.92 | 7.48 | 0.10709 | 0 | 31.92 | 1 | 0
16.72 | 33.44 | 7.48 | 0.10709 | 0 | 33.44 | 1 | 0
16.4 | 32.8 | 7.48 | 0.10709 | 0 | 32.8 | 1 | 0
19.84 | 39.68 | 7.48 | 0.10709 | 0 | 39.68 | 1 | 0
21.8 | 43.6 | 7.48 | 0.10709 | 0 | 43.6 | 1 | 0
24.56 | 49.12 | 7.48 | 0.10709 | 0 | 49.12 | 1 | 0
24.5333 | 49.0667 | 7.48 | 0.10709 | 0 | 49.0667 | 1 | 0
25.2133 | 50.4267 | 7.48 | 0.10709 | 0 | 50.4267 | 1 | 0
24.12 | 48.24 | 7.48 | 0.10709 | 0 | 48.24 | 1 | 0
23.9067 | 47.8133 | 7.48 | 0.10709 | 0 | 47.8133 | 1 | 0
24.1067 | 48.2133 | 7.48 | 0.10709 | 0 | 48.2133 | 1 | 0
23.84 | 47.68 | 7.48 | 0.10709 | 0 | 47.68 | 1 | 0
26.28 | 52.56 | 7.48 | 0.10709 | 0 | 52.56 | 1 | 0
27.16 | 54.32 | 7.48 | 0.10709 | 0 | 54.32 | 1 | 0
23.56 | 47.12 | 7.48 | 0.10709 | 0 | 47.12 | 1 | 0
21.56 | 43.12 | 7.48 | 0.10709 | 0 | 43.12 | 1 | 0
21.8 | 43.6 | 7.48 | 0.10709 | 0 | 43.6 | 1 | 0
21.92 | 43.84 | 7.48 | 0.10709 | 0 | 43.84 | 1 | 0
17.28 | 34.56 | 7.48 | 0.10709 | 0 | 34.56 | 1 | 0
12.88 | 25.76 | 7.48 | 0.10709 | 0 | 25.76 | 1 | 0
15.68 | 31.36 | 7.48 | 0.10709 | 0 | 31.36 | 1 | 0
14.84 | 29.68 | 7.48 | 0.10709 | 0 | 29.68 | 1 | 0
17.72 | 35.44 | 7.48 | 0.10709 | 0 | 35.44 | 1 | 0
18.36 | 36.72 | 7.48 | 0.10709 | 0 | 36.72 | 1 | 0
17.08 | 34.16 | 7.48 | 0.10709 | 0 | 34.16 | 1 | 0
16.84 | 33.68 | 7.48 | 0.10709 | 0 | 33.68 | 1 | 0
16.4 | 32.8 | 7.48 | 0.10709 | 0 | 32.8 | 1 | 0
16.76 | 33.52 | 7.48 | 0.10709 | 0 | 33.52 | 1 | 0
21.88 | 43.76 | 7.48 | 0.10709 | 0 | 43.76 | 1 | 0
23.92 | 47.84 | 7.48 | 0.10709 | 0 | 47.84 | 1 | 0
23.16 | 46.32 | 7.48 | 0.12502 | 0 | 46.32 | 1 | 0
22.84 | 45.68 | 7.48 | 0.12502 | 0 | 45.68 | 1 | 0
23.04 | 46.08 | 7.48 | 0.12502 | 0 | 46.08 | 1 | 0
22.84 | 45.68 | 12.23 | 0.12502 | 0 | 45.68 | 1 | 0
23.02 | 46.04 | 12.23 | 0.12502 | 0 | 46.04 | 1 | 0
22.84 | 45.68 | 12.23 | 0.12502 | 0 | 45.68 | 1 | 0
24.6 | 49.2 | 12.23 | 0.12502 | 0 | 49.2 | 1 | 0
23.32 | 46.64 | 7.48 | 0.12502 | 0 | 46.64 | 1 | 0
21.32 | 42.64 | 7.48 | 0.12502 | 0 | 42.64 | 1 | 0
17 | 34 | 7.48 | 0.12502 | 0 | 29.2 | 0.2 | 4.8
16.56 | 33.12 | 7.48 | 0.10709 | 4.8 | 33.12 | 0.91885 | 0
18.44 | 36.88 | 7.48 | 0.10709 | 0.54188 | 36.88 | 1 | 0
16.52 | 33.04 | 7.48 | 0.10709 | 0 | 33.04 | 1 | 0
11.4 | 22.8 | 7.48 | 0.10709 | 0 | 22.8 | 1 | 0
10 | 20 | 7.48 | 0.10709 | 0 | 20 | 1 | 0
13.04 | 26.08 | 7.48 | 0.10709 | 0 | 26.08 | 1 | 0
14.88 | 29.76 | 7.48 | 0.10709 | 0 | 29.76 | 1 | 0
16.44 | 32.88 | 7.48 | 0.10709 | 0 | 32.88 | 1 | 0
16.16 | 32.32 | 7.48 | 0.10709 | 0 | 32.32 | 1 | 0
17.08 | 34.16 | 7.48 | 0.10709 | 0 | 34.16 | 1 | 0
22.64 | 45.28 | 7.48 | 0.10709 | 0 | 45.28 | 1 | 0
25.92 | 51.84 | 7.48 | 0.10709 | 0 | 51.84 | 1 | 0
28.72 | 57.44 | 7.48 | 0.10709 | 0 | 57.44 | 1 | 0
29.56 | 59.12 | 7.48 | 0.10709 | 0 | 59.12 | 1 | 0
34.24 | 68.48 | 7.48 | 0.12502 | 0 | 65.08 | 0.43334 | 3.4
33.24 | 66.48 | 7.48 | 0.12502 | 0 | 65.08 | 0.2 | 1.4
29 | 58 | 7.48 | 0.12502 | 0 | 58 | 0.2 | 0
26.08 | 52.16 | 12.23 | 0.12502 | 0 | 52.16 | 0.2 | 0
23.72 | 47.44 | 12.23 | 0.12502 | 0 | 47.44 | 0.2 | 0
22.08 | 44.16 | 12.23 | 0.12502 | 0 | 44.16 | 0.2 | 0
23.88 | 47.76 | 12.23 | 0.12502 | 0 | 47.76 | 0.2 | 0
26.28 | 52.56 | 7.48 | 0.12502 | 0 | 52.56 | 0.2 | 0
27.28 | 54.56 | 7.48 | 0.12502 | 0 | 54.56 | 0.2 | 0
27.08 | 54.16 | 7.48 | 0.12502 | 0 | 54.16 | 0.2 | 0
27.2 | 54.4 | 7.48 | 0.10709 | 4.8 | 54.4 | 0.91885 | 0
25.12 | 50.24 | 7.48 | 0.10709 | 0.54188 | 50.24 | 1 | 0
18.56 | 37.12 | 7.48 | 0.10709 | 0 | 37.12 | 1 | 0
12.08 | 24.16 | 7.48 | 0.10709 | 0 | 24.16 | 1 | 0
10.28 | 20.56 | 7.48 | 0.10709 | 0 | 20.56 | 1 | 0
13.16 | 26.32 | 7.48 | 0.10709 | 0 | 26.32 | 1 | 0
16.32 | 32.64 | 7.48 | 0.10709 | 0 | 32.64 | 1 | 0
16.68 | 33.36 | 7.48 | 0.10709 | 0 | 33.36 | 1 | 0
16.12 | 32.24 | 7.48 | 0.10709 | 0 | 32.24 | 1 | 0
17.6 | 35.2 | 7.48 | 0.10709 | 0 | 35.2 | 1 | 0
21.88 | 43.76 | 7.48 | 0.10709 | 0 | 43.76 | 1 | 0
23.96 | 47.92 | 7.48 | 0.10709 | 0 | 47.92 | 1 | 0
26 | 52 | 7.48 | 0.10709 | 0 | 52 | 1 | 0
26.6 | 53.2 | 7.48 | 0.10709 | 0 | 53.2 | 1 | 0
27.4 | 54.8 | 7.48 | 0.12502 | 0 | 54.8 | 1 | 0
27.4 | 54.8 | 7.48 | 0.12502 | 0 | 54.8 | 1 | 0
25.56 | 51.12 | 7.48 | 0.12502 | 0 | 51.12 | 1 | 0
24.8 | 49.6 | 12.23 | 0.12502 | 0 | 49.6 | 1 | 0
23.24 | 46.48 | 12.23 | 0.12502 | 0 | 46.48 | 1 | 0
22.88 | 45.76 | 12.23 | 0.12502 | 0 | 45.76 | 1 | 0
25.72 | 51.44 | 12.23 | 0.12502 | 0 | 51.44 | 1 | 0
26.44 | 52.88 | 7.48 | 0.12502 | 0 | 52.88 | 1 | 0
26.08 | 52.16 | 7.48 | 0.12502 | 0 | 52.16 | 1 | 0
26.08 | 52.16 | 7.48 | 0.12502 | 0 | 47.36 | 0.2 | 4.8
25.56 | 51.12 | 7.48 | 0.10709 | 4.8 | 51.12 | 0.91885 | 0
19.84 | 39.68 | 7.48 | 0.10709 | 0.54188 | 39.68 | 1 | 0
15.12 | 30.24 | 7.48 | 0.10709 | 0 | 30.24 | 1 | 0
10.4 | 20.8 | 7.48 | 0.10709 | 0 | 20.8 | 1 | 0
8.52 | 17.04 | 7.48 | 0.10709 | 0 | 17.04 | 1 | 0
10.48 | 20.96 | 7.48 | 0.10709 | 0 | 20.96 | 1 | 0
13.4 | 26.8 | 7.48 | 0.10709 | 0 | 26.8 | 1 | 0
15.08 | 30.16 | 7.48 | 0.10709 | 0 | 30.16 | 1 | 0
15.52 | 31.04 | 7.48 | 0.10709 | 0 | 31.04 | 1 | 0
17 | 34 | 7.48 | 0.10709 | 0 | 34 | 1 | 0
22.36 | 44.72 | 7.48 | 0.10709 | 0 | 44.72 | 1 | 0
23.8 | 47.6 | 7.48 | 0.10709 | 0 | 47.6 | 1 | 0
29 | 58 | 7.48 | 0.10709 | 0 | 58 | 1 | 0
32.28 | 64.56 | 7.48 | 0.10709 | 0 | 64.56 | 1 | 0
33.92 | 67.84 | 7.48 | 0.12502 | 0 | 65.08 | 0.54 | 2.76
32.64 | 65.28 | 7.48 | 0.12502 | 0 | 65.08 | 0.50667 | 0.2
29.48 | 58.96 | 7.48 | 0.12502 | 3.2942 | 58.96 | 1 | 0
28 | 56 | 12.23 | 0.12502 | 0 | 52.72 | 0.45334 | 3.28
27.12 | 54.24 | 12.23 | 0.12502 | 0 | 52.72 | 0.2 | 1.52
25.6 | 51.2 | 12.23 | 0.12502 | 0 | 51.2 | 0.2 | 0
25.84 | 51.68 | 12.23 | 0.12502 | 0 | 51.68 | 0.2 | 0
26.36 | 52.72 | 7.48 | 0.12502 | 0 | 52.72 | 0.2 | 0
26 | 52 | 7.48 | 0.12502 | 0 | 52 | 0.2 | 0
26.28 | 52.56 | 7.48 | 0.12502 | 0 | 52.56 | 0.2 | 0
25.1333 | 50.2667 | 7.48 | 0.10709 | 4.8 | 50.2667 | 0.91885 | 0
22.04 | 44.08 | 7.48 | 0.10709 | 0.54188 | 44.08 | 1 | 0
18.2267 | 36.4533 | 7.48 | 0.10709 | 0 | 36.4533 | 1 | 0
16.04 | 32.08 | 7.48 | 0.10709 | 0 | 32.08 | 1 | 0
13.0133 | 26.0267 | 7.48 | 0.10709 | 0 | 26.0267 | 1 | 0
10.76 | 21.52 | 7.48 | 0.10709 | 0 | 21.52 | 1 | 0
13.64 | 27.28 | 7.48 | 0.10709 | 0 | 27.28 | 1 | 0
14.96 | 29.92 | 7.48 | 0.10709 | 0 | 29.92 | 1 | 0
15.72 | 31.44 | 7.48 | 0.10709 | 0 | 31.44 | 1 | 0
15.6 | 31.2 | 7.48 | 0.10709 | 0 | 31.2 | 1 | 0
19.92 | 39.84 | 7.48 | 0.10709 | 0 | 39.84 | 1 | 0
23.08 | 46.16 | 7.48 | 0.10709 | 0 | 46.16 | 1 | 0
26.8 | 53.6 | 7.48 | 0.10709 | 0 | 53.6 | 1 | 0
27.44 | 54.88 | 7.48 | 0.10709 | 0 | 54.88 | 1 | 0
29.16 | 58.32 | 7.48 | 0.12502 | 0 | 58.32 | 1 | 0
31.84 | 63.68 | 7.48 | 0.12502 | 0 | 63.68 | 1 | 0
27.96 | 55.92 | 7.48 | 0.12502 | 0 | 55.92 | 1 | 0
24.8 | 49.6 | 12.23 | 0.12502 | 0 | 49.6 | 1 | 0
24.24 | 48.48 | 12.23 | 0.12502 | 0 | 48.48 | 1 | 0
24.88 | 49.76 | 12.23 | 0.12502 | 0 | 49.76 | 1 | 0
27.12 | 54.24 | 12.23 | 0.12502 | 0 | 52.72 | 0.74667 | 1.52
26.08 | 52.16 | 7.48 | 0.12502 | 0 | 52.16 | 0.74667 | 0
26 | 52 | 7.48 | 0.12502 | 0 | 52 | 0.74667 | 0
25.64 | 51.28 | 7.48 | 0.12502 | 0 | 48 | 0.2 | 3.28
25.72 | 51.44 | 7.48 | 0.10709 | 4.8 | 51.44 | 0.91885 | 0
24.04 | 48.08 | 7.48 | 0.10709 | 0.54188 | 48.08 | 1 | 0
16.08 | 32.16 | 7.48 | 0.10709 | 0 | 32.16 | 1 | 0
10.2 | 20.4 | 7.48 | 0.10709 | 0 | 20.4 | 1 | 0
8.56 | 17.12 | 7.48 | 0.10709 | 0 | 17.12 | 1 | 0
9.72 | 19.44 | 7.48 | 0.10709 | 0 | 19.44 | 1 | 0
12.76 | 25.52 | 7.48 | 0.10709 | 0 | 25.52 | 1 | 0
14.8 | 29.6 | 7.48 | 0.10709 | 0 | 29.6 | 1 | 0
15.28 | 30.56 | 7.48 | 0.10709 | 0 | 30.56 | 1 | 0
15.68 | 31.36 | 7.48 | 0.10709 | 0 | 31.36 | 1 | 0
22.92 | 45.84 | 7.48 | 0.10709 | 0 | 45.84 | 1 | 0
24.44 | 48.88 | 7.48 | 0.10709 | 0 | 48.88 | 1 | 0
25.96 | 51.92 | 7.48 | 0.10709 | 0 | 51.92 | 1 | 0
29.6 | 59.2 | 7.48 | 0.10709 | 0 | 59.2 | 1 | 0
30.68 | 61.36 | 7.48 | 0.10709 | 0 | 61.36 | 1 | 0
29.2 | 58.4 | 7.48 | 0.10709 | 0 | 58.4 | 1 | 0
26.68 | 53.36 | 7.48 | 0.10709 | 0 | 53.36 | 1 | 0
25.76 | 51.52 | 7.48 | 0.10709 | 0 | 51.52 | 1 | 0
27.4 | 54.8 | 7.48 | 0.10709 | 0 | 54.8 | 1 | 0
23.68 | 47.36 | 7.48 | 0.10709 | 0 | 47.36 | 1 | 0
23.86 | 47.72 | 7.48 | 0.10709 | 0 | 47.72 | 1 | 0
24.88 | 49.76 | 7.48 | 0.10709 | 0 | 49.76 | 1 | 0
25.96 | 51.92 | 7.48 | 0.10709 | 0 | 51.92 | 1 | 0
26.12 | 52.24 | 7.48 | 0.10709 | 0 | 52.24 | 1 | 0
24.9371 | 49.8743 | 7.48 | 0.10709 | 0 | 49.8743 | 1 | 0
22.7428 | 45.4856 | 7.48 | 0.10709 | 0 | 45.4856 | 1 | 0
23.6 | 47.2 | 7.48 | 0.10709 | 0 | 47.2 | 1 | 0
16.6 | 33.2 | 7.48 | 0.10709 | 0 | 33.2 | 1 | 0
13.96 | 27.92 | 7.48 | 0.10709 | 0 | 27.92 | 1 | 0
13.6 | 27.2 | 7.48 | 0.10709 | 0 | 27.2 | 1 | 0
17.68 | 35.36 | 7.48 | 0.10709 | 0 | 35.36 | 1 | 0
15.36 | 30.72 | 7.48 | 0.10709 | 0 | 30.72 | 1 | 0
15.88 | 31.76 | 7.48 | 0.10709 | 0 | 31.76 | 1 | 0
15.72 | 31.44 | 7.48 | 0.10709 | 0 | 31.44 | 1 | 0
17.28 | 34.56 | 7.48 | 0.10709 | 0 | 34.56 | 1 | 0
21.12 | 42.24 | 7.48 | 0.10709 | 0 | 42.24 | 1 | 0
23.92 | 47.84 | 7.48 | 0.10709 | 0 | 47.84 | 1 | 0
24.28 | 48.56 | 7.48 | 0.10709 | 0 | 48.56 | 1 | 0
23.52 | 47.04 | 7.48 | 0.10709 | 0 | 47.04 | 1 | 0
23.96 | 47.92 | 7.48 | 0.10709 | 0 | 47.92 | 1 | 0
23.56 | 47.12 | 7.48 | 0.10709 | 0 | 47.12 | 1 | 0
23.12 | 46.24 | 7.48 | 0.10709 | 0 | 46.24 | 1 | 0
21.64 | 43.28 | 7.48 | 0.10709 | 0 | 43.28 | 1 | 0
21.56 | 43.12 | 7.48 | 0.10709 | 0 | 43.12 | 1 | 0
21.72 | 43.44 | 7.48 | 0.10709 | 0 | 43.44 | 1 | 0
22.6 | 45.2 | 7.48 | 0.10709 | 0 | 45.2 | 1 | 0
21.96 | 43.92 | 7.48 | 0.10709 | 0 | 43.92 | 1 | 0
22.04 | 44.08 | 7.48 | 0.10709 | 0 | 44.08 | 1 | 0
21.08 | 42.16 | 7.48 | 0.10709 | 0 | 42.16 | 1 | 0
21.24 | 42.48 | 7.48 | 0.10709 | 0 | 42.48 | 1 | 0
21 | 42 | 7.48 | 0.10709 | 0 | 42 | 1 | 0
17.84 | 35.68 | 7.48 | 0.10709 | 0 | 35.68 | 1 | 0
14 | 28 | 7.48 | 0.10709 | 0 | 28 | 1 | 0
13.44 | 26.88 | 7.48 | 0.10709 | 0 | 26.88 | 1 | 0
3.92 | 7.84 | 7.48 | 0.10709 | 0 | 7.84 | 1 | 0
14.64 | 29.28 | 7.48 | 0.10709 | 0 | 29.28 | 1 | 0
21.08 | 42.16 | 7.48 | 0.10709 | 0 | 42.16 | 1 | 0
19.72 | 39.44 | 7.48 | 0.10709 | 0 | 39.44 | 1 | 0
15.12 | 30.24 | 7.48 | 0.10709 | 0 | 30.24 | 1 | 0
15.8 | 31.6 | 7.48 | 0.10709 | 0 | 31.6 | 1 | 0
22.68 | 45.36 | 7.48 | 0.10709 | 0 | 45.36 | 1 | 0
21.96 | 43.92 | 7.48 | 0.10709 | 0 | 43.92 | 1 | 0
22.48 | 44.96 | 7.48 | 0.12502 | 0 | 44.96 | 1 | 0
22.96 | 45.92 | 7.48 | 0.12502 | 0 | 45.92 | 1 | 0
23.9333 | 47.8667 | 7.48 | 0.12502 | 0 | 47.8667 | 1 | 0
24.0867 | 48.1733 | 12.23 | 0.12502 | 0 | 48.1733 | 1 | 0
22.88 | 45.76 | 12.23 | 0.12502 | 0 | 45.76 | 1 | 0
22.8 | 45.6 | 12.23 | 0.12502 | 0 | 45.6 | 1 | 0
21.72 | 43.44 | 12.23 | 0.12502 | 0 | 43.44 | 1 | 0
23.04 | 46.08 | 7.48 | 0.12502 | 0 | 46.08 | 1 | 0
20.88 | 41.76 | 7.48 | 0.12502 | 0 | 41.76 | 1 | 0
19.64 | 39.28 | 7.48 | 0.12502 | 0 | 34.48 | 0.2 | 4.8
19.96 | 39.92 | 7.48 | 0.10709 | 4.8 | 39.92 | 0.91885 | 0
21.76 | 43.52 | 7.48 | 0.10709 | 0.54188 | 43.52 | 1 | 0
21.56 | 43.12 | 7.48 | 0.10709 | 0 | 43.12 | 1 | 0
17.04 | 34.08 | 7.48 | 0.10709 | 0 | 34.08 | 1 | 0
15.72 | 31.44 | 7.48 | 0.10709 | 0 | 31.44 | 1 | 0
12.4 | 24.8 | 7.48 | 0.10709 | 0 | 24.8 | 1 | 0
10.9829 | 21.9657 | 7.48 | 0.10709 | 0 | 21.9657 | 1 | 0
13.8172 | 27.6344 | 7.48 | 0.10709 | 0 | 27.6344 | 1 | 0
14.52 | 29.04 | 7.48 | 0.10709 | 0 | 29.04 | 1 | 0
15.6 | 31.2 | 7.48 | 0.10709 | 0 | 31.2 | 1 | 0
21.84 | 43.68 | 7.48 | 0.10709 | 0 | 43.68 | 1 | 0
25.64 | 51.28 | 7.48 | 0.10709 | 0 | 51.28 | 1 | 0
28.16 | 56.32 | 7.48 | 0.10709 | 0 | 56.32 | 1 | 0
27.64 | 55.28 | 7.48 | 0.10709 | 0 | 55.28 | 1 | 0
26.6 | 53.2 | 7.48 | 0.12502 | 0 | 53.2 | 1 | 0
30 | 60 | 7.48 | 0.12502 | 0 | 60 | 1 | 0
30.92 | 61.84 | 7.48 | 0.12502 | 0 | 61.84 | 1 | 0
23.52 | 47.04 | 12.23 | 0.12502 | 0 | 47.04 | 1 | 0
23.92 | 47.84 | 12.23 | 0.12502 | 0 | 47.84 | 1 | 0
21.76 | 43.52 | 12.23 | 0.12502 | 0 | 43.52 | 1 | 0
21.84 | 43.68 | 12.23 | 0.12502 | 0 | 43.68 | 1 | 0
24.8 | 49.6 | 7.48 | 0.12502 | 0 | 49.6 | 1 | 0
26.28 | 52.56 | 7.48 | 0.12502 | 0 | 52.56 | 1 | 0
28.08 | 56.16 | 7.48 | 0.12502 | 0 | 51.36 | 0.2 | 4.8
27.4 | 54.8 | 7.48 | 0.10709 | 4.8 | 54.8 | 0.91885 | 0
25.92 | 51.84 | 7.48 | 0.10709 | 0.54188 | 51.84 | 1 | 0
18.04 | 36.08 | 7.48 | 0.10709 | 0 | 36.08 | 1 | 0
13.64 | 27.28 | 7.48 | 0.10709 | 0 | 27.28 | 1 | 0
12 | 24 | 7.48 | 0.10709 | 0 | 24 | 1 | 0
11.6 | 23.2 | 7.48 | 0.10709 | 0 | 23.2 | 1 | 0
16 | 32 | 7.48 | 0.10709 | 0 | 32 | 1 | 0
15.12 | 30.24 | 7.48 | 0.10709 | 0 | 30.24 | 1 | 0
13.8 | 27.6 | 7.48 | 0.10709 | 0 | 27.6 | 1 | 0
17.12 | 34.24 | 7.48 | 0.10709 | 0 | 34.24 | 1 | 0
23.92 | 47.84 | 7.48 | 0.10709 | 0 | 47.84 | 1 | 0
24 | 48 | 7.48 | 0.10709 | 0 | 48 | 1 | 0
25.96 | 51.92 | 7.48 | 0.10709 | 0 | 51.92 | 1 | 0
25.6 | 51.2 | 7.48 | 0.10709 | 0 | 51.2 | 1 | 0
25.58 | 51.16 | 7.48 | 0.12502 | 0 | 51.16 | 1 | 0
25.88 | 51.76 | 7.48 | 0.12502 | 0 | 51.76 | 1 | 0
25.08 | 50.16 | 7.48 | 0.12502 | 0 | 50.16 | 1 | 0
24.72 | 49.44 | 12.23 | 0.12502 | 0 | 49.44 | 1 | 0
24.84 | 49.68 | 12.23 | 0.12502 | 0 | 49.68 | 1 | 0
24 | 48 | 12.23 | 0.12502 | 0 | 48 | 1 | 0
24.56 | 49.12 | 12.23 | 0.12502 | 0 | 49.12 | 1 | 0
25.84 | 51.68 | 7.48 | 0.12502 | 0 | 51.68 | 1 | 0
26.28 | 52.56 | 7.48 | 0.12502 | 0 | 52.56 | 1 | 0
25.88 | 51.76 | 7.48 | 0.12502 | 0 | 46.96 | 0.2 | 4.8
25.2 | 50.4 | 7.48 | 0.10709 | 4.8 | 50.4 | 0.91885 | 0
20.24 | 40.48 | 7.48 | 0.10709 | 0.54188 | 40.48 | 1 | 0
18.64 | 37.28 | 7.48 | 0.10709 | 0 | 37.28 | 1 | 0
13.64 | 27.28 | 7.48 | 0.10709 | 0 | 27.28 | 1 | 0
12.2 | 24.4 | 7.48 | 0.10709 | 0 | 24.4 | 1 | 0
12.32 | 24.64 | 7.48 | 0.10709 | 0 | 24.64 | 1 | 0
15.72 | 31.44 | 7.48 | 0.10709 | 0 | 31.44 | 1 | 0
15.44 | 30.88 | 7.48 | 0.10709 | 0 | 30.88 | 1 | 0
14.36 | 28.72 | 7.48 | 0.10709 | 0 | 28.72 | 1 | 0
16.48 | 32.96 | 7.48 | 0.10709 | 0 | 32.96 | 1 | 0
24.32 | 48.64 | 7.48 | 0.10709 | 0 | 48.64 | 1 | 0
25.52 | 51.04 | 7.48 | 0.10709 | 0 | 51.04 | 1 | 0
27.4 | 54.8 | 7.48 | 0.10709 | 0 | 54.8 | 1 | 0
28.32 | 56.64 | 7.48 | 0.10709 | 0 | 56.64 | 1 | 0
32.28 | 64.56 | 7.48 | 0.12502 | 0 | 64.56 | 1 | 0
29.4 | 58.8 | 7.48 | 0.12502 | 0 | 58.8 | 1 | 0
27.08 | 54.16 | 7.48 | 0.12502 | 0 | 54.16 | 1 | 0
25.36 | 50.72 | 12.23 | 0.12502 | 0 | 50.72 | 1 | 0
25.8 | 51.6 | 12.23 | 0.12502 | 0 | 51.6 | 1 | 0
24.72 | 49.44 | 12.23 | 0.12502 | 0 | 49.44 | 1 | 0
25.72 | 51.44 | 12.23 | 0.12502 | 0 | 51.44 | 1 | 0
27.16 | 54.32 | 7.48 | 0.12502 | 0 | 54.32 | 1 | 0
26.48 | 52.96 | 7.48 | 0.12502 | 0 | 52.96 | 1 | 0
26.6 | 53.2 | 7.48 | 0.12502 | 0 | 48.4 | 0.2 | 4.8
26.64 | 53.28 | 7.48 | 0.10709 | 4.8 | 53.28 | 0.91885 | 0
25.08 | 50.16 | 7.48 | 0.10709 | 0.54188 | 50.16 | 1 | 0
18.72 | 37.44 | 7.48 | 0.10709 | 0 | 37.44 | 1 | 0
10.8 | 21.6 | 7.48 | 0.10709 | 0 | 21.6 | 1 | 0
8.68 | 17.36 | 7.48 | 0.10709 | 0 | 17.36 | 1 | 0
9.28 | 18.56 | 7.48 | 0.10709 | 0 | 18.56 | 1 | 0
16.92 | 33.84 | 7.48 | 0.10709 | 0 | 33.84 | 1 | 0
17.16 | 34.32 | 7.48 | 0.10709 | 0 | 34.32 | 1 | 0
14.92 | 29.84 | 7.48 | 0.10709 | 0 | 29.84 | 1 | 0
18.04 | 36.08 | 7.48 | 0.10709 | 0 | 36.08 | 1 | 0
25.6 | 51.2 | 7.48 | 0.10709 | 0 | 51.2 | 1 | 0
25.92 | 51.84 | 7.48 | 0.10709 | 0 | 51.84 | 1 | 0
27.64 | 55.28 | 7.48 | 0.10709 | 0 | 55.28 | 1 | 0
27.48 | 54.96 | 7.48 | 0.10709 | 0 | 54.96 | 1 | 0
28.28 | 56.56 | 7.48 | 0.12502 | 0 | 56.56 | 1 | 0
30.488 | 60.976 | 7.48 | 0.12502 | 0 | 60.976 | 1 | 0
26.672 | 53.344 | 7.48 | 0.12502 | 0 | 53.344 | 1 | 0
23.96 | 47.92 | 12.23 | 0.12502 | 0 | 47.92 | 1 | 0
23.64 | 47.28 | 12.23 | 0.12502 | 0 | 47.28 | 1 | 0
23.56 | 47.12 | 12.23 | 0.12502 | 0 | 47.12 | 1 | 0
24.68 | 49.36 | 12.23 | 0.12502 | 0 | 49.36 | 1 | 0
26.44 | 52.88 | 7.48 | 0.12502 | 0 | 52.88 | 1 | 0
26.56 | 53.12 | 7.48 | 0.12502 | 0 | 53.12 | 1 | 0
24.8 | 49.6 | 7.48 | 0.12502 | 0 | 44.8 | 0.2 | 4.8
25.16 | 50.32 | 7.48 | 0.10709 | 4.8 | 50.32 | 0.91885 | 0
22.4 | 44.8 | 7.48 | 0.10709 | 0.54188 | 44.8 | 1 | 0
19.4 | 38.8 | 7.48 | 0.10709 | 0 | 38.8 | 1 | 0
15.5467 | 31.0933 | 7.48 | 0.10709 | 0 | 31.0933 | 1 | 0
15.0133 | 30.0267 | 7.48 | 0.10709 | 0 | 30.0267 | 1 | 0
14.6533 | 29.3067 | 7.48 | 0.10709 | 0 | 29.3067 | 1 | 0
14.2267 | 28.4533 | 7.48 | 0.10709 | 0 | 28.4533 | 1 | 0
14.68 | 29.36 | 7.48 | 0.10709 | 0 | 29.36 | 1 | 0
15.1333 | 30.2667 | 7.48 | 0.10709 | 0 | 30.2667 | 1 | 0
16.6267 | 33.2533 | 7.48 | 0.10709 | 0 | 33.2533 | 1 | 0
23.44 | 46.88 | 7.48 | 0.10709 | 0 | 46.88 | 1 | 0
26.08 | 52.16 | 7.48 | 0.10709 | 0 | 52.16 | 1 | 0
28.36 | 56.72 | 7.48 | 0.10709 | 0 | 56.72 | 1 | 0
27.24 | 54.48 | 7.48 | 0.10709 | 0 | 54.48 | 1 | 0
29.4 | 58.8 | 7.48 | 0.10709 | 0 | 58.8 | 1 | 0
28.68 | 57.36 | 7.48 | 0.10709 | 0 | 57.36 | 1 | 0
28.12 | 56.24 | 7.48 | 0.10709 | 0 | 56.24 | 1 | 0
25.92 | 51.84 | 7.48 | 0.10709 | 0 | 51.84 | 1 | 0
25.48 | 50.96 | 7.48 | 0.10709 | 0 | 50.96 | 1 | 0
25.92 | 51.84 | 7.48 | 0.10709 | 0 | 51.84 | 1 | 0
26.08 | 52.16 | 7.48 | 0.10709 | 0 | 52.16 | 1 | 0
28 | 56 | 7.48 | 0.10709 | 0 | 56 | 1 | 0
28.96 | 57.92 | 7.48 | 0.10709 | 0 | 57.92 | 1 | 0
28.72 | 57.44 | 7.48 | 0.10709 | 0 | 57.44 | 1 | 0
28.32 | 56.64 | 7.48 | 0.10709 | 0 | 56.64 | 1 | 0
26.28 | 52.56 | 7.48 | 0.10709 | 0 | 52.56 | 1 | 0
25 | 50 | 7.48 | 0.10709 | 0 | 50 | 1 | 0
19.72 | 39.44 | 7.48 | 0.10709 | 0 | 39.44 | 1 | 0
15.44 | 30.88 | 7.48 | 0.10709 | 0 | 30.88 | 1 | 0
14.04 | 28.08 | 7.48 | 0.10709 | 0 | 28.08 | 1 | 0
15.6 | 31.2 | 7.48 | 0.10709 | 0 | 31.2 | 1 | 0
18.12 | 36.24 | 7.48 | 0.10709 | 0 | 36.24 | 1 | 0
19.72 | 39.44 | 7.48 | 0.10709 | 0 | 39.44 | 1 | 0
16.4 | 32.8 | 7.48 | 0.10709 | 0 | 32.8 | 1 | 0
16.28 | 32.56 | 7.48 | 0.10709 | 0 | 32.56 | 1 | 0
23.84 | 47.68 | 7.48 | 0.10709 | 0 | 47.68 | 1 | 0
23.68 | 47.36 | 7.48 | 0.10709 | 0 | 47.36 | 1 | 0
22.8 | 45.6 | 7.48 | 0.10709 | 0 | 45.6 | 1 | 0
23.84 | 47.68 | 7.48 | 0.10709 | 0 | 47.68 | 1 | 0
25 | 50 | 7.48 | 0.10709 | 0 | 50 | 1 | 0
24.92 | 49.84 | 7.48 | 0.10709 | 0 | 49.84 | 1 | 0
25.32 | 50.64 | 7.48 | 0.10709 | 0 | 50.64 | 1 | 0
24.8 | 49.6 | 7.48 | 0.10709 | 0 | 49.6 | 1 | 0
24.48 | 48.96 | 7.48 | 0.10709 | 0 | 48.96 | 1 | 0
23.52 | 47.04 | 7.48 | 0.10709 | 0 | 47.04 | 1 | 0
23.4667 | 46.9333 | 7.48 | 0.10709 | 0 | 46.9333 | 1 | 0
21.96 | 43.92 | 7.48 | 0.10709 | 0 | 43.92 | 1 | 0
20.9733 | 41.9467 | 7.48 | 0.10709 | 0 | 41.9467 | 1 | 0
20.7867 | 41.5733 | 7.48 | 0.10709 | 0 | 41.5733 | 1 | 0
23.64 | 47.28 | 7.48 | 0.10709 | 0 | 47.28 | 1 | 0
21.84 | 43.68 | 7.48 | 0.10709 | 0 | 43.68 | 1 | 0
19.68 | 39.36 | 7.48 | 0.10709 | 0 | 39.36 | 1 | 0
16.56 | 33.12 | 7.48 | 0.10709 | 0 | 33.12 | 1 | 0
15.24 | 30.48 | 7.48 | 0.10709 | 0 | 30.48 | 1 | 0
18.04 | 36.08 | 7.48 | 0.10709 | 0 | 36.08 | 1 | 0
18.72 | 37.44 | 7.48 | 0.10709 | 0 | 37.44 | 1 | 0
19.24 | 38.48 | 7.48 | 0.10709 | 0 | 38.48 | 1 | 0
17.04 | 34.08 | 7.48 | 0.10709 | 0 | 34.08 | 1 | 0
17.52 | 35.04 | 7.48 | 0.10709 | 0 | 35.04 | 1 | 0
18.32 | 36.64 | 7.48 | 0.10709 | 0 | 36.64 | 1 | 0
23.56 | 47.12 | 7.48 | 0.10709 | 0 | 47.12 | 1 | 0
24.12 | 48.24 | 7.48 | 0.10709 | 0 | 48.24 | 1 | 0
24 | 48 | 7.48 | 0.12502 | 0 | 48 | 1 | 0
22.72 | 45.44 | 7.48 | 0.12502 | 0 | 45.44 | 1 | 0
22.5067 | 45.0133 | 7.48 | 0.12502 | 0 | 45.0133 | 1 | 0
23.28 | 46.56 | 12.23 | 0.12502 | 0 | 46.56 | 1 | 0
22.76 | 45.52 | 12.23 | 0.12502 | 0 | 45.52 | 1 | 0
22.68 | 45.36 | 12.23 | 0.12502 | 0 | 45.36 | 1 | 0
22.64 | 45.28 | 12.23 | 0.12502 | 0 | 45.28 | 1 | 0
23.36 | 46.72 | 7.48 | 0.12502 | 0 | 46.72 | 1 | 0
22.9733 | 45.9467 | 7.48 | 0.12502 | 0 | 45.9467 | 1 | 0
18.0933 | 36.1867 | 7.48 | 0.12502 | 0 | 31.3867 | 0.2 | 4.8
17.48 | 34.96 | 7.48 | 0.10709 | 4.8 | 34.96 | 0.91885 | 0
17.9733 | 35.9467 | 7.48 | 0.10709 | 0.54188 | 35.9467 | 1 | 0
17.32 | 34.64 | 7.48 | 0.10709 | 0 | 34.64 | 1 | 0
15.12 | 30.24 | 7.48 | 0.10709 | 0 | 30.24 | 1 | 0
14.16 | 28.32 | 7.48 | 0.10709 | 0 | 28.32 | 1 | 0
12.52 | 25.04 | 7.48 | 0.10709 | 0 | 25.04 | 1 | 0
11.84 | 23.68 | 7.48 | 0.10709 | 0 | 23.68 | 1 | 0
12.72 | 25.44 | 7.48 | 0.10709 | 0 | 25.44 | 1 | 0
13.24 | 26.48 | 7.48 | 0.10709 | 0 | 26.48 | 1 | 0
16.12 | 32.24 | 7.48 | 0.10709 | 0 | 32.24 | 1 | 0
21.4 | 42.8 | 7.48 | 0.10709 | 0 | 42.8 | 1 | 0
23.12 | 46.24 | 7.48 | 0.10709 | 0 | 46.24 | 1 | 0
29.12 | 58.24 | 7.48 | 0.10709 | 0 | 58.24 | 1 | 0
28.72 | 57.44 | 7.48 | 0.10709 | 0 | 57.44 | 1 | 0
29.68 | 59.36 | 7.48 | 0.12502 | 0 | 59.36 | 1 | 0
32.52 | 65.04 | 7.48 | 0.12502 | 0 | 65.04 | 1 | 0
27.72 | 55.44 | 7.48 | 0.12502 | 0 | 55.44 | 1 | 0
25.64 | 51.28 | 12.23 | 0.12502 | 0 | 51.28 | 1 | 0
24.32 | 48.64 | 12.23 | 0.12502 | 0 | 48.64 | 1 | 0
23.6 | 47.2 | 12.23 | 0.12502 | 0 | 47.2 | 1 | 0
22.12 | 44.24 | 12.23 | 0.12502 | 0 | 44.24 | 1 | 0
26.56 | 53.12 | 7.48 | 0.12502 | 0 | 53.12 | 1 | 0
27.76 | 55.52 | 7.48 | 0.12502 | 0 | 55.52 | 1 | 0
27.44 | 54.88 | 7.48 | 0.12502 | 0 | 50.08 | 0.2 | 4.8
26.8 | 53.6 | 7.48 | 0.10709 | 4.8 | 53.6 | 0.91885 | 0
25.32 | 50.64 | 7.48 | 0.10709 | 0.54188 | 50.64 | 1 | 0
20 | 40 | 7.48 | 0.10709 | 0 | 40 | 1 | 0
13.04 | 26.08 | 7.48 | 0.10709 | 0 | 26.08 | 1 | 0
9.88 | 19.76 | 7.48 | 0.10709 | 0 | 19.76 | 1 | 0
11.8 | 23.6 | 7.48 | 0.10709 | 0 | 23.6 | 1 | 0
13.6 | 27.2 | 7.48 | 0.10709 | 0 | 27.2 | 1 | 0
13.68 | 27.36 | 7.48 | 0.10709 | 0 | 27.36 | 1 | 0
14.2 | 28.4 | 7.48 | 0.10709 | 0 | 28.4 | 1 | 0
18.4 | 36.8 | 7.48 | 0.10709 | 0 | 36.8 | 1 | 0
25.64 | 51.28 | 7.48 | 0.10709 | 0 | 51.28 | 1 | 0
25 | 50 | 7.48 | 0.10709 | 0 | 50 | 1 | 0
28.28 | 56.56 | 7.48 | 0.10709 | 0 | 56.56 | 1 | 0
27.92 | 55.84 | 7.48 | 0.10709 | 0 | 55.84 | 1 | 0
29.88 | 59.76 | 7.48 | 0.12502 | 0 | 59.76 | 1 | 0
31.92 | 63.84 | 7.48 | 0.12502 | 0 | 63.84 | 1 | 0
26.68 | 53.36 | 7.48 | 0.12502 | 0 | 53.36 | 1 | 0
26.8 | 53.6 | 12.23 | 0.12502 | 0 | 52.72 | 0.85334 | 0.88
26.16 | 52.32 | 12.23 | 0.12502 | 0 | 52.32 | 0.85334 | 0
26.32 | 52.64 | 12.23 | 0.12502 | 0 | 52.64 | 0.85334 | 0
25.68 | 51.36 | 12.23 | 0.12502 | 0 | 51.36 | 0.85334 | 0
28.28 | 56.56 | 7.48 | 0.12502 | 0 | 56.56 | 0.85334 | 0
25.44 | 50.88 | 7.48 | 0.12502 | 0 | 50.88 | 0.85334 | 0
25.16 | 50.32 | 7.48 | 0.12502 | 0 | 46.4 | 0.2 | 3.92
25.04 | 50.08 | 7.48 | 0.10709 | 4.8 | 50.08 | 0.91885 | 0
19 | 38 | 7.48 | 0.10709 | 0.54188 | 38 | 1 | 0
16.12 | 32.24 | 7.48 | 0.10709 | 0 | 32.24 | 1 | 0
11.24 | 22.48 | 7.48 | 0.10709 | 0 | 22.48 | 1 | 0
9.12 | 18.24 | 7.48 | 0.10709 | 0 | 18.24 | 1 | 0
11.52 | 23.04 | 7.48 | 0.10709 | 0 | 23.04 | 1 | 0
12.08 | 24.16 | 7.48 | 0.10709 | 0 | 24.16 | 1 | 0
13.36 | 26.72 | 7.48 | 0.10709 | 0 | 26.72 | 1 | 0
14.96 | 29.92 | 7.48 | 0.10709 | 0 | 29.92 | 1 | 0
17.28 | 34.56 | 7.48 | 0.10709 | 0 | 34.56 | 1 | 0
24.56 | 49.12 | 7.48 | 0.10709 | 0 | 49.12 | 1 | 0
26.52 | 53.04 | 7.48 | 0.10709 | 0 | 53.04 | 1 | 0
28.4 | 56.8 | 7.48 | 0.10709 | 0 | 56.8 | 1 | 0
28.76 | 57.52 | 7.48 | 0.10709 | 0 | 57.52 | 1 | 0
29.68 | 59.36 | 7.48 | 0.12502 | 0 | 59.36 | 1 | 0
31.2 | 62.4 | 7.48 | 0.12502 | 0 | 62.4 | 1 | 0
28.28 | 56.56 | 7.48 | 0.12502 | 0 | 56.56 | 1 | 0
27 | 54 | 12.23 | 0.12502 | 0 | 52.72 | 0.78667 | 1.28
25.04 | 50.08 | 12.23 | 0.12502 | 0 | 50.08 | 0.78667 | 0
23 | 46 | 12.23 | 0.12502 | 0 | 46 | 0.78667 | 0
24 | 48 | 12.23 | 0.12502 | 0 | 48 | 0.78667 | 0
25.36 | 50.72 | 7.48 | 0.12502 | 0 | 50.72 | 0.78667 | 0
25.24 | 50.48 | 7.48 | 0.12502 | 0 | 50.48 | 0.78667 | 0
24.52 | 49.04 | 7.48 | 0.12502 | 0 | 45.52 | 0.2 | 3.52
25.56 | 51.12 | 7.48 | 0.10709 | 4.8 | 51.12 | 0.91885 | 0
25.56 | 51.12 | 7.48 | 0.10709 | 0.54188 | 51.12 | 1 | 0
21.88 | 43.76 | 7.48 | 0.10709 | 0 | 43.76 | 1 | 0
13.4 | 26.8 | 7.48 | 0.10709 | 0 | 26.8 | 1 | 0
11.6 | 23.2 | 7.48 | 0.10709 | 0 | 23.2 | 1 | 0
13.8 | 27.6 | 7.48 | 0.10709 | 0 | 27.6 | 1 | 0
20.68 | 41.36 | 7.48 | 0.10709 | 0 | 41.36 | 1 | 0
17.16 | 34.32 | 7.48 | 0.10709 | 0 | 34.32 | 1 | 0
13.72 | 27.44 | 7.48 | 0.10709 | 0 | 27.44 | 1 | 0
16.76 | 33.52 | 7.48 | 0.10709 | 0 | 33.52 | 1 | 0
25.2 | 50.4 | 7.48 | 0.10709 | 0 | 50.4 | 1 | 0
26.28 | 52.56 | 7.48 | 0.10709 | 0 | 52.56 | 1 | 0
28.24 | 56.48 | 7.48 | 0.10709 | 0 | 56.48 | 1 | 0
28.48 | 56.96 | 7.48 | 0.10709 | 0 | 56.96 | 1 | 0
29.84 | 59.68 | 7.48 | 0.12502 | 0 | 59.68 | 1 | 0
29.8 | 59.6 | 7.48 | 0.12502 | 0 | 59.6 | 1 | 0
27.72 | 55.44 | 7.48 | 0.12502 | 0 | 55.44 | 1 | 0
25.8 | 51.6 | 12.23 | 0.12502 | 0 | 51.6 | 1 | 0
24.56 | 49.12 | 12.23 | 0.12502 | 0 | 49.12 | 1 | 0
24.6 | 49.2 | 12.23 | 0.12502 | 0 | 49.2 | 1 | 0
23.92 | 47.84 | 12.23 | 0.12502 | 0 | 47.84 | 1 | 0
24.2 | 48.4 | 7.48 | 0.12502 | 0 | 48.4 | 1 | 0
25 | 50 | 7.48 | 0.12502 | 0 | 50 | 1 | 0
25.84 | 51.68 | 7.48 | 0.12502 | 0 | 46.88 | 0.2 | 4.8
27.08 | 54.16 | 7.48 | 0.10709 | 4.8 | 54.16 | 0.91885 | 0
24.68 | 49.36 | 7.48 | 0.10709 | 0.54188 | 49.36 | 1 | 0
16.96 | 33.92 | 7.48 | 0.10709 | 0 | 33.92 | 1 | 0
11.52 | 23.04 | 7.48 | 0.10709 | 0 | 23.04 | 1 | 0
9.8 | 19.6 | 7.48 | 0.10709 | 0 | 19.6 | 1 | 0
11.68 | 23.36 | 7.48 | 0.10709 | 0 | 23.36 | 1 | 0
11.64 | 23.28 | 7.48 | 0.10709 | 0 | 23.28 | 1 | 0
12.76 | 25.52 | 7.48 | 0.10709 | 0 | 25.52 | 1 | 0
14.48 | 28.96 | 7.48 | 0.10709 | 0 | 28.96 | 1 | 0
17.48 | 34.96 | 7.48 | 0.10709 | 0 | 34.96 | 1 | 0
23.72 | 47.44 | 7.48 | 0.10709 | 0 | 47.44 | 1 | 0
26.24 | 52.48 | 7.48 | 0.10709 | 0 | 52.48 | 1 | 0
29.6 | 59.2 | 7.48 | 0.10709 | 0 | 59.2 | 1 | 0
28.32 | 56.64 | 7.48 | 0.10709 | 0 | 56.64 | 1 | 0
30.24 | 60.48 | 7.48 | 0.10709 | 0 | 60.48 | 1 | 0
32.4 | 64.8 | 7.48 | 0.10709 | 0 | 64.8 | 1 | 0
28 | 56 | 7.48 | 0.10709 | 0 | 56 | 1 | 0
26.28 | 52.56 | 7.48 | 0.10709 | 0 | 52.56 | 1 | 0
25.56 | 51.12 | 7.48 | 0.10709 | 0 | 51.12 | 1 | 0
25.48 | 50.96 | 7.48 | 0.10709 | 0 | 50.96 | 1 | 0
24.72 | 49.44 | 7.48 | 0.10709 | 0 | 49.44 | 1 | 0
25.6 | 51.2 | 7.48 | 0.10709 | 0 | 51.2 | 1 | 0
27.48 | 54.96 | 7.48 | 0.10709 | 0 | 54.96 | 1 | 0
26.44 | 52.88 | 7.48 | 0.10709 | 0 | 52.88 | 1 | 0
25.64 | 51.28 | 7.48 | 0.10709 | 0 | 51.28 | 1 | 0
20.24 | 40.48 | 7.48 | 0.10709 | 0 | 40.48 | 1 | 0
19.92 | 39.84 | 7.48 | 0.10709 | 0 | 39.84 | 1 | 0
13.52 | 27.04 | 7.48 | 0.10709 | 0 | 27.04 | 1 | 0
10.16 | 20.32 | 7.48 | 0.10709 | 0 | 20.32 | 1 | 0
9.6 | 19.2 | 7.48 | 0.10709 | 0 | 19.2 | 1 | 0
12.32 | 24.64 | 7.48 | 0.10709 | 0 | 24.64 | 1 | 0
13.84 | 27.68 | 7.48 | 0.10709 | 0 | 27.68 | 1 | 0
16.12 | 32.24 | 7.48 | 0.10709 | 0 | 32.24 | 1 | 0
16.76 | 33.52 | 7.48 | 0.10709 | 0 | 33.52 | 1 | 0
18.24 | 36.48 | 7.48 | 0.10709 | 0 | 36.48 | 1 | 0
24.68 | 49.36 | 7.48 | 0.10709 | 0 | 49.36 | 1 | 0
24.68 | 49.36 | 7.48 | 0.10709 | 0 | 49.36 | 1 | 0
24.32 | 48.64 | 7.48 | 0.10709 | 0 | 48.64 | 1 | 0
22.04 | 44.08 | 7.48 | 0.10709 | 0 | 44.08 | 1 | 0
23.68 | 47.36 | 7.48 | 0.10709 | 0 | 47.36 | 1 | 0
23.32 | 46.64 | 7.48 | 0.10709 | 0 | 46.64 | 1 | 0
23.88 | 47.76 | 7.48 | 0.10709 | 0 | 47.76 | 1 | 0
22.96 | 45.92 | 7.48 | 0.10709 | 0 | 45.92 | 1 | 0
22.76 | 45.52 | 7.48 | 0.10709 | 0 | 45.52 | 1 | 0
22.12 | 44.24 | 7.48 | 0.10709 | 0 | 44.24 | 1 | 0
23.32 | 46.64 | 7.48 | 0.10709 | 0 | 46.64 | 1 | 0
22.12 | 44.24 | 7.48 | 0.10709 | 0 | 44.24 | 1 | 0
21.16 | 42.32 | 7.48 | 0.10709 | 0 | 42.32 | 1 | 0
22.92 | 45.84 | 7.48 | 0.10709 | 0 | 45.84 | 1 | 0
22.84 | 45.68 | 7.48 | 0.10709 | 0 | 45.68 | 1 | 0
22.8 | 45.6 | 7.48 | 0.10709 | 0 | 45.6 | 1 | 0
19.2 | 38.4 | 7.48 | 0.10709 | 0 | 38.4 | 1 | 0
17.04 | 34.08 | 7.48 | 0.10709 | 0 | 34.08 | 1 | 0
15.04 | 30.08 | 7.48 | 0.10709 | 0 | 30.08 | 1 | 0
16.64 | 33.28 | 7.48 | 0.10709 | 0 | 33.28 | 1 | 0
18.2 | 36.4 | 7.48 | 0.10709 | 0 | 36.4 | 1 | 0
20.4 | 40.8 | 7.48 | 0.10709 | 0 | 40.8 | 1 | 0
18.96 | 37.92 | 7.48 | 0.10709 | 0 | 37.92 | 1 | 0
16.76 | 33.52 | 7.48 | 0.10709 | 0 | 33.52 | 1 | 0
19.2 | 38.4 | 7.48 | 0.10709 | 0 | 38.4 | 1 | 0
23.76 | 47.52 | 7.48 | 0.10709 | 0 | 47.52 | 1 | 0
23.56 | 47.12 | 7.48 | 0.10709 | 0 | 47.12 | 1 | 0
24.76 | 49.52 | 7.48 | 0.12502 | 0 | 49.52 | 1 | 0
24.24 | 48.48 | 7.48 | 0.12502 | 0 | 48.48 | 1 | 0
24.56 | 49.12 | 7.48 | 0.12502 | 0 | 49.12 | 1 | 0
24.6 | 49.2 | 12.23 | 0.12502 | 0 | 49.2 | 1 | 0
23.32 | 46.64 | 12.23 | 0.12502 | 0 | 46.64 | 1 | 0
23.32 | 46.64 | 12.23 | 0.12502 | 0 | 46.64 | 1 | 0
23.9 | 47.8 | 12.23 | 0.12502 | 0 | 47.8 | 1 | 0
23.16 | 46.32 | 7.48 | 0.12502 | 0 | 46.32 | 1 | 0
22.26 | 44.52 | 7.48 | 0.12502 | 0 | 44.52 | 1 | 0
21.56 | 43.12 | 7.48 | 0.12502 | 0 | 38.32 | 0.2 | 4.8
21.32 | 42.64 | 7.48 | 0.10709 | 4.8 | 42.64 | 0.91885 | 0
23.44 | 46.88 | 7.48 | 0.10709 | 0.54188 | 46.88 | 1 | 0
22.96 | 45.92 | 7.48 | 0.10709 | 0 | 45.92 | 1 | 0
17.68 | 35.36 | 7.48 | 0.10709 | 0 | 35.36 | 1 | 0
16.04 | 32.08 | 7.48 | 0.10709 | 0 | 32.08 | 1 | 0
15.16 | 30.32 | 7.48 | 0.10709 | 0 | 30.32 | 1 | 0
13.56 | 27.12 | 7.48 | 0.10709 | 0 | 27.12 | 1 | 0
14.04 | 28.08 | 7.48 | 0.10709 | 0 | 28.08 | 1 | 0
15.6 | 31.2 | 7.48 | 0.10709 | 0 | 31.2 | 1 | 0
17.44 | 34.88 | 7.48 | 0.10709 | 0 | 34.88 | 1 | 0
23.84 | 47.68 | 7.48 | 0.10709 | 0 | 47.68 | 1 | 0
25.2 | 50.4 | 7.48 | 0.10709 | 0 | 50.4 | 1 | 0
28.88 | 57.76 | 7.48 | 0.10709 | 0 | 57.76 | 1 | 0
28.52 | 57.04 | 7.48 | 0.10709 | 0 | 57.04 | 1 | 0
31.4 | 62.8 | 7.48 | 0.12502 | 0 | 62.8 | 1 | 0
33.44 | 66.88 | 7.48 | 0.12502 | 0 | 65.08 | 0.7 | 1.8
28.92 | 57.84 | 7.48 | 0.12502 | 0 | 57.84 | 0.7 | 0
25.44 | 50.88 | 12.23 | 0.12502 | 0 | 50.88 | 0.7 | 0
24.04 | 48.08 | 12.23 | 0.12502 | 0 | 48.08 | 0.7 | 0
23.32 | 46.64 | 12.23 | 0.12502 | 0 | 46.64 | 0.7 | 0
23.04 | 46.08 | 12.23 | 0.12502 | 0 | 46.08 | 0.7 | 0
23.36 | 46.72 | 7.48 | 0.12502 | 0 | 46.72 | 0.7 | 0
26.56 | 53.12 | 7.48 | 0.12502 | 0 | 53.12 | 0.7 | 0
26.36 | 52.72 | 7.48 | 0.12502 | 0 | 49.72 | 0.2 | 3
25.52 | 51.04 | 7.48 | 0.10709 | 4.8 | 51.04 | 0.91885 | 0
25.48 | 50.96 | 7.48 | 0.10709 | 0.54188 | 50.96 | 1 | 0
17.88 | 35.76 | 7.48 | 0.10709 | 0 | 35.76 | 1 | 0
12.04 | 24.08 | 7.48 | 0.10709 | 0 | 24.08 | 1 | 0
10.4 | 20.8 | 7.48 | 0.10709 | 0 | 20.8 | 1 | 0
11.88 | 23.76 | 7.48 | 0.10709 | 0 | 23.76 | 1 | 0
13.56 | 27.12 | 7.48 | 0.10709 | 0 | 27.12 | 1 | 0
14 | 28 | 7.48 | 0.10709 | 0 | 28 | 1 | 0
15.64 | 31.28 | 7.48 | 0.10709 | 0 | 31.28 | 1 | 0
19.32 | 38.64 | 7.48 | 0.10709 | 0 | 38.64 | 1 | 0
25.32 | 50.64 | 7.48 | 0.10709 | 0 | 50.64 | 1 | 0
25.44 | 50.88 | 7.48 | 0.10709 | 0 | 50.88 | 1 | 0
27.28 | 54.56 | 7.48 | 0.10709 | 0 | 54.56 | 1 | 0
28.44 | 56.88 | 7.48 | 0.10709 | 0 | 56.88 | 1 | 0
32 | 64 | 7.48 | 0.12502 | 0 | 64 | 1 | 0
30.92 | 61.84 | 7.48 | 0.12502 | 0 | 61.84 | 1 | 0
28.08 | 56.16 | 7.48 | 0.12502 | 0 | 56.16 | 1 | 0
26.2 | 52.4 | 12.23 | 0.12502 | 0 | 52.4 | 1 | 0
24.4 | 48.8 | 12.23 | 0.12502 | 0 | 48.8 | 1 | 0
25 | 50 | 12.23 | 0.12502 | 0 | 50 | 1 | 0
25.64 | 51.28 | 12.23 | 0.12502 | 0 | 51.28 | 1 | 0
25.28 | 50.56 | 7.48 | 0.12502 | 0 | 50.56 | 1 | 0
24.68 | 49.36 | 7.48 | 0.12502 | 0 | 49.36 | 1 | 0
23.72 | 47.44 | 7.48 | 0.12502 | 0 | 42.64 | 0.2 | 4.8
24.12 | 48.24 | 7.48 | 0.10709 | 4.8 | 48.24 | 0.91885 | 0
18.48 | 36.96 | 7.48 | 0.10709 | 0.54188 | 36.96 | 1 | 0
18 | 36 | 7.48 | 0.10709 | 0 | 36 | 1 | 0
12.68 | 25.36 | 7.48 | 0.10709 | 0 | 25.36 | 1 | 0
11.08 | 22.16 | 7.48 | 0.10709 | 0 | 22.16 | 1 | 0
13.6 | 27.2 | 7.48 | 0.10709 | 0 | 27.2 | 1 | 0
19.1133 | 38.2267 | 7.48 | 0.10709 | 0 | 38.2267 | 1 | 0
16.8667 | 33.7334 | 7.48 | 0.10709 | 0 | 33.7334 | 1 | 0
15.2 | 30.4 | 7.48 | 0.10709 | 0 | 30.4 | 1 | 0
18.04 | 36.08 | 7.48 | 0.10709 | 0 | 36.08 | 1 | 0
24.76 | 49.52 | 7.48 | 0.10709 | 0 | 49.52 | 1 | 0
26.8 | 53.6 | 7.48 | 0.10709 | 0 | 53.6 | 1 | 0
26.12 | 52.24 | 7.48 | 0.10709 | 0 | 52.24 | 1 | 0
27.36 | 54.72 | 7.48 | 0.10709 | 0 | 54.72 | 1 | 0
27.6 | 55.2 | 7.48 | 0.12502 | 0 | 55.2 | 1 | 0
30.52 | 61.04 | 7.48 | 0.12502 | 0 | 61.04 | 1 | 0
29.08 | 58.16 | 7.48 | 0.12502 | 0 | 58.16 | 1 | 0
27.04 | 54.08 | 12.23 | 0.12502 | 0 | 52.72 | 0.77334 | 1.36
27.28 | 54.56 | 12.23 | 0.12502 | 0 | 52.72 | 0.46667 | 1.84
25.28 | 50.56 | 12.23 | 0.12502 | 0 | 50.56 | 0.46667 | 0
23.32 | 46.64 | 12.23 | 0.12502 | 0 | 46.64 | 0.46667 | 0
25.24 | 50.48 | 7.48 | 0.12502 | 0 | 50.48 | 0.46667 | 0
25 | 50 | 7.48 | 0.12502 | 0 | 50 | 0.46667 | 0
24.32 | 48.64 | 7.48 | 0.12502 | 0 | 47.04 | 0.2 | 1.6
25.32 | 50.64 | 7.48 | 0.10709 | 4.8 | 50.64 | 0.91885 | 0
20.24 | 40.48 | 7.48 | 0.10709 | 0.54188 | 40.48 | 1 | 0
17.48 | 34.96 | 7.48 | 0.10709 | 0 | 34.96 | 1 | 0
12.12 | 24.24 | 7.48 | 0.10709 | 0 | 24.24 | 1 | 0
10.4 | 20.8 | 7.48 | 0.10709 | 0 | 20.8 | 1 | 0
11.92 | 23.84 | 7.48 | 0.10709 | 0 | 23.84 | 1 | 0
12.24 | 24.48 | 7.48 | 0.10709 | 0 | 24.48 | 1 | 0
13.76 | 27.52 | 7.48 | 0.10709 | 0 | 27.52 | 1 | 0
15.48 | 30.96 | 7.48 | 0.10709 | 0 | 30.96 | 1 | 0
18.88 | 37.76 | 7.48 | 0.10709 | 0 | 37.76 | 1 | 0
25.28 | 50.56 | 7.48 | 0.10709 | 0 | 50.56 | 1 | 0
26 | 52 | 7.48 | 0.10709 | 0 | 52 | 1 | 0
28.48 | 56.96 | 7.48 | 0.10709 | 0 | 56.96 | 1 | 0
31.32 | 62.64 | 7.48 | 0.10709 | 0 | 62.64 | 1 | 0
27.64 | 55.28 | 7.48 | 0.12502 | 0 | 55.28 | 1 | 0
28.36 | 56.72 | 7.48 | 0.12502 | 0 | 56.72 | 1 | 0
27.68 | 55.36 | 7.48 | 0.12502 | 0 | 55.36 | 1 | 0
26.4 | 52.8 | 12.23 | 0.12502 | 0 | 52.72 | 0.98667 | 0.08
25.92 | 51.84 | 12.23 | 0.12502 | 0 | 51.84 | 0.98667 | 0
25.12 | 50.24 | 12.23 | 0.12502 | 0 | 50.24 | 0.98667 | 0
24.48 | 48.96 | 12.23 | 0.12502 | 0 | 48.96 | 0.98667 | 0
25.72 | 51.44 | 7.48 | 0.12502 | 0 | 51.44 | 0.98667 | 0
26.2 | 52.4 | 7.48 | 0.12502 | 0 | 52.4 | 0.98667 | 0
24.72 | 49.44 | 7.48 | 0.12502 | 0 | 44.72 | 0.2 | 4.72
24.7333 | 49.4667 | 7.48 | 0.10709 | 4.8 | 49.4667 | 0.91885 | 0
21.2267 | 42.4534 | 7.48 | 0.10709 | 0.54188 | 42.4534 | 1 | 0
17.24 | 34.48 | 7.48 | 0.10709 | 0 | 34.48 | 1 | 0
11.92 | 23.84 | 7.48 | 0.10709 | 0 | 23.84 | 1 | 0
10.08 | 20.16 | 7.48 | 0.10709 | 0 | 20.16 | 1 | 0
12.08 | 24.16 | 7.48 | 0.10709 | 0 | 24.16 | 1 | 0
13.24 | 26.48 | 7.48 | 0.10709 | 0 | 26.48 | 1 | 0
14.2 | 28.4 | 7.48 | 0.10709 | 0 | 28.4 | 1 | 0
15.88 | 31.76 | 7.48 | 0.10709 | 0 | 31.76 | 1 | 0
18.36 | 36.72 | 7.48 | 0.10709 | 0 | 36.72 | 1 | 0
25.36 | 50.72 | 7.48 | 0.10709 | 0 | 50.72 | 1 | 0
26.72 | 53.44 | 7.48 | 0.10709 | 0 | 53.44 | 1 | 0
28.24 | 56.48 | 7.48 | 0.10709 | 0 | 56.48 | 1 | 0
28 | 56 | 7.48 | 0.10709 | 0 | 56 | 1 | 0
32.88 | 65.76 | 7.48 | 0.10709 | 0 | 65.08 | 0.88667 | 0.68
29.76 | 59.52 | 7.48 | 0.10709 | 0.75677 | 59.52 | 1 | 0
29.12 | 58.24 | 7.48 | 0.10709 | 0 | 58.24 | 1 | 0
28.32 | 56.64 | 7.48 | 0.10709 | 0 | 56.64 | 1 | 0
29.44 | 58.88 | 7.48 | 0.10709 | 0 | 58.88 | 1 | 0
27.24 | 54.48 | 7.48 | 0.10709 | 0 | 54.48 | 1 | 0
25.8 | 51.6 | 7.48 | 0.10709 | 0 | 51.6 | 1 | 0
25.76 | 51.52 | 7.48 | 0.10709 | 0 | 51.52 | 1 | 0
26 | 52 | 7.48 | 0.10709 | 0 | 52 | 1 | 0
26.32 | 52.64 | 7.48 | 0.10709 | 0 | 52.64 | 1 | 0
25.4 | 50.8 | 7.48 | 0.10709 | 0 | 50.8 | 1 | 0
20.28 | 40.56 | 7.48 | 0.10709 | 0 | 40.56 | 1 | 0
18.96 | 37.92 | 7.48 | 0.10709 | 0 | 37.92 | 1 | 0
11.24 | 22.48 | 7.48 | 0.10709 | 0 | 22.48 | 1 | 0
9.52 | 19.04 | 7.48 | 0.10709 | 0 | 19.04 | 1 | 0
9.44 | 18.88 | 7.48 | 0.10709 | 0 | 18.88 | 1 | 0
11.88 | 23.76 | 7.48 | 0.10709 | 0 | 23.76 | 1 | 0
13.64 | 27.28 | 7.48 | 0.10709 | 0 | 27.28 | 1 | 0
15.56 | 31.12 | 7.48 | 0.10709 | 0 | 31.12 | 1 | 0
16.44 | 32.88 | 7.48 | 0.10709 | 0 | 32.88 | 1 | 0
16.08 | 32.16 | 7.48 | 0.10709 | 0 | 32.16 | 1 | 0
24.6 | 49.2 | 7.48 | 0.10709 | 0 | 49.2 | 1 | 0
23.48 | 46.96 | 7.48 | 0.10709 | 0 | 46.96 | 1 | 0
24.28 | 48.56 | 7.48 | 0.10709 | 0 | 48.56 | 1 | 0
22.04 | 44.08 | 7.48 | 0.10709 | 0 | 44.08 | 1 | 0
22.6 | 45.2 | 7.48 | 0.10709 | 0 | 45.2 | 1 | 0
22.56 | 45.12 | 7.48 | 0.10709 | 0 | 45.12 | 1 | 0
22.84 | 45.68 | 7.48 | 0.10709 | 0 | 45.68 | 1 | 0
23.8 | 47.6 | 7.48 | 0.10709 | 0 | 47.6 | 1 | 0
23.56 | 47.12 | 7.48 | 0.10709 | 0 | 47.12 | 1 | 0
23.92 | 47.84 | 7.48 | 0.10709 | 0 | 47.84 | 1 | 0
25.72 | 51.44 | 7.48 | 0.10709 | 0 | 51.44 | 1 | 0
23.4 | 46.8 | 7.48 | 0.10709 | 0 | 46.8 | 1 | 0
23 | 46 | 7.48 | 0.10709 | 0 | 46 | 1 | 0
23.04 | 46.08 | 7.48 | 0.10709 | 0 | 46.08 | 1 | 0
23.84 | 47.68 | 7.48 | 0.10709 | 0 | 47.68 | 1 | 0
20.84 | 41.68 | 7.48 | 0.10709 | 0 | 41.68 | 1 | 0
14 | 28 | 7.48 | 0.10709 | 0 | 28 | 1 | 0
10.32 | 20.64 | 7.48 | 0.10709 | 0 | 20.64 | 1 | 0
10 | 20 | 7.48 | 0.10709 | 0 | 20 | 1 | 0
12.8 | 25.6 | 7.48 | 0.10709 | 0 | 25.6 | 1 | 0
15.04 | 30.08 | 7.48 | 0.10709 | 0 | 30.08 | 1 | 0
21.56 | 43.12 | 7.48 | 0.10709 | 0 | 43.12 | 1 | 0
19.12 | 38.24 | 7.48 | 0.10709 | 0 | 38.24 | 1 | 0
17.44 | 34.88 | 7.48 | 0.10709 | 0 | 34.88 | 1 | 0
18.64 | 37.28 | 7.48 | 0.10709 | 0 | 37.28 | 1 | 0
23 | 46 | 7.48 | 0.10709 | 0 | 46 | 1 | 0
23.32 | 46.64 | 7.48 | 0.10709 | 0 | 46.64 | 1 | 0
23.24 | 46.48 | 7.48 | 0.12502 | 0 | 46.48 | 1 | 0
23.64 | 47.28 | 7.48 | 0.12502 | 0 | 47.28 | 1 | 0
23.08 | 46.16 | 7.48 | 0.12502 | 0 | 46.16 | 1 | 0
23.44 | 46.88 | 12.23 | 0.12502 | 0 | 46.88 | 1 | 0
23.68 | 47.36 | 12.23 | 0.12502 | 0 | 47.36 | 1 | 0
23.72 | 47.44 | 12.23 | 0.12502 | 0 | 47.44 | 1 | 0
23.6 | 47.2 | 12.23 | 0.12502 | 0 | 47.2 | 1 | 0
21.96 | 43.92 | 7.48 | 0.12502 | 0 | 43.92 | 1 | 0
21.4 | 42.8 | 7.48 | 0.12502 | 0 | 42.8 | 1 | 0
20.36 | 40.72 | 7.48 | 0.12502 | 0 | 35.92 | 0.2 | 4.8
21.32 | 42.64 | 7.48 | 0.10709 | 4.8 | 42.64 | 0.91885 | 0
22.96 | 45.92 | 7.48 | 0.10709 | 0.54188 | 45.92 | 1 | 0
23.24 | 46.48 | 7.48 | 0.10709 | 0 | 46.48 | 1 | 0
17.88 | 35.76 | 7.48 | 0.10709 | 0 | 35.76 | 1 | 0
16.04 | 32.08 | 7.48 | 0.10709 | 0 | 32.08 | 1 | 0
16.44 | 32.88 | 7.48 | 0.10709 | 0 | 32.88 | 1 | 0
18.84 | 37.68 | 7.48 | 0.10709 | 0 | 37.68 | 1 | 0
14.28 | 28.56 | 7.48 | 0.10709 | 0 | 28.56 | 1 | 0
15.56 | 31.12 | 7.48 | 0.10709 | 0 | 31.12 | 1 | 0
18.16 | 36.32 | 7.48 | 0.10709 | 0 | 36.32 | 1 | 0
23.92 | 47.84 | 7.48 | 0.10709 | 0 | 47.84 | 1 | 0
27.72 | 55.44 | 7.48 | 0.10709 | 0 | 55.44 | 1 | 0
30 | 60 | 7.48 | 0.10709 | 0 | 60 | 1 | 0
32.52 | 65.04 | 7.48 | 0.10709 | 0 | 65.04 | 1 | 0
34.4 | 68.8 | 7.48 | 0.12502 | 0 | 65.52 | 0.45334 | 3.28
30.64 | 61.28 | 7.48 | 0.12502 | 3.1161 | 61.28 | 0.92 | 0
29.4 | 58.8 | 7.48 | 0.12502 | 0 | 58.8 | 0.92 | 0
28.28 | 56.56 | 12.23 | 0.12502 | 0 | 53.52 | 0.41333 | 3.04
27.4 | 54.8 | 12.23 | 0.12502 | 0 | 53.52 | 0.2 | 1.28
25.04 | 50.08 | 12.23 | 0.12502 | 0 | 50.08 | 0.2 | 0
24.72 | 49.44 | 12.23 | 0.12502 | 0 | 49.44 | 0.2 | 0
24.92 | 49.84 | 7.48 | 0.12502 | 0 | 49.84 | 0.2 | 0
26.36 | 52.72 | 7.48 | 0.12502 | 0 | 52.72 | 0.2 | 0
26.64 | 53.28 | 7.48 | 0.12502 | 0 | 53.28 | 0.2 | 0
27.16 | 54.32 | 7.48 | 0.10709 | 4.8 | 54.32 | 0.91885 | 0
24.04 | 48.08 | 7.48 | 0.10709 | 0.54188 | 48.08 | 1 | 0
17.68 | 35.36 | 7.48 | 0.10709 | 0 | 35.36 | 1 | 0
12.76 | 25.52 | 7.48 | 0.10709 | 0 | 25.52 | 1 | 0
11.16 | 22.32 | 7.48 | 0.10709 | 0 | 22.32 | 1 | 0
11.2 | 22.4 | 7.48 | 0.10709 | 0 | 22.4 | 1 | 0
13.4 | 26.8 | 7.48 | 0.10709 | 0 | 26.8 | 1 | 0
13.4 | 26.8 | 7.48 | 0.10709 | 0 | 26.8 | 1 | 0
15.16 | 30.32 | 7.48 | 0.10709 | 0 | 30.32 | 1 | 0
18 | 36 | 7.48 | 0.10709 | 0 | 36 | 1 | 0
24.48 | 48.96 | 7.48 | 0.10709 | 0 | 48.96 | 1 | 0
25.16 | 50.32 | 7.48 | 0.10709 | 0 | 50.32 | 1 | 0
27.72 | 55.44 | 7.48 | 0.10709 | 0 | 55.44 | 1 | 0
30.04 | 60.08 | 7.48 | 0.10709 | 0 | 60.08 | 1 | 0
32.08 | 64.16 | 7.48 | 0.12502 | 0 | 64.16 | 1 | 0
29.72 | 59.44 | 7.48 | 0.12502 | 0 | 59.44 | 1 | 0
27.64 | 55.28 | 7.48 | 0.12502 | 0 | 55.28 | 1 | 0
26.08 | 52.16 | 12.23 | 0.12502 | 0 | 52.16 | 1 | 0
25.08 | 50.16 | 12.23 | 0.12502 | 0 | 50.16 | 1 | 0
24.6 | 49.2 | 12.23 | 0.12502 | 0 | 49.2 | 1 | 0
24.12 | 48.24 | 12.23 | 0.12502 | 0 | 48.24 | 1 | 0
27.12 | 54.24 | 7.48 | 0.12502 | 0 | 54.24 | 1 | 0
26.72 | 53.44 | 7.48 | 0.12502 | 0 | 53.44 | 1 | 0
26.44 | 52.88 | 7.48 | 0.12502 | 0 | 48.08 | 0.2 | 4.8
26.44 | 52.88 | 7.48 | 0.10709 | 4.8 | 52.88 | 0.91885 | 0
25.24 | 50.48 | 7.48 | 0.10709 | 0.54188 | 50.48 | 1 | 0
18 | 36 | 7.48 | 0.10709 | 0 | 36 | 1 | 0
13.24 | 26.48 | 7.48 | 0.10709 | 0 | 26.48 | 1 | 0
10.48 | 20.96 | 7.48 | 0.10709 | 0 | 20.96 | 1 | 0
14 | 28 | 7.48 | 0.10709 | 0 | 28 | 1 | 0
17.04 | 34.08 | 7.48 | 0.10709 | 0 | 34.08 | 1 | 0
13.52 | 27.04 | 7.48 | 0.10709 | 0 | 27.04 | 1 | 0
14.52 | 29.04 | 7.48 | 0.10709 | 0 | 29.04 | 1 | 0
16.56 | 33.12 | 7.48 | 0.10709 | 0 | 33.12 | 1 | 0
24.8444 | 49.6889 | 7.48 | 0.10709 | 0 | 49.6889 | 1 | 0
25.5822 | 51.1645 | 7.48 | 0.10709 | 0 | 51.1645 | 1 | 0
26.2933 | 52.5867 | 7.48 | 0.10709 | 0 | 52.5867 | 1 | 0
28.12 | 56.24 | 7.48 | 0.10709 | 0 | 56.24 | 1 | 0
30.44 | 60.88 | 7.48 | 0.12502 | 0 | 60.88 | 1 | 0
31.28 | 62.56 | 7.48 | 0.12502 | 0 | 62.56 | 1 | 0
32 | 64 | 7.48 | 0.12502 | 0 | 64 | 1 | 0
29.08 | 58.16 | 12.23 | 0.12502 | 0 | 53.52 | 0.22667 | 4.64
25.32 | 50.64 | 12.23 | 0.12502 | 0 | 50.64 | 0.22667 | 0
23.16 | 46.32 | 12.23 | 0.12502 | 0 | 46.32 | 0.22667 | 0
24.32 | 48.64 | 12.23 | 0.12502 | 0 | 48.64 | 0.22667 | 0
27.2 | 54.4 | 7.48 | 0.12502 | 0 | 54.4 | 0.22667 | 0
26.68 | 53.36 | 7.48 | 0.12502 | 0 | 53.36 | 0.22667 | 0
26 | 52 | 7.48 | 0.12502 | 0 | 51.84 | 0.2 | 0.16
25.36 | 50.72 | 7.48 | 0.10709 | 4.8 | 50.72 | 0.91885 | 0
24.28 | 48.56 | 7.48 | 0.10709 | 0.54188 | 48.56 | 1 | 0
20.68 | 41.36 | 7.48 | 0.10709 | 0 | 41.36 | 1 | 0
16.04 | 32.08 | 7.48 | 0.10709 | 0 | 32.08 | 1 | 0
14.8 | 29.6 | 7.48 | 0.10709 | 0 | 29.6 | 1 | 0
12.28 | 24.56 | 7.48 | 0.10709 | 0 | 24.56 | 1 | 0
10.84 | 21.68 | 7.48 | 0.10709 | 0 | 21.68 | 1 | 0
13.64 | 27.28 | 7.48 | 0.10709 | 0 | 27.28 | 1 | 0
14.68 | 29.36 | 7.48 | 0.10709 | 0 | 29.36 | 1 | 0
16.68 | 33.36 | 7.48 | 0.10709 | 0 | 33.36 | 1 | 0
24.84 | 49.68 | 7.48 | 0.10709 | 0 | 49.68 | 1 | 0
25.64 | 51.28 | 7.48 | 0.10709 | 0 | 51.28 | 1 | 0
27.12 | 54.24 | 7.48 | 0.10709 | 0 | 54.24 | 1 | 0
27.48 | 54.96 | 7.48 | 0.10709 | 0 | 54.96 | 1 | 0
29.28 | 58.56 | 7.48 | 0.12502 | 0 | 58.56 | 1 | 0
30.48 | 60.96 | 7.48 | 0.12502 | 0 | 60.96 | 1 | 0
27.84 | 55.68 | 7.48 | 0.12502 | 0 | 55.68 | 1 | 0
24.52 | 49.04 | 12.23 | 0.12502 | 0 | 49.04 | 1 | 0
24.12 | 48.24 | 12.23 | 0.12502 | 0 | 48.24 | 1 | 0
27.12 | 54.24 | 12.23 | 0.12502 | 0 | 53.52 | 0.88 | 0.72
27.48 | 54.96 | 12.23 | 0.12502 | 0 | 53.52 | 0.64 | 1.44
26.32 | 52.64 | 7.48 | 0.12502 | 0 | 52.64 | 0.64 | 0
26.64 | 53.28 | 7.48 | 0.12502 | 0 | 53.28 | 0.64 | 0
26.2 | 52.4 | 7.48 | 0.12502 | 0 | 49.76 | 0.2 | 2.64
26.04 | 52.08 | 7.48 | 0.10709 | 4.8 | 52.08 | 0.91885 | 0
22.88 | 45.76 | 7.48 | 0.10709 | 0.54188 | 45.76 | 1 | 0
16.6 | 33.2 | 7.48 | 0.10709 | 0 | 33.2 | 1 | 0
12.56 | 25.12 | 7.48 | 0.10709 | 0 | 25.12 | 1 | 0
11 | 22 | 7.48 | 0.10709 | 0 | 22 | 1 | 0
11.0267 | 22.0533 | 7.48 | 0.10709 | 0 | 22.0533 | 1 | 0
12.5467 | 25.0933 | 7.48 | 0.10709 | 0 | 25.0933 | 1 | 0
13.92 | 27.84 | 7.48 | 0.10709 | 0 | 27.84 | 1 | 0
14.0267 | 28.0533 | 7.48 | 0.10709 | 0 | 28.0533 | 1 | 0
16.6 | 33.2 | 7.48 | 0.10709 | 0 | 33.2 | 1 | 0
24.68 | 49.36 | 7.48 | 0.10709 | 0 | 49.36 | 1 | 0
25.36 | 50.72 | 7.48 | 0.10709 | 0 | 50.72 | 1 | 0
27.4 | 54.8 | 7.48 | 0.10709 | 0 | 54.8 | 1 | 0
27.44 | 54.88 | 7.48 | 0.10709 | 0 | 54.88 | 1 | 0
31.76 | 63.52 | 7.48 | 0.10709 | 0 | 63.52 | 1 | 0
30.68 | 61.36 | 7.48 | 0.10709 | 0 | 61.36 | 1 | 0
28.04 | 56.08 | 7.48 | 0.10709 | 0 | 56.08 | 1 | 0
25.96 | 51.92 | 7.48 | 0.10709 | 0 | 51.92 | 1 | 0
25.56 | 51.12 | 7.48 | 0.10709 | 0 | 51.12 | 1 | 0
25.4 | 50.8 | 7.48 | 0.10709 | 0 | 50.8 | 1 | 0
26.04 | 52.08 | 7.48 | 0.10709 | 0 | 52.08 | 1 | 0
28.04 | 56.08 | 7.48 | 0.10709 | 0 | 56.08 | 1 | 0
28.36 | 56.72 | 7.48 | 0.10709 | 0 | 56.72 | 1 | 0
27.36 | 54.72 | 7.48 | 0.10709 | 0 | 54.72 | 1 | 0
27.8 | 55.6 | 7.48 | 0.10709 | 0 | 55.6 | 1 | 0
27.16 | 54.32 | 7.48 | 0.10709 | 0 | 54.32 | 1 | 0
25.36 | 50.72 | 7.48 | 0.10709 | 0 | 50.72 | 1 | 0
17.12 | 34.24 | 7.48 | 0.10709 | 0 | 34.24 | 1 | 0
15.44 | 30.88 | 7.48 | 0.10709 | 0 | 30.88 | 1 | 0
15.32 | 30.64 | 7.48 | 0.10709 | 0 | 30.64 | 1 | 0
17.84 | 35.68 | 7.48 | 0.10709 | 0 | 35.68 | 1 | 0
19.6 | 39.2 | 7.48 | 0.10709 | 0 | 39.2 | 1 | 0
21.52 | 43.04 | 7.48 | 0.10709 | 0 | 43.04 | 1 | 0
19.04 | 38.08 | 7.48 | 0.10709 | 0 | 38.08 | 1 | 0
18.12 | 36.24 | 7.48 | 0.10709 | 0 | 36.24 | 1 | 0
23.68 | 47.36 | 7.48 | 0.10709 | 0 | 47.36 | 1 | 0
26.28 | 52.56 | 7.48 | 0.10709 | 0 | 52.56 | 1 | 0
27.32 | 54.64 | 7.48 | 0.10709 | 0 | 54.64 | 1 | 0
25.64 | 51.28 | 7.48 | 0.10709 | 0 | 51.28 | 1 | 0
26.64 | 53.28 | 7.48 | 0.10709 | 0 | 53.28 | 1 | 0
24.72 | 49.44 | 7.48 | 0.10709 | 0 | 49.44 | 1 | 0
26.08 | 52.16 | 7.48 | 0.10709 | 0 | 52.16 | 1 | 0
25.52 | 51.04 | 7.48 | 0.10709 | 0 | 51.04 | 1 | 0
24.4 | 48.8 | 7.48 | 0.10709 | 0 | 48.8 | 1 | 0
24.84 | 49.68 | 7.48 | 0.10709 | 0 | 49.68 | 1 | 0
25.08 | 50.16 | 7.48 | 0.10709 | 0 | 50.16 | 1 | 0
22.6 | 45.2 | 7.48 | 0.10709 | 0 | 45.2 | 1 | 0
22.2 | 44.4 | 7.48 | 0.10709 | 0 | 44.4 | 1 | 0
23.28 | 46.56 | 7.48 | 0.10709 | 0 | 46.56 | 1 | 0
23.72 | 47.44 | 7.48 | 0.10709 | 0 | 47.44 | 1 | 0
22.96 | 45.92 | 7.48 | 0.10709 | 0 | 45.92 | 1 | 0
18.68 | 37.36 | 7.48 | 0.10709 | 0 | 37.36 | 1 | 0
15.48 | 30.96 | 7.48 | 0.10709 | 0 | 30.96 | 1 | 0
15.12 | 30.24 | 7.48 | 0.10709 | 0 | 30.24 | 1 | 0
18.04 | 36.08 | 7.48 | 0.10709 | 0 | 36.08 | 1 | 0
18.96 | 37.92 | 7.48 | 0.10709 | 0 | 37.92 | 1 | 0
20.36 | 40.72 | 7.48 | 0.10709 | 0 | 40.72 | 1 | 0
20.52 | 41.04 | 7.48 | 0.10709 | 0 | 41.04 | 1 | 0
17.4 | 34.8 | 7.48 | 0.10709 | 0 | 34.8 | 1 | 0
17.32 | 34.64 | 7.48 | 0.10709 | 0 | 34.64 | 1 | 0
23.24 | 46.48 | 7.48 | 0.10709 | 0 | 46.48 | 1 | 0
23.44 | 46.88 | 7.48 | 0.10709 | 0 | 46.88 | 1 | 0
23.96 | 47.92 | 7.48 | 0.12502 | 0 | 47.92 | 1 | 0
23.04 | 46.08 | 7.48 | 0.12502 | 0 | 46.08 | 1 | 0
22.76 | 45.52 | 7.48 | 0.12502 | 0 | 45.52 | 1 | 0
23.48 | 46.96 | 12.23 | 0.12502 | 0 | 46.96 | 1 | 0
24.28 | 48.56 | 12.23 | 0.12502 | 0 | 48.56 | 1 | 0
23.64 | 47.28 | 12.23 | 0.12502 | 0 | 47.28 | 1 | 0
23.8 | 47.6 | 12.23 | 0.12502 | 0 | 47.6 | 1 | 0
23.64 | 47.28 | 7.48 | 0.12502 | 0 | 47.28 | 1 | 0
21.88 | 43.76 | 7.48 | 0.12502 | 0 | 43.76 | 1 | 0
15.96 | 31.92 | 7.48 | 0.12502 | 0 | 27.12 | 0.2 | 4.8
16.36 | 32.72 | 7.48 | 0.10709 | 4.8 | 32.72 | 0.91885 | 0
18.68 | 37.36 | 7.48 | 0.10709 | 0.54188 | 37.36 | 1 | 0
17.48 | 34.96 | 7.48 | 0.10709 | 0 | 34.96 | 1 | 0
12.96 | 25.92 | 7.48 | 0.10709 | 0 | 25.92 | 1 | 0
11 | 22 | 7.48 | 0.10709 | 0 | 22 | 1 | 0
14.44 | 28.88 | 7.48 | 0.10709 | 0 | 28.88 | 1 | 0
18.2 | 36.4 | 7.48 | 0.10709 | 0 | 36.4 | 1 | 0
15.72 | 31.44 | 7.48 | 0.10709 | 0 | 31.44 | 1 | 0
15.36 | 30.72 | 7.48 | 0.10709 | 0 | 30.72 | 1 | 0
18.76 | 37.52 | 7.48 | 0.10709 | 0 | 37.52 | 1 | 0
24 | 48 | 7.48 | 0.10709 | 0 | 48 | 1 | 0
27.08 | 54.16 | 7.48 | 0.10709 | 0 | 54.16 | 1 | 0
30.4 | 60.8 | 7.48 | 0.10709 | 0 | 60.8 | 1 | 0
33.56 | 67.12 | 7.48 | 0.10709 | 0 | 65.52 | 0.73334 | 1.6
34.36 | 68.72 | 7.48 | 0.12502 | 0 | 65.52 | 0.2 | 3.2
30.56 | 61.12 | 7.48 | 0.12502 | 0 | 61.12 | 0.2 | 0
27.44 | 54.88 | 7.48 | 0.12502 | 0 | 54.88 | 0.2 | 0
26.6 | 53.2 | 12.23 | 0.12502 | 0 | 53.2 | 0.2 | 0
25.5267 | 51.0533 | 12.23 | 0.12502 | 0 | 51.0533 | 0.2 | 0
23.6933 | 47.3866 | 12.23 | 0.12502 | 0 | 47.3866 | 0.2 | 0
23.44 | 46.88 | 12.23 | 0.12502 | 0 | 46.88 | 0.2 | 0
25.56 | 51.12 | 7.48 | 0.12502 | 0 | 51.12 | 0.2 | 0
27.41 | 54.82 | 7.48 | 0.12502 | 0 | 54.82 | 0.2 | 0
26.89 | 53.78 | 7.48 | 0.12502 | 0 | 53.78 | 0.2 | 0
27.08 | 54.16 | 7.48 | 0.10709 | 4.8 | 54.16 | 0.91885 | 0
26.56 | 53.12 | 7.48 | 0.10709 | 0.54188 | 53.12 | 1 | 0
21.28 | 42.56 | 7.48 | 0.10709 | 0 | 42.56 | 1 | 0
13.08 | 26.16 | 7.48 | 0.10709 | 0 | 26.16 | 1 | 0
11.44 | 22.88 | 7.48 | 0.10709 | 0 | 22.88 | 1 | 0
13.04 | 26.08 | 7.48 | 0.10709 | 0 | 26.08 | 1 | 0
14.76 | 29.52 | 7.48 | 0.10709 | 0 | 29.52 | 1 | 0
14.4 | 28.8 | 7.48 | 0.10709 | 0 | 28.8 | 1 | 0
15.52 | 31.04 | 7.48 | 0.10709 | 0 | 31.04 | 1 | 0
18 | 36 | 7.48 | 0.10709 | 0 | 36 | 1 | 0
25.16 | 50.32 | 7.48 | 0.10709 | 0 | 50.32 | 1 | 0
25.84 | 51.68 | 7.48 | 0.10709 | 0 | 51.68 | 1 | 0
32.2 | 64.4 | 7.48 | 0.10709 | 0 | 64.4 | 1 | 0
32.56 | 65.12 | 7.48 | 0.10709 | 0 | 65.12 | 1 | 0
31.16 | 62.32 | 7.48 | 0.12502 | 0 | 62.32 | 1 | 0
28.16 | 56.32 | 7.48 | 0.12502 | 0 | 56.32 | 1 | 0
27.24 | 54.48 | 7.48 | 0.12502 | 0 | 54.48 | 1 | 0
26.52 | 53.04 | 12.23 | 0.12502 | 0 | 53.04 | 1 | 0
24.36 | 48.72 | 12.23 | 0.12502 | 0 | 48.72 | 1 | 0
24.36 | 48.72 | 12.23 | 0.12502 | 0 | 48.72 | 1 | 0
24.56 | 49.12 | 12.23 | 0.12502 | 0 | 49.12 | 1 | 0
26.92 | 53.84 | 7.48 | 0.12502 | 0 | 53.84 | 1 | 0
26.8 | 53.6 | 7.48 | 0.12502 | 0 | 53.6 | 1 | 0
27.32 | 54.64 | 7.48 | 0.12502 | 0 | 49.84 | 0.2 | 4.8
26.6 | 53.2 | 7.48 | 0.10709 | 4.8 | 53.2 | 0.91885 | 0
20.36 | 40.72 | 7.48 | 0.10709 | 0.54188 | 40.72 | 1 | 0
17.28 | 34.56 | 7.48 | 0.10709 | 0 | 34.56 | 1 | 0
11.84 | 23.68 | 7.48 | 0.10709 | 0 | 23.68 | 1 | 0
9.44 | 18.88 | 7.48 | 0.10709 | 0 | 18.88 | 1 | 0
10.4 | 20.8 | 7.48 | 0.10709 | 0 | 20.8 | 1 | 0
11.88 | 23.76 | 7.48 | 0.10709 | 0 | 23.76 | 1 | 0
13.48 | 26.96 | 7.48 | 0.10709 | 0 | 26.96 | 1 | 0
14.92 | 29.84 | 7.48 | 0.10709 | 0 | 29.84 | 1 | 0
17.84 | 35.68 | 7.48 | 0.10709 | 0 | 35.68 | 1 | 0
24.92 | 49.84 | 7.48 | 0.10709 | 0 | 49.84 | 1 | 0
26.2 | 52.4 | 7.48 | 0.10709 | 0 | 52.4 | 1 | 0
28.2667 | 56.5333 | 7.48 | 0.10709 | 0 | 56.5333 | 1 | 0
29.7867 | 59.5733 | 7.48 | 0.10709 | 0 | 59.5733 | 1 | 0
33.16 | 66.32 | 7.48 | 0.12502 | 0 | 65.52 | 0.86667 | 0.8
31.68 | 63.36 | 7.48 | 0.12502 | 0 | 63.36 | 0.86667 | 0
27.96 | 55.92 | 7.48 | 0.12502 | 0 | 55.92 | 0.86667 | 0
26.72 | 53.44 | 12.23 | 0.12502 | 0 | 53.44 | 0.86667 | 0
26.68 | 53.36 | 12.23 | 0.12502 | 0 | 53.36 | 0.86667 | 0
25.84 | 51.68 | 12.23 | 0.12502 | 0 | 51.68 | 0.86667 | 0
24.24 | 48.48 | 12.23 | 0.12502 | 0 | 48.48 | 0.86667 | 0
26.96 | 53.92 | 7.48 | 0.12502 | 0 | 53.92 | 0.86667 | 0
27.76 | 55.52 | 7.48 | 0.12502 | 0 | 55.52 | 0.86667 | 0
26.96 | 53.92 | 7.48 | 0.12502 | 0 | 49.92 | 0.2 | 4
26.36 | 52.72 | 7.48 | 0.10709 | 4.8 | 52.72 | 0.91885 | 0
25.44 | 50.88 | 7.48 | 0.10709 | 0.54188 | 50.88 | 1 | 0
18.28 | 36.56 | 7.48 | 0.10709 | 0 | 36.56 | 1 | 0
11.28 | 22.56 | 7.48 | 0.10709 | 0 | 22.56 | 1 | 0
9.68 | 19.36 | 7.48 | 0.10709 | 0 | 19.36 | 1 | 0
11.16 | 22.32 | 7.48 | 0.10709 | 0 | 22.32 | 1 | 0
12.56 | 25.12 | 7.48 | 0.10709 | 0 | 25.12 | 1 | 0
12.88 | 25.76 | 7.48 | 0.10709 | 0 | 25.76 | 1 | 0
14.04 | 28.08 | 7.48 | 0.10709 | 0 | 28.08 | 1 | 0
17.28 | 34.56 | 7.48 | 0.10709 | 0 | 34.56 | 1 | 0
24.6 | 49.2 | 7.48 | 0.10709 | 0 | 49.2 | 1 | 0
25.24 | 50.48 | 7.48 | 0.10709 | 0 | 50.48 | 1 | 0
26.68 | 53.36 | 7.48 | 0.10709 | 0 | 53.36 | 1 | 0
26.2 | 52.4 | 7.48 | 0.10709 | 0 | 52.4 | 1 | 0
31.08 | 62.16 | 7.48 | 0.12502 | 0 | 62.16 | 1 | 0
30.44 | 60.88 | 7.48 | 0.12502 | 0 | 60.88 | 1 | 0
27.08 | 54.16 | 7.48 | 0.12502 | 0 | 54.16 | 1 | 0
26.24 | 52.48 | 12.23 | 0.12502 | 0 | 52.48 | 1 | 0
25.7867 | 51.5733 | 12.23 | 0.12502 | 0 | 51.5733 | 1 | 0
25.12 | 50.24 | 12.23 | 0.12502 | 0 | 50.24 | 1 | 0
24.36 | 48.72 | 12.23 | 0.12502 | 0 | 48.72 | 1 | 0
25.84 | 51.68 | 7.48 | 0.12502 | 0 | 51.68 | 1 | 0
25.96 | 51.92 | 7.48 | 0.12502 | 0 | 51.92 | 1 | 0
25.64 | 51.28 | 7.48 | 0.12502 | 0 | 46.48 | 0.2 | 4.8
25.44 | 50.88 | 7.48 | 0.10709 | 4.8 | 50.88 | 0.91885 | 0
24.36 | 48.72 | 7.48 | 0.10709 | 0.54188 | 48.72 | 1 | 0
17.68 | 35.36 | 7.48 | 0.10709 | 0 | 35.36 | 1 | 0
12.32 | 24.64 | 7.48 | 0.10709 | 0 | 24.64 | 1 | 0
10.44 | 20.88 | 7.48 | 0.10709 | 0 | 20.88 | 1 | 0
11.48 | 22.96 | 7.48 | 0.10709 | 0 | 22.96 | 1 | 0
12.92 | 25.84 | 7.48 | 0.10709 | 0 | 25.84 | 1 | 0
13.72 | 27.44 | 7.48 | 0.10709 | 0 | 27.44 | 1 | 0
15.56 | 31.12 | 7.48 | 0.10709 | 0 | 31.12 | 1 | 0
18.16 | 36.32 | 7.48 | 0.10709 | 0 | 36.32 | 1 | 0
25.48 | 50.96 | 7.48 | 0.10709 | 0 | 50.96 | 1 | 0
26.4 | 52.8 | 7.48 | 0.10709 | 0 | 52.8 | 1 | 0
30.44 | 60.88 | 7.48 | 0.10709 | 0 | 60.88 | 1 | 0
27.8 | 55.6 | 7.48 | 0.10709 | 0 | 55.6 | 1 | 0
27.76 | 55.52 | 7.48 | 0.10709 | 0 | 55.52 | 1 | 0
30.96 | 61.92 | 7.48 | 0.10709 | 0 | 61.92 | 1 | 0
28.52 | 57.04 | 7.48 | 0.10709 | 0 | 57.04 | 1 | 0
25.56 | 51.12 | 7.48 | 0.10709 | 0 | 51.12 | 1 | 0
25.2 | 50.4 | 7.48 | 0.10709 | 0 | 50.4 | 1 | 0
25.68 | 51.36 | 7.48 | 0.10709 | 0 | 51.36 | 1 | 0
25.08 | 50.16 | 7.48 | 0.10709 | 0 | 50.16 | 1 | 0
27.12 | 54.24 | 7.48 | 0.10709 | 0 | 54.24 | 1 | 0
28.04 | 56.08 | 7.48 | 0.10709 | 0 | 56.08 | 1 | 0
28.48 | 56.96 | 7.48 | 0.10709 | 0 | 56.96 | 1 | 0
26.08 | 52.16 | 7.48 | 0.10709 | 0 | 52.16 | 1 | 0
21.64 | 43.28 | 7.48 | 0.10709 | 0 | 43.28 | 1 | 0
21.04 | 42.08 | 7.48 | 0.10709 | 0 | 42.08 | 1 | 0
12.16 | 24.32 | 7.48 | 0.10709 | 0 | 24.32 | 1 | 0
9.32 | 18.64 | 7.48 | 0.10709 | 0 | 18.64 | 1 | 0
10.8533 | 21.7067 | 7.48 | 0.10709 | 0 | 21.7067 | 1 | 0
14.0133 | 28.0267 | 7.48 | 0.10709 | 0 | 28.0267 | 1 | 0
15.6933 | 31.3867 | 7.48 | 0.10709 | 0 | 31.3867 | 1 | 0
17.7333 | 35.4667 | 7.48 | 0.10709 | 0 | 35.4667 | 1 | 0
17.4133 | 34.8267 | 7.48 | 0.10709 | 0 | 34.8267 | 1 | 0
17.48 | 34.96 | 7.48 | 0.10709 | 0 | 34.96 | 1 | 0
22.72 | 45.44 | 7.48 | 0.10709 | 0 | 45.44 | 1 | 0
23.08 | 46.16 | 7.48 | 0.10709 | 0 | 46.16 | 1 | 0
24.64 | 49.28 | 7.48 | 0.10709 | 0 | 49.28 | 1 | 0
23.28 | 46.56 | 7.48 | 0.10709 | 0 | 46.56 | 1 | 0
24.6 | 49.2 | 7.48 | 0.10709 | 0 | 49.2 | 1 | 0
23.48 | 46.96 | 7.48 | 0.10709 | 0 | 46.96 | 1 | 0
24.24 | 48.48 | 7.48 | 0.10709 | 0 | 48.48 | 1 | 0
23 | 46 | 7.48 | 0.10709 | 0 | 46 | 1 | 0
23.08 | 46.16 | 7.48 | 0.10709 | 0 | 46.16 | 1 | 0
24.96 | 49.92 | 7.48 | 0.10709 | 0 | 49.92 | 1 | 0
27.24 | 54.48 | 7.48 | 0.10709 | 0 | 54.48 | 1 | 0
23.56 | 47.12 | 7.48 | 0.10709 | 0 | 47.12 | 1 | 0
22.2 | 44.4 | 7.48 | 0.10709 | 0 | 44.4 | 1 | 0
23.08 | 46.16 | 7.48 | 0.10709 | 0 | 46.16 | 1 | 0
22.92 | 45.84 | 7.48 | 0.10709 | 0 | 45.84 | 1 | 0
20.96 | 41.92 | 7.48 | 0.10709 | 0 | 41.92 | 1 | 0
17.84 | 35.68 | 7.48 | 0.10709 | 0 | 35.68 | 1 | 0
14.52 | 29.04 | 7.48 | 0.10709 | 0 | 29.04 | 1 | 0
14.48 | 28.96 | 7.48 | 0.10709 | 0 | 28.96 | 1 | 0
16.28 | 32.56 | 7.48 | 0.10709 | 0 | 32.56 | 1 | 0
18.44 | 36.88 | 7.48 | 0.10709 | 0 | 36.88 | 1 | 0
20.68 | 41.36 | 7.48 | 0.10709 | 0 | 41.36 | 1 | 0
22.04 | 44.08 | 7.48 | 0.10709 | 0 | 44.08 | 1 | 0
19.96 | 39.92 | 7.48 | 0.10709 | 0 | 39.92 | 1 | 0
17.12 | 34.24 | 7.48 | 0.10709 | 0 | 34.24 | 1 | 0
22.4 | 44.8 | 7.48 | 0.10709 | 0 | 44.8 | 1 | 0
22.4 | 44.8 | 7.48 | 0.10709 | 0 | 44.8 | 1 | 0
22.52 | 45.04 | 7.48 | 0.12502 | 0 | 45.04 | 1 | 0
22.56 | 45.12 | 7.48 | 0.12502 | 0 | 45.12 | 1 | 0
22.24 | 44.48 | 7.48 | 0.12502 | 0 | 44.48 | 1 | 0
23.52 | 47.04 | 12.23 | 0.12502 | 0 | 47.04 | 1 | 0
22.12 | 44.24 | 12.23 | 0.12502 | 0 | 44.24 | 1 | 0
24.08 | 48.16 | 12.23 | 0.12502 | 0 | 48.16 | 1 | 0
22.24 | 44.48 | 12.23 | 0.12502 | 0 | 44.48 | 1 | 0
21.64 | 43.28 | 7.48 | 0.12502 | 0 | 43.28 | 1 | 0
15.76 | 31.52 | 7.48 | 0.12502 | 0 | 31.52 | 1 | 0
15.28 | 30.56 | 7.48 | 0.12502 | 0 | 25.76 | 0.2 | 4.8
15.36 | 30.72 | 7.48 | 0.10709 | 4.8 | 30.72 | 0.91885 | 0
17.8 | 35.6 | 7.48 | 0.10709 | 0.54188 | 35.6 | 1 | 0
16.72 | 33.44 | 7.48 | 0.10709 | 0 | 33.44 | 1 | 0
11.72 | 23.44 | 7.48 | 0.10709 | 0 | 23.44 | 1 | 0
9.84 | 19.68 | 7.48 | 0.10709 | 0 | 19.68 | 1 | 0
11.4 | 22.8 | 7.48 | 0.10709 | 0 | 22.8 | 1 | 0
12.12 | 24.24 | 7.48 | 0.10709 | 0 | 24.24 | 1 | 0
12.8 | 25.6 | 7.48 | 0.10709 | 0 | 25.6 | 1 | 0
14.44 | 28.88 | 7.48 | 0.10709 | 0 | 28.88 | 1 | 0
15.56 | 31.12 | 7.48 | 0.10709 | 0 | 31.12 | 1 | 0
22.48 | 44.96 | 7.48 | 0.10709 | 0 | 44.96 | 1 | 0
23.8 | 47.6 | 7.48 | 0.10709 | 0 | 47.6 | 1 | 0
28.44 | 56.88 | 7.48 | 0.10709 | 0 | 56.88 | 1 | 0
26.88 | 53.76 | 7.48 | 0.10709 | 0 | 53.76 | 1 | 0
28.36 | 56.72 | 7.48 | 0.12502 | 0 | 56.72 | 1 | 0
32.68 | 65.36 | 7.48 | 0.12502 | 0 | 65.36 | 1 | 0
28.2 | 56.4 | 7.48 | 0.12502 | 0 | 56.4 | 1 | 0
27.8 | 55.6 | 12.23 | 0.12502 | 0 | 53.52 | 0.65334 | 2.08
25.84 | 51.68 | 12.23 | 0.12502 | 0 | 51.68 | 0.65334 | 0
25.16 | 50.32 | 12.23 | 0.12502 | 0 | 50.32 | 0.65334 | 0
22.8 | 45.6 | 12.23 | 0.12502 | 0 | 45.6 | 0.65334 | 0
24.84 | 49.68 | 7.48 | 0.12502 | 0 | 49.68 | 0.65334 | 0
27.4 | 54.8 | 7.48 | 0.12502 | 0 | 54.8 | 0.65334 | 0
28.8 | 57.6 | 7.48 | 0.12502 | 0 | 54.88 | 0.2 | 2.72
28.64 | 57.28 | 7.48 | 0.10709 | 4.8 | 57.28 | 0.91885 | 0
25.24 | 50.48 | 7.48 | 0.10709 | 0.54188 | 50.48 | 1 | 0
16.96 | 33.92 | 7.48 | 0.10709 | 0 | 33.92 | 1 | 0
12.2 | 24.4 | 7.48 | 0.10709 | 0 | 24.4 | 1 | 0
9.92 | 19.84 | 7.48 | 0.10709 | 0 | 19.84 | 1 | 0
11.28 | 22.56 | 7.48 | 0.10709 | 0 | 22.56 | 1 | 0
11.72 | 23.44 | 7.48 | 0.10709 | 0 | 23.44 | 1 | 0
12.76 | 25.52 | 7.48 | 0.10709 | 0 | 25.52 | 1 | 0
14.24 | 28.48 | 7.48 | 0.10709 | 0 | 28.48 | 1 | 0
17.08 | 34.16 | 7.48 | 0.10709 | 0 | 34.16 | 1 | 0
24.08 | 48.16 | 7.48 | 0.10709 | 0 | 48.16 | 1 | 0
24.76 | 49.52 | 7.48 | 0.10709 | 0 | 49.52 | 1 | 0
26 | 52 | 7.48 | 0.10709 | 0 | 52 | 1 | 0
26.92 | 53.84 | 7.48 | 0.10709 | 0 | 53.84 | 1 | 0
30.84 | 61.68 | 7.48 | 0.12502 | 0 | 61.68 | 1 | 0
33.2 | 66.4 | 7.48 | 0.12502 | 0 | 65.52 | 0.85334 | 0.88
32 | 64 | 7.48 | 0.12502 | 0.97935 | 64 | 1 | 0
25.2 | 50.4 | 12.23 | 0.12502 | 0 | 50.4 | 1 | 0
24.04 | 48.08 | 12.23 | 0.12502 | 0 | 48.08 | 1 | 0
29.16 | 58.32 | 12.23 | 0.12502 | 0 | 53.52 | 0.2 | 4.8
26.72 | 53.44 | 12.23 | 0.12502 | 0 | 53.44 | 0.2 | 0
26.96 | 53.92 | 7.48 | 0.12502 | 0 | 53.92 | 0.2 | 0
27.68 | 55.36 | 7.48 | 0.12502 | 0 | 55.36 | 0.2 | 0
27.68 | 55.36 | 7.48 | 0.12502 | 0 | 55.36 | 0.2 | 0
24.92 | 49.84 | 7.48 | 0.10709 | 4.8 | 49.84 | 0.91885 | 0
18.64 | 37.28 | 7.48 | 0.10709 | 0.54188 | 37.28 | 1 | 0
16.12 | 32.24 | 7.48 | 0.10709 | 0 | 32.24 | 1 | 0
11.2 | 22.4 | 7.48 | 0.10709 | 0 | 22.4 | 1 | 0
9.12 | 18.24 | 7.48 | 0.10709 | 0 | 18.24 | 1 | 0
10.68 | 21.36 | 7.48 | 0.10709 | 0 | 21.36 | 1 | 0
11.2 | 22.4 | 7.48 | 0.10709 | 0 | 22.4 | 1 | 0
13.36 | 26.72 | 7.48 | 0.10709 | 0 | 26.72 | 1 | 0
15.12 | 30.24 | 7.48 | 0.10709 | 0 | 30.24 | 1 | 0
20.4 | 40.8 | 7.48 | 0.10709 | 0 | 40.8 | 1 | 0
23.76 | 47.52 | 7.48 | 0.10709 | 0 | 47.52 | 1 | 0
25.56 | 51.12 | 7.48 | 0.10709 | 0 | 51.12 | 1 | 0
27.88 | 55.76 | 7.48 | 0.10709 | 0 | 55.76 | 1 | 0
31.84 | 63.68 | 7.48 | 0.10709 | 0 | 63.68 | 1 | 0
33.6 | 67.2 | 7.48 | 0.12502 | 0 | 65.52 | 0.72 | 1.68
33 | 66 | 7.48 | 0.12502 | 0 | 65.52 | 0.64 | 0.48
27.24 | 54.48 | 7.48 | 0.12502 | 0 | 54.48 | 0.64 | 0
24.88 | 49.76 | 12.23 | 0.12502 | 0 | 49.76 | 0.64 | 0
24.64 | 49.28 | 12.23 | 0.12502 | 0 | 49.28 | 0.64 | 0
24.64 | 49.28 | 12.23 | 0.12502 | 0 | 49.28 | 0.64 | 0
24.88 | 49.76 | 12.23 | 0.12502 | 0 | 49.76 | 0.64 | 0
26.68 | 53.36 | 7.48 | 0.12502 | 0 | 53.36 | 0.64 | 0
26.52 | 53.04 | 7.48 | 0.12502 | 0 | 53.04 | 0.64 | 0
25.2 | 50.4 | 7.48 | 0.12502 | 0 | 47.76 | 0.2 | 2.64
25.4 | 50.8 | 7.48 | 0.10709 | 4.8 | 50.8 | 0.91885 | 0
24.04 | 48.08 | 7.48 | 0.10709 | 0.54188 | 48.08 | 1 | 0
19.24 | 38.48 | 7.48 | 0.10709 | 0 | 38.48 | 1 | 0
10.64 | 21.28 | 7.48 | 0.10709 | 0 | 21.28 | 1 | 0
9.68 | 19.36 | 7.48 | 0.10709 | 0 | 19.36 | 1 | 0
10.6 | 21.2 | 7.48 | 0.10709 | 0 | 21.2 | 1 | 0
12.16 | 24.32 | 7.48 | 0.10709 | 0 | 24.32 | 1 | 0
13.6 | 27.2 | 7.48 | 0.10709 | 0 | 27.2 | 1 | 0
15.96 | 31.92 | 7.48 | 0.10709 | 0 | 31.92 | 1 | 0
18.6 | 37.2 | 7.48 | 0.10709 | 0 | 37.2 | 1 | 0
25.16 | 50.32 | 7.48 | 0.10709 | 0 | 50.32 | 1 | 0
25.36 | 50.72 | 7.48 | 0.10709 | 0 | 50.72 | 1 | 0
26.36 | 52.72 | 7.48 | 0.10709 | 0 | 52.72 | 1 | 0
25.96 | 51.92 | 7.48 | 0.10709 | 0 | 51.92 | 1 | 0
31.68 | 63.36 | 7.48 | 0.12502 | 0 | 63.36 | 1 | 0
28.36 | 56.72 | 7.48 | 0.12502 | 0 | 56.72 | 1 | 0
27.64 | 55.28 | 7.48 | 0.12502 | 0 | 55.28 | 1 | 0
26.6 | 53.2 | 12.23 | 0.12502 | 0 | 53.2 | 1 | 0
24.6 | 49.2 | 12.23 | 0.12502 | 0 | 49.2 | 1 | 0
24.16 | 48.32 | 12.23 | 0.12502 | 0 | 48.32 | 1 | 0
23.72 | 47.44 | 12.23 | 0.12502 | 0 | 47.44 | 1 | 0
27.96 | 55.92 | 7.48 | 0.12502 | 0 | 55.92 | 1 | 0
26.152 | 52.304 | 7.48 | 0.12502 | 0 | 52.304 | 1 | 0
25.168 | 50.336 | 7.48 | 0.12502 | 0 | 45.536 | 0.2 | 4.8
24.96 | 49.92 | 7.48 | 0.10709 | 4.8 | 49.92 | 0.91885 | 0
23.92 | 47.84 | 7.48 | 0.10709 | 0.54188 | 47.84 | 1 | 0
18.64 | 37.28 | 7.48 | 0.10709 | 0 | 37.28 | 1 | 0
12.76 | 25.52 | 7.48 | 0.10709 | 0 | 25.52 | 1 | 0
10.4 | 20.8 | 7.48 | 0.10709 | 0 | 20.8 | 1 | 0
10.16 | 20.32 | 7.48 | 0.10709 | 0 | 20.32 | 1 | 0
12.04 | 24.08 | 7.48 | 0.10709 | 0 | 24.08 | 1 | 0
13.48 | 26.96 | 7.48 | 0.10709 | 0 | 26.96 | 1 | 0
15.92 | 31.84 | 7.48 | 0.10709 | 0 | 31.84 | 1 | 0
18 | 36 | 7.48 | 0.10709 | 0 | 36 | 1 | 0
25.36 | 50.72 | 7.48 | 0.10709 | 0 | 50.72 | 1 | 0
27.64 | 55.28 | 7.48 | 0.10709 | 0 | 55.28 | 1 | 0
28.6 | 57.2 | 7.48 | 0.10709 | 0 | 57.2 | 1 | 0
27.52 | 55.04 | 7.48 | 0.10709 | 0 | 55.04 | 1 | 0
31.2 | 62.4 | 7.48 | 0.10709 | 0 | 62.4 | 1 | 0
28.64 | 57.28 | 7.48 | 0.10709 | 0 | 57.28 | 1 | 0
27.92 | 55.84 | 7.48 | 0.10709 | 0 | 55.84 | 1 | 0
28.56 | 57.12 | 7.48 | 0.10709 | 0 | 57.12 | 1 | 0
32.4 | 64.8 | 7.48 | 0.10709 | 0 | 64.8 | 1 | 0
31.76 | 63.52 | 7.48 | 0.10709 | 0 | 63.52 | 1 | 0
28.4 | 56.8 | 7.48 | 0.10709 | 0 | 56.8 | 1 | 0
27.64 | 55.28 | 7.48 | 0.10709 | 0 | 55.28 | 1 | 0
29.04 | 58.08 | 7.48 | 0.10709 | 0 | 58.08 | 1 | 0
30.56 | 61.12 | 7.48 | 0.10709 | 0 | 61.12 | 1 | 0
27.56 | 55.12 | 7.48 | 0.10709 | 0 | 55.12 | 1 | 0
22.4 | 44.8 | 7.48 | 0.10709 | 0 | 44.8 | 1 | 0
22.36 | 44.72 | 7.48 | 0.10709 | 0 | 44.72 | 1 | 0
15.92 | 31.84 | 7.48 | 0.10709 | 0 | 31.84 | 1 | 0
14.12 | 28.24 | 7.48 | 0.10709 | 0 | 28.24 | 1 | 0
13.56 | 27.12 | 7.48 | 0.10709 | 0 | 27.12 | 1 | 0
13.6 | 27.2 | 7.48 | 0.10709 | 0 | 27.2 | 1 | 0
16.7733 | 33.5467 | 7.48 | 0.10709 | 0 | 33.5467 | 1 | 0
18.7067 | 37.4133 | 7.48 | 0.10709 | 0 | 37.4133 | 1 | 0
16.56 | 33.12 | 7.48 | 0.10709 | 0 | 33.12 | 1 | 0
15.88 | 31.76 | 7.48 | 0.10709 | 0 | 31.76 | 1 | 0
22.8 | 45.6 | 7.48 | 0.10709 | 0 | 45.6 | 1 | 0
23.64 | 47.28 | 7.48 | 0.10709 | 0 | 47.28 | 1 | 0
25.04 | 50.08 | 7.48 | 0.10709 | 0 | 50.08 | 1 | 0
24.6 | 49.2 | 7.48 | 0.10709 | 0 | 49.2 | 1 | 0
25.04 | 50.08 | 7.48 | 0.10709 | 0 | 50.08 | 1 | 0
24.44 | 48.88 | 7.48 | 0.10709 | 0 | 48.88 | 1 | 0
24.28 | 48.56 | 7.48 | 0.10709 | 0 | 48.56 | 1 | 0
25.44 | 50.88 | 7.48 | 0.10709 | 0 | 50.88 | 1 | 0
27.08 | 54.16 | 7.48 | 0.10709 | 0 | 54.16 | 1 | 0
28 | 56 | 7.48 | 0.10709 | 0 | 56 | 1 | 0
26 | 52 | 7.48 | 0.10709 | 0 | 52 | 1 | 0
22.16 | 44.32 | 7.48 | 0.10709 | 0 | 44.32 | 1 | 0
21.88 | 43.76 | 7.48 | 0.10709 | 0 | 43.76 | 1 | 0
22.36 | 44.72 | 7.48 | 0.10709 | 0 | 44.72 | 1 | 0
23.24 | 46.48 | 7.48 | 0.10709 | 0 | 46.48 | 1 | 0
19.52 | 39.04 | 7.48 | 0.10709 | 0 | 39.04 | 1 | 0
12.52 | 25.04 | 7.48 | 0.10709 | 0 | 25.04 | 1 | 0
10.72 | 21.44 | 7.48 | 0.10709 | 0 | 21.44 | 1 | 0
10.4 | 20.8 | 7.48 | 0.10709 | 0 | 20.8 | 1 | 0
16.72 | 33.44 | 7.48 | 0.10709 | 0 | 33.44 | 1 | 0
18.52 | 37.04 | 7.48 | 0.10709 | 0 | 37.04 | 1 | 0
14.36 | 28.72 | 7.48 | 0.10709 | 0 | 28.72 | 1 | 0
15.04 | 30.08 | 7.48 | 0.10709 | 0 | 30.08 | 1 | 0
16.04 | 32.08 | 7.48 | 0.10709 | 0 | 32.08 | 1 | 0
16.04 | 32.08 | 7.48 | 0.10709 | 0 | 32.08 | 1 | 0
22.36 | 44.72 | 7.48 | 0.10709 | 0 | 44.72 | 1 | 0
23.68 | 47.36 | 7.48 | 0.10709 | 0 | 47.36 | 1 | 0
23.2 | 46.4 | 7.48 | 0.12502 | 0 | 46.4 | 1 | 0
23 | 46 | 7.48 | 0.12502 | 0 | 46 | 1 | 0
22.84 | 45.68 | 7.48 | 0.12502 | 0 | 45.68 | 1 | 0
22.8 | 45.6 | 12.23 | 0.12502 | 0 | 45.6 | 1 | 0
23.68 | 47.36 | 12.23 | 0.12502 | 0 | 47.36 | 1 | 0
23.64 | 47.28 | 12.23 | 0.12502 | 0 | 47.28 | 1 | 0
23.2 | 46.4 | 12.23 | 0.12502 | 0 | 46.4 | 1 | 0
25.44 | 50.88 | 7.48 | 0.12502 | 0 | 50.88 | 1 | 0
24.64 | 49.28 | 7.48 | 0.12502 | 0 | 49.28 | 1 | 0
23.12 | 46.24 | 7.48 | 0.12502 | 0 | 41.44 | 0.2 | 4.8
22.96 | 45.92 | 7.48 | 0.10709 | 4.8 | 45.92 | 0.91885 | 0
24.28 | 48.56 | 7.48 | 0.10709 | 0.54188 | 48.56 | 1 | 0
23.96 | 47.92 | 7.48 | 0.10709 | 0 | 47.92 | 1 | 0
18.52 | 37.04 | 7.48 | 0.10709 | 0 | 37.04 | 1 | 0
16.4 | 32.8 | 7.48 | 0.10709 | 0 | 32.8 | 1 | 0
16.08 | 32.16 | 7.48 | 0.10709 | 0 | 32.16 | 1 | 0
18.52 | 37.04 | 7.48 | 0.10709 | 0 | 37.04 | 1 | 0
16.28 | 32.56 | 7.48 | 0.10709 | 0 | 32.56 | 1 | 0
14.88 | 29.76 | 7.48 | 0.10709 | 0 | 29.76 | 1 | 0
17.76 | 35.52 | 7.48 | 0.10709 | 0 | 35.52 | 1 | 0
23.84 | 47.68 | 7.48 | 0.10709 | 0 | 47.68 | 1 | 0
25.78 | 51.56 | 7.48 | 0.10709 | 0 | 51.56 | 1 | 0
28.28 | 56.56 | 7.48 | 0.10709 | 0 | 56.56 | 1 | 0
29.52 | 59.04 | 7.48 | 0.10709 | 0 | 59.04 | 1 | 0
29.04 | 58.08 | 7.48 | 0.12502 | 0 | 58.08 | 1 | 0
31.52 | 63.04 | 7.48 | 0.12502 | 0 | 63.04 | 1 | 0
29.6 | 59.2 | 7.48 | 0.12502 | 0 | 59.2 | 1 | 0
26.48 | 52.96 | 12.23 | 0.12502 | 0 | 52.96 | 1 | 0
24.5467 | 49.0933 | 12.23 | 0.12502 | 0 | 49.0933 | 1 | 0
22.9733 | 45.9467 | 12.23 | 0.12502 | 0 | 45.9467 | 1 | 0
23.28 | 46.56 | 12.23 | 0.12502 | 0 | 46.56 | 1 | 0
24.96 | 49.92 | 7.48 | 0.12502 | 0 | 49.92 | 1 | 0
26.92 | 53.84 | 7.48 | 0.12502 | 0 | 53.84 | 1 | 0
27.04 | 54.08 | 7.48 | 0.12502 | 0 | 49.28 | 0.2 | 4.8
27.8 | 55.6 | 7.48 | 0.10709 | 4.8 | 55.6 | 0.91885 | 0
26.12 | 52.24 | 7.48 | 0.10709 | 0.54188 | 52.24 | 1 | 0
21.28 | 42.56 | 7.48 | 0.10709 | 0 | 42.56 | 1 | 0
11.68 | 23.36 | 7.48 | 0.10709 | 0 | 23.36 | 1 | 0
9.68 | 19.36 | 7.48 | 0.10709 | 0 | 19.36 | 1 | 0
11.4 | 22.8 | 7.48 | 0.10709 | 0 | 22.8 | 1 | 0
17.8 | 35.6 | 7.48 | 0.10709 | 0 | 35.6 | 1 | 0
16.16 | 32.32 | 7.48 | 0.10709 | 0 | 32.32 | 1 | 0
15.48 | 30.96 | 7.48 | 0.10709 | 0 | 30.96 | 1 | 0
18.04 | 36.08 | 7.48 | 0.10709 | 0 | 36.08 | 1 | 0
24.88 | 49.76 | 7.48 | 0.10709 | 0 | 49.76 | 1 | 0
24.68 | 49.36 | 7.48 | 0.10709 | 0 | 49.36 | 1 | 0
26.12 | 52.24 | 7.48 | 0.10709 | 0 | 52.24 | 1 | 0
26.96 | 53.92 | 7.48 | 0.10709 | 0 | 53.92 | 1 | 0
26.64 | 53.28 | 7.48 | 0.12502 | 0 | 53.28 | 1 | 0
30.04 | 60.08 | 7.48 | 0.12502 | 0 | 60.08 | 1 | 0
27.44 | 54.88 | 7.48 | 0.12502 | 0 | 54.88 | 1 | 0
25.72 | 51.44 | 12.23 | 0.12502 | 0 | 51.44 | 1 | 0
25.52 | 51.04 | 12.23 | 0.12502 | 0 | 51.04 | 1 | 0
24.96 | 49.92 | 12.23 | 0.12502 | 0 | 49.92 | 1 | 0
24.88 | 49.76 | 12.23 | 0.12502 | 0 | 49.76 | 1 | 0
26.48 | 52.96 | 7.48 | 0.12502 | 0 | 52.96 | 1 | 0
26.12 | 52.24 | 7.48 | 0.12502 | 0 | 52.24 | 1 | 0
25.2 | 50.4 | 7.48 | 0.12502 | 0 | 45.6 | 0.2 | 4.8
25.64 | 51.28 | 7.48 | 0.10709 | 4.8 | 51.28 | 0.91885 | 0
21.12 | 42.24 | 7.48 | 0.10709 | 0.54188 | 42.24 | 1 | 0
18.08 | 36.16 | 7.48 | 0.10709 | 0 | 36.16 | 1 | 0
12.96 | 25.92 | 7.48 | 0.10709 | 0 | 25.92 | 1 | 0
10.36 | 20.72 | 7.48 | 0.10709 | 0 | 20.72 | 1 | 0
12.8 | 25.6 | 7.48 | 0.10709 | 0 | 25.6 | 1 | 0
17.4 | 34.8 | 7.48 | 0.10709 | 0 | 34.8 | 1 | 0
15.28 | 30.56 | 7.48 | 0.10709 | 0 | 30.56 | 1 | 0
14.8 | 29.6 | 7.48 | 0.10709 | 0 | 29.6 | 1 | 0
16.84 | 33.68 | 7.48 | 0.10709 | 0 | 33.68 | 1 | 0
24.32 | 48.64 | 7.48 | 0.10709 | 0 | 48.64 | 1 | 0
25.64 | 51.28 | 7.48 | 0.10709 | 0 | 51.28 | 1 | 0
27.48 | 54.96 | 7.48 | 0.10709 | 0 | 54.96 | 1 | 0
29.64 | 59.28 | 7.48 | 0.10709 | 0 | 59.28 | 1 | 0
31.8533 | 63.7067 | 7.48 | 0.12502 | 0 | 63.7067 | 1 | 0
31.2 | 62.4 | 7.48 | 0.12502 | 0 | 62.4 | 1 | 0
27.1733 | 54.3467 | 7.48 | 0.12502 | 0 | 54.3467 | 1 | 0
26.72 | 53.44 | 12.23 | 0.12502 | 0 | 53.44 | 1 | 0
26.72 | 53.44 | 12.23 | 0.12502 | 0 | 53.44 | 1 | 0
24.96 | 49.92 | 12.23 | 0.12502 | 0 | 49.92 | 1 | 0
25.48 | 50.96 | 12.23 | 0.12502 | 0 | 50.96 | 1 | 0
27.32 | 54.64 | 7.48 | 0.12502 | 0 | 54.64 | 1 | 0
26.2 | 52.4 | 7.48 | 0.12502 | 0 | 52.4 | 1 | 0
24.8 | 49.6 | 7.48 | 0.12502 | 0 | 44.8 | 0.2 | 4.8
24.62 | 49.24 | 7.48 | 0.10709 | 4.8 | 49.24 | 0.91885 | 0
22.76 | 45.52 | 7.48 | 0.10709 | 0.54188 | 45.52 | 1 | 0
21.96 | 43.92 | 7.48 | 0.10709 | 0 | 43.92 | 1 | 0
16.28 | 32.56 | 7.48 | 0.10709 | 0 | 32.56 | 1 | 0
14.24 | 28.48 | 7.48 | 0.10709 | 0 | 28.48 | 1 | 0
14.832 | 29.664 | 7.48 | 0.10709 | 0 | 29.664 | 1 | 0
17.448 | 34.896 | 7.48 | 0.10709 | 0 | 34.896 | 1 | 0
14.4 | 28.8 | 7.48 | 0.10709 | 0 | 28.8 | 1 | 0
15.04 | 30.08 | 7.48 | 0.10709 | 0 | 30.08 | 1 | 0
17.72 | 35.44 | 7.48 | 0.10709 | 0 | 35.44 | 1 | 0
24.6667 | 49.3333 | 7.48 | 0.10709 | 0 | 49.3333 | 1 | 0
25.6933 | 51.3867 | 7.48 | 0.10709 | 0 | 51.3867 | 1 | 0
28.56 | 57.12 | 7.48 | 0.10709 | 0 | 57.12 | 1 | 0
31.64 | 63.28 | 7.48 | 0.10709 | 0 | 63.28 | 1 | 0
32.28 | 64.56 | 7.48 | 0.12502 | 0 | 64.56 | 1 | 0
31.92 | 63.84 | 7.48 | 0.12502 | 0 | 63.84 | 1 | 0
30.04 | 60.08 | 7.48 | 0.12502 | 0 | 60.08 | 1 | 0
25.28 | 50.56 | 12.23 | 0.12502 | 0 | 50.56 | 1 | 0
23.64 | 47.28 | 12.23 | 0.12502 | 0 | 47.28 | 1 | 0
23.48 | 46.96 | 12.23 | 0.12502 | 0 | 46.96 | 1 | 0
24.04 | 48.08 | 12.23 | 0.12502 | 0 | 48.08 | 1 | 0
25.24 | 50.48 | 7.48 | 0.12502 | 0 | 50.48 | 1 | 0
26.16 | 52.32 | 7.48 | 0.12502 | 0 | 52.32 | 1 | 0
27.32 | 54.64 | 7.48 | 0.12502 | 0 | 49.84 | 0.2 | 4.8
26.44 | 52.88 | 7.48 | 0.10709 | 4.8 | 52.88 | 0.91885 | 0
26.32 | 52.64 | 7.48 | 0.10709 | 0.54188 | 52.64 | 1 | 0
19.96 | 39.92 | 7.48 | 0.10709 | 0 | 39.92 | 1 | 0
13.6 | 27.2 | 7.48 | 0.10709 | 0 | 27.2 | 1 | 0
11.6 | 23.2 | 7.48 | 0.10709 | 0 | 23.2 | 1 | 0
12.2 | 24.4 | 7.48 | 0.10709 | 0 | 24.4 | 1 | 0
17.64 | 35.28 | 7.48 | 0.10709 | 0 | 35.28 | 1 | 0
14.76 | 29.52 | 7.48 | 0.10709 | 0 | 29.52 | 1 | 0
15 | 30 | 7.48 | 0.10709 | 0 | 30 | 1 | 0
17.52 | 35.04 | 7.48 | 0.10709 | 0 | 35.04 | 1 | 0
24.68 | 49.36 | 7.48 | 0.10709 | 0 | 49.36 | 1 | 0
25.16 | 50.32 | 7.48 | 0.10709 | 0 | 50.32 | 1 | 0
28.24 | 56.48 | 7.48 | 0.10709 | 0 | 56.48 | 1 | 0
27.56 | 55.12 | 7.48 | 0.10709 | 0 | 55.12 | 1 | 0
29.76 | 59.52 | 7.48 | 0.10709 | 0 | 59.52 | 1 | 0
28.8 | 57.6 | 7.48 | 0.10709 | 0 | 57.6 | 1 | 0
27.24 | 54.48 | 7.48 | 0.10709 | 0 | 54.48 | 1 | 0
27.32 | 54.64 | 7.48 | 0.10709 | 0 | 54.64 | 1 | 0
26.24 | 52.48 | 7.48 | 0.10709 | 0 | 52.48 | 1 | 0
27.16 | 54.32 | 7.48 | 0.10709 | 0 | 54.32 | 1 | 0
27.36 | 54.72 | 7.48 | 0.10709 | 0 | 54.72 | 1 | 0
27.68 | 55.36 | 7.48 | 0.10709 | 0 | 55.36 | 1 | 0
26.6 | 53.2 | 7.48 | 0.10709 | 0 | 53.2 | 1 | 0
25.96 | 51.92 | 7.48 | 0.10709 | 0 | 51.92 | 1 | 0
24.88 | 49.76 | 7.48 | 0.10709 | 0 | 49.76 | 1 | 0
25.16 | 50.32 | 7.48 | 0.10709 | 0 | 50.32 | 1 | 0
19.2 | 38.4 | 7.48 | 0.10709 | 0 | 38.4 | 1 | 0
11.48 | 22.96 | 7.48 | 0.10709 | 0 | 22.96 | 1 | 0
12.1333 | 24.2667 | 7.48 | 0.10709 | 0 | 24.2667 | 1 | 0
8.84 | 17.68 | 7.48 | 0.10709 | 0 | 17.68 | 1 | 0
11.96 | 23.92 | 7.48 | 0.10709 | 0 | 23.92 | 1 | 0
14.04 | 28.08 | 7.48 | 0.10709 | 0 | 28.08 | 1 | 0
15.92 | 31.84 | 7.48 | 0.10709 | 0 | 31.84 | 1 | 0
18.04 | 36.08 | 7.48 | 0.10709 | 0 | 36.08 | 1 | 0
19.6 | 39.2 | 7.48 | 0.10709 | 0 | 39.2 | 1 | 0
23.68 | 47.36 | 7.48 | 0.10709 | 0 | 47.36 | 1 | 0
23.2 | 46.4 | 7.48 | 0.10709 | 0 | 46.4 | 1 | 0
24.68 | 49.36 | 7.48 | 0.10709 | 0 | 49.36 | 1 | 0
24.44 | 48.88 | 7.48 | 0.10709 | 0 | 48.88 | 1 | 0
25.56 | 51.12 | 7.48 | 0.10709 | 0 | 51.12 | 1 | 0
24.32 | 48.64 | 7.48 | 0.10709 | 0 | 48.64 | 1 | 0
26.12 | 52.24 | 7.48 | 0.10709 | 0 | 52.24 | 1 | 0
25.28 | 50.56 | 7.48 | 0.10709 | 0 | 50.56 | 1 | 0
24.48 | 48.96 | 7.48 | 0.10709 | 0 | 48.96 | 1 | 0
23 | 46 | 7.48 | 0.10709 | 0 | 46 | 1 | 0
26.84 | 53.68 | 7.48 | 0.10709 | 0 | 53.68 | 1 | 0
21.64 | 43.28 | 7.48 | 0.10709 | 0 | 43.28 | 1 | 0
20.24 | 40.48 | 7.48 | 0.10709 | 0 | 40.48 | 1 | 0
16.48 | 32.96 | 7.48 | 0.10709 | 0 | 32.96 | 1 | 0
16 | 32 | 7.48 | 0.10709 | 0 | 32 | 1 | 0
16.48 | 32.96 | 7.48 | 0.10709 | 0 | 32.96 | 1 | 0
14.56 | 29.12 | 7.48 | 0.10709 | 0 | 29.12 | 1 | 0
12.4 | 24.8 | 7.48 | 0.10709 | 0 | 24.8 | 1 | 0
9.6 | 19.2 | 7.48 | 0.10709 | 0 | 19.2 | 1 | 0
11.28 | 22.56 | 7.48 | 0.10709 | 0 | 22.56 | 1 | 0
13.48 | 26.96 | 7.48 | 0.10709 | 0 | 26.96 | 1 | 0
14.68 | 29.36 | 7.48 | 0.10709 | 0 | 29.36 | 1 | 0
16.08 | 32.16 | 7.48 | 0.10709 | 0 | 32.16 | 1 | 0
16.72 | 33.44 | 7.48 | 0.10709 | 0 | 33.44 | 1 | 0
16.16 | 32.32 | 7.48 | 0.10709 | 0 | 32.32 | 1 | 0
17.2 | 34.4 | 7.48 | 0.10709 | 0 | 34.4 | 1 | 0
22.56 | 45.12 | 7.48 | 0.10709 | 0 | 45.12 | 1 | 0
22.76 | 45.52 | 7.48 | 0.12502 | 0 | 45.52 | 1 | 0
23.16 | 46.32 | 7.48 | 0.12502 | 0 | 46.32 | 1 | 0
23.8 | 47.6 | 7.48 | 0.12502 | 0 | 47.6 | 1 | 0
24.4 | 48.8 | 12.23 | 0.12502 | 0 | 48.8 | 1 | 0
25.68 | 51.36 | 12.23 | 0.12502 | 0 | 51.36 | 1 | 0
24.08 | 48.16 | 12.23 | 0.12502 | 0 | 48.16 | 1 | 0
22.4 | 44.8 | 12.23 | 0.12502 | 0 | 44.8 | 1 | 0
23.2 | 46.4 | 7.48 | 0.12502 | 0 | 46.4 | 1 | 0
22.52 | 45.04 | 7.48 | 0.12502 | 0 | 45.04 | 1 | 0
20.96 | 41.92 | 7.48 | 0.12502 | 0 | 37.12 | 0.2 | 4.8
21.96 | 43.92 | 7.48 | 0.10709 | 4.8 | 43.92 | 0.91885 | 0
18.92 | 37.84 | 7.48 | 0.10709 | 0.54188 | 37.84 | 1 | 0
17.44 | 34.88 | 7.48 | 0.10709 | 0 | 34.88 | 1 | 0
12.24 | 24.48 | 7.48 | 0.10709 | 0 | 24.48 | 1 | 0
10.4 | 20.8 | 7.48 | 0.10709 | 0 | 20.8 | 1 | 0
11.12 | 22.24 | 7.48 | 0.10709 | 0 | 22.24 | 1 | 0
13.12 | 26.24 | 7.48 | 0.10709 | 0 | 26.24 | 1 | 0
14.4 | 28.8 | 7.48 | 0.10709 | 0 | 28.8 | 1 | 0
16.04 | 32.08 | 7.48 | 0.10709 | 0 | 32.08 | 1 | 0
18.52 | 37.04 | 7.48 | 0.10709 | 0 | 37.04 | 1 | 0
24.32 | 48.64 | 7.48 | 0.10709 | 0 | 48.64 | 1 | 0
26.12 | 52.24 | 7.48 | 0.10709 | 0 | 52.24 | 1 | 0
29.24 | 58.48 | 7.48 | 0.10709 | 0 | 58.48 | 1 | 0
28.56 | 57.12 | 7.48 | 0.10709 | 0 | 57.12 | 1 | 0
27.92 | 55.84 | 7.48 | 0.12502 | 0 | 55.84 | 1 | 0
29.68 | 59.36 | 7.48 | 0.12502 | 0 | 59.36 | 1 | 0
32.28 | 64.56 | 7.48 | 0.12502 | 0 | 64.56 | 1 | 0
27.04 | 54.08 | 12.23 | 0.12502 | 0 | 54.08 | 1 | 0
26.4533 | 52.9067 | 12.23 | 0.12502 | 0 | 52.9067 | 1 | 0
26.2667 | 52.5333 | 12.23 | 0.12502 | 0 | 52.5333 | 1 | 0
24 | 48 | 12.23 | 0.12502 | 0 | 48 | 1 | 0
25.44 | 50.88 | 7.48 | 0.12502 | 0 | 50.88 | 1 | 0
27.24 | 54.48 | 7.48 | 0.12502 | 0 | 54.48 | 1 | 0
26.24 | 52.48 | 7.48 | 0.12502 | 0 | 47.68 | 0.2 | 4.8
27.84 | 55.68 | 7.48 | 0.10709 | 4.8 | 55.68 | 0.91885 | 0
25.48 | 50.96 | 7.48 | 0.10709 | 0.54188 | 50.96 | 1 | 0
22.76 | 45.52 | 7.48 | 0.10709 | 0 | 45.52 | 1 | 0
18.24 | 36.48 | 7.48 | 0.10709 | 0 | 36.48 | 1 | 0
17.72 | 35.44 | 7.48 | 0.10709 | 0 | 35.44 | 1 | 0
17.28 | 34.56 | 7.48 | 0.10709 | 0 | 34.56 | 1 | 0
17.4 | 34.8 | 7.48 | 0.10709 | 0 | 34.8 | 1 | 0
17.52 | 35.04 | 7.48 | 0.10709 | 0 | 35.04 | 1 | 0
14.32 | 28.64 | 7.48 | 0.10709 | 0 | 28.64 | 1 | 0
16.6 | 33.2 | 7.48 | 0.10709 | 0 | 33.2 | 1 | 0
24.72 | 49.44 | 7.48 | 0.10709 | 0 | 49.44 | 1 | 0
24.56 | 49.12 | 7.48 | 0.10709 | 0 | 49.12 | 1 | 0
26.28 | 52.56 | 7.48 | 0.10709 | 0 | 52.56 | 1 | 0
26.28 | 52.56 | 7.48 | 0.10709 | 0 | 52.56 | 1 | 0
29.88 | 59.76 | 7.48 | 0.12502 | 0 | 59.76 | 1 | 0
27.48 | 54.96 | 7.48 | 0.12502 | 0 | 54.96 | 1 | 0
26.72 | 53.44 | 7.48 | 0.12502 | 0 | 53.44 | 1 | 0
26.48 | 52.96 | 12.23 | 0.12502 | 0 | 52.96 | 1 | 0
28.76 | 57.52 | 12.23 | 0.12502 | 0 | 57.52 | 1 | 0
31.08 | 62.16 | 12.23 | 0.12502 | 0 | 62.16 | 1 | 0
29 | 58 | 12.23 | 0.12502 | 0 | 58 | 1 | 0
31.88 | 63.76 | 7.48 | 0.12502 | 0 | 63.76 | 1 | 0
31.32 | 62.64 | 7.48 | 0.12502 | 0 | 62.64 | 1 | 0
30.04 | 60.08 | 7.48 | 0.12502 | 0 | 55.28 | 0.2 | 4.8
25.16 | 50.32 | 7.48 | 0.10709 | 4.8 | 50.32 | 0.91885 | 0
18.4 | 36.8 | 7.48 | 0.10709 | 0.54188 | 36.8 | 1 | 0
18.48 | 36.96 | 7.48 | 0.10709 | 0 | 36.96 | 1 | 0
13.56 | 27.12 | 7.48 | 0.10709 | 0 | 27.12 | 1 | 0
12.08 | 24.16 | 7.48 | 0.10709 | 0 | 24.16 | 1 | 0
12.04 | 24.08 | 7.48 | 0.10709 | 0 | 24.08 | 1 | 0
12.56 | 25.12 | 7.48 | 0.10709 | 0 | 25.12 | 1 | 0
15.24 | 30.48 | 7.48 | 0.10709 | 0 | 30.48 | 1 | 0
13.56 | 27.12 | 7.48 | 0.10709 | 0 | 27.12 | 1 | 0
16.76 | 33.52 | 7.48 | 0.10709 | 0 | 33.52 | 1 | 0
23.8 | 47.6 | 7.48 | 0.10709 | 0 | 47.6 | 1 | 0
26.04 | 52.08 | 7.48 | 0.10709 | 0 | 52.08 | 1 | 0
29.28 | 58.56 | 7.48 | 0.10709 | 0 | 58.56 | 1 | 0
35.16 | 70.32 | 7.48 | 0.10709 | 0 | 70.32 | 1 | 0
41.64 | 83.28 | 7.48 | 0.12502 | 0 | 83.28 | 1 | 0
37.72 | 75.44 | 7.48 | 0.12502 | 0 | 75.44 | 1 | 0
38.44 | 76.88 | 7.48 | 0.12502 | 0 | 76.88 | 1 | 0
37.8 | 75.6 | 12.23 | 0.12502 | 0 | 75.6 | 1 | 0
40.28 | 80.56 | 12.23 | 0.12502 | 0 | 80.56 | 1 | 0
39.64 | 79.28 | 12.23 | 0.12502 | 0 | 79.28 | 1 | 0
40.12 | 80.24 | 12.23 | 0.12502 | 0 | 80.24 | 1 | 0
45.2 | 90.4 | 7.48 | 0.12502 | 0 | 90.4 | 1 | 0
44.88 | 89.76 | 7.48 | 0.12502 | 0 | 89.76 | 1 | 0
40.92 | 81.84 | 7.48 | 0.12502 | 0 | 77.04 | 0.2 | 4.8
37.08 | 74.16 | 7.48 | 0.10709 | 4.8 | 74.16 | 0.91885 | 0
30.04 | 60.08 | 7.48 | 0.10709 | 0.54188 | 60.08 | 1 | 0
22.12 | 44.24 | 7.48 | 0.10709 | 0 | 44.24 | 1 | 0
12.8 | 25.6 | 7.48 | 0.10709 | 0 | 25.6 | 1 | 0
10.68 | 21.36 | 7.48 | 0.10709 | 0 | 21.36 | 1 | 0
13.68 | 27.36 | 7.48 | 0.10709 | 0 | 27.36 | 1 | 0
16.28 | 32.56 | 7.48 | 0.10709 | 0 | 32.56 | 1 | 0
13.08 | 26.16 | 7.48 | 0.10709 | 0 | 26.16 | 1 | 0
13.48 | 26.96 | 7.48 | 0.10709 | 0 | 26.96 | 1 | 0
16.12 | 32.24 | 7.48 | 0.10709 | 0 | 32.24 | 1 | 0
23.48 | 46.96 | 7.48 | 0.10709 | 0 | 46.96 | 1 | 0
24.16 | 48.32 | 7.48 | 0.10709 | 0 | 48.32 | 1 | 0
32.12 | 64.24 | 7.48 | 0.10709 | 0 | 64.24 | 1 | 0
40.16 | 80.32 | 7.48 | 0.10709 | 0 | 80.32 | 1 | 0
44.32 | 88.64 | 7.48 | 0.12502 | 0 | 88.64 | 1 | 0
41.44 | 82.88 | 7.48 | 0.12502 | 0 | 82.88 | 1 | 0
43.96 | 87.92 | 7.48 | 0.12502 | 0 | 87.92 | 1 | 0
46.16 | 92.32 | 12.23 | 0.12502 | 0 | 92.32 | 1 | 0
47.72 | 95.44 | 12.23 | 0.12502 | 0 | 95.44 | 1 | 0
45.48 | 90.96 | 12.23 | 0.12502 | 0 | 90.96 | 1 | 0
43.96 | 87.92 | 12.23 | 0.12502 | 0 | 87.92 | 1 | 0
43.52 | 87.04 | 7.48 | 0.12502 | 0 | 87.04 | 1 | 0
41.48 | 82.96 | 7.48 | 0.12502 | 0 | 82.96 | 1 | 0
37.68 | 75.36 | 7.48 | 0.12502 | 0 | 70.56 | 0.2 | 4.8
33 | 66 | 7.48 | 0.10709 | 4.8 | 66 | 0.91885 | 0
30.36 | 60.72 | 7.48 | 0.10709 | 0.54188 | 60.72 | 1 | 0
24.44 | 48.88 | 7.48 | 0.10709 | 0 | 48.88 | 1 | 0
14.72 | 29.44 | 7.48 | 0.10709 | 0 | 29.44 | 1 | 0
11.6267 | 23.2533 | 7.48 | 0.10709 | 0 | 23.2533 | 1 | 0
11.68 | 23.36 | 7.48 | 0.10709 | 0 | 23.36 | 1 | 0
11.2 | 22.4 | 7.48 | 0.10709 | 0 | 22.4 | 1 | 0
12.24 | 24.48 | 7.48 | 0.10709 | 0 | 24.48 | 1 | 0
15.4933 | 30.9867 | 7.48 | 0.10709 | 0 | 30.9867 | 1 | 0
17.8933 | 35.7867 | 7.48 | 0.10709 | 0 | 35.7867 | 1 | 0
24.4933 | 48.9867 | 7.48 | 0.10709 | 0 | 48.9867 | 1 | 0
24.32 | 48.64 | 7.48 | 0.10709 | 0 | 48.64 | 1 | 0
27.04 | 54.08 | 7.48 | 0.10709 | 0 | 54.08 | 1 | 0
26.36 | 52.72 | 7.48 | 0.10709 | 0 | 52.72 | 1 | 0
29.92 | 59.84 | 7.48 | 0.10709 | 0 | 59.84 | 1 | 0
31.24 | 62.48 | 7.48 | 0.10709 | 0 | 62.48 | 1 | 0
31.64 | 63.28 | 7.48 | 0.10709 | 0 | 63.28 | 1 | 0
27.48 | 54.96 | 7.48 | 0.10709 | 0 | 54.96 | 1 | 0
27 | 54 | 7.48 | 0.10709 | 0 | 54 | 1 | 0
26.2 | 52.4 | 7.48 | 0.10709 | 0 | 52.4 | 1 | 0
29.84 | 59.68 | 7.48 | 0.10709 | 0 | 59.68 | 1 | 0
27.84 | 55.68 | 7.48 | 0.10709 | 0 | 55.68 | 1 | 0
26.92 | 53.84 | 7.48 | 0.10709 | 0 | 53.84 | 1 | 0
26.48 | 52.96 | 7.48 | 0.10709 | 0 | 52.96 | 1 | 0
24.76 | 49.52 | 7.48 | 0.10709 | 0 | 49.52 | 1 | 0
24.28 | 48.56 | 7.48 | 0.10709 | 0 | 48.56 | 1 | 0
20.08 | 40.16 | 7.48 | 0.10709 | 0 | 40.16 | 1 | 0
12.44 | 24.88 | 7.48 | 0.10709 | 0 | 24.88 | 1 | 0
11.08 | 22.16 | 7.48 | 0.10709 | 0 | 22.16 | 1 | 0
9.84 | 19.68 | 7.48 | 0.10709 | 0 | 19.68 | 1 | 0
11.96 | 23.92 | 7.48 | 0.10709 | 0 | 23.92 | 1 | 0
15 | 30 | 7.48 | 0.10709 | 0 | 30 | 1 | 0
16.24 | 32.48 | 7.48 | 0.10709 | 0 | 32.48 | 1 | 0
17.12 | 34.24 | 7.48 | 0.10709 | 0 | 34.24 | 1 | 0
18.6 | 37.2 | 7.48 | 0.10709 | 0 | 37.2 | 1 | 0
24.56 | 49.12 | 7.48 | 0.10709 | 0 | 49.12 | 1 | 0
23.52 | 47.04 | 7.48 | 0.10709 | 0 | 47.04 | 1 | 0
25.68 | 51.36 | 7.48 | 0.10709 | 0 | 51.36 | 1 | 0
26 | 52 | 7.48 | 0.10709 | 0 | 52 | 1 | 0
24.96 | 49.92 | 7.48 | 0.10709 | 0 | 49.92 | 1 | 0
24.08 | 48.16 | 7.48 | 0.10709 | 0 | 48.16 | 1 | 0
25.2 | 50.4 | 7.48 | 0.10709 | 0 | 50.4 | 1 | 0
23.84 | 47.68 | 7.48 | 0.10709 | 0 | 47.68 | 1 | 0
24.36 | 48.72 | 7.48 | 0.10709 | 0 | 48.72 | 1 | 0
24.28 | 48.56 | 7.48 | 0.10709 | 0 | 48.56 | 1 | 0
26.52 | 53.04 | 7.48 | 0.10709 | 0 | 53.04 | 1 | 0
22.64 | 45.28 | 7.48 | 0.10709 | 0 | 45.28 | 1 | 0
20.72 | 41.44 | 7.48 | 0.10709 | 0 | 41.44 | 1 | 0
22.12 | 44.24 | 7.48 | 0.10709 | 0 | 44.24 | 1 | 0
22.12 | 44.24 | 7.48 | 0.10709 | 0 | 44.24 | 1 | 0
22.8 | 45.6 | 7.48 | 0.10709 | 0 | 45.6 | 1 | 0
17.8 | 35.6 | 7.48 | 0.10709 | 0 | 35.6 | 1 | 0
15.8 | 31.6 | 7.48 | 0.10709 | 0 | 31.6 | 1 | 0
15.16 | 30.32 | 7.48 | 0.10709 | 0 | 30.32 | 1 | 0
16.12 | 32.24 | 7.48 | 0.10709 | 0 | 32.24 | 1 | 0
18.8 | 37.6 | 7.48 | 0.10709 | 0 | 37.6 | 1 | 0
16.04 | 32.08 | 7.48 | 0.10709 | 0 | 32.08 | 1 | 0
16.4 | 32.8 | 7.48 | 0.10709 | 0 | 32.8 | 1 | 0
16.4 | 32.8 | 7.48 | 0.10709 | 0 | 32.8 | 1 | 0
16.68 | 33.36 | 7.48 | 0.10709 | 0 | 33.36 | 1 | 0
21.88 | 43.76 | 7.48 | 0.10709 | 0 | 43.76 | 1 | 0
22.04 | 44.08 | 7.48 | 0.10709 | 0 | 44.08 | 1 | 0
22.16 | 44.32 | 7.48 | 0.12502 | 0 | 44.32 | 1 | 0
23.96 | 47.92 | 7.48 | 0.12502 | 0 | 47.92 | 1 | 0
23.84 | 47.68 | 7.48 | 0.12502 | 0 | 47.68 | 1 | 0
27.44 | 54.88 | 12.23 | 0.12502 | 0 | 54.88 | 1 | 0
27.08 | 54.16 | 12.23 | 0.12502 | 0 | 54.16 | 1 | 0
25.8 | 51.6 | 12.23 | 0.12502 | 0 | 51.6 | 1 | 0
23.56 | 47.12 | 12.23 | 0.12502 | 0 | 47.12 | 1 | 0
24.0933 | 48.1867 | 7.48 | 0.12502 | 0 | 48.1867 | 1 | 0
23.0133 | 46.0267 | 7.48 | 0.12502 | 0 | 46.0267 | 1 | 0
18.36 | 36.72 | 7.48 | 0.12502 | 0 | 31.92 | 0.2 | 4.8
15.12 | 30.24 | 7.48 | 0.10709 | 4.8 | 30.24 | 0.91885 | 0
15.64 | 31.28 | 7.48 | 0.10709 | 0.54188 | 31.28 | 1 | 0
16.28 | 32.56 | 7.48 | 0.10709 | 0 | 32.56 | 1 | 0
11.76 | 23.52 | 7.48 | 0.10709 | 0 | 23.52 | 1 | 0
9.52 | 19.04 | 7.48 | 0.10709 | 0 | 19.04 | 1 | 0
9.52 | 19.04 | 7.48 | 0.10709 | 0 | 19.04 | 1 | 0
10.44 | 20.88 | 7.48 | 0.10709 | 0 | 20.88 | 1 | 0
12.72 | 25.44 | 7.48 | 0.10709 | 0 | 25.44 | 1 | 0
15.12 | 30.24 | 7.48 | 0.10709 | 0 | 30.24 | 1 | 0
17 | 34 | 7.48 | 0.10709 | 0 | 34 | 1 | 0
23.52 | 47.04 | 7.48 | 0.10709 | 0 | 47.04 | 1 | 0
27.16 | 54.32 | 7.48 | 0.10709 | 0 | 54.32 | 1 | 0
28.36 | 56.72 | 7.48 | 0.10709 | 0 | 56.72 | 1 | 0
28.04 | 56.08 | 7.48 | 0.10709 | 0 | 56.08 | 1 | 0
31.92 | 63.84 | 7.48 | 0.12502 | 0 | 63.84 | 1 | 0
33.72 | 67.44 | 7.48 | 0.12502 | 0 | 67.44 | 1 | 0
32.24 | 64.48 | 7.48 | 0.12502 | 0 | 64.48 | 1 | 0
35.16 | 70.32 | 12.23 | 0.12502 | 0 | 70.32 | 1 | 0
34.76 | 69.52 | 12.23 | 0.12502 | 0 | 69.52 | 1 | 0
31.68 | 63.36 | 12.23 | 0.12502 | 0 | 63.36 | 1 | 0
32.96 | 65.92 | 12.23 | 0.12502 | 0 | 65.92 | 1 | 0
32.72 | 65.44 | 7.48 | 0.12502 | 0 | 65.44 | 1 | 0
36.12 | 72.24 | 7.48 | 0.12502 | 0 | 72.24 | 1 | 0
33.88 | 67.76 | 7.48 | 0.12502 | 0 | 62.96 | 0.2 | 4.8
32.32 | 64.64 | 7.48 | 0.10709 | 4.8 | 64.64 | 0.91885 | 0
29.16 | 58.32 | 7.48 | 0.10709 | 0.54188 | 58.32 | 1 | 0
16.88 | 33.76 | 7.48 | 0.10709 | 0 | 33.76 | 1 | 0
10.72 | 21.44 | 7.48 | 0.10709 | 0 | 21.44 | 1 | 0
9.2 | 18.4 | 7.48 | 0.10709 | 0 | 18.4 | 1 | 0
10.08 | 20.16 | 7.48 | 0.10709 | 0 | 20.16 | 1 | 0
9.52 | 19.04 | 7.48 | 0.10709 | 0 | 19.04 | 1 | 0
12.56 | 25.12 | 7.48 | 0.10709 | 0 | 25.12 | 1 | 0
14 | 28 | 7.48 | 0.10709 | 0 | 28 | 1 | 0
14.96 | 29.92 | 7.48 | 0.10709 | 0 | 29.92 | 1 | 0
20.08 | 40.16 | 7.48 | 0.10709 | 0 | 40.16 | 1 | 0
23.88 | 47.76 | 7.48 | 0.10709 | 0 | 47.76 | 1 | 0
25.92 | 51.84 | 7.48 | 0.10709 | 0 | 51.84 | 1 | 0
32.36 | 64.72 | 7.48 | 0.10709 | 0 | 64.72 | 1 | 0
32.36 | 64.72 | 7.48 | 0.12502 | 0 | 64.72 | 1 | 0
33.28 | 66.56 | 7.48 | 0.12502 | 0 | 66.56 | 1 | 0
37.32 | 74.64 | 7.48 | 0.12502 | 0 | 74.64 | 1 | 0
38.32 | 76.64 | 12.23 | 0.12502 | 0 | 76.64 | 1 | 0
35.24 | 70.48 | 12.23 | 0.12502 | 0 | 70.48 | 1 | 0
37.96 | 75.92 | 12.23 | 0.12502 | 0 | 75.92 | 1 | 0
39.2 | 78.4 | 12.23 | 0.12502 | 0 | 78.4 | 1 | 0
39.08 | 78.16 | 7.48 | 0.12502 | 0 | 78.16 | 1 | 0
37.32 | 74.64 | 7.48 | 0.12502 | 0 | 74.64 | 1 | 0
35 | 70 | 7.48 | 0.12502 | 0 | 65.2 | 0.2 | 4.8
32.76 | 65.52 | 7.48 | 0.10709 | 4.8 | 65.52 | 0.91885 | 0
29.28 | 58.56 | 7.48 | 0.10709 | 0.54188 | 58.56 | 1 | 0
17.64 | 35.28 | 7.48 | 0.10709 | 0 | 35.28 | 1 | 0
11.12 | 22.24 | 7.48 | 0.10709 | 0 | 22.24 | 1 | 0
9.52 | 19.04 | 7.48 | 0.10709 | 0 | 19.04 | 1 | 0
11.48 | 22.96 | 7.48 | 0.10709 | 0 | 22.96 | 1 | 0
9.72 | 19.44 | 7.48 | 0.10709 | 0 | 19.44 | 1 | 0
12.08 | 24.16 | 7.48 | 0.10709 | 0 | 24.16 | 1 | 0
13.44 | 26.88 | 7.48 | 0.10709 | 0 | 26.88 | 1 | 0
16.52 | 33.04 | 7.48 | 0.10709 | 0 | 33.04 | 1 | 0
24.36 | 48.72 | 7.48 | 0.10709 | 0 | 48.72 | 1 | 0
23.88 | 47.76 | 7.48 | 0.10709 | 0 | 47.76 | 1 | 0
25.12 | 50.24 | 7.48 | 0.10709 | 0 | 50.24 | 1 | 0
28.88 | 57.76 | 7.48 | 0.10709 | 0 | 57.76 | 1 | 0
33.12 | 66.24 | 7.48 | 0.12502 | 0 | 66.24 | 1 | 0
36.16 | 72.32 | 7.48 | 0.12502 | 0 | 72.32 | 1 | 0
38.88 | 77.76 | 7.48 | 0.12502 | 0 | 77.76 | 1 | 0
36.48 | 72.96 | 12.23 | 0.12502 | 0 | 72.96 | 1 | 0
34.92 | 69.84 | 12.23 | 0.12502 | 0 | 69.84 | 1 | 0
37.12 | 74.24 | 12.23 | 0.12502 | 0 | 74.24 | 1 | 0
35.36 | 70.72 | 12.23 | 0.12502 | 0 | 70.72 | 1 | 0
37.16 | 74.32 | 7.48 | 0.12502 | 0 | 74.32 | 1 | 0
35.72 | 71.44 | 7.48 | 0.12502 | 0 | 71.44 | 1 | 0
33.88 | 67.76 | 7.48 | 0.12502 | 0 | 62.96 | 0.2 | 4.8
33.88 | 67.76 | 7.48 | 0.10709 | 4.8 | 67.76 | 0.91885 | 0
29.36 | 58.72 | 7.48 | 0.10709 | 0.54188 | 58.72 | 1 | 0
21.48 | 42.96 | 7.48 | 0.10709 | 0 | 42.96 | 1 | 0
10.64 | 21.28 | 7.48 | 0.10709 | 0 | 21.28 | 1 | 0
8.76 | 17.52 | 7.48 | 0.10709 | 0 | 17.52 | 1 | 0
12.04 | 24.08 | 7.48 | 0.10709 | 0 | 24.08 | 1 | 0
8.44 | 16.88 | 7.48 | 0.10709 | 0 | 16.88 | 1 | 0
11.96 | 23.92 | 7.48 | 0.10709 | 0 | 23.92 | 1 | 0
13.68 | 27.36 | 7.48 | 0.10709 | 0 | 27.36 | 1 | 0
16.12 | 32.24 | 7.48 | 0.10709 | 0 | 32.24 | 1 | 0
23.4 | 46.8 | 7.48 | 0.10709 | 0 | 46.8 | 1 | 0
23.64 | 47.28 | 7.48 | 0.10709 | 0 | 47.28 | 1 | 0
25.72 | 51.44 | 7.48 | 0.10709 | 0 | 51.44 | 1 | 0
29.88 | 59.76 | 7.48 | 0.10709 | 0 | 59.76 | 1 | 0
35.6933 | 71.3867 | 7.48 | 0.12502 | 0 | 71.3867 | 1 | 0
33.4933 | 66.9867 | 7.48 | 0.12502 | 0 | 66.9867 | 1 | 0
34 | 68 | 7.48 | 0.12502 | 0 | 68 | 1 | 0
25.68 | 51.36 | 12.23 | 0.12502 | 0 | 51.36 | 1 | 0
24.88 | 49.76 | 12.23 | 0.12502 | 0 | 49.76 | 1 | 0
24.44 | 48.88 | 12.23 | 0.12502 | 0 | 48.88 | 1 | 0
23.68 | 47.36 | 12.23 | 0.12502 | 0 | 47.36 | 1 | 0
24.32 | 48.64 | 7.48 | 0.12502 | 0 | 48.64 | 1 | 0
24.76 | 49.52 | 7.48 | 0.12502 | 0 | 49.52 | 1 | 0
23.8 | 47.6 | 7.48 | 0.12502 | 0 | 42.8 | 0.2 | 4.8
23.88 | 47.76 | 7.48 | 0.10709 | 4.8 | 47.76 | 0.91885 | 0
23.68 | 47.36 | 7.48 | 0.10709 | 0.54188 | 47.36 | 1 | 0
18.24 | 36.48 | 7.48 | 0.10709 | 0 | 36.48 | 1 | 0
10.76 | 21.52 | 7.48 | 0.10709 | 0 | 21.52 | 1 | 0
9.08 | 18.16 | 7.48 | 0.10709 | 0 | 18.16 | 1 | 0
9.84 | 19.68 | 7.48 | 0.10709 | 0 | 19.68 | 1 | 0
11.36 | 22.72 | 7.48 | 0.10709 | 0 | 22.72 | 1 | 0
13.6 | 27.2 | 7.48 | 0.10709 | 0 | 27.2 | 1 | 0
15.4 | 30.8 | 7.48 | 0.10709 | 0 | 30.8 | 1 | 0
17.6 | 35.2 | 7.48 | 0.10709 | 0 | 35.2 | 1 | 0
24.64 | 49.28 | 7.48 | 0.10709 | 0 | 49.28 | 1 | 0
24.92 | 49.84 | 7.48 | 0.10709 | 0 | 49.84 | 1 | 0
27.28 | 54.56 | 7.48 | 0.10709 | 0 | 54.56 | 1 | 0
29.96 | 59.92 | 7.48 | 0.10709 | 0 | 59.92 | 1 | 0
33.12 | 66.24 | 7.48 | 0.10709 | 0 | 66.24 | 1 | 0
32.76 | 65.52 | 7.48 | 0.10709 | 0 | 65.52 | 1 | 0
30.96 | 61.92 | 7.48 | 0.10709 | 0 | 61.92 | 1 | 0
27.32 | 54.64 | 7.48 | 0.10709 | 0 | 54.64 | 1 | 0
27.44 | 54.88 | 7.48 | 0.10709 | 0 | 54.88 | 1 | 0
29.76 | 59.52 | 7.48 | 0.10709 | 0 | 59.52 | 1 | 0
25.88 | 51.76 | 7.48 | 0.10709 | 0 | 51.76 | 1 | 0
26.24 | 52.48 | 7.48 | 0.10709 | 0 | 52.48 | 1 | 0
25.72 | 51.44 | 7.48 | 0.10709 | 0 | 51.44 | 1 | 0
25.92 | 51.84 | 7.48 | 0.10709 | 0 | 51.84 | 1 | 0
26.08 | 52.16 | 7.48 | 0.10709 | 0 | 52.16 | 1 | 0
23.48 | 46.96 | 7.48 | 0.10709 | 0 | 46.96 | 1 | 0
20.24 | 40.48 | 7.48 | 0.10709 | 0 | 40.48 | 1 | 0
11.56 | 23.12 | 7.48 | 0.10709 | 0 | 23.12 | 1 | 0
9.88 | 19.76 | 7.48 | 0.10709 | 0 | 19.76 | 1 | 0
9.56 | 19.12 | 7.48 | 0.10709 | 0 | 19.12 | 1 | 0
11.8133 | 23.6267 | 7.48 | 0.10709 | 0 | 23.6267 | 1 | 0
14.1867 | 28.3733 | 7.48 | 0.10709 | 0 | 28.3733 | 1 | 0
15.92 | 31.84 | 7.48 | 0.10709 | 0 | 31.84 | 1 | 0
16.72 | 33.44 | 7.48 | 0.10709 | 0 | 33.44 | 1 | 0
17.36 | 34.72 | 7.48 | 0.10709 | 0 | 34.72 | 1 | 0
21.84 | 43.68 | 7.48 | 0.10709 | 0 | 43.68 | 1 | 0
22.32 | 44.64 | 7.48 | 0.10709 | 0 | 44.64 | 1 | 0
23.84 | 47.68 | 7.48 | 0.10709 | 0 | 47.68 | 1 | 0
23.4 | 46.8 | 7.48 | 0.10709 | 0 | 46.8 | 1 | 0
23.64 | 47.28 | 7.48 | 0.10709 | 0 | 47.28 | 1 | 0
22.52 | 45.04 | 7.48 | 0.10709 | 0 | 45.04 | 1 | 0
23.304 | 46.608 | 7.48 | 0.10709 | 0 | 46.608 | 1 | 0
22.176 | 44.352 | 7.48 | 0.10709 | 0 | 44.352 | 1 | 0
22.72 | 45.44 | 7.48 | 0.10709 | 0 | 45.44 | 1 | 0
24.08 | 48.16 | 7.48 | 0.10709 | 0 | 48.16 | 1 | 0
24.24 | 48.48 | 7.48 | 0.10709 | 0 | 48.48 | 1 | 0
22.8343 | 45.6686 | 7.48 | 0.10709 | 0 | 45.6686 | 1 | 0
19.2 | 38.4 | 7.48 | 0.10709 | 0 | 38.4 | 1 | 0
16.1657 | 32.3314 | 7.48 | 0.10709 | 0 | 32.3314 | 1 | 0
17 | 34 | 7.48 | 0.10709 | 0 | 34 | 1 | 0
16.6 | 33.2 | 7.48 | 0.10709 | 0 | 33.2 | 1 | 0
13.4 | 26.8 | 7.48 | 0.10709 | 0 | 26.8 | 1 | 0
13.2533 | 26.5067 | 7.48 | 0.10709 | 0 | 26.5067 | 1 | 0
10.0667 | 20.1333 | 7.48 | 0.10709 | 0 | 20.1333 | 1 | 0
12.12 | 24.24 | 7.48 | 0.10709 | 0 | 24.24 | 1 | 0
13.76 | 27.52 | 7.48 | 0.10709 | 0 | 27.52 | 1 | 0
15.4 | 30.8 | 7.48 | 0.10709 | 0 | 30.8 | 1 | 0
16 | 32 | 7.48 | 0.10709 | 0 | 32 | 1 | 0
16.64 | 33.28 | 7.48 | 0.10709 | 0 | 33.28 | 1 | 0
16 | 32 | 7.48 | 0.10709 | 0 | 32 | 1 | 0
21.04 | 42.08 | 7.48 | 0.10709 | 0 | 42.08 | 1 | 0
21.72 | 43.44 | 7.48 | 0.10709 | 0 | 43.44 | 1 | 0
21.8666 | 43.7333 | 7.48 | 0.12502 | 0 | 43.7333 | 1 | 0
22.2933 | 44.5866 | 7.48 | 0.12502 | 0 | 44.5866 | 1 | 0
22.28 | 44.56 | 7.48 | 0.12502 | 0 | 44.56 | 1 | 0
22.2 | 44.4 | 12.23 | 0.12502 | 0 | 44.4 | 1 | 0
22.6 | 45.2 | 12.23 | 0.12502 | 0 | 45.2 | 1 | 0
22.8 | 45.6 | 12.23 | 0.12502 | 0 | 45.6 | 1 | 0
22.84 | 45.68 | 12.23 | 0.12502 | 0 | 45.68 | 1 | 0
21.8 | 43.6 | 7.48 | 0.12502 | 0 | 43.6 | 1 | 0
16.12 | 32.24 | 7.48 | 0.12502 | 0 | 32.24 | 1 | 0
14.6 | 29.2 | 7.48 | 0.12502 | 0 | 24.4 | 0.2 | 4.8
15.04 | 30.08 | 7.48 | 0.10709 | 4.8 | 30.08 | 0.91885 | 0
16.24 | 32.48 | 7.48 | 0.10709 | 0.54188 | 32.48 | 1 | 0
17 | 34 | 7.48 | 0.10709 | 0 | 34 | 1 | 0
11.48 | 22.96 | 7.48 | 0.10709 | 0 | 22.96 | 1 | 0
8.96 | 17.92 | 7.48 | 0.10709 | 0 | 17.92 | 1 | 0
10.36 | 20.72 | 7.48 | 0.10709 | 0 | 20.72 | 1 | 0
12.84 | 25.68 | 7.48 | 0.10709 | 0 | 25.68 | 1 | 0
13.64 | 27.28 | 7.48 | 0.10709 | 0 | 27.28 | 1 | 0
15.36 | 30.72 | 7.48 | 0.10709 | 0 | 30.72 | 1 | 0
16.32 | 32.64 | 7.48 | 0.10709 | 0 | 32.64 | 1 | 0
23.76 | 47.52 | 7.48 | 0.10709 | 0 | 47.52 | 1 | 0
23.88 | 47.76 | 7.48 | 0.10709 | 0 | 47.76 | 1 | 0
27.93 | 55.86 | 7.48 | 0.10709 | 0 | 55.86 | 1 | 0
32.17 | 64.34 | 7.48 | 0.10709 | 0 | 64.34 | 1 | 0
30.8 | 61.6 | 7.48 | 0.12502 | 0 | 61.6 | 1 | 0
32.92 | 65.84 | 7.48 | 0.12502 | 0 | 65.84 | 1 | 0
28.56 | 57.12 | 7.48 | 0.12502 | 0 | 57.12 | 1 | 0
27.68 | 55.36 | 12.23 | 0.12502 | 0 | 55.36 | 1 | 0
26.52 | 53.04 | 12.23 | 0.12502 | 0 | 53.04 | 1 | 0
25.16 | 50.32 | 12.23 | 0.12502 | 0 | 50.32 | 1 | 0
25.88 | 51.76 | 12.23 | 0.12502 | 0 | 51.76 | 1 | 0
26.32 | 52.64 | 7.48 | 0.12502 | 0 | 52.64 | 1 | 0
25.08 | 50.16 | 7.48 | 0.12502 | 0 | 50.16 | 1 | 0
25.56 | 51.12 | 7.48 | 0.12502 | 0 | 46.32 | 0.2 | 4.8
26.4 | 52.8 | 7.48 | 0.10709 | 4.8 | 52.8 | 0.91885 | 0
24.52 | 49.04 | 7.48 | 0.10709 | 0.54188 | 49.04 | 1 | 0
18.76 | 37.52 | 7.48 | 0.10709 | 0 | 37.52 | 1 | 0
12.96 | 25.92 | 7.48 | 0.10709 | 0 | 25.92 | 1 | 0
10.96 | 21.92 | 7.48 | 0.10709 | 0 | 21.92 | 1 | 0
12.04 | 24.08 | 7.48 | 0.10709 | 0 | 24.08 | 1 | 0
14.2 | 28.4 | 7.48 | 0.10709 | 0 | 28.4 | 1 | 0
13 | 26 | 7.48 | 0.10709 | 0 | 26 | 1 | 0
14.72 | 29.44 | 7.48 | 0.10709 | 0 | 29.44 | 1 | 0
17.16 | 34.32 | 7.48 | 0.10709 | 0 | 34.32 | 1 | 0
24.68 | 49.36 | 7.48 | 0.10709 | 0 | 49.36 | 1 | 0
23.44 | 46.88 | 7.48 | 0.10709 | 0 | 46.88 | 1 | 0
24.72 | 49.44 | 7.48 | 0.10709 | 0 | 49.44 | 1 | 0
26.88 | 53.76 | 7.48 | 0.10709 | 0 | 53.76 | 1 | 0
30.24 | 60.48 | 7.48 | 0.12502 | 0 | 60.48 | 1 | 0
30.8 | 61.6 | 7.48 | 0.12502 | 0 | 61.6 | 1 | 0
28.4 | 56.8 | 7.48 | 0.12502 | 0 | 56.8 | 1 | 0
27 | 54 | 12.23 | 0.12502 | 0 | 54 | 1 | 0
26.8 | 53.6 | 12.23 | 0.12502 | 0 | 53.6 | 1 | 0
27.52 | 55.04 | 12.23 | 0.12502 | 0 | 55.04 | 1 | 0
26.56 | 53.12 | 12.23 | 0.12502 | 0 | 53.12 | 1 | 0
24.64 | 49.28 | 7.48 | 0.12502 | 0 | 49.28 | 1 | 0
24.8 | 49.6 | 7.48 | 0.12502 | 0 | 49.6 | 1 | 0
24.8 | 49.6 | 7.48 | 0.12502 | 0 | 44.8 | 0.2 | 4.8
25.12 | 50.24 | 7.48 | 0.10709 | 4.8 | 50.24 | 0.91885 | 0
18.44 | 36.88 | 7.48 | 0.10709 | 0.54188 | 36.88 | 1 | 0
17.32 | 34.64 | 7.48 | 0.10709 | 0 | 34.64 | 1 | 0
11.64 | 23.28 | 7.48 | 0.10709 | 0 | 23.28 | 1 | 0
9.72 | 19.44 | 7.48 | 0.10709 | 0 | 19.44 | 1 | 0
10.8 | 21.6 | 7.48 | 0.10709 | 0 | 21.6 | 1 | 0
12.16 | 24.32 | 7.48 | 0.10709 | 0 | 24.32 | 1 | 0
13.76 | 27.52 | 7.48 | 0.10709 | 0 | 27.52 | 1 | 0
14.72 | 29.44 | 7.48 | 0.10709 | 0 | 29.44 | 1 | 0
17.44 | 34.88 | 7.48 | 0.10709 | 0 | 34.88 | 1 | 0
24.72 | 49.44 | 7.48 | 0.10709 | 0 | 49.44 | 1 | 0
25.36 | 50.72 | 7.48 | 0.10709 | 0 | 50.72 | 1 | 0
25.56 | 51.12 | 7.48 | 0.10709 | 0 | 51.12 | 1 | 0
28.44 | 56.88 | 7.48 | 0.10709 | 0 | 56.88 | 1 | 0
31.52 | 63.04 | 7.48 | 0.12502 | 0 | 63.04 | 1 | 0
30.64 | 61.28 | 7.48 | 0.12502 | 0 | 61.28 | 1 | 0
26.64 | 53.28 | 7.48 | 0.12502 | 0 | 53.28 | 1 | 0
26.88 | 53.76 | 12.23 | 0.12502 | 0 | 53.76 | 1 | 0
25.56 | 51.12 | 12.23 | 0.12502 | 0 | 51.12 | 1 | 0
24.8 | 49.6 | 12.23 | 0.12502 | 0 | 49.6 | 1 | 0
25.12 | 50.24 | 12.23 | 0.12502 | 0 | 50.24 | 1 | 0
25.96 | 51.92 | 7.48 | 0.12502 | 0 | 51.92 | 1 | 0
24.72 | 49.44 | 7.48 | 0.12502 | 0 | 49.44 | 1 | 0
24.4 | 48.8 | 7.48 | 0.12502 | 0 | 44 | 0.2 | 4.8
24.84 | 49.68 | 7.48 | 0.10709 | 4.8 | 49.68 | 0.91885 | 0
22.76 | 45.52 | 7.48 | 0.10709 | 0.54188 | 45.52 | 1 | 0
19.56 | 39.12 | 7.48 | 0.10709 | 0 | 39.12 | 1 | 0
13.16 | 26.32 | 7.48 | 0.10709 | 0 | 26.32 | 1 | 0
11.52 | 23.04 | 7.48 | 0.10709 | 0 | 23.04 | 1 | 0
10.68 | 21.36 | 7.48 | 0.10709 | 0 | 21.36 | 1 | 0
12.04 | 24.08 | 7.48 | 0.10709 | 0 | 24.08 | 1 | 0
14.28 | 28.56 | 7.48 | 0.10709 | 0 | 28.56 | 1 | 0
15.92 | 31.84 | 7.48 | 0.10709 | 0 | 31.84 | 1 | 0
18.04 | 36.08 | 7.48 | 0.10709 | 0 | 36.08 | 1 | 0
25.08 | 50.16 | 7.48 | 0.10709 | 0 | 50.16 | 1 | 0
24.4533 | 48.9067 | 7.48 | 0.10709 | 0 | 48.9067 | 1 | 0
25.6667 | 51.3333 | 7.48 | 0.10709 | 0 | 51.3333 | 1 | 0
27.4 | 54.8 | 7.48 | 0.10709 | 0 | 54.8 | 1 | 0
32.8 | 65.6 | 7.48 | 0.12502 | 0 | 65.6 | 1 | 0
34.96 | 69.92 | 7.48 | 0.12502 | 0 | 69.92 | 1 | 0
35.24 | 70.48 | 7.48 | 0.12502 | 0 | 70.48 | 1 | 0
30.32 | 60.64 | 12.23 | 0.12502 | 0 | 60.64 | 1 | 0
32.44 | 64.88 | 12.23 | 0.12502 | 0 | 64.88 | 1 | 0
32.56 | 65.12 | 12.23 | 0.12502 | 0 | 65.12 | 1 | 0
31.56 | 63.12 | 12.23 | 0.12502 | 0 | 63.12 | 1 | 0
30.96 | 61.92 | 7.48 | 0.12502 | 0 | 61.92 | 1 | 0
33.48 | 66.96 | 7.48 | 0.12502 | 0 | 66.96 | 1 | 0
30.32 | 60.64 | 7.48 | 0.12502 | 0 | 55.84 | 0.2 | 4.8
28.4 | 56.8 | 7.48 | 0.10709 | 4.8 | 56.8 | 0.91885 | 0
26.64 | 53.28 | 7.48 | 0.10709 | 0.54188 | 53.28 | 1 | 0
22.76 | 45.52 | 7.48 | 0.10709 | 0 | 45.52 | 1 | 0
11.52 | 23.04 | 7.48 | 0.10709 | 0 | 23.04 | 1 | 0
9.24 | 18.48 | 7.48 | 0.10709 | 0 | 18.48 | 1 | 0
9.4 | 18.8 | 7.48 | 0.10709 | 0 | 18.8 | 1 | 0
9 | 18 | 7.48 | 0.10709 | 0 | 18 | 1 | 0
12.2 | 24.4 | 7.48 | 0.10709 | 0 | 24.4 | 1 | 0
13.8 | 27.6 | 7.48 | 0.10709 | 0 | 27.6 | 1 | 0
17.36 | 34.72 | 7.48 | 0.10709 | 0 | 34.72 | 1 | 0
24.08 | 48.16 | 7.48 | 0.10709 | 0 | 48.16 | 1 | 0
23.76 | 47.52 | 7.48 | 0.10709 | 0 | 47.52 | 1 | 0
27.48 | 54.96 | 7.48 | 0.10709 | 0 | 54.96 | 1 | 0
31.56 | 63.12 | 7.48 | 0.10709 | 0 | 63.12 | 1 | 0
38.4 | 76.8 | 7.48 | 0.10709 | 0 | 76.8 | 1 | 0
40.8 | 81.6 | 7.48 | 0.10709 | 0 | 81.6 | 1 | 0
38.2 | 76.4 | 7.48 | 0.10709 | 0 | 76.4 | 1 | 0
38.24 | 76.48 | 7.48 | 0.10709 | 0 | 76.48 | 1 | 0
39.96 | 79.92 | 7.48 | 0.10709 | 0 | 79.92 | 1 | 0
40.64 | 81.28 | 7.48 | 0.10709 | 0 | 81.28 | 1 | 0
36.68 | 73.36 | 7.48 | 0.10709 | 0 | 73.36 | 1 | 0
38.32 | 76.64 | 7.48 | 0.10709 | 0 | 76.64 | 1 | 0
37.28 | 74.56 | 7.48 | 0.10709 | 0 | 74.56 | 1 | 0
35.32 | 70.64 | 7.48 | 0.10709 | 0 | 70.64 | 1 | 0
33.36 | 66.72 | 7.48 | 0.10709 | 0 | 66.72 | 1 | 0
29.48 | 58.96 | 7.48 | 0.10709 | 0 | 58.96 | 1 | 0
21.6 | 43.2 | 7.48 | 0.10709 | 0 | 43.2 | 1 | 0
12.16 | 24.32 | 7.48 | 0.10709 | 0 | 24.32 | 1 | 0
9.44 | 18.88 | 7.48 | 0.10709 | 0 | 18.88 | 1 | 0
9.92 | 19.84 | 7.48 | 0.10709 | 0 | 19.84 | 1 | 0
9.2 | 18.4 | 7.48 | 0.10709 | 0 | 18.4 | 1 | 0
12.24 | 24.48 | 7.48 | 0.10709 | 0 | 24.48 | 1 | 0
14.28 | 28.56 | 7.48 | 0.10709 | 0 | 28.56 | 1 | 0
15.88 | 31.76 | 7.48 | 0.10709 | 0 | 31.76 | 1 | 0
16.36 | 32.72 | 7.48 | 0.10709 | 0 | 32.72 | 1 | 0
20.32 | 40.64 | 7.48 | 0.10709 | 0 | 40.64 | 1 | 0
20.92 | 41.84 | 7.48 | 0.10709 | 0 | 41.84 | 1 | 0
21.8 | 43.6 | 7.48 | 0.10709 | 0 | 43.6 | 1 | 0
22.52 | 45.04 | 7.48 | 0.10709 | 0 | 45.04 | 1 | 0
24.08 | 48.16 | 7.48 | 0.10709 | 0 | 48.16 | 1 | 0
24.72 | 49.44 | 7.48 | 0.10709 | 0 | 49.44 | 1 | 0
26.36 | 52.72 | 7.48 | 0.10709 | 0 | 52.72 | 1 | 0
27.88 | 55.76 | 7.48 | 0.10709 | 0 | 55.76 | 1 | 0
29.16 | 58.32 | 7.48 | 0.10709 | 0 | 58.32 | 1 | 0
29.44 | 58.88 | 7.48 | 0.10709 | 0 | 58.88 | 1 | 0
29.36 | 58.72 | 7.48 | 0.10709 | 0 | 58.72 | 1 | 0
26.44 | 52.88 | 7.48 | 0.10709 | 0 | 52.88 | 1 | 0
26.36 | 52.72 | 7.48 | 0.10709 | 0 | 52.72 | 1 | 0
26 | 52 | 7.48 | 0.10709 | 0 | 52 | 1 | 0
23.8 | 47.6 | 7.48 | 0.10709 | 0 | 47.6 | 1 | 0
20.84 | 41.68 | 7.48 | 0.10709 | 0 | 41.68 | 1 | 0
14.48 | 28.96 | 7.48 | 0.10709 | 0 | 28.96 | 1 | 0
12.6 | 25.2 | 7.48 | 0.10709 | 0 | 25.2 | 1 | 0
11.52 | 23.04 | 7.48 | 0.10709 | 0 | 23.04 | 1 | 0
9.32 | 18.64 | 7.48 | 0.10709 | 0 | 18.64 | 1 | 0
11.72 | 23.44 | 7.48 | 0.10709 | 0 | 23.44 | 1 | 0
15.64 | 31.28 | 7.48 | 0.10709 | 0 | 31.28 | 1 | 0
16.2 | 32.4 | 7.48 | 0.10709 | 0 | 32.4 | 1 | 0
17.72 | 35.44 | 7.48 | 0.10709 | 0 | 35.44 | 1 | 0
15.56 | 31.12 | 7.48 | 0.10709 | 0 | 31.12 | 1 | 0
20.52 | 41.04 | 7.48 | 0.10709 | 0 | 41.04 | 1 | 0
24.52 | 49.04 | 7.48 | 0.10709 | 0 | 49.04 | 1 | 0
27.08 | 54.16 | 7.48 | 0.12502 | 0 | 54.16 | 1 | 0
32.8 | 65.6 | 7.48 | 0.12502 | 0 | 65.6 | 1 | 0
38 | 76 | 7.48 | 0.12502 | 0 | 76 | 1 | 0
41.56 | 83.12 | 12.23 | 0.12502 | 0 | 83.12 | 1 | 0
43.76 | 87.52 | 12.23 | 0.12502 | 0 | 87.52 | 1 | 0
45.68 | 91.36 | 12.23 | 0.12502 | 0 | 91.36 | 1 | 0
42 | 84 | 12.23 | 0.12502 | 0 | 84 | 1 | 0
41.68 | 83.36 | 7.48 | 0.12502 | 0 | 83.36 | 1 | 0
36.2 | 72.4 | 7.48 | 0.12502 | 0 | 72.4 | 1 | 0
30.56 | 61.12 | 7.48 | 0.12502 | 0 | 56.32 | 0.2 | 4.8
25.48 | 50.96 | 7.48 | 0.10709 | 4.8 | 50.96 | 0.91885 | 0
24.4 | 48.8 | 7.48 | 0.10709 | 0.54188 | 48.8 | 1 | 0
25.64 | 51.28 | 7.48 | 0.10709 | 0 | 51.28 | 1 | 0
14.8 | 29.6 | 7.48 | 0.10709 | 0 | 29.6 | 1 | 0
9.84 | 19.68 | 7.48 | 0.10709 | 0 | 19.68 | 1 | 0
11.72 | 23.44 | 7.48 | 0.10709 | 0 | 23.44 | 1 | 0
9.96 | 19.92 | 7.48 | 0.10709 | 0 | 19.92 | 1 | 0
11.92 | 23.84 | 7.48 | 0.10709 | 0 | 23.84 | 1 | 0
14.2 | 28.4 | 7.48 | 0.10709 | 0 | 28.4 | 1 | 0
16.32 | 32.64 | 7.48 | 0.10709 | 0 | 32.64 | 1 | 0
22.72 | 45.44 | 7.48 | 0.10709 | 0 | 45.44 | 1 | 0
23.64 | 47.28 | 7.48 | 0.10709 | 0 | 47.28 | 1 | 0
31.44 | 62.88 | 7.48 | 0.10709 | 0 | 62.88 | 1 | 0
40 | 80 | 7.48 | 0.10709 | 0 | 80 | 1 | 0
42.64 | 85.28 | 7.48 | 0.12502 | 0 | 85.28 | 1 | 0
47.32 | 94.64 | 7.48 | 0.12502 | 0 | 94.64 | 1 | 0
45.84 | 91.68 | 7.48 | 0.12502 | 0 | 91.68 | 1 | 0
45 | 90 | 12.23 | 0.12502 | 0 | 90 | 1 | 0
48.72 | 97.44 | 12.23 | 0.12502 | 0 | 97.44 | 1 | 0
45.12 | 90.24 | 12.23 | 0.12502 | 0 | 90.24 | 1 | 0
44.8 | 89.6 | 12.23 | 0.12502 | 0 | 89.6 | 1 | 0
42.04 | 84.08 | 7.48 | 0.12502 | 0 | 84.08 | 1 | 0
45.92 | 91.84 | 7.48 | 0.12502 | 0 | 91.84 | 1 | 0
49.48 | 98.96 | 7.48 | 0.12502 | 0 | 94.16 | 0.2 | 4.8
47.24 | 94.48 | 7.48 | 0.10709 | 4.8 | 94.48 | 0.91885 | 0
41.12 | 82.24 | 7.48 | 0.10709 | 0.54188 | 82.24 | 1 | 0
31.72 | 63.44 | 7.48 | 0.10709 | 0 | 63.44 | 1 | 0
14.56 | 29.12 | 7.48 | 0.10709 | 0 | 29.12 | 1 | 0
9.32 | 18.64 | 7.48 | 0.10709 | 0 | 18.64 | 1 | 0
11.84 | 23.68 | 7.48 | 0.10709 | 0 | 23.68 | 1 | 0
11.72 | 23.44 | 7.48 | 0.10709 | 0 | 23.44 | 1 | 0
12.84 | 25.68 | 7.48 | 0.10709 | 0 | 25.68 | 1 | 0
14.28 | 28.56 | 7.48 | 0.10709 | 0 | 28.56 | 1 | 0
21.28 | 42.56 | 7.48 | 0.10709 | 0 | 42.56 | 1 | 0
27.84 | 55.68 | 7.48 | 0.10709 | 0 | 55.68 | 1 | 0
30.4 | 60.8 | 7.48 | 0.10709 | 0 | 60.8 | 1 | 0
34.84 | 69.68 | 7.48 | 0.10709 | 0 | 69.68 | 1 | 0
39.48 | 78.96 | 7.48 | 0.10709 | 0 | 78.96 | 1 | 0
43.28 | 86.56 | 7.48 | 0.12502 | 0 | 86.56 | 1 | 0
42.92 | 85.84 | 7.48 | 0.12502 | 0 | 85.84 | 1 | 0
39.84 | 79.68 | 7.48 | 0.12502 | 0 | 79.68 | 1 | 0
40.44 | 80.88 | 12.23 | 0.12502 | 0 | 80.88 | 1 | 0
43.2 | 86.4 | 12.23 | 0.12502 | 0 | 86.4 | 1 | 0
47.6 | 95.2 | 12.23 | 0.12502 | 0 | 95.2 | 1 | 0
60.44 | 120.88 | 12.23 | 0.12502 | 0 | 116.08 | 0.2 | 4.8
51.52 | 103.04 | 7.48 | 0.12502 | 0 | 103.04 | 0.2 | 0
52.16 | 104.32 | 7.48 | 0.12502 | 0 | 104.32 | 0.2 | 0
48.32 | 96.64 | 7.48 | 0.12502 | 0 | 96.64 | 0.2 | 0
35.4 | 70.8 | 7.48 | 0.10709 | 4.8 | 70.8 | 0.91885 | 0
29.92 | 59.84 | 7.48 | 0.10709 | 0.54188 | 59.84 | 1 | 0
21.08 | 42.16 | 7.48 | 0.10709 | 0 | 42.16 | 1 | 0
11.32 | 22.64 | 7.48 | 0.10709 | 0 | 22.64 | 1 | 0
9.8 | 19.6 | 7.48 | 0.10709 | 0 | 19.6 | 1 | 0
9.72 | 19.44 | 7.48 | 0.10709 | 0 | 19.44 | 1 | 0
9.72 | 19.44 | 7.48 | 0.10709 | 0 | 19.44 | 1 | 0
12.6 | 25.2 | 7.48 | 0.10709 | 0 | 25.2 | 1 | 0
14.84 | 29.68 | 7.48 | 0.10709 | 0 | 29.68 | 1 | 0
18 | 36 | 7.48 | 0.10709 | 0 | 36 | 1 | 0
23.88 | 47.76 | 7.48 | 0.10709 | 0 | 47.76 | 1 | 0
23.76 | 47.52 | 7.48 | 0.10709 | 0 | 47.52 | 1 | 0
24.88 | 49.76 | 7.48 | 0.10709 | 0 | 49.76 | 1 | 0
29.36 | 58.72 | 7.48 | 0.10709 | 0 | 58.72 | 1 | 0
33.08 | 66.16 | 7.48 | 0.12502 | 0 | 66.16 | 1 | 0
30.16 | 60.32 | 7.48 | 0.12502 | 0 | 60.32 | 1 | 0
28.56 | 57.12 | 7.48 | 0.12502 | 0 | 57.12 | 1 | 0
31.12 | 62.24 | 12.23 | 0.12502 | 0 | 62.24 | 1 | 0
32.96 | 65.92 | 12.23 | 0.12502 | 0 | 65.92 | 1 | 0
33 | 66 | 12.23 | 0.12502 | 0 | 66 | 1 | 0
36.4 | 72.8 | 12.23 | 0.12502 | 0 | 72.8 | 1 | 0
35.16 | 70.32 | 7.48 | 0.12502 | 0 | 70.32 | 1 | 0
31.16 | 62.32 | 7.48 | 0.12502 | 0 | 62.32 | 1 | 0
28.92 | 57.84 | 7.48 | 0.12502 | 0 | 53.04 | 0.2 | 4.8
26.68 | 53.36 | 7.48 | 0.10709 | 4.8 | 53.36 | 0.91885 | 0
22.56 | 45.12 | 7.48 | 0.10709 | 0.54188 | 45.12 | 1 | 0
19.48 | 38.96 | 7.48 | 0.10709 | 0 | 38.96 | 1 | 0
11.04 | 22.08 | 7.48 | 0.10709 | 0 | 22.08 | 1 | 0
9.92 | 19.84 | 7.48 | 0.10709 | 0 | 19.84 | 1 | 0
9.76 | 19.52 | 7.48 | 0.10709 | 0 | 19.52 | 1 | 0
9.56 | 19.12 | 7.48 | 0.10709 | 0 | 19.12 | 1 | 0
12.52 | 25.04 | 7.48 | 0.10709 | 0 | 25.04 | 1 | 0
14.52 | 29.04 | 7.48 | 0.10709 | 0 | 29.04 | 1 | 0
17.2 | 34.4 | 7.48 | 0.10709 | 0 | 34.4 | 1 | 0
24.36 | 48.72 | 7.48 | 0.10709 | 0 | 48.72 | 1 | 0
23.12 | 46.24 | 7.48 | 0.10709 | 0 | 46.24 | 1 | 0
24.92 | 49.84 | 7.48 | 0.10709 | 0 | 49.84 | 1 | 0
26.76 | 53.52 | 7.48 | 0.10709 | 0 | 53.52 | 1 | 0
28.2 | 56.4 | 7.48 | 0.12502 | 0 | 56.4 | 1 | 0
29.44 | 58.88 | 7.48 | 0.12502 | 0 | 58.88 | 1 | 0
30.16 | 60.32 | 7.48 | 0.12502 | 0 | 60.32 | 1 | 0
33.4 | 66.8 | 12.23 | 0.12502 | 0 | 66.8 | 1 | 0
33.28 | 66.56 | 12.23 | 0.12502 | 0 | 66.56 | 1 | 0
37.92 | 75.84 | 12.23 | 0.12502 | 0 | 75.84 | 1 | 0
40.56 | 81.12 | 12.23 | 0.12502 | 0 | 81.12 | 1 | 0
40.88 | 81.76 | 7.48 | 0.12502 | 0 | 81.76 | 1 | 0
40.48 | 80.96 | 7.48 | 0.12502 | 0 | 80.96 | 1 | 0
39.88 | 79.76 | 7.48 | 0.12502 | 0 | 74.96 | 0.2 | 4.8
36.36 | 72.72 | 7.48 | 0.10709 | 4.8 | 72.72 | 0.91885 | 0
28.28 | 56.56 | 7.48 | 0.10709 | 0.54188 | 56.56 | 1 | 0
18.28 | 36.56 | 7.48 | 0.10709 | 0 | 36.56 | 1 | 0
11.44 | 22.88 | 7.48 | 0.10709 | 0 | 22.88 | 1 | 0
11.12 | 22.24 | 7.48 | 0.10709 | 0 | 22.24 | 1 | 0
8.84 | 17.68 | 7.48 | 0.10709 | 0 | 17.68 | 1 | 0
8.24 | 16.48 | 7.48 | 0.10709 | 0 | 16.48 | 1 | 0
10.76 | 21.52 | 7.48 | 0.10709 | 0 | 21.52 | 1 | 0
13.32 | 26.64 | 7.48 | 0.10709 | 0 | 26.64 | 1 | 0
16.36 | 32.72 | 7.48 | 0.10709 | 0 | 32.72 | 1 | 0
22.2 | 44.4 | 7.48 | 0.10709 | 0 | 44.4 | 1 | 0
23.36 | 46.72 | 7.48 | 0.10709 | 0 | 46.72 | 1 | 0
27.44 | 54.88 | 7.48 | 0.10709 | 0 | 54.88 | 1 | 0
33.68 | 67.36 | 7.48 | 0.10709 | 0 | 67.36 | 1 | 0
41.96 | 83.92 | 7.48 | 0.10709 | 0 | 83.92 | 1 | 0
47 | 94 | 7.48 | 0.10709 | 0 | 94 | 1 | 0
40.16 | 80.32 | 7.48 | 0.10709 | 0 | 80.32 | 1 | 0
34.44 | 68.88 | 7.48 | 0.10709 | 0 | 68.88 | 1 | 0
35.96 | 71.92 | 7.48 | 0.10709 | 0 | 71.92 | 1 | 0
36.32 | 72.64 | 7.48 | 0.10709 | 0 | 72.64 | 1 | 0
35.52 | 71.04 | 7.48 | 0.10709 | 0 | 71.04 | 1 | 0
32.64 | 65.28 | 7.48 | 0.10709 | 0 | 65.28 | 1 | 0
32.28 | 64.56 | 7.48 | 0.10709 | 0 | 64.56 | 1 | 0
30.04 | 60.08 | 7.48 | 0.10709 | 0 | 60.08 | 1 | 0
28.56 | 57.12 | 7.48 | 0.10709 | 0 | 57.12 | 1 | 0
24.92 | 49.84 | 7.48 | 0.10709 | 0 | 49.84 | 1 | 0
19 | 38 | 7.48 | 0.10709 | 0 | 38 | 1 | 0
11.2 | 22.4 | 7.48 | 0.10709 | 0 | 22.4 | 1 | 0
14.12 | 28.24 | 7.48 | 0.10709 | 0 | 28.24 | 1 | 0
10.24 | 20.48 | 7.48 | 0.10709 | 0 | 20.48 | 1 | 0
9.84 | 19.68 | 7.48 | 0.10709 | 0 | 19.68 | 1 | 0
11.16 | 22.32 | 7.48 | 0.10709 | 0 | 22.32 | 1 | 0
11.76 | 23.52 | 7.48 | 0.10709 | 0 | 23.52 | 1 | 0
13.48 | 26.96 | 7.48 | 0.10709 | 0 | 26.96 | 1 | 0
16.8 | 33.6 | 7.48 | 0.10709 | 0 | 33.6 | 1 | 0
20.24 | 40.48 | 7.48 | 0.10709 | 0 | 40.48 | 1 | 0
22.6 | 45.2 | 7.48 | 0.10709 | 0 | 45.2 | 1 | 0
25.48 | 50.96 | 7.48 | 0.10709 | 0 | 50.96 | 1 | 0
28.56 | 57.12 | 7.48 | 0.10709 | 0 | 57.12 | 1 | 0
31.56 | 63.12 | 7.48 | 0.10709 | 0 | 63.12 | 1 | 0
33.32 | 66.64 | 7.48 | 0.10709 | 0 | 66.64 | 1 | 0
33.28 | 66.56 | 7.48 | 0.10709 | 0 | 66.56 | 1 | 0
34.32 | 68.64 | 7.48 | 0.10709 | 0 | 68.64 | 1 | 0
35.8 | 71.6 | 7.48 | 0.10709 | 0 | 71.6 | 1 | 0
38.6 | 77.2 | 7.48 | 0.10709 | 0 | 77.2 | 1 | 0
38.16 | 76.32 | 7.48 | 0.10709 | 0 | 76.32 | 1 | 0
34.6 | 69.2 | 7.48 | 0.10709 | 0 | 69.2 | 1 | 0
33.16 | 66.32 | 7.48 | 0.10709 | 0 | 66.32 | 1 | 0
31.04 | 62.08 | 7.48 | 0.10709 | 0 | 62.08 | 1 | 0
28 | 56 | 7.48 | 0.10709 | 0 | 56 | 1 | 0
23 | 46 | 7.48 | 0.10709 | 0 | 46 | 1 | 0
14.08 | 28.16 | 7.48 | 0.10709 | 0 | 28.16 | 1 | 0
12.36 | 24.72 | 7.48 | 0.10709 | 0 | 24.72 | 1 | 0
12 | 24 | 7.48 | 0.10709 | 0 | 24 | 1 | 0
11.6 | 23.2 | 7.48 | 0.10709 | 0 | 23.2 | 1 | 0
12.32 | 24.64 | 7.48 | 0.10709 | 0 | 24.64 | 1 | 0
13.2 | 26.4 | 7.48 | 0.10709 | 0 | 26.4 | 1 | 0
13.96 | 27.92 | 7.48 | 0.10709 | 0 | 27.92 | 1 | 0
14.96 | 29.92 | 7.48 | 0.10709 | 0 | 29.92 | 1 | 0
16.16 | 32.32 | 7.48 | 0.10709 | 0 | 32.32 | 1 | 0
22.08 | 44.16 | 7.48 | 0.10709 | 0 | 44.16 | 1 | 0
24.6 | 49.2 | 7.48 | 0.10709 | 0 | 49.2 | 1 | 0
26.76 | 53.52 | 7.48 | 0.12502 | 0 | 53.52 | 1 | 0
29.88 | 59.76 | 7.48 | 0.12502 | 0 | 59.76 | 1 | 0
32 | 64 | 7.48 | 0.12502 | 0 | 64 | 1 | 0
33.16 | 66.32 | 12.23 | 0.12502 | 0 | 66.32 | 1 | 0
34.2 | 68.4 | 12.23 | 0.12502 | 0 | 68.4 | 1 | 0
36.12 | 72.24 | 12.23 | 0.12502 | 0 | 72.24 | 1 | 0
37.4 | 74.8 | 12.23 | 0.12502 | 0 | 74.8 | 1 | 0
37.8 | 75.6 | 7.48 | 0.12502 | 0 | 75.6 | 1 | 0
31.12 | 62.24 | 7.48 | 0.12502 | 0 | 62.24 | 1 | 0
24.4 | 48.8 | 7.48 | 0.12502 | 0 | 44 | 0.2 | 4.8
22.44 | 44.88 | 7.48 | 0.10709 | 4.8 | 44.88 | 0.91885 | 0
20.52 | 41.04 | 7.48 | 0.10709 | 0.54188 | 41.04 | 1 | 0
19.36 | 38.72 | 7.48 | 0.10709 | 0 | 38.72 | 1 | 0
12.36 | 24.72 | 7.48 | 0.10709 | 0 | 24.72 | 1 | 0
9.88 | 19.76 | 7.48 | 0.10709 | 0 | 19.76 | 1 | 0
10.72 | 21.44 | 7.48 | 0.10709 | 0 | 21.44 | 1 | 0
10.72 | 21.44 | 7.48 | 0.10709 | 0 | 21.44 | 1 | 0
11.6 | 23.2 | 7.48 | 0.10709 | 0 | 23.2 | 1 | 0
12.84 | 25.68 | 7.48 | 0.10709 | 0 | 25.68 | 1 | 0
14.04 | 28.08 | 7.48 | 0.10709 | 0 | 28.08 | 1 | 0
14.84 | 29.68 | 7.48 | 0.10709 | 0 | 29.68 | 1 | 0
12.6 | 25.2 | 7.48 | 0.10709 | 0 | 25.2 | 1 | 0
12.64 | 25.28 | 7.48 | 0.10709 | 0 | 25.28 | 1 | 0
17.08 | 34.16 | 7.48 | 0.10709 | 0 | 34.16 | 1 | 0
20.88 | 41.76 | 7.48 | 0.12502 | 0 | 41.76 | 1 | 0
22 | 44 | 7.48 | 0.12502 | 0 | 44 | 1 | 0
22.08 | 44.16 | 7.48 | 0.12502 | 0 | 44.16 | 1 | 0
22.44 | 44.88 | 12.23 | 0.12502 | 0 | 44.88 | 1 | 0
24.24 | 48.48 | 12.23 | 0.12502 | 0 | 48.48 | 1 | 0
28.4 | 56.8 | 12.23 | 0.12502 | 0 | 56.8 | 1 | 0
32.2 | 64.4 | 12.23 | 0.12502 | 0 | 64.4 | 1 | 0
30.08 | 60.16 | 7.48 | 0.12502 | 0 | 60.16 | 1 | 0
21.84 | 43.68 | 7.48 | 0.12502 | 0 | 43.68 | 1 | 0
18.84 | 37.68 | 7.48 | 0.12502 | 0 | 32.88 | 0.2 | 4.8
18 | 36 | 7.48 | 0.10709 | 4.8 | 36 | 0.91885 | 0
17 | 34 | 7.48 | 0.10709 | 0.54188 | 34 | 1 | 0
18.92 | 37.84 | 7.48 | 0.10709 | 0 | 37.84 | 1 | 0
15.76 | 31.52 | 7.48 | 0.10709 | 0 | 31.52 | 1 | 0
14.36 | 28.72 | 7.48 | 0.10709 | 0 | 28.72 | 1 | 0
15.08 | 30.16 | 7.48 | 0.10709 | 0 | 30.16 | 1 | 0
14.28 | 28.56 | 7.48 | 0.10709 | 0 | 28.56 | 1 | 0
12.24 | 24.48 | 7.48 | 0.10709 | 0 | 24.48 | 1 | 0
13.2 | 26.4 | 7.48 | 0.10709 | 0 | 26.4 | 1 | 0
15.96 | 31.92 | 7.48 | 0.10709 | 0 | 31.92 | 1 | 0
22.4 | 44.8 | 7.48 | 0.10709 | 0 | 44.8 | 1 | 0
20.52 | 41.04 | 7.48 | 0.10709 | 0 | 41.04 | 1 | 0
24.28 | 48.56 | 7.48 | 0.10709 | 0 | 48.56 | 1 | 0
25.88 | 51.76 | 7.48 | 0.10709 | 0 | 51.76 | 1 | 0
26.44 | 52.88 | 7.48 | 0.12502 | 0 | 52.88 | 1 | 0
31.68 | 63.36 | 7.48 | 0.12502 | 0 | 63.36 | 1 | 0
27.08 | 54.16 | 7.48 | 0.12502 | 0 | 54.16 | 1 | 0
24.56 | 49.12 | 12.23 | 0.12502 | 0 | 49.12 | 1 | 0
24.44 | 48.88 | 12.23 | 0.12502 | 0 | 48.88 | 1 | 0
23.88 | 47.76 | 12.23 | 0.12502 | 0 | 47.76 | 1 | 0
23.92 | 47.84 | 12.23 | 0.12502 | 0 | 47.84 | 1 | 0
26.6 | 53.2 | 7.48 | 0.12502 | 0 | 53.2 | 1 | 0
24.8 | 49.6 | 7.48 | 0.12502 | 0 | 49.6 | 1 | 0
24.88 | 49.76 | 7.48 | 0.12502 | 0 | 44.96 | 0.2 | 4.8
23.84 | 47.68 | 7.48 | 0.10709 | 4.8 | 47.68 | 0.91885 | 0
22.24 | 44.48 | 7.48 | 0.10709 | 0.54188 | 44.48 | 1 | 0
18.4 | 36.8 | 7.48 | 0.10709 | 0 | 36.8 | 1 | 0
11.32 | 22.64 | 7.48 | 0.10709 | 0 | 22.64 | 1 | 0
9.68 | 19.36 | 7.48 | 0.10709 | 0 | 19.36 | 1 | 0
10.4 | 20.8 | 7.48 | 0.10709 | 0 | 20.8 | 1 | 0
9.72 | 19.44 | 7.48 | 0.10709 | 0 | 19.44 | 1 | 0
11.72 | 23.44 | 7.48 | 0.10709 | 0 | 23.44 | 1 | 0
12.4 | 24.8 | 7.48 | 0.10709 | 0 | 24.8 | 1 | 0
15.56 | 31.12 | 7.48 | 0.10709 | 0 | 31.12 | 1 | 0
21.44 | 42.88 | 7.48 | 0.10709 | 0 | 42.88 | 1 | 0
22.04 | 44.08 | 7.48 | 0.10709 | 0 | 44.08 | 1 | 0
25.24 | 50.48 | 7.48 | 0.10709 | 0 | 50.48 | 1 | 0
33.16 | 66.32 | 7.48 | 0.10709 | 0 | 66.32 | 1 | 0
32.16 | 64.32 | 7.48 | 0.12502 | 0 | 64.32 | 1 | 0
33.52 | 67.04 | 7.48 | 0.12502 | 0 | 67.04 | 1 | 0
32.24 | 64.48 | 7.48 | 0.12502 | 0 | 64.48 | 1 | 0
31.88 | 63.76 | 12.23 | 0.12502 | 0 | 63.76 | 1 | 0
31.2 | 62.4 | 12.23 | 0.12502 | 0 | 62.4 | 1 | 0
31.6 | 63.2 | 12.23 | 0.12502 | 0 | 63.2 | 1 | 0
30.32 | 60.64 | 12.23 | 0.12502 | 0 | 60.64 | 1 | 0
31.04 | 62.08 | 7.48 | 0.12502 | 0 | 62.08 | 1 | 0
29.36 | 58.72 | 7.48 | 0.12502 | 0 | 58.72 | 1 | 0
28 | 56 | 7.48 | 0.12502 | 0 | 51.2 | 0.2 | 4.8
28 | 56 | 7.48 | 0.10709 | 0 | 56 | 0.2 | 0
24.88 | 49.76 | 7.48 | 0.10709 | 0 | 49.76 | 0.2 | 0
20.68 | 41.36 | 7.48 | 0.10709 | 0 | 41.36 | 0.2 | 0
11 | 22 | 7.48 | 0.10709 | 0 | 22 | 0.2 | 0
9.2 | 18.4 | 7.48 | 0.10336 | 4.8 | 18.4 | 0.91885 | 0
11.48 | 22.96 | 7.48 | 0.10336 | 0.54188 | 22.96 | 1 | 0
12.88 | 25.76 | 7.48 | 0.10336 | 0 | 25.76 | 1 | 0
12.32 | 24.64 | 7.48 | 0.10336 | 0 | 24.64 | 1 | 0
12.76 | 25.52 | 7.48 | 0.10336 | 0 | 25.52 | 1 | 0
14.28 | 28.56 | 7.48 | 0.10336 | 0 | 28.56 | 1 | 0
22.52 | 45.04 | 7.48 | 0.10336 | 0 | 45.04 | 1 | 0
21.76 | 43.52 | 7.48 | 0.10336 | 0 | 43.52 | 1 | 0
24.24 | 48.48 | 7.48 | 0.10336 | 0 | 48.48 | 1 | 0
28.52 | 57.04 | 7.48 | 0.10336 | 0 | 57.04 | 1 | 0
32.88 | 65.76 | 11.23 | 0.12409 | 0 | 65.76 | 1 | 0
31.24 | 62.48 | 11.23 | 0.12409 | 0 | 62.48 | 1 | 0
31.44 | 62.88 | 11.23 | 0.12409 | 0 | 62.88 | 1 | 0
31.04 | 62.08 | 17.48 | 0.13136 | 0 | 62.08 | 1 | 0
30.4 | 60.8 | 17.48 | 0.13136 | 0 | 60.8 | 1 | 0
32.16 | 64.32 | 17.48 | 0.13136 | 0 | 64.32 | 1 | 0
32.28 | 64.56 | 17.48 | 0.13136 | 0 | 59.76 | 0.2 | 4.8
31.36 | 62.72 | 11.23 | 0.12409 | 0 | 62.72 | 0.2 | 0
28.52 | 57.04 | 11.23 | 0.12409 | 0 | 57.04 | 0.2 | 0
26.56 | 53.12 | 11.23 | 0.12409 | 0 | 53.12 | 0.2 | 0
26.6 | 53.2 | 7.48 | 0.10336 | 4.8 | 53.2 | 0.91885 | 0
28.72 | 57.44 | 7.48 | 0.10336 | 0.54188 | 57.44 | 1 | 0
29.8 | 59.6 | 7.48 | 0.10336 | 0 | 59.6 | 1 | 0
23.08 | 46.16 | 7.48 | 0.10336 | 0 | 46.16 | 1 | 0
21.88 | 43.76 | 7.48 | 0.10336 | 0 | 43.76 | 1 | 0
22.04 | 44.08 | 7.48 | 0.10336 | 0 | 44.08 | 1 | 0
20.08 | 40.16 | 7.48 | 0.10336 | 0 | 40.16 | 1 | 0
21.56 | 43.12 | 7.48 | 0.10336 | 0 | 43.12 | 1 | 0
16.44 | 32.88 | 7.48 | 0.10336 | 0 | 32.88 | 1 | 0
16.48 | 32.96 | 7.48 | 0.10336 | 0 | 32.96 | 1 | 0
22.44 | 44.88 | 7.48 | 0.10336 | 0 | 44.88 | 1 | 0
23.68 | 47.36 | 7.48 | 0.10336 | 0 | 47.36 | 1 | 0
25.72 | 51.44 | 7.48 | 0.10336 | 0 | 51.44 | 1 | 0
29.52 | 59.04 | 7.48 | 0.10336 | 0 | 59.04 | 1 | 0
31.16 | 62.32 | 7.48 | 0.10336 | 0 | 62.32 | 1 | 0
38.08 | 76.16 | 7.48 | 0.10336 | 0 | 76.16 | 1 | 0
35.48 | 70.96 | 7.48 | 0.10336 | 0 | 70.96 | 1 | 0
34 | 68 | 7.48 | 0.10336 | 0 | 68 | 1 | 0
33.76 | 67.52 | 7.48 | 0.10336 | 0 | 67.52 | 1 | 0
35.2 | 70.4 | 7.48 | 0.10336 | 0 | 70.4 | 1 | 0
36.36 | 72.72 | 7.48 | 0.10336 | 0 | 72.72 | 1 | 0
35.68 | 71.36 | 7.48 | 0.10336 | 0 | 71.36 | 1 | 0
36.32 | 72.64 | 7.48 | 0.10336 | 0 | 72.64 | 1 | 0
33.84 | 67.68 | 7.48 | 0.10336 | 0 | 67.68 | 1 | 0
28.44 | 56.88 | 7.48 | 0.10336 | 0 | 56.88 | 1 | 0
21.4 | 42.8 | 7.48 | 0.10336 | 0 | 42.8 | 1 | 0
19.04 | 38.08 | 7.48 | 0.10336 | 0 | 38.08 | 1 | 0
11.4 | 22.8 | 7.48 | 0.10336 | 0 | 22.8 | 1 | 0
9.44 | 18.88 | 7.48 | 0.10336 | 0 | 18.88 | 1 | 0
10.8 | 21.6 | 7.48 | 0.10336 | 0 | 21.6 | 1 | 0
11.2 | 22.4 | 7.48 | 0.10336 | 0 | 22.4 | 1 | 0
12.24 | 24.48 | 7.48 | 0.10336 | 0 | 24.48 | 1 | 0
13.96 | 27.92 | 7.48 | 0.10336 | 0 | 27.92 | 1 | 0
15.48 | 30.96 | 7.48 | 0.10336 | 0 | 30.96 | 1 | 0
14.76 | 29.52 | 7.48 | 0.10336 | 0 | 29.52 | 1 | 0
18.6 | 37.2 | 7.48 | 0.10336 | 0 | 37.2 | 1 | 0
19.32 | 38.64 | 7.48 | 0.10336 | 0 | 38.64 | 1 | 0
22 | 44 | 7.48 | 0.10336 | 0 | 44 | 1 | 0
23.08 | 46.16 | 7.48 | 0.10336 | 0 | 46.16 | 1 | 0
25.88 | 51.76 | 7.48 | 0.10336 | 0 | 51.76 | 1 | 0
25.32 | 50.64 | 7.48 | 0.10336 | 0 | 50.64 | 1 | 0
26.68 | 53.36 | 7.48 | 0.10336 | 0 | 53.36 | 1 | 0
25.28 | 50.56 | 7.48 | 0.10336 | 0 | 50.56 | 1 | 0
26.96 | 53.92 | 7.48 | 0.10336 | 0 | 53.92 | 1 | 0
26.04 | 52.08 | 7.48 | 0.10336 | 0 | 52.08 | 1 | 0
26.84 | 53.68 | 7.48 | 0.10336 | 0 | 53.68 | 1 | 0
21 | 42 | 7.48 | 0.10336 | 0 | 42 | 1 | 0
16.84 | 33.68 | 7.48 | 0.10336 | 0 | 33.68 | 1 | 0
15.84 | 31.68 | 7.48 | 0.10336 | 0 | 31.68 | 1 | 0
16.12 | 32.24 | 7.48 | 0.10336 | 0 | 32.24 | 1 | 0
15.8 | 31.6 | 7.48 | 0.10336 | 0 | 31.6 | 1 | 0
13.48 | 26.96 | 7.48 | 0.10336 | 0 | 26.96 | 1 | 0
12.2 | 24.4 | 7.48 | 0.10336 | 0 | 24.4 | 1 | 0
10.08 | 20.16 | 7.48 | 0.10336 | 0 | 20.16 | 1 | 0
9.08 | 18.16 | 7.48 | 0.10336 | 0 | 18.16 | 1 | 0
12.04 | 24.08 | 7.48 | 0.10336 | 0 | 24.08 | 1 | 0
13.12 | 26.24 | 7.48 | 0.10336 | 0 | 26.24 | 1 | 0
14.72 | 29.44 | 7.48 | 0.10336 | 0 | 29.44 | 1 | 0
14.6 | 29.2 | 7.48 | 0.10336 | 0 | 29.2 | 1 | 0
16.4 | 32.8 | 7.48 | 0.10336 | 0 | 32.8 | 1 | 0
19.4 | 38.8 | 7.48 | 0.10336 | 0 | 38.8 | 1 | 0
20.08 | 40.16 | 7.48 | 0.10336 | 0 | 40.16 | 1 | 0
19.56 | 39.12 | 11.23 | 0.12409 | 0 | 39.12 | 1 | 0
22.2 | 44.4 | 11.23 | 0.12409 | 0 | 44.4 | 1 | 0
23.16 | 46.32 | 11.23 | 0.12409 | 0 | 46.32 | 1 | 0
24.24 | 48.48 | 17.48 | 0.13136 | 0 | 48.48 | 1 | 0
26.52 | 53.04 | 17.48 | 0.13136 | 0 | 53.04 | 1 | 0
26.6 | 53.2 | 17.48 | 0.13136 | 0 | 53.2 | 1 | 0
25.92 | 51.84 | 17.48 | 0.13136 | 0 | 47.04 | 0.2 | 4.8
28.52 | 57.04 | 11.23 | 0.12409 | 0 | 57.04 | 0.2 | 0
26.2 | 52.4 | 11.23 | 0.12409 | 0 | 52.4 | 0.2 | 0
19.36 | 38.72 | 11.23 | 0.12409 | 0 | 38.72 | 0.2 | 0
16.16 | 32.32 | 7.48 | 0.10336 | 4.8 | 32.32 | 0.91885 | 0
16.8 | 33.6 | 7.48 | 0.10336 | 0.54188 | 33.6 | 1 | 0
18.76 | 37.52 | 7.48 | 0.10336 | 0 | 37.52 | 1 | 0
13.24 | 26.48 | 7.48 | 0.10336 | 0 | 26.48 | 1 | 0
10.36 | 20.72 | 7.48 | 0.10336 | 0 | 20.72 | 1 | 0
13.64 | 27.28 | 7.48 | 0.10336 | 0 | 27.28 | 1 | 0
14.28 | 28.56 | 7.48 | 0.10336 | 0 | 28.56 | 1 | 0
17 | 34 | 7.48 | 0.10336 | 0 | 34 | 1 | 0
16.12 | 32.24 | 7.48 | 0.10336 | 0 | 32.24 | 1 | 0
16.28 | 32.56 | 7.48 | 0.10336 | 0 | 32.56 | 1 | 0
20.2 | 40.4 | 7.48 | 0.10336 | 0 | 40.4 | 1 | 0
22.08 | 44.16 | 7.48 | 0.10336 | 0 | 44.16 | 1 | 0
23.8 | 47.6 | 7.48 | 0.10336 | 0 | 47.6 | 1 | 0
28 | 56 | 7.48 | 0.10336 | 0 | 56 | 1 | 0
33.4 | 66.8 | 11.23 | 0.12409 | 0 | 66.8 | 1 | 0
34.84 | 69.68 | 11.23 | 0.12409 | 0 | 69.68 | 1 | 0
32.4 | 64.8 | 11.23 | 0.12409 | 0 | 64.8 | 1 | 0
31.88 | 63.76 | 17.48 | 0.13136 | 0 | 63.76 | 1 | 0
33.24 | 66.48 | 17.48 | 0.13136 | 0 | 66.48 | 1 | 0
35.52 | 71.04 | 17.48 | 0.13136 | 0 | 71.04 | 1 | 0
36.16 | 72.32 | 17.48 | 0.13136 | 0 | 67.52 | 0.2 | 4.8
36.52 | 73.04 | 11.23 | 0.12409 | 0 | 73.04 | 0.2 | 0
37.68 | 75.36 | 11.23 | 0.12409 | 0 | 75.36 | 0.2 | 0
35.64 | 71.28 | 11.23 | 0.12409 | 0 | 71.28 | 0.2 | 0
33.8 | 67.6 | 7.48 | 0.10336 | 4.8 | 67.6 | 0.91885 | 0
29.84 | 59.68 | 7.48 | 0.10336 | 0.54188 | 59.68 | 1 | 0
20.52 | 41.04 | 7.48 | 0.10336 | 0 | 41.04 | 1 | 0
11.84 | 23.68 | 7.48 | 0.10336 | 0 | 23.68 | 1 | 0
9.64 | 19.28 | 7.48 | 0.10336 | 0 | 19.28 | 1 | 0
10.48 | 20.96 | 7.48 | 0.10336 | 0 | 20.96 | 1 | 0
10.84 | 21.68 | 7.48 | 0.10336 | 0 | 21.68 | 1 | 0
12.32 | 24.64 | 7.48 | 0.10336 | 0 | 24.64 | 1 | 0
13.76 | 27.52 | 7.48 | 0.10336 | 0 | 27.52 | 1 | 0
16.56 | 33.12 | 7.48 | 0.10336 | 0 | 33.12 | 1 | 0
22.88 | 45.76 | 7.48 | 0.10336 | 0 | 45.76 | 1 | 0
23.88 | 47.76 | 7.48 | 0.10336 | 0 | 47.76 | 1 | 0
29.84 | 59.68 | 7.48 | 0.10336 | 0 | 59.68 | 1 | 0
33.12 | 66.24 | 7.48 | 0.10336 | 0 | 66.24 | 1 | 0
37.2 | 74.4 | 11.23 | 0.12409 | 0 | 74.4 | 1 | 0
42.56 | 85.12 | 11.23 | 0.12409 | 0 | 85.12 | 1 | 0
38.84 | 77.68 | 11.23 | 0.12409 | 0 | 77.68 | 1 | 0
39.08 | 78.16 | 17.48 | 0.13136 | 0 | 78.16 | 1 | 0
39.08 | 78.16 | 17.48 | 0.13136 | 0 | 78.16 | 1 | 0
40.88 | 81.76 | 17.48 | 0.13136 | 0 | 81.76 | 1 | 0
43.44 | 86.88 | 17.48 | 0.13136 | 0 | 82.08 | 0.2 | 4.8
44.84 | 89.68 | 11.23 | 0.12409 | 0 | 89.68 | 0.2 | 0
41.52 | 83.04 | 11.23 | 0.12409 | 0 | 83.04 | 0.2 | 0
39.32 | 78.64 | 11.23 | 0.12409 | 0 | 78.64 | 0.2 | 0
34.72 | 69.44 | 7.48 | 0.10336 | 4.8 | 69.44 | 0.91885 | 0
25.8 | 51.6 | 7.48 | 0.10336 | 0.54188 | 51.6 | 1 | 0
19.68 | 39.36 | 7.48 | 0.10336 | 0 | 39.36 | 1 | 0
11.28 | 22.56 | 7.48 | 0.10336 | 0 | 22.56 | 1 | 0
10.04 | 20.08 | 7.48 | 0.10336 | 0 | 20.08 | 1 | 0
15.36 | 30.72 | 7.48 | 0.10336 | 0 | 30.72 | 1 | 0
15.48 | 30.96 | 7.48 | 0.10336 | 0 | 30.96 | 1 | 0
17.48 | 34.96 | 7.48 | 0.10336 | 0 | 34.96 | 1 | 0
17.76 | 35.52 | 7.48 | 0.10336 | 0 | 35.52 | 1 | 0
15.2 | 30.4 | 7.48 | 0.10336 | 0 | 30.4 | 1 | 0
20.84 | 41.68 | 7.48 | 0.10336 | 0 | 41.68 | 1 | 0
23.48 | 46.96 | 7.48 | 0.10336 | 0 | 46.96 | 1 | 0
31.84 | 63.68 | 7.48 | 0.10336 | 0 | 63.68 | 1 | 0
32.52 | 65.04 | 7.48 | 0.10336 | 0 | 65.04 | 1 | 0
35.28 | 70.56 | 11.23 | 0.12409 | 0 | 70.56 | 1 | 0
38.84 | 77.68 | 11.23 | 0.12409 | 0 | 77.68 | 1 | 0
34.52 | 69.04 | 11.23 | 0.12409 | 0 | 69.04 | 1 | 0
35.12 | 70.24 | 17.48 | 0.13136 | 0 | 70.24 | 1 | 0
34.84 | 69.68 | 17.48 | 0.13136 | 0 | 69.68 | 1 | 0
34.84 | 69.68 | 17.48 | 0.13136 | 0 | 69.68 | 1 | 0
35.76 | 71.52 | 17.48 | 0.13136 | 0 | 66.72 | 0.2 | 4.8
35.08 | 70.16 | 11.23 | 0.12409 | 0 | 70.16 | 0.2 | 0
33.96 | 67.92 | 11.23 | 0.12409 | 0 | 67.92 | 0.2 | 0
31.48 | 62.96 | 11.23 | 0.12409 | 0 | 62.96 | 0.2 | 0
28.84 | 57.68 | 7.48 | 0.10336 | 4.8 | 57.68 | 0.91885 | 0
26.4 | 52.8 | 7.48 | 0.10336 | 0.54188 | 52.8 | 1 | 0
22.88 | 45.76 | 7.48 | 0.10336 | 0 | 45.76 | 1 | 0
14.4 | 28.8 | 7.48 | 0.10336 | 0 | 28.8 | 1 | 0
11 | 22 | 7.48 | 0.10336 | 0 | 22 | 1 | 0
10.56 | 21.12 | 7.48 | 0.10336 | 0 | 21.12 | 1 | 0
12.04 | 24.08 | 7.48 | 0.10336 | 0 | 24.08 | 1 | 0
12.08 | 24.16 | 7.48 | 0.10336 | 0 | 24.16 | 1 | 0
13.68 | 27.36 | 7.48 | 0.10336 | 0 | 27.36 | 1 | 0
16.28 | 32.56 | 7.48 | 0.10336 | 0 | 32.56 | 1 | 0
22.76 | 45.52 | 7.48 | 0.10336 | 0 | 45.52 | 1 | 0
22.24 | 44.48 | 7.48 | 0.10336 | 0 | 44.48 | 1 | 0
24.48 | 48.96 | 7.48 | 0.10336 | 0 | 48.96 | 1 | 0
25.72 | 51.44 | 7.48 | 0.10336 | 0 | 51.44 | 1 | 0
31 | 62 | 11.23 | 0.12409 | 0 | 62 | 1 | 0
34.48 | 68.96 | 11.23 | 0.12409 | 0 | 68.96 | 1 | 0
31.92 | 63.84 | 11.23 | 0.12409 | 0 | 63.84 | 1 | 0
30.48 | 60.96 | 17.48 | 0.13136 | 0 | 60.96 | 1 | 0
28.2 | 56.4 | 17.48 | 0.13136 | 0 | 56.4 | 1 | 0
30.44 | 60.88 | 17.48 | 0.13136 | 0 | 60.88 | 1 | 0
31.28 | 62.56 | 17.48 | 0.13136 | 0 | 57.76 | 0.2 | 4.8
28.2 | 56.4 | 11.23 | 0.12409 | 0 | 56.4 | 0.2 | 0
27.12 | 54.24 | 11.23 | 0.12409 | 0 | 54.24 | 0.2 | 0
24.48 | 48.96 | 11.23 | 0.12409 | 0 | 48.96 | 0.2 | 0
24.2 | 48.4 | 7.48 | 0.10336 | 4.8 | 48.4 | 0.91885 | 0
22 | 44 | 7.48 | 0.10336 | 0.54188 | 44 | 1 | 0
16.88 | 33.76 | 7.48 | 0.10336 | 0 | 33.76 | 1 | 0
10.6 | 21.2 | 7.48 | 0.10336 | 0 | 21.2 | 1 | 0
9.2 | 18.4 | 7.48 | 0.10336 | 0 | 18.4 | 1 | 0
9.76 | 19.52 | 7.48 | 0.10336 | 0 | 19.52 | 1 | 0
9.72 | 19.44 | 7.48 | 0.10336 | 0 | 19.44 | 1 | 0
12.64 | 25.28 | 7.48 | 0.10336 | 0 | 25.28 | 1 | 0
13.84 | 27.68 | 7.48 | 0.10336 | 0 | 27.68 | 1 | 0
16.32 | 32.64 | 7.48 | 0.10336 | 0 | 32.64 | 1 | 0
22.48 | 44.96 | 7.48 | 0.10336 | 0 | 44.96 | 1 | 0
22.32 | 44.64 | 7.48 | 0.10336 | 0 | 44.64 | 1 | 0
24.08 | 48.16 | 7.48 | 0.10336 | 0 | 48.16 | 1 | 0
27.16 | 54.32 | 7.48 | 0.10336 | 0 | 54.32 | 1 | 0
33.16 | 66.32 | 7.48 | 0.10336 | 0 | 66.32 | 1 | 0
30.12 | 60.24 | 7.48 | 0.10336 | 0 | 60.24 | 1 | 0
26.96 | 53.92 | 7.48 | 0.10336 | 0 | 53.92 | 1 | 0
26.08 | 52.16 | 7.48 | 0.10336 | 0 | 52.16 | 1 | 0
25.92 | 51.84 | 7.48 | 0.10336 | 0 | 51.84 | 1 | 0
25.08 | 50.16 | 7.48 | 0.10336 | 0 | 50.16 | 1 | 0
24.8 | 49.6 | 7.48 | 0.10336 | 0 | 49.6 | 1 | 0
25.32 | 50.64 | 7.48 | 0.10336 | 0 | 50.64 | 1 | 0
25.28 | 50.56 | 7.48 | 0.10336 | 0 | 50.56 | 1 | 0
25.36 | 50.72 | 7.48 | 0.10336 | 0 | 50.72 | 1 | 0
24.84 | 49.68 | 7.48 | 0.10336 | 0 | 49.68 | 1 | 0
24.56 | 49.12 | 7.48 | 0.10336 | 0 | 49.12 | 1 | 0
26.88 | 53.76 | 7.48 | 0.10336 | 0 | 53.76 | 1 | 0
23.96 | 47.92 | 7.48 | 0.10336 | 0 | 47.92 | 1 | 0
22.48 | 44.96 | 7.48 | 0.10336 | 0 | 44.96 | 1 | 0
22.4 | 44.8 | 7.48 | 0.10336 | 0 | 44.8 | 1 | 0
21.32 | 42.64 | 7.48 | 0.10336 | 0 | 42.64 | 1 | 0
22.76 | 45.52 | 7.48 | 0.10336 | 0 | 45.52 | 1 | 0
21.84 | 43.68 | 7.48 | 0.10336 | 0 | 43.68 | 1 | 0
20.72 | 41.44 | 7.48 | 0.10336 | 0 | 41.44 | 1 | 0
20.32 | 40.64 | 7.48 | 0.10336 | 0 | 40.64 | 1 | 0
20.72 | 41.44 | 7.48 | 0.10336 | 0 | 41.44 | 1 | 0
21.16 | 42.32 | 7.48 | 0.10336 | 0 | 42.32 | 1 | 0
22.16 | 44.32 | 7.48 | 0.10336 | 0 | 44.32 | 1 | 0
23.56 | 47.12 | 7.48 | 0.10336 | 0 | 47.12 | 1 | 0
23.28 | 46.56 | 7.48 | 0.10336 | 0 | 46.56 | 1 | 0
23.4 | 46.8 | 7.48 | 0.10336 | 0 | 46.8 | 1 | 0
24.08 | 48.16 | 7.48 | 0.10336 | 0 | 48.16 | 1 | 0
23.96 | 47.92 | 7.48 | 0.10336 | 0 | 47.92 | 1 | 0
25.48 | 50.96 | 7.48 | 0.10336 | 0 | 50.96 | 1 | 0
25.8 | 51.6 | 7.48 | 0.10336 | 0 | 51.6 | 1 | 0
24.24 | 48.48 | 7.48 | 0.10336 | 0 | 48.48 | 1 | 0
21.16 | 42.32 | 7.48 | 0.10336 | 0 | 42.32 | 1 | 0
15.6 | 31.2 | 7.48 | 0.10336 | 0 | 31.2 | 1 | 0
19.16 | 38.32 | 7.48 | 0.10336 | 0 | 38.32 | 1 | 0
24.96 | 49.92 | 7.48 | 0.10336 | 0 | 49.92 | 1 | 0
26.08 | 52.16 | 7.48 | 0.10336 | 0 | 52.16 | 1 | 0
22.96 | 45.92 | 7.48 | 0.10336 | 0 | 45.92 | 1 | 0
21.96 | 43.92 | 7.48 | 0.10336 | 0 | 43.92 | 1 | 0
22.32 | 44.64 | 7.48 | 0.10336 | 0 | 44.64 | 1 | 0
21.52 | 43.04 | 7.48 | 0.10336 | 0 | 43.04 | 1 | 0
22.72 | 45.44 | 7.48 | 0.10336 | 0 | 45.44 | 1 | 0
21.96 | 43.92 | 7.48 | 0.10336 | 0 | 43.92 | 1 | 0
20.64 | 41.28 | 7.48 | 0.10336 | 0 | 41.28 | 1 | 0
20.12 | 40.24 | 7.48 | 0.10336 | 0 | 40.24 | 1 | 0
18.64 | 37.28 | 7.48 | 0.10336 | 0 | 37.28 | 1 | 0
19.24 | 38.48 | 7.48 | 0.10336 | 0 | 38.48 | 1 | 0
21.16 | 42.32 | 7.48 | 0.10336 | 0 | 42.32 | 1 | 0
21.36 | 42.72 | 11.23 | 0.12409 | 0 | 42.72 | 1 | 0
23.32 | 46.64 | 11.23 | 0.12409 | 0 | 46.64 | 1 | 0
25.2 | 50.4 | 11.23 | 0.12409 | 0 | 50.4 | 1 | 0
26.56 | 53.12 | 17.48 | 0.13136 | 0 | 53.12 | 1 | 0
27.68 | 55.36 | 17.48 | 0.13136 | 0 | 55.36 | 1 | 0
31.72 | 63.44 | 17.48 | 0.13136 | 0 | 63.44 | 1 | 0
28.92 | 57.84 | 17.48 | 0.13136 | 0 | 53.04 | 0.2 | 4.8
27.96 | 55.92 | 11.23 | 0.12409 | 0 | 55.92 | 0.2 | 0
26.8 | 53.6 | 11.23 | 0.12409 | 0 | 53.6 | 0.2 | 0
24.08 | 48.16 | 11.23 | 0.12409 | 0 | 48.16 | 0.2 | 0
23.4 | 46.8 | 7.48 | 0.10336 | 4.8 | 46.8 | 0.91885 | 0
26.4 | 52.8 | 7.48 | 0.10336 | 0.54188 | 52.8 | 1 | 0
26.68 | 53.36 | 7.48 | 0.10336 | 0 | 53.36 | 1 | 0
21.56 | 43.12 | 7.48 | 0.10336 | 0 | 43.12 | 1 | 0
20.2 | 40.4 | 7.48 | 0.10336 | 0 | 40.4 | 1 | 0
20.64 | 41.28 | 7.48 | 0.10336 | 0 | 41.28 | 1 | 0
20.44 | 40.88 | 7.48 | 0.10336 | 0 | 40.88 | 1 | 0
20.52 | 41.04 | 7.48 | 0.10336 | 0 | 41.04 | 1 | 0
20.24 | 40.48 | 7.48 | 0.10336 | 0 | 40.48 | 1 | 0
19.44 | 38.88 | 7.48 | 0.10336 | 0 | 38.88 | 1 | 0
21.08 | 42.16 | 7.48 | 0.10336 | 0 | 42.16 | 1 | 0
22.28 | 44.56 | 7.48 | 0.10336 | 0 | 44.56 | 1 | 0
24.48 | 48.96 | 7.48 | 0.10336 | 0 | 48.96 | 1 | 0
27.32 | 54.64 | 7.48 | 0.10336 | 0 | 54.64 | 1 | 0
31.32 | 62.64 | 11.23 | 0.12409 | 0 | 62.64 | 1 | 0
33.16 | 66.32 | 11.23 | 0.12409 | 0 | 66.32 | 1 | 0
26.72 | 53.44 | 11.23 | 0.12409 | 0 | 53.44 | 1 | 0
25.56 | 51.12 | 17.48 | 0.13136 | 0 | 51.12 | 1 | 0
25.52 | 51.04 | 17.48 | 0.13136 | 0 | 51.04 | 1 | 0
24.4 | 48.8 | 17.48 | 0.13136 | 0 | 48.8 | 1 | 0
22.76 | 45.52 | 17.48 | 0.13136 | 0 | 40.72 | 0.2 | 4.8
22.76 | 45.52 | 11.23 | 0.12409 | 0 | 45.52 | 0.2 | 0
24.2 | 48.4 | 11.23 | 0.12409 | 0 | 48.4 | 0.2 | 0
24.64 | 49.28 | 11.23 | 0.12409 | 0 | 49.28 | 0.2 | 0
25.52 | 51.04 | 7.48 | 0.10336 | 4.8 | 51.04 | 0.91885 | 0
24.92 | 49.84 | 7.48 | 0.10336 | 0.54188 | 49.84 | 1 | 0
17.92 | 35.84 | 7.48 | 0.10336 | 0 | 35.84 | 1 | 0
10.84 | 21.68 | 7.48 | 0.10336 | 0 | 21.68 | 1 | 0
8.88 | 17.76 | 7.48 | 0.10336 | 0 | 17.76 | 1 | 0
8.96 | 17.92 | 7.48 | 0.10336 | 0 | 17.92 | 1 | 0
9.84 | 19.68 | 7.48 | 0.10336 | 0 | 19.68 | 1 | 0
12.16 | 24.32 | 7.48 | 0.10336 | 0 | 24.32 | 1 | 0
13.8 | 27.6 | 7.48 | 0.10336 | 0 | 27.6 | 1 | 0
16.12 | 32.24 | 7.48 | 0.10336 | 0 | 32.24 | 1 | 0
22.56 | 45.12 | 7.48 | 0.10336 | 0 | 45.12 | 1 | 0
22 | 44 | 7.48 | 0.10336 | 0 | 44 | 1 | 0
23.24 | 46.48 | 7.48 | 0.10336 | 0 | 46.48 | 1 | 0
24.4 | 48.8 | 7.48 | 0.10336 | 0 | 48.8 | 1 | 0
29.64 | 59.28 | 11.23 | 0.12409 | 0 | 59.28 | 1 | 0
27.8 | 55.6 | 11.23 | 0.12409 | 0 | 55.6 | 1 | 0
25.56 | 51.12 | 11.23 | 0.12409 | 0 | 51.12 | 1 | 0
24.64 | 49.28 | 17.48 | 0.13136 | 0 | 49.28 | 1 | 0
24.92 | 49.84 | 17.48 | 0.13136 | 0 | 49.84 | 1 | 0
25.32 | 50.64 | 17.48 | 0.13136 | 0 | 50.64 | 1 | 0
26.04 | 52.08 | 17.48 | 0.13136 | 0 | 47.28 | 0.2 | 4.8
25.56 | 51.12 | 11.23 | 0.12409 | 0 | 51.12 | 0.2 | 0
25 | 50 | 11.23 | 0.12409 | 0 | 50 | 0.2 | 0
23.6 | 47.2 | 11.23 | 0.12409 | 0 | 47.2 | 0.2 | 0
23.48 | 46.96 | 7.48 | 0.10336 | 4.8 | 46.96 | 0.91885 | 0
24.72 | 49.44 | 7.48 | 0.10336 | 0.54188 | 49.44 | 1 | 0
26.12 | 52.24 | 7.48 | 0.10336 | 0 | 52.24 | 1 | 0
21.68 | 43.36 | 7.48 | 0.10336 | 0 | 43.36 | 1 | 0
19.96 | 39.92 | 7.48 | 0.10336 | 0 | 39.92 | 1 | 0
20.16 | 40.32 | 7.48 | 0.10336 | 0 | 40.32 | 1 | 0
20.32 | 40.64 | 7.48 | 0.10336 | 0 | 40.64 | 1 | 0
21.32 | 42.64 | 7.48 | 0.10336 | 0 | 42.64 | 1 | 0
22.76 | 45.52 | 7.48 | 0.10336 | 0 | 45.52 | 1 | 0
22.48 | 44.96 | 7.48 | 0.10336 | 0 | 44.96 | 1 | 0
23 | 46 | 7.48 | 0.10336 | 0 | 46 | 1 | 0
22.8 | 45.6 | 7.48 | 0.10336 | 0 | 45.6 | 1 | 0
24.52 | 49.04 | 7.48 | 0.10336 | 0 | 49.04 | 1 | 0
31.08 | 62.16 | 7.48 | 0.10336 | 0 | 62.16 | 1 | 0
31.12 | 62.24 | 11.23 | 0.12409 | 0 | 62.24 | 1 | 0
32.96 | 65.92 | 11.23 | 0.12409 | 0 | 65.92 | 1 | 0
30.32 | 60.64 | 11.23 | 0.12409 | 0 | 60.64 | 1 | 0
29.52 | 59.04 | 17.48 | 0.13136 | 0 | 59.04 | 1 | 0
28.72 | 57.44 | 17.48 | 0.13136 | 0 | 57.44 | 1 | 0
29.4 | 58.8 | 17.48 | 0.13136 | 0 | 58.8 | 1 | 0
28.68 | 57.36 | 17.48 | 0.13136 | 0 | 52.56 | 0.2 | 4.8
30.84 | 61.68 | 11.23 | 0.12409 | 0 | 61.68 | 0.2 | 0
30.2 | 60.4 | 11.23 | 0.12409 | 0 | 60.4 | 0.2 | 0
28.28 | 56.56 | 11.23 | 0.12409 | 0 | 56.56 | 0.2 | 0
26.56 | 53.12 | 7.48 | 0.10336 | 4.8 | 53.12 | 0.91885 | 0
23.08 | 46.16 | 7.48 | 0.10336 | 0.54188 | 46.16 | 1 | 0
17.04 | 34.08 | 7.48 | 0.10336 | 0 | 34.08 | 1 | 0
11.2 | 22.4 | 7.48 | 0.10336 | 0 | 22.4 | 1 | 0
11.64 | 23.28 | 7.48 | 0.10336 | 0 | 23.28 | 1 | 0
14.24 | 28.48 | 7.48 | 0.10336 | 0 | 28.48 | 1 | 0
14.52 | 29.04 | 7.48 | 0.10336 | 0 | 29.04 | 1 | 0
15.36 | 30.72 | 7.48 | 0.10336 | 0 | 30.72 | 1 | 0
14.04 | 28.08 | 7.48 | 0.10336 | 0 | 28.08 | 1 | 0
15.72 | 31.44 | 7.48 | 0.10336 | 0 | 31.44 | 1 | 0
22.24 | 44.48 | 7.48 | 0.10336 | 0 | 44.48 | 1 | 0
21.84 | 43.68 | 7.48 | 0.10336 | 0 | 43.68 | 1 | 0
24.6 | 49.2 | 7.48 | 0.10336 | 0 | 49.2 | 1 | 0
26.28 | 52.56 | 7.48 | 0.10336 | 0 | 52.56 | 1 | 0
28.44 | 56.88 | 11.23 | 0.12409 | 0 | 56.88 | 1 | 0
33.2 | 66.4 | 11.23 | 0.12409 | 0 | 66.4 | 1 | 0
27.76 | 55.52 | 11.23 | 0.12409 | 0 | 55.52 | 1 | 0
25.6 | 51.2 | 17.48 | 0.13136 | 0 | 51.2 | 1 | 0
25.32 | 50.64 | 17.48 | 0.13136 | 0 | 50.64 | 1 | 0
24.28 | 48.56 | 17.48 | 0.13136 | 0 | 48.56 | 1 | 0
23.96 | 47.92 | 17.48 | 0.13136 | 0 | 43.12 | 0.2 | 4.8
24.28 | 48.56 | 11.23 | 0.12409 | 0 | 48.56 | 0.2 | 0
23.56 | 47.12 | 11.23 | 0.12409 | 0 | 47.12 | 0.2 | 0
24.92 | 49.84 | 11.23 | 0.12409 | 0 | 49.84 | 0.2 | 0
24.84 | 49.68 | 7.48 | 0.10336 | 4.8 | 49.68 | 0.91885 | 0
25.28 | 50.56 | 7.48 | 0.10336 | 0.54188 | 50.56 | 1 | 0
18 | 36 | 7.48 | 0.10336 | 0 | 36 | 1 | 0
11.04 | 22.08 | 7.48 | 0.10336 | 0 | 22.08 | 1 | 0
8.96 | 17.92 | 7.48 | 0.10336 | 0 | 17.92 | 1 | 0
9.68 | 19.36 | 7.48 | 0.10336 | 0 | 19.36 | 1 | 0
9.24 | 18.48 | 7.48 | 0.10336 | 0 | 18.48 | 1 | 0
13.52 | 27.04 | 7.48 | 0.10336 | 0 | 27.04 | 1 | 0
14.8 | 29.6 | 7.48 | 0.10336 | 0 | 29.6 | 1 | 0
16.6 | 33.2 | 7.48 | 0.10336 | 0 | 33.2 | 1 | 0
22.6 | 45.2 | 7.48 | 0.10336 | 0 | 45.2 | 1 | 0
23.72 | 47.44 | 7.48 | 0.10336 | 0 | 47.44 | 1 | 0
25.6 | 51.2 | 7.48 | 0.10336 | 0 | 51.2 | 1 | 0
27.6 | 55.2 | 7.48 | 0.10336 | 0 | 55.2 | 1 | 0
31.84 | 63.68 | 7.48 | 0.10336 | 0 | 63.68 | 1 | 0
32.8 | 65.6 | 7.48 | 0.10336 | 0 | 65.6 | 1 | 0
29.48 | 58.96 | 7.48 | 0.10336 | 0 | 58.96 | 1 | 0
28.72 | 57.44 | 7.48 | 0.10336 | 0 | 57.44 | 1 | 0
26.8 | 53.6 | 7.48 | 0.10336 | 0 | 53.6 | 1 | 0
28.4 | 56.8 | 7.48 | 0.10336 | 0 | 56.8 | 1 | 0
27.6 | 55.2 | 7.48 | 0.10336 | 0 | 55.2 | 1 | 0
28.04 | 56.08 | 7.48 | 0.10336 | 0 | 56.08 | 1 | 0
27.64 | 55.28 | 7.48 | 0.10336 | 0 | 55.28 | 1 | 0
26.96 | 53.92 | 7.48 | 0.10336 | 0 | 53.92 | 1 | 0
24.4 | 48.8 | 7.48 | 0.10336 | 0 | 48.8 | 1 | 0
19.56 | 39.12 | 7.48 | 0.10336 | 0 | 39.12 | 1 | 0
19.24 | 38.48 | 7.48 | 0.10336 | 0 | 38.48 | 1 | 0
11 | 22 | 7.48 | 0.10336 | 0 | 22 | 1 | 0
8.84 | 17.68 | 7.48 | 0.10336 | 0 | 17.68 | 1 | 0
9.2 | 18.4 | 7.48 | 0.10336 | 0 | 18.4 | 1 | 0
13.36 | 26.72 | 7.48 | 0.10336 | 0 | 26.72 | 1 | 0
16.52 | 33.04 | 7.48 | 0.10336 | 0 | 33.04 | 1 | 0
13.32 | 26.64 | 7.48 | 0.10336 | 0 | 26.64 | 1 | 0
14.56 | 29.12 | 7.48 | 0.10336 | 0 | 29.12 | 1 | 0
15.56 | 31.12 | 7.48 | 0.10336 | 0 | 31.12 | 1 | 0
21.08 | 42.16 | 7.48 | 0.10336 | 0 | 42.16 | 1 | 0
20.8 | 41.6 | 7.48 | 0.10336 | 0 | 41.6 | 1 | 0
21.72 | 43.44 | 7.48 | 0.10336 | 0 | 43.44 | 1 | 0
23.32 | 46.64 | 7.48 | 0.10336 | 0 | 46.64 | 1 | 0
25.8 | 51.6 | 7.48 | 0.10336 | 0 | 51.6 | 1 | 0
26.56 | 53.12 | 7.48 | 0.10336 | 0 | 53.12 | 1 | 0
29.4 | 58.8 | 7.48 | 0.10336 | 0 | 58.8 | 1 | 0
29.96 | 59.92 | 7.48 | 0.10336 | 0 | 59.92 | 1 | 0
29.32 | 58.64 | 7.48 | 0.10336 | 0 | 58.64 | 1 | 0
28.48 | 56.96 | 7.48 | 0.10336 | 0 | 56.96 | 1 | 0
27.48 | 54.96 | 7.48 | 0.10336 | 0 | 54.96 | 1 | 0
22.96 | 45.92 | 7.48 | 0.10336 | 0 | 45.92 | 1 | 0
22.04 | 44.08 | 7.48 | 0.10336 | 0 | 44.08 | 1 | 0
22.4 | 44.8 | 7.48 | 0.10336 | 0 | 44.8 | 1 | 0
23.4 | 46.8 | 7.48 | 0.10336 | 0 | 46.8 | 1 | 0
18.2 | 36.4 | 7.48 | 0.10336 | 0 | 36.4 | 1 | 0
13.76 | 27.52 | 7.48 | 0.10336 | 0 | 27.52 | 1 | 0
11.16 | 22.32 | 7.48 | 0.10336 | 0 | 22.32 | 1 | 0
9.16 | 18.32 | 7.48 | 0.10336 | 0 | 18.32 | 1 | 0
9.8 | 19.6 | 7.48 | 0.10336 | 0 | 19.6 | 1 | 0
12.28 | 24.56 | 7.48 | 0.10336 | 0 | 24.56 | 1 | 0
13.88 | 27.76 | 7.48 | 0.10336 | 0 | 27.76 | 1 | 0
15.44 | 30.88 | 7.48 | 0.10336 | 0 | 30.88 | 1 | 0
16.2 | 32.4 | 7.48 | 0.10336 | 0 | 32.4 | 1 | 0
17.52 | 35.04 | 7.48 | 0.10336 | 0 | 35.04 | 1 | 0
20.96 | 41.92 | 7.48 | 0.10336 | 0 | 41.92 | 1 | 0
23.2 | 46.4 | 7.48 | 0.10336 | 0 | 46.4 | 1 | 0
25.12 | 50.24 | 11.23 | 0.12409 | 0 | 50.24 | 1 | 0
30.08 | 60.16 | 11.23 | 0.12409 | 0 | 60.16 | 1 | 0
30.96 | 61.92 | 11.23 | 0.12409 | 0 | 61.92 | 1 | 0
32.04 | 64.08 | 17.48 | 0.13136 | 0 | 64.08 | 1 | 0
33.16 | 66.32 | 17.48 | 0.13136 | 0 | 66.32 | 1 | 0
35.76 | 71.52 | 17.48 | 0.13136 | 0 | 71.52 | 1 | 0
36.76 | 73.52 | 17.48 | 0.13136 | 0 | 68.72 | 0.2 | 4.8
35.68 | 71.36 | 11.23 | 0.12409 | 0 | 71.36 | 0.2 | 0
31.52 | 63.04 | 11.23 | 0.12409 | 0 | 63.04 | 0.2 | 0
22.6 | 45.2 | 11.23 | 0.12409 | 0 | 45.2 | 0.2 | 0
21.72 | 43.44 | 7.48 | 0.10336 | 4.8 | 43.44 | 0.91885 | 0
22.04 | 44.08 | 7.48 | 0.10336 | 0.54188 | 44.08 | 1 | 0
19.28 | 38.56 | 7.48 | 0.10336 | 0 | 38.56 | 1 | 0
11.24 | 22.48 | 7.48 | 0.10336 | 0 | 22.48 | 1 | 0
13.48 | 26.96 | 7.48 | 0.10336 | 0 | 26.96 | 1 | 0
16.6 | 33.2 | 7.48 | 0.10336 | 0 | 33.2 | 1 | 0
17.16 | 34.32 | 7.48 | 0.10336 | 0 | 34.32 | 1 | 0
16.88 | 33.76 | 7.48 | 0.10336 | 0 | 33.76 | 1 | 0
14.16 | 28.32 | 7.48 | 0.10336 | 0 | 28.32 | 1 | 0
15.44 | 30.88 | 7.48 | 0.10336 | 0 | 30.88 | 1 | 0
22.52 | 45.04 | 7.48 | 0.10336 | 0 | 45.04 | 1 | 0
24.32 | 48.64 | 7.48 | 0.10336 | 0 | 48.64 | 1 | 0
31.16 | 62.32 | 7.48 | 0.10336 | 0 | 62.32 | 1 | 0
37.28 | 74.56 | 7.48 | 0.10336 | 0 | 74.56 | 1 | 0
42.44 | 84.88 | 11.23 | 0.12409 | 0 | 84.88 | 1 | 0
42.24 | 84.48 | 11.23 | 0.12409 | 0 | 84.48 | 1 | 0
40.28 | 80.56 | 11.23 | 0.12409 | 0 | 80.56 | 1 | 0
42.48 | 84.96 | 17.48 | 0.13136 | 0 | 84.96 | 1 | 0
42.6 | 85.2 | 17.48 | 0.13136 | 0 | 85.2 | 1 | 0
40.12 | 80.24 | 17.48 | 0.13136 | 0 | 80.24 | 1 | 0
40.52 | 81.04 | 17.48 | 0.13136 | 0 | 76.24 | 0.2 | 4.8
38.44 | 76.88 | 11.23 | 0.12409 | 0 | 76.88 | 0.2 | 0
39.56 | 79.12 | 11.23 | 0.12409 | 0 | 79.12 | 0.2 | 0
38.56 | 77.12 | 11.23 | 0.12409 | 0 | 77.12 | 0.2 | 0
38.28 | 76.56 | 7.48 | 0.10336 | 4.8 | 76.56 | 0.91885 | 0
37.52 | 75.04 | 7.48 | 0.10336 | 0.54188 | 75.04 | 1 | 0
27.72 | 55.44 | 7.48 | 0.10336 | 0 | 55.44 | 1 | 0
12.76 | 25.52 | 7.48 | 0.10336 | 0 | 25.52 | 1 | 0
11.48 | 22.96 | 7.48 | 0.10336 | 0 | 22.96 | 1 | 0
13.84 | 27.68 | 7.48 | 0.10336 | 0 | 27.68 | 1 | 0
11.8 | 23.6 | 7.48 | 0.10336 | 0 | 23.6 | 1 | 0
16.28 | 32.56 | 7.48 | 0.10336 | 0 | 32.56 | 1 | 0
16.04 | 32.08 | 7.48 | 0.10336 | 0 | 32.08 | 1 | 0
15.96 | 31.92 | 7.48 | 0.10336 | 0 | 31.92 | 1 | 0
19.24 | 38.48 | 7.48 | 0.10336 | 0 | 38.48 | 1 | 0
24.68 | 49.36 | 7.48 | 0.10336 | 0 | 49.36 | 1 | 0
28.96 | 57.92 | 7.48 | 0.10336 | 0 | 57.92 | 1 | 0
31.4 | 62.8 | 7.48 | 0.10336 | 0 | 62.8 | 1 | 0
38.16 | 76.32 | 11.23 | 0.12409 | 0 | 76.32 | 1 | 0
45.76 | 91.52 | 11.23 | 0.12409 | 0 | 91.52 | 1 | 0
38 | 76 | 11.23 | 0.12409 | 0 | 76 | 1 | 0
37.52 | 75.04 | 17.48 | 0.13136 | 0 | 75.04 | 1 | 0
38.96 | 77.92 | 17.48 | 0.13136 | 0 | 77.92 | 1 | 0
38.56 | 77.12 | 17.48 | 0.13136 | 0 | 77.12 | 1 | 0
39.36 | 78.72 | 17.48 | 0.13136 | 0 | 73.92 | 0.2 | 4.8
39.12 | 78.24 | 11.23 | 0.12409 | 0 | 78.24 | 0.2 | 0
38.08 | 76.16 | 11.23 | 0.12409 | 0 | 76.16 | 0.2 | 0
37.48 | 74.96 | 11.23 | 0.12409 | 0 | 74.96 | 0.2 | 0
35.56 | 71.12 | 7.48 | 0.10336 | 4.8 | 71.12 | 0.91885 | 0
26.52 | 53.04 | 7.48 | 0.10336 | 0.54188 | 53.04 | 1 | 0
20.92 | 41.84 | 7.48 | 0.10336 | 0 | 41.84 | 1 | 0
11.28 | 22.56 | 7.48 | 0.10336 | 0 | 22.56 | 1 | 0
10.44 | 20.88 | 7.48 | 0.10336 | 0 | 20.88 | 1 | 0
9.68 | 19.36 | 7.48 | 0.10336 | 0 | 19.36 | 1 | 0
8.76 | 17.52 | 7.48 | 0.10336 | 0 | 17.52 | 1 | 0
11.96 | 23.92 | 7.48 | 0.10336 | 0 | 23.92 | 1 | 0
12.84 | 25.68 | 7.48 | 0.10336 | 0 | 25.68 | 1 | 0
14.4 | 28.8 | 7.48 | 0.10336 | 0 | 28.8 | 1 | 0
20.88 | 41.76 | 7.48 | 0.10336 | 0 | 41.76 | 1 | 0
23.24 | 46.48 | 7.48 | 0.10336 | 0 | 46.48 | 1 | 0
29.64 | 59.28 | 7.48 | 0.10336 | 0 | 59.28 | 1 | 0
33.28 | 66.56 | 7.48 | 0.10336 | 0 | 66.56 | 1 | 0
42.96 | 85.92 | 11.23 | 0.12409 | 0 | 85.92 | 1 | 0
40.2 | 80.4 | 11.23 | 0.12409 | 0 | 80.4 | 1 | 0
37.6 | 75.2 | 11.23 | 0.12409 | 0 | 75.2 | 1 | 0
37.6 | 75.2 | 17.48 | 0.13136 | 0 | 75.2 | 1 | 0
38.24 | 76.48 | 17.48 | 0.13136 | 0 | 76.48 | 1 | 0
36.4 | 72.8 | 17.48 | 0.13136 | 0 | 72.8 | 1 | 0
37.44 | 74.88 | 17.48 | 0.13136 | 0 | 70.08 | 0.2 | 4.8
36.96 | 73.92 | 11.23 | 0.12409 | 0 | 73.92 | 0.2 | 0
36 | 72 | 11.23 | 0.12409 | 0 | 72 | 0.2 | 0
35.72 | 71.44 | 11.23 | 0.12409 | 0 | 71.44 | 0.2 | 0
35.72 | 71.44 | 7.48 | 0.10336 | 4.8 | 71.44 | 0.91885 | 0
32.68 | 65.36 | 7.48 | 0.10336 | 0.54188 | 65.36 | 1 | 0
19.84 | 39.68 | 7.48 | 0.10336 | 0 | 39.68 | 1 | 0
11.52 | 23.04 | 7.48 | 0.10336 | 0 | 23.04 | 1 | 0
9.04 | 18.08 | 7.48 | 0.10336 | 0 | 18.08 | 1 | 0
9 | 18 | 7.48 | 0.10336 | 0 | 18 | 1 | 0
8.84 | 17.68 | 7.48 | 0.10336 | 0 | 17.68 | 1 | 0
12.64 | 25.28 | 7.48 | 0.10336 | 0 | 25.28 | 1 | 0
13.76 | 27.52 | 7.48 | 0.10336 | 0 | 27.52 | 1 | 0
15.32 | 30.64 | 7.48 | 0.10336 | 0 | 30.64 | 1 | 0
20.84 | 41.68 | 7.48 | 0.10336 | 0 | 41.68 | 1 | 0
22.4 | 44.8 | 7.48 | 0.10336 | 0 | 44.8 | 1 | 0
30.68 | 61.36 | 7.48 | 0.10336 | 0 | 61.36 | 1 | 0
36.56 | 73.12 | 7.48 | 0.10336 | 0 | 73.12 | 1 | 0
45.24 | 90.48 | 11.23 | 0.12409 | 0 | 90.48 | 1 | 0
47.2 | 94.4 | 11.23 | 0.12409 | 0 | 94.4 | 1 | 0
43.48 | 86.96 | 11.23 | 0.12409 | 0 | 86.96 | 1 | 0
44.4 | 88.8 | 17.48 | 0.13136 | 0 | 88.8 | 1 | 0
42.8 | 85.6 | 17.48 | 0.13136 | 0 | 85.6 | 1 | 0
51.24 | 102.48 | 17.48 | 0.13136 | 0 | 102.48 | 1 | 0
56.52 | 113.04 | 17.48 | 0.13136 | 0 | 108.24 | 0.2 | 4.8
55.12 | 110.24 | 11.23 | 0.12409 | 0 | 110.24 | 0.2 | 0
53.48 | 106.96 | 11.23 | 0.12409 | 0 | 106.96 | 0.2 | 0
49.68 | 99.36 | 11.23 | 0.12409 | 0 | 99.36 | 0.2 | 0
47.88 | 95.76 | 7.48 | 0.10336 | 4.8 | 95.76 | 0.91885 | 0
45.72 | 91.44 | 7.48 | 0.10336 | 0.54188 | 91.44 | 1 | 0
34.96 | 69.92 | 7.48 | 0.10336 | 0 | 69.92 | 1 | 0
14.84 | 29.68 | 7.48 | 0.10336 | 0 | 29.68 | 1 | 0
9.72 | 19.44 | 7.48 | 0.10336 | 0 | 19.44 | 1 | 0
10.8 | 21.6 | 7.48 | 0.10336 | 0 | 21.6 | 1 | 0
10.88 | 21.76 | 7.48 | 0.10336 | 0 | 21.76 | 1 | 0
12.4 | 24.8 | 7.48 | 0.10336 | 0 | 24.8 | 1 | 0
14.08 | 28.16 | 7.48 | 0.10336 | 0 | 28.16 | 1 | 0
17.04 | 34.08 | 7.48 | 0.10336 | 0 | 34.08 | 1 | 0
22.64 | 45.28 | 7.48 | 0.10336 | 0 | 45.28 | 1 | 0
34.2 | 68.4 | 7.48 | 0.10336 | 0 | 68.4 | 1 | 0
41.12 | 82.24 | 7.48 | 0.10336 | 0 | 82.24 | 1 | 0
45.92 | 91.84 | 7.48 | 0.10336 | 0 | 91.84 | 1 | 0
52.24 | 104.48 | 7.48 | 0.10336 | 0 | 104.48 | 1 | 0
57.56 | 115.12 | 7.48 | 0.10336 | 0 | 115.12 | 1 | 0
55.16 | 110.32 | 7.48 | 0.10336 | 0 | 110.32 | 1 | 0
65.24 | 130.48 | 7.48 | 0.10336 | 0 | 130.48 | 1 | 0
68.64 | 137.28 | 7.48 | 0.10336 | 0 | 133.52 | 0.37333 | 3.76
67.28 | 134.56 | 7.48 | 0.10336 | 0 | 133.52 | 0.2 | 1.04
63.44 | 126.88 | 7.48 | 0.10336 | 4.8 | 126.88 | 0.91885 | 0
62.2 | 124.4 | 7.48 | 0.10336 | 0.54188 | 124.4 | 1 | 0
61 | 122 | 7.48 | 0.10336 | 0 | 122 | 1 | 0
60.64 | 121.28 | 7.48 | 0.10336 | 0 | 121.28 | 1 | 0
52.56 | 105.12 | 7.48 | 0.10336 | 0 | 105.12 | 1 | 0
51 | 102 | 7.48 | 0.10336 | 0 | 102 | 1 | 0
35.88 | 71.76 | 7.48 | 0.10336 | 0 | 71.76 | 1 | 0
14.36 | 28.72 | 7.48 | 0.10336 | 0 | 28.72 | 1 | 0
12.88 | 25.76 | 7.48 | 0.10336 | 0 | 25.76 | 1 | 0
14.96 | 29.92 | 7.48 | 0.10336 | 0 | 29.92 | 1 | 0
12.8 | 25.6 | 7.48 | 0.10336 | 0 | 25.6 | 1 | 0
15.24 | 30.48 | 7.48 | 0.10336 | 0 | 30.48 | 1 | 0
15.92 | 31.84 | 7.48 | 0.10336 | 0 | 31.84 | 1 | 0
17 | 34 | 7.48 | 0.10336 | 0 | 34 | 1 | 0
19.84 | 39.68 | 7.48 | 0.10336 | 0 | 39.68 | 1 | 0
33.88 | 67.76 | 7.48 | 0.10336 | 0 | 67.76 | 1 | 0
38.48 | 76.96 | 7.48 | 0.10336 | 0 | 76.96 | 1 | 0
42.36 | 84.72 | 7.48 | 0.10336 | 0 | 84.72 | 1 | 0
48.16 | 96.32 | 7.48 | 0.10336 | 0 | 96.32 | 1 | 0
50.52 | 101.04 | 7.48 | 0.10336 | 0 | 101.04 | 1 | 0
55.52 | 111.04 | 7.48 | 0.10336 | 0 | 111.04 | 1 | 0
53.84 | 107.68 | 7.48 | 0.10336 | 0 | 107.68 | 1 | 0
55.8 | 111.6 | 7.48 | 0.10336 | 0 | 111.6 | 1 | 0
57.88 | 115.76 | 7.48 | 0.10336 | 0 | 115.76 | 1 | 0
58.6 | 117.2 | 7.48 | 0.10336 | 0 | 117.2 | 1 | 0
54.76 | 109.52 | 7.48 | 0.10336 | 0 | 109.52 | 1 | 0
48.68 | 97.36 | 7.48 | 0.10336 | 0 | 97.36 | 1 | 0
45.56 | 91.12 | 7.48 | 0.10336 | 0 | 91.12 | 1 | 0
46.96 | 93.92 | 7.48 | 0.10336 | 0 | 93.92 | 1 | 0
44.68 | 89.36 | 7.48 | 0.10336 | 0 | 89.36 | 1 | 0
38.36 | 76.72 | 7.48 | 0.10336 | 0 | 76.72 | 1 | 0
14.84 | 29.68 | 7.48 | 0.10336 | 0 | 29.68 | 1 | 0
10.96 | 21.92 | 7.48 | 0.10336 | 0 | 21.92 | 1 | 0
21.56 | 43.12 | 7.48 | 0.10336 | 0 | 43.12 | 1 | 0
28.12 | 56.24 | 7.48 | 0.10336 | 0 | 56.24 | 1 | 0
30.12 | 60.24 | 7.48 | 0.10336 | 0 | 60.24 | 1 | 0
29.8 | 59.6 | 7.48 | 0.10336 | 0 | 59.6 | 1 | 0
27.2 | 54.4 | 7.48 | 0.10336 | 0 | 54.4 | 1 | 0
26.32 | 52.64 | 7.48 | 0.10336 | 0 | 52.64 | 1 | 0
35.04 | 70.08 | 7.48 | 0.10336 | 0 | 70.08 | 1 | 0
38.88 | 77.76 | 7.48 | 0.10336 | 0 | 77.76 | 1 | 0
40.36 | 80.72 | 7.48 | 0.10336 | 0 | 80.72 | 1 | 0
42.44 | 84.88 | 11.23 | 0.12409 | 0 | 84.88 | 1 | 0
47.08 | 94.16 | 11.23 | 0.12409 | 0 | 94.16 | 1 | 0
53.2 | 106.4 | 11.23 | 0.12409 | 0 | 106.4 | 1 | 0
50.44 | 100.88 | 17.48 | 0.13136 | 0 | 100.88 | 1 | 0
49.64 | 99.28 | 17.48 | 0.13136 | 0 | 99.28 | 1 | 0
51.4 | 102.8 | 17.48 | 0.13136 | 0 | 102.8 | 1 | 0
52.24 | 104.48 | 17.48 | 0.13136 | 0 | 99.68 | 0.2 | 4.8
50.4 | 100.8 | 11.23 | 0.12409 | 0 | 100.8 | 0.2 | 0
41.92 | 83.84 | 11.23 | 0.12409 | 0 | 83.84 | 0.2 | 0
35.08 | 70.16 | 11.23 | 0.12409 | 0 | 70.16 | 0.2 | 0
32.68 | 65.36 | 7.48 | 0.10336 | 4.8 | 65.36 | 0.91885 | 0
32.2 | 64.4 | 7.48 | 0.10336 | 0.54188 | 64.4 | 1 | 0
28.96 | 57.92 | 7.48 | 0.10336 | 0 | 57.92 | 1 | 0
13.08 | 26.16 | 7.48 | 0.10336 | 0 | 26.16 | 1 | 0
9.28 | 18.56 | 7.48 | 0.10336 | 0 | 18.56 | 1 | 0
15.44 | 30.88 | 7.48 | 0.10336 | 0 | 30.88 | 1 | 0
18.68 | 37.36 | 7.48 | 0.10336 | 0 | 37.36 | 1 | 0
18.8 | 37.6 | 7.48 | 0.10336 | 0 | 37.6 | 1 | 0
19.6 | 39.2 | 7.48 | 0.10336 | 0 | 39.2 | 1 | 0
17.28 | 34.56 | 7.48 | 0.10336 | 0 | 34.56 | 1 | 0
23.24 | 46.48 | 7.48 | 0.10336 | 0 | 46.48 | 1 | 0
30.28 | 60.56 | 7.48 | 0.10336 | 0 | 60.56 | 1 | 0
35.44 | 70.88 | 7.48 | 0.10336 | 0 | 70.88 | 1 | 0
40.12 | 80.24 | 7.48 | 0.10336 | 0 | 80.24 | 1 | 0
40 | 80 | 11.23 | 0.12409 | 0 | 80 | 1 | 0
44.24 | 88.48 | 11.23 | 0.12409 | 0 | 88.48 | 1 | 0
40.56 | 81.12 | 11.23 | 0.12409 | 0 | 81.12 | 1 | 0
40.28 | 80.56 | 17.48 | 0.13136 | 0 | 80.56 | 1 | 0
43.52 | 87.04 | 17.48 | 0.13136 | 0 | 87.04 | 1 | 0
41.44 | 82.88 | 17.48 | 0.13136 | 0 | 82.88 | 1 | 0
41.52 | 83.04 | 17.48 | 0.13136 | 0 | 78.24 | 0.2 | 4.8
41.84 | 83.68 | 11.23 | 0.12409 | 0 | 83.68 | 0.2 | 0
38.08 | 76.16 | 11.23 | 0.12409 | 0 | 76.16 | 0.2 | 0
42.52 | 85.04 | 11.23 | 0.12409 | 0 | 85.04 | 0.2 | 0
40.92 | 81.84 | 7.48 | 0.10336 | 4.8 | 81.84 | 0.91885 | 0
36.08 | 72.16 | 7.48 | 0.10336 | 0.54188 | 72.16 | 1 | 0
26.36 | 52.72 | 7.48 | 0.10336 | 0 | 52.72 | 1 | 0
11.76 | 23.52 | 7.48 | 0.10336 | 0 | 23.52 | 1 | 0
9.28 | 18.56 | 7.48 | 0.10336 | 0 | 18.56 | 1 | 0
9.76 | 19.52 | 7.48 | 0.10336 | 0 | 19.52 | 1 | 0
10.28 | 20.56 | 7.48 | 0.10336 | 0 | 20.56 | 1 | 0
11.92 | 23.84 | 7.48 | 0.10336 | 0 | 23.84 | 1 | 0
14.48 | 28.96 | 7.48 | 0.10336 | 0 | 28.96 | 1 | 0
17.88 | 35.76 | 7.48 | 0.10336 | 0 | 35.76 | 1 | 0
22.44 | 44.88 | 7.48 | 0.10336 | 0 | 44.88 | 1 | 0
23.84 | 47.68 | 7.48 | 0.10336 | 0 | 47.68 | 1 | 0
32 | 64 | 7.48 | 0.10336 | 0 | 64 | 1 | 0
34.44 | 68.88 | 7.48 | 0.10336 | 0 | 68.88 | 1 | 0
34.68 | 69.36 | 11.23 | 0.12409 | 0 | 69.36 | 1 | 0
39.24 | 78.48 | 11.23 | 0.12409 | 0 | 78.48 | 1 | 0
36.52 | 73.04 | 11.23 | 0.12409 | 0 | 73.04 | 1 | 0
37.68 | 75.36 | 17.48 | 0.13136 | 0 | 75.36 | 1 | 0
42.16 | 84.32 | 17.48 | 0.13136 | 0 | 84.32 | 1 | 0
49.44 | 98.88 | 17.48 | 0.13136 | 0 | 98.88 | 1 | 0
49.12 | 98.24 | 17.48 | 0.13136 | 0 | 93.44 | 0.2 | 4.8
51.04 | 102.08 | 11.23 | 0.12409 | 0 | 102.08 | 0.2 | 0
50.92 | 101.84 | 11.23 | 0.12409 | 0 | 101.84 | 0.2 | 0
48.88 | 97.76 | 11.23 | 0.12409 | 0 | 97.76 | 0.2 | 0
46.48 | 92.96 | 7.48 | 0.10336 | 4.8 | 92.96 | 0.91885 | 0
34.44 | 68.88 | 7.48 | 0.10336 | 0.54188 | 68.88 | 1 | 0
28.88 | 57.76 | 7.48 | 0.10336 | 0 | 57.76 | 1 | 0
11.92 | 23.84 | 7.48 | 0.10336 | 0 | 23.84 | 1 | 0
8.96 | 17.92 | 7.48 | 0.10336 | 0 | 17.92 | 1 | 0
9.36 | 18.72 | 7.48 | 0.10336 | 0 | 18.72 | 1 | 0
9.6 | 19.2 | 7.48 | 0.10336 | 0 | 19.2 | 1 | 0
11.72 | 23.44 | 7.48 | 0.10336 | 0 | 23.44 | 1 | 0
14.2 | 28.4 | 7.48 | 0.10336 | 0 | 28.4 | 1 | 0
16 | 32 | 7.48 | 0.10336 | 0 | 32 | 1 | 0
22.52 | 45.04 | 7.48 | 0.10336 | 0 | 45.04 | 1 | 0
24.08 | 48.16 | 7.48 | 0.10336 | 0 | 48.16 | 1 | 0
26.32 | 52.64 | 7.48 | 0.10336 | 0 | 52.64 | 1 | 0
33.72 | 67.44 | 7.48 | 0.10336 | 0 | 67.44 | 1 | 0
35.08 | 70.16 | 11.23 | 0.12409 | 0 | 70.16 | 1 | 0
43.2 | 86.4 | 11.23 | 0.12409 | 0 | 86.4 | 1 | 0
43.24 | 86.48 | 11.23 | 0.12409 | 0 | 86.48 | 1 | 0
46.44 | 92.88 | 17.48 | 0.13136 | 0 | 92.88 | 1 | 0
44.04 | 88.08 | 17.48 | 0.13136 | 0 | 88.08 | 1 | 0
42.36 | 84.72 | 17.48 | 0.13136 | 0 | 84.72 | 1 | 0
46.6 | 93.2 | 17.48 | 0.13136 | 0 | 88.4 | 0.2 | 4.8
47.8 | 95.6 | 11.23 | 0.12409 | 0 | 95.6 | 0.2 | 0
46.52 | 93.04 | 11.23 | 0.12409 | 0 | 93.04 | 0.2 | 0
41.76 | 83.52 | 11.23 | 0.12409 | 0 | 83.52 | 0.2 | 0
39.28 | 78.56 | 7.48 | 0.10336 | 4.8 | 78.56 | 0.91885 | 0
34.88 | 69.76 | 7.48 | 0.10336 | 0.54188 | 69.76 | 1 | 0
18.92 | 37.84 | 7.48 | 0.10336 | 0 | 37.84 | 1 | 0
10.88 | 21.76 | 7.48 | 0.10336 | 0 | 21.76 | 1 | 0
12 | 24 | 7.48 | 0.10336 | 0 | 24 | 1 | 0
13.88 | 27.76 | 7.48 | 0.10336 | 0 | 27.76 | 1 | 0
14.4 | 28.8 | 7.48 | 0.10336 | 0 | 28.8 | 1 | 0
16.04 | 32.08 | 7.48 | 0.10336 | 0 | 32.08 | 1 | 0
14.36 | 28.72 | 7.48 | 0.10336 | 0 | 28.72 | 1 | 0
16.12 | 32.24 | 7.48 | 0.10336 | 0 | 32.24 | 1 | 0
22.48 | 44.96 | 7.48 | 0.10336 | 0 | 44.96 | 1 | 0
24 | 48 | 7.48 | 0.10336 | 0 | 48 | 1 | 0
33.08 | 66.16 | 7.48 | 0.10336 | 0 | 66.16 | 1 | 0
38.68 | 77.36 | 7.48 | 0.10336 | 0 | 77.36 | 1 | 0
42.68 | 85.36 | 11.23 | 0.12409 | 0 | 85.36 | 1 | 0
49.16 | 98.32 | 11.23 | 0.12409 | 0 | 98.32 | 1 | 0
50.44 | 100.88 | 11.23 | 0.12409 | 0 | 100.88 | 1 | 0
51.72 | 103.44 | 17.48 | 0.13136 | 0 | 103.44 | 1 | 0
46.56 | 93.12 | 17.48 | 0.13136 | 0 | 93.12 | 1 | 0
48.36 | 96.72 | 17.48 | 0.13136 | 0 | 96.72 | 1 | 0
50.92 | 101.84 | 17.48 | 0.13136 | 0 | 97.04 | 0.2 | 4.8
52.16 | 104.32 | 11.23 | 0.12409 | 0 | 104.32 | 0.2 | 0
52.04 | 104.08 | 11.23 | 0.12409 | 0 | 104.08 | 0.2 | 0
49.08 | 98.16 | 11.23 | 0.12409 | 0 | 98.16 | 0.2 | 0
47.52 | 95.04 | 7.48 | 0.10336 | 4.8 | 95.04 | 0.91885 | 0
45.76 | 91.52 | 7.48 | 0.10336 | 0.54188 | 91.52 | 1 | 0
36.12 | 72.24 | 7.48 | 0.10336 | 0 | 72.24 | 1 | 0
15.56 | 31.12 | 7.48 | 0.10336 | 0 | 31.12 | 1 | 0
9.48 | 18.96 | 7.48 | 0.10336 | 0 | 18.96 | 1 | 0
11.28 | 22.56 | 7.48 | 0.10336 | 0 | 22.56 | 1 | 0
11.72 | 23.44 | 7.48 | 0.10336 | 0 | 23.44 | 1 | 0
14.52 | 29.04 | 7.48 | 0.10336 | 0 | 29.04 | 1 | 0
14.76 | 29.52 | 7.48 | 0.10336 | 0 | 29.52 | 1 | 0
17.08 | 34.16 | 7.48 | 0.10336 | 0 | 34.16 | 1 | 0
23.4 | 46.8 | 7.48 | 0.10336 | 0 | 46.8 | 1 | 0
31 | 62 | 7.48 | 0.10336 | 0 | 62 | 1 | 0
40.08 | 80.16 | 7.48 | 0.10336 | 0 | 80.16 | 1 | 0
49.04 | 98.08 | 7.48 | 0.10336 | 0 | 98.08 | 1 | 0
52.76 | 105.52 | 7.48 | 0.10336 | 0 | 105.52 | 1 | 0
61.2 | 122.4 | 7.48 | 0.10336 | 0 | 122.4 | 1 | 0
59.32 | 118.64 | 7.48 | 0.10336 | 0 | 118.64 | 1 | 0
62.12 | 124.24 | 7.48 | 0.10336 | 0 | 124.24 | 1 | 0
65.88 | 131.76 | 7.48 | 0.10336 | 0 | 131.76 | 1 | 0
64.68 | 129.36 | 7.48 | 0.10336 | 0 | 129.36 | 1 | 0
64.76 | 129.52 | 7.48 | 0.10336 | 0 | 129.52 | 1 | 0
61.32 | 122.64 | 7.48 | 0.10336 | 0 | 122.64 | 1 | 0
59.64 | 119.28 | 7.48 | 0.10336 | 0 | 119.28 | 1 | 0
57.24 | 114.48 | 7.48 | 0.10336 | 0 | 114.48 | 1 | 0
50.16 | 100.32 | 7.48 | 0.10336 | 0 | 100.32 | 1 | 0
42.76 | 85.52 | 7.48 | 0.10336 | 0 | 85.52 | 1 | 0
38.72 | 77.44 | 7.48 | 0.10336 | 0 | 77.44 | 1 | 0
18.56 | 37.12 | 7.48 | 0.10336 | 0 | 37.12 | 1 | 0
14.24 | 28.48 | 7.48 | 0.10336 | 0 | 28.48 | 1 | 0
14.76 | 29.52 | 7.48 | 0.10336 | 0 | 29.52 | 1 | 0
14.48 | 28.96 | 7.48 | 0.10336 | 0 | 28.96 | 1 | 0
16.88 | 33.76 | 7.48 | 0.10336 | 0 | 33.76 | 1 | 0
19.24 | 38.48 | 7.48 | 0.10336 | 0 | 38.48 | 1 | 0
16.44 | 32.88 | 7.48 | 0.10336 | 0 | 32.88 | 1 | 0
16.76 | 33.52 | 7.48 | 0.10336 | 0 | 33.52 | 1 | 0
21.76 | 43.52 | 7.48 | 0.10336 | 0 | 43.52 | 1 | 0
21.2 | 42.4 | 7.48 | 0.10336 | 0 | 42.4 | 1 | 0
23.52 | 47.04 | 7.48 | 0.10336 | 0 | 47.04 | 1 | 0
29 | 58 | 7.48 | 0.10336 | 0 | 58 | 1 | 0
35.48 | 70.96 | 7.48 | 0.10336 | 0 | 70.96 | 1 | 0
33.64 | 67.28 | 7.48 | 0.10336 | 0 | 67.28 | 1 | 0
36.76 | 73.52 | 7.48 | 0.10336 | 0 | 73.52 | 1 | 0
43.68 | 87.36 | 7.48 | 0.10336 | 0 | 87.36 | 1 | 0
43.32 | 86.64 | 7.48 | 0.10336 | 0 | 86.64 | 1 | 0
43.88 | 87.76 | 7.48 | 0.10336 | 0 | 87.76 | 1 | 0
45.32 | 90.64 | 7.48 | 0.10336 | 0 | 90.64 | 1 | 0
37.32 | 74.64 | 7.48 | 0.10336 | 0 | 74.64 | 1 | 0
35.88 | 71.76 | 7.48 | 0.10336 | 0 | 71.76 | 1 | 0
34.92 | 69.84 | 7.48 | 0.10336 | 0 | 69.84 | 1 | 0
31.28 | 62.56 | 7.48 | 0.10336 | 0 | 62.56 | 1 | 0
27.36 | 54.72 | 7.48 | 0.10336 | 0 | 54.72 | 1 | 0
15.52 | 31.04 | 7.48 | 0.10336 | 0 | 31.04 | 1 | 0
13.68 | 27.36 | 7.48 | 0.10336 | 0 | 27.36 | 1 | 0
14.24 | 28.48 | 7.48 | 0.10336 | 0 | 28.48 | 1 | 0
13.72 | 27.44 | 7.48 | 0.10336 | 0 | 27.44 | 1 | 0
14.28 | 28.56 | 7.48 | 0.10336 | 0 | 28.56 | 1 | 0
14.2 | 28.4 | 7.48 | 0.10336 | 0 | 28.4 | 1 | 0
15.96 | 31.92 | 7.48 | 0.10336 | 0 | 31.92 | 1 | 0
16.24 | 32.48 | 7.48 | 0.10336 | 0 | 32.48 | 1 | 0
16.92 | 33.84 | 7.48 | 0.10336 | 0 | 33.84 | 1 | 0
21.32 | 42.64 | 7.48 | 0.10336 | 0 | 42.64 | 1 | 0
29.68 | 59.36 | 7.48 | 0.10336 | 0 | 59.36 | 1 | 0
33.68 | 67.36 | 11.23 | 0.12409 | 0 | 67.36 | 1 | 0
35.8 | 71.6 | 11.23 | 0.12409 | 0 | 71.6 | 1 | 0
45.4 | 90.8 | 11.23 | 0.12409 | 0 | 90.8 | 1 | 0
45.12 | 90.24 | 17.48 | 0.13136 | 0 | 90.24 | 1 | 0
46.76 | 93.52 | 17.48 | 0.13136 | 0 | 93.52 | 1 | 0
46.28 | 92.56 | 17.48 | 0.13136 | 0 | 92.56 | 1 | 0
46.8 | 93.6 | 17.48 | 0.13136 | 0 | 88.8 | 0.2 | 4.8
47.64 | 95.28 | 11.23 | 0.12409 | 0 | 95.28 | 0.2 | 0
46.84 | 93.68 | 11.23 | 0.12409 | 0 | 93.68 | 0.2 | 0
39.6 | 79.2 | 11.23 | 0.12409 | 0 | 79.2 | 0.2 | 0
35.96 | 71.92 | 7.48 | 0.10336 | 4.8 | 71.92 | 0.91885 | 0
33.48 | 66.96 | 7.48 | 0.10336 | 0.54188 | 66.96 | 1 | 0
31.44 | 62.88 | 7.48 | 0.10336 | 0 | 62.88 | 1 | 0
11.92 | 23.84 | 7.48 | 0.10336 | 0 | 23.84 | 1 | 0
9.44 | 18.88 | 7.48 | 0.10336 | 0 | 18.88 | 1 | 0
9.56 | 19.12 | 7.48 | 0.10336 | 0 | 19.12 | 1 | 0
10.72 | 21.44 | 7.48 | 0.10336 | 0 | 21.44 | 1 | 0
11.72 | 23.44 | 7.48 | 0.10336 | 0 | 23.44 | 1 | 0
14.88 | 29.76 | 7.48 | 0.10336 | 0 | 29.76 | 1 | 0
16.68 | 33.36 | 7.48 | 0.10336 | 0 | 33.36 | 1 | 0
22.56 | 45.12 | 7.48 | 0.10336 | 0 | 45.12 | 1 | 0
24.36 | 48.72 | 7.48 | 0.10336 | 0 | 48.72 | 1 | 0
27.24 | 54.48 | 7.48 | 0.10336 | 0 | 54.48 | 1 | 0
32.36 | 64.72 | 7.48 | 0.10336 | 0 | 64.72 | 1 | 0
35.16 | 70.32 | 11.23 | 0.12409 | 0 | 70.32 | 1 | 0
36.56 | 73.12 | 11.23 | 0.12409 | 0 | 73.12 | 1 | 0
42 | 84 | 11.23 | 0.12409 | 0 | 84 | 1 | 0
47.84 | 95.68 | 17.48 | 0.13136 | 0 | 95.68 | 1 | 0
49.32 | 98.64 | 17.48 | 0.13136 | 0 | 98.64 | 1 | 0
51.44 | 102.88 | 17.48 | 0.13136 | 0 | 102.88 | 1 | 0
50.52 | 101.04 | 17.48 | 0.13136 | 0 | 96.24 | 0.2 | 4.8
50.24 | 100.48 | 11.23 | 0.12409 | 0 | 100.48 | 0.2 | 0
50.72 | 101.44 | 11.23 | 0.12409 | 0 | 101.44 | 0.2 | 0
47.12 | 94.24 | 11.23 | 0.12409 | 0 | 94.24 | 0.2 | 0
45.28 | 90.56 | 7.48 | 0.10336 | 4.8 | 90.56 | 0.91885 | 0
39.76 | 79.52 | 7.48 | 0.10336 | 0.54188 | 79.52 | 1 | 0
28.48 | 56.96 | 7.48 | 0.10336 | 0 | 56.96 | 1 | 0
10.96 | 21.92 | 7.48 | 0.10336 | 0 | 21.92 | 1 | 0
9.2 | 18.4 | 7.48 | 0.10336 | 0 | 18.4 | 1 | 0
9.68 | 19.36 | 7.48 | 0.10336 | 0 | 19.36 | 1 | 0
9.28 | 18.56 | 7.48 | 0.10336 | 0 | 18.56 | 1 | 0
11.8 | 23.6 | 7.48 | 0.10336 | 0 | 23.6 | 1 | 0
14.16 | 28.32 | 7.48 | 0.10336 | 0 | 28.32 | 1 | 0
16.04 | 32.08 | 7.48 | 0.10336 | 0 | 32.08 | 1 | 0
17 | 34 | 7.48 | 0.10336 | 0 | 34 | 1 | 0
22.24 | 44.48 | 7.48 | 0.10336 | 0 | 44.48 | 1 | 0
29.32 | 58.64 | 7.48 | 0.10336 | 0 | 58.64 | 1 | 0
34.64 | 69.28 | 7.48 | 0.10336 | 0 | 69.28 | 1 | 0
37.96 | 75.92 | 11.23 | 0.12409 | 0 | 75.92 | 1 | 0
41.68 | 83.36 | 11.23 | 0.12409 | 0 | 83.36 | 1 | 0
43.88 | 87.76 | 11.23 | 0.12409 | 0 | 87.76 | 1 | 0
43.84 | 87.68 | 17.48 | 0.13136 | 0 | 87.68 | 1 | 0
43.64 | 87.28 | 17.48 | 0.13136 | 0 | 87.28 | 1 | 0
45.76 | 91.52 | 17.48 | 0.13136 | 0 | 91.52 | 1 | 0
44.2 | 88.4 | 17.48 | 0.13136 | 0 | 83.6 | 0.2 | 4.8
43.8 | 87.6 | 11.23 | 0.12409 | 0 | 87.6 | 0.2 | 0
43.12 | 86.24 | 11.23 | 0.12409 | 0 | 86.24 | 0.2 | 0
41.04 | 82.08 | 11.23 | 0.12409 | 0 | 82.08 | 0.2 | 0
40.32 | 80.64 | 7.48 | 0.10336 | 4.8 | 80.64 | 0.91885 | 0
35.96 | 71.92 | 7.48 | 0.10336 | 0.54188 | 71.92 | 1 | 0
30 | 60 | 7.48 | 0.10336 | 0 | 60 | 1 | 0
12.96 | 25.92 | 7.48 | 0.10336 | 0 | 25.92 | 1 | 0
8.56 | 17.12 | 7.48 | 0.10336 | 0 | 17.12 | 1 | 0
9.48 | 18.96 | 7.48 | 0.10336 | 0 | 18.96 | 1 | 0
10.28 | 20.56 | 7.48 | 0.10336 | 0 | 20.56 | 1 | 0
11.28 | 22.56 | 7.48 | 0.10336 | 0 | 22.56 | 1 | 0
13.28 | 26.56 | 7.48 | 0.10336 | 0 | 26.56 | 1 | 0
17.04 | 34.08 | 7.48 | 0.10336 | 0 | 34.08 | 1 | 0
22.56 | 45.12 | 7.48 | 0.10336 | 0 | 45.12 | 1 | 0
32.64 | 65.28 | 7.48 | 0.10336 | 0 | 65.28 | 1 | 0
39.72 | 79.44 | 7.48 | 0.10336 | 0 | 79.44 | 1 | 0
46.76 | 93.52 | 7.48 | 0.10336 | 0 | 93.52 | 1 | 0
53.16 | 106.32 | 11.23 | 0.12409 | 0 | 106.32 | 1 | 0
57.6 | 115.2 | 11.23 | 0.12409 | 0 | 115.2 | 1 | 0
55.88 | 111.76 | 11.23 | 0.12409 | 0 | 111.76 | 1 | 0
64.48 | 128.96 | 17.48 | 0.13136 | 0 | 124.16 | 0.2 | 4.8
60.48 | 120.96 | 17.48 | 0.13136 | 3.2 | 120.96 | 0.67923 | 0
57 | 114 | 17.48 | 0.13136 | 2.1419 | 114 | 1 | 0
58.08 | 116.16 | 17.48 | 0.13136 | 0 | 116.16 | 1 | 0
61 | 122 | 11.23 | 0.12409 | 0 | 120.68 | 0.78 | 1.32
62.08 | 124.16 | 11.23 | 0.12409 | 0 | 120.68 | 0.2 | 3.48
59.56 | 119.12 | 11.23 | 0.12409 | 0 | 119.12 | 0.2 | 0
54.2 | 108.4 | 7.48 | 0.10336 | 4.8 | 108.4 | 0.91885 | 0
46.2 | 92.4 | 7.48 | 0.10336 | 0.54188 | 92.4 | 1 | 0
38.64 | 77.28 | 7.48 | 0.10336 | 0 | 77.28 | 1 | 0
15.28 | 30.56 | 7.48 | 0.10336 | 0 | 30.56 | 1 | 0
9.36 | 18.72 | 7.48 | 0.10336 | 0 | 18.72 | 1 | 0
10.92 | 21.84 | 7.48 | 0.10336 | 0 | 21.84 | 1 | 0
11.12 | 22.24 | 7.48 | 0.10336 | 0 | 22.24 | 1 | 0
11.88 | 23.76 | 7.48 | 0.10336 | 0 | 23.76 | 1 | 0
14.12 | 28.24 | 7.48 | 0.10336 | 0 | 28.24 | 1 | 0
16.52 | 33.04 | 7.48 | 0.10336 | 0 | 33.04 | 1 | 0
22.88 | 45.76 | 7.48 | 0.10336 | 0 | 45.76 | 1 | 0
31.4 | 62.8 | 7.48 | 0.10336 | 0 | 62.8 | 1 | 0
38.52 | 77.04 | 7.48 | 0.10336 | 0 | 77.04 | 1 | 0
43.04 | 86.08 | 7.48 | 0.10336 | 0 | 86.08 | 1 | 0
49.16 | 98.32 | 11.23 | 0.12409 | 0 | 98.32 | 1 | 0
54.28 | 108.56 | 11.23 | 0.12409 | 0 | 108.56 | 1 | 0
54.4 | 108.8 | 11.23 | 0.12409 | 0 | 108.8 | 1 | 0
57.6 | 115.2 | 17.48 | 0.13136 | 0 | 115.2 | 1 | 0
59.44 | 118.88 | 17.48 | 0.13136 | 0 | 118.88 | 1 | 0
60.28 | 120.56 | 17.48 | 0.13136 | 0 | 120.56 | 1 | 0
60.96 | 121.92 | 17.48 | 0.13136 | 0 | 119.24 | 0.55334 | 2.68
57.04 | 114.08 | 11.23 | 0.12409 | 0 | 114.08 | 0.55334 | 0
61.4 | 122.8 | 11.23 | 0.12409 | 0 | 120.68 | 0.2 | 2.12
56.88 | 113.76 | 11.23 | 0.12409 | 0 | 113.76 | 0.2 | 0
55.64 | 111.28 | 7.48 | 0.10336 | 4.8 | 111.28 | 0.91885 | 0
51.84 | 103.68 | 7.48 | 0.10336 | 0.54188 | 103.68 | 1 | 0
39.84 | 79.68 | 7.48 | 0.10336 | 0 | 79.68 | 1 | 0
15.68 | 31.36 | 7.48 | 0.10336 | 0 | 31.36 | 1 | 0
9.48 | 18.96 | 7.48 | 0.10336 | 0 | 18.96 | 1 | 0
11.88 | 23.76 | 7.48 | 0.10336 | 0 | 23.76 | 1 | 0
11.56 | 23.12 | 7.48 | 0.10336 | 0 | 23.12 | 1 | 0
12.24 | 24.48 | 7.48 | 0.10336 | 0 | 24.48 | 1 | 0
14.2 | 28.4 | 7.48 | 0.10336 | 0 | 28.4 | 1 | 0
16.32 | 32.64 | 7.48 | 0.10336 | 0 | 32.64 | 1 | 0
22.6 | 45.2 | 7.48 | 0.10336 | 0 | 45.2 | 1 | 0
24.32 | 48.64 | 7.48 | 0.10336 | 0 | 48.64 | 1 | 0
26.2 | 52.4 | 7.48 | 0.10336 | 0 | 52.4 | 1 | 0
30.72 | 61.44 | 7.48 | 0.10336 | 0 | 61.44 | 1 | 0
35.56 | 71.12 | 7.48 | 0.10336 | 0 | 71.12 | 1 | 0
37.24 | 74.48 | 7.48 | 0.10336 | 0 | 74.48 | 1 | 0
37.6 | 75.2 | 7.48 | 0.10336 | 0 | 75.2 | 1 | 0
41.08 | 82.16 | 7.48 | 0.10336 | 0 | 82.16 | 1 | 0
43.48 | 86.96 | 7.48 | 0.10336 | 0 | 86.96 | 1 | 0
43.48 | 86.96 | 7.48 | 0.10336 | 0 | 86.96 | 1 | 0
47.72 | 95.44 | 7.48 | 0.10336 | 0 | 95.44 | 1 | 0
48.12 | 96.24 | 7.48 | 0.10336 | 0 | 96.24 | 1 | 0
48.56 | 97.12 | 7.48 | 0.10336 | 0 | 97.12 | 1 | 0
47.64 | 95.28 | 7.48 | 0.10336 | 0 | 95.28 | 1 | 0
44.08 | 88.16 | 7.48 | 0.10336 | 0 | 88.16 | 1 | 0
33.16 | 66.32 | 7.48 | 0.10336 | 0 | 66.32 | 1 | 0
25.4 | 50.8 | 7.48 | 0.10336 | 0 | 50.8 | 1 | 0
18.68 | 37.36 | 7.48 | 0.10336 | 0 | 37.36 | 1 | 0
15.76 | 31.52 | 7.48 | 0.10336 | 0 | 31.52 | 1 | 0
15.04 | 30.08 | 7.48 | 0.10336 | 0 | 30.08 | 1 | 0
14.8 | 29.6 | 7.48 | 0.10336 | 0 | 29.6 | 1 | 0
16.8 | 33.6 | 7.48 | 0.10336 | 0 | 33.6 | 1 | 0
14.8 | 29.6 | 7.48 | 0.10336 | 0 | 29.6 | 1 | 0
16.36 | 32.72 | 7.48 | 0.10336 | 0 | 32.72 | 1 | 0
16.52 | 33.04 | 7.48 | 0.10336 | 0 | 33.04 | 1 | 0
21.76 | 43.52 | 7.48 | 0.10336 | 0 | 43.52 | 1 | 0
26.36 | 52.72 | 7.48 | 0.10336 | 0 | 52.72 | 1 | 0
34.88 | 69.76 | 7.48 | 0.10336 | 0 | 69.76 | 1 | 0
39.12 | 78.24 | 7.48 | 0.10336 | 0 | 78.24 | 1 | 0
42.72 | 85.44 | 7.48 | 0.10336 | 0 | 85.44 | 1 | 0
46 | 92 | 7.48 | 0.10336 | 0 | 92 | 1 | 0
48 | 96 | 7.48 | 0.10336 | 0 | 96 | 1 | 0
47.32 | 94.64 | 7.48 | 0.10336 | 0 | 94.64 | 1 | 0
46.6 | 93.2 | 7.48 | 0.10336 | 0 | 93.2 | 1 | 0
48.76 | 97.52 | 7.48 | 0.10336 | 0 | 97.52 | 1 | 0
51.72 | 103.44 | 7.48 | 0.10336 | 0 | 103.44 | 1 | 0
48 | 96 | 7.48 | 0.10336 | 0 | 96 | 1 | 0
44.48 | 88.96 | 7.48 | 0.10336 | 0 | 88.96 | 1 | 0
43.24 | 86.48 | 7.48 | 0.10336 | 0 | 86.48 | 1 | 0
41.44 | 82.88 | 7.48 | 0.10336 | 0 | 82.88 | 1 | 0
38.04 | 76.08 | 7.48 | 0.10336 | 0 | 76.08 | 1 | 0
15.48 | 30.96 | 7.48 | 0.10336 | 0 | 30.96 | 1 | 0
8.96 | 17.92 | 7.48 | 0.10336 | 0 | 17.92 | 1 | 0
10.16 | 20.32 | 7.48 | 0.10336 | 0 | 20.32 | 1 | 0
11.16 | 22.32 | 7.48 | 0.10336 | 0 | 22.32 | 1 | 0
12.04 | 24.08 | 7.48 | 0.10336 | 0 | 24.08 | 1 | 0
14 | 28 | 7.48 | 0.10336 | 0 | 28 | 1 | 0
15.72 | 31.44 | 7.48 | 0.10336 | 0 | 31.44 | 1 | 0
16 | 32 | 7.48 | 0.10336 | 0 | 32 | 1 | 0
24.24 | 48.48 | 7.48 | 0.10336 | 0 | 48.48 | 1 | 0
29.68 | 59.36 | 7.48 | 0.10336 | 0 | 59.36 | 1 | 0
32.28 | 64.56 | 7.48 | 0.10336 | 0 | 64.56 | 1 | 0
37.68 | 75.36 | 11.23 | 0.12409 | 0 | 75.36 | 1 | 0
46.8 | 93.6 | 11.23 | 0.12409 | 0 | 93.6 | 1 | 0
48.84 | 97.68 | 11.23 | 0.12409 | 0 | 97.68 | 1 | 0
48.16 | 96.32 | 17.48 | 0.13136 | 0 | 96.32 | 1 | 0
48.68 | 97.36 | 17.48 | 0.13136 | 0 | 97.36 | 1 | 0
49.2 | 98.4 | 17.48 | 0.13136 | 0 | 98.4 | 1 | 0
51.96 | 103.92 | 17.48 | 0.13136 | 0 | 99.12 | 0.2 | 4.8
52.52 | 105.04 | 11.23 | 0.12409 | 0 | 105.04 | 0.2 | 0
50.24 | 100.48 | 11.23 | 0.12409 | 0 | 100.48 | 0.2 | 0
41.2 | 82.4 | 11.23 | 0.12409 | 0 | 82.4 | 0.2 | 0
38.04 | 76.08 | 7.48 | 0.10336 | 4.8 | 76.08 | 0.91885 | 0
39.76 | 79.52 | 7.48 | 0.10336 | 0.54188 | 79.52 | 1 | 0
38.68 | 77.36 | 7.48 | 0.10336 | 0 | 77.36 | 1 | 0
19.52 | 39.04 | 7.48 | 0.10336 | 0 | 39.04 | 1 | 0
13.96 | 27.92 | 7.48 | 0.10336 | 0 | 27.92 | 1 | 0
15.64 | 31.28 | 7.48 | 0.10336 | 0 | 31.28 | 1 | 0
16.2 | 32.4 | 7.48 | 0.10336 | 0 | 32.4 | 1 | 0
19.08 | 38.16 | 7.48 | 0.10336 | 0 | 38.16 | 1 | 0
14.92 | 29.84 | 7.48 | 0.10336 | 0 | 29.84 | 1 | 0
16.84 | 33.68 | 7.48 | 0.10336 | 0 | 33.68 | 1 | 0
22.28 | 44.56 | 7.48 | 0.10336 | 0 | 44.56 | 1 | 0
26.56 | 53.12 | 7.48 | 0.10336 | 0 | 53.12 | 1 | 0
32.04 | 64.08 | 7.48 | 0.10336 | 0 | 64.08 | 1 | 0
37.36 | 74.72 | 7.48 | 0.10336 | 0 | 74.72 | 1 | 0
44.68 | 89.36 | 11.23 | 0.12409 | 0 | 89.36 | 1 | 0
52.6 | 105.2 | 11.23 | 0.12409 | 0 | 105.2 | 1 | 0
53.28 | 106.56 | 11.23 | 0.12409 | 0 | 106.56 | 1 | 0
51.52 | 103.04 | 17.48 | 0.13136 | 0 | 103.04 | 1 | 0
50.88 | 101.76 | 17.48 | 0.13136 | 0 | 101.76 | 1 | 0
49.12 | 98.24 | 17.48 | 0.13136 | 0 | 98.24 | 1 | 0
49 | 98 | 17.48 | 0.13136 | 0 | 93.2 | 0.2 | 4.8
49.16 | 98.32 | 11.23 | 0.12409 | 0 | 98.32 | 0.2 | 0
50.32 | 100.64 | 11.23 | 0.12409 | 0 | 100.64 | 0.2 | 0
44.96 | 89.92 | 11.23 | 0.12409 | 0 | 89.92 | 0.2 | 0
43.96 | 87.92 | 7.48 | 0.10336 | 4.8 | 87.92 | 0.91885 | 0
39.76 | 79.52 | 7.48 | 0.10336 | 0.54188 | 79.52 | 1 | 0
29.88 | 59.76 | 7.48 | 0.10336 | 0 | 59.76 | 1 | 0
16.24 | 32.48 | 7.48 | 0.10336 | 0 | 32.48 | 1 | 0
14.2 | 28.4 | 7.48 | 0.10336 | 0 | 28.4 | 1 | 0
14.72 | 29.44 | 7.48 | 0.10336 | 0 | 29.44 | 1 | 0
14.36 | 28.72 | 7.48 | 0.10336 | 0 | 28.72 | 1 | 0
17.16 | 34.32 | 7.48 | 0.10336 | 0 | 34.32 | 1 | 0
16.68 | 33.36 | 7.48 | 0.10336 | 0 | 33.36 | 1 | 0
16.52 | 33.04 | 7.48 | 0.10336 | 0 | 33.04 | 1 | 0
22.28 | 44.56 | 7.48 | 0.10336 | 0 | 44.56 | 1 | 0
24.2 | 48.4 | 7.48 | 0.10336 | 0 | 48.4 | 1 | 0
31.08 | 62.16 | 7.48 | 0.10336 | 0 | 62.16 | 1 | 0
33.32 | 66.64 | 7.48 | 0.10336 | 0 | 66.64 | 1 | 0
35.6 | 71.2 | 11.23 | 0.12409 | 0 | 71.2 | 1 | 0
40.6 | 81.2 | 11.23 | 0.12409 | 0 | 81.2 | 1 | 0
47.4 | 94.8 | 11.23 | 0.12409 | 0 | 94.8 | 1 | 0
51.36 | 102.72 | 17.48 | 0.13136 | 0 | 102.72 | 1 | 0
51.72 | 103.44 | 17.48 | 0.13136 | 0 | 103.44 | 1 | 0
49.4 | 98.8 | 17.48 | 0.13136 | 0 | 98.8 | 1 | 0
50.28 | 100.56 | 17.48 | 0.13136 | 0 | 95.76 | 0.2 | 4.8
53.4 | 106.8 | 11.23 | 0.12409 | 0 | 106.8 | 0.2 | 0
52.4 | 104.8 | 11.23 | 0.12409 | 0 | 104.8 | 0.2 | 0
48.92 | 97.84 | 11.23 | 0.12409 | 0 | 97.84 | 0.2 | 0
46.28 | 92.56 | 7.48 | 0.10336 | 4.8 | 92.56 | 0.91885 | 0
43.48 | 86.96 | 7.48 | 0.10336 | 0.54188 | 86.96 | 1 | 0
31.52 | 63.04 | 7.48 | 0.10336 | 0 | 63.04 | 1 | 0
12.64 | 25.28 | 7.48 | 0.10336 | 0 | 25.28 | 1 | 0
9.72 | 19.44 | 7.48 | 0.10336 | 0 | 19.44 | 1 | 0
10.52 | 21.04 | 7.48 | 0.10336 | 0 | 21.04 | 1 | 0
11.48 | 22.96 | 7.48 | 0.10336 | 0 | 22.96 | 1 | 0
12.04 | 24.08 | 7.48 | 0.10336 | 0 | 24.08 | 1 | 0
14.16 | 28.32 | 7.48 | 0.10336 | 0 | 28.32 | 1 | 0
16.08 | 32.16 | 7.48 | 0.10336 | 0 | 32.16 | 1 | 0
22.08 | 44.16 | 7.48 | 0.10336 | 0 | 44.16 | 1 | 0
27.52 | 55.04 | 7.48 | 0.10336 | 0 | 55.04 | 1 | 0
34.44 | 68.88 | 7.48 | 0.10336 | 0 | 68.88 | 1 | 0
43.76 | 87.52 | 7.48 | 0.10336 | 0 | 87.52 | 1 | 0
47.6 | 95.2 | 11.23 | 0.12409 | 0 | 95.2 | 1 | 0
53.64 | 107.28 | 11.23 | 0.12409 | 0 | 107.28 | 1 | 0
51.52 | 103.04 | 11.23 | 0.12409 | 0 | 103.04 | 1 | 0
51.4 | 102.8 | 17.48 | 0.13136 | 0 | 102.8 | 1 | 0
55.12 | 110.24 | 17.48 | 0.13136 | 0 | 110.24 | 1 | 0
57.08 | 114.16 | 17.48 | 0.13136 | 0 | 114.16 | 1 | 0
55.2 | 110.4 | 17.48 | 0.13136 | 0 | 105.6 | 0.2 | 4.8
55.76 | 111.52 | 11.23 | 0.12409 | 0 | 111.52 | 0.2 | 0
55.68 | 111.36 | 11.23 | 0.12409 | 0 | 111.36 | 0.2 | 0
51.28 | 102.56 | 11.23 | 0.12409 | 0 | 102.56 | 0.2 | 0
50.28 | 100.56 | 7.48 | 0.10336 | 4.8 | 100.56 | 0.91885 | 0
43.68 | 87.36 | 7.48 | 0.10336 | 0.54188 | 87.36 | 1 | 0
33.84 | 67.68 | 7.48 | 0.10336 | 0 | 67.68 | 1 | 0
14.08 | 28.16 | 7.48 | 0.10336 | 0 | 28.16 | 1 | 0
9.52 | 19.04 | 7.48 | 0.10336 | 0 | 19.04 | 1 | 0
10.24 | 20.48 | 7.48 | 0.10336 | 0 | 20.48 | 1 | 0
11.12 | 22.24 | 7.48 | 0.10336 | 0 | 22.24 | 1 | 0
11.8 | 23.6 | 7.48 | 0.10336 | 0 | 23.6 | 1 | 0
14.2 | 28.4 | 7.48 | 0.10336 | 0 | 28.4 | 1 | 0
16.08 | 32.16 | 7.48 | 0.10336 | 0 | 32.16 | 1 | 0
22.36 | 44.72 | 7.48 | 0.10336 | 0 | 44.72 | 1 | 0
23.28 | 46.56 | 7.48 | 0.10336 | 0 | 46.56 | 1 | 0
26.32 | 52.64 | 7.48 | 0.10336 | 0 | 52.64 | 1 | 0
33.68 | 67.36 | 7.48 | 0.10336 | 0 | 67.36 | 1 | 0
38.08 | 76.16 | 11.23 | 0.12409 | 0 | 76.16 | 1 | 0
49.04 | 98.08 | 11.23 | 0.12409 | 0 | 98.08 | 1 | 0
44.52 | 89.04 | 11.23 | 0.12409 | 0 | 89.04 | 1 | 0
44.2 | 88.4 | 17.48 | 0.13136 | 0 | 88.4 | 1 | 0
47.44 | 94.88 | 17.48 | 0.13136 | 0 | 94.88 | 1 | 0
49.52 | 99.04 | 17.48 | 0.13136 | 0 | 99.04 | 1 | 0
50.12 | 100.24 | 17.48 | 0.13136 | 0 | 95.44 | 0.2 | 4.8
49.32 | 98.64 | 11.23 | 0.12409 | 0 | 98.64 | 0.2 | 0
49.12 | 98.24 | 11.23 | 0.12409 | 0 | 98.24 | 0.2 | 0
44.6 | 89.2 | 11.23 | 0.12409 | 0 | 89.2 | 0.2 | 0
43.44 | 86.88 | 7.48 | 0.10336 | 4.8 | 86.88 | 0.91885 | 0
41.32 | 82.64 | 7.48 | 0.10336 | 0.54188 | 82.64 | 1 | 0
29.6 | 59.2 | 7.48 | 0.10336 | 0 | 59.2 | 1 | 0
12.6 | 25.2 | 7.48 | 0.10336 | 0 | 25.2 | 1 | 0
11.2 | 22.4 | 7.48 | 0.10336 | 0 | 22.4 | 1 | 0
10.32 | 20.64 | 7.48 | 0.10336 | 0 | 20.64 | 1 | 0
11.4 | 22.8 | 7.48 | 0.10336 | 0 | 22.8 | 1 | 0
11.64 | 23.28 | 7.48 | 0.10336 | 0 | 23.28 | 1 | 0
14.16 | 28.32 | 7.48 | 0.10336 | 0 | 28.32 | 1 | 0
15.96 | 31.92 | 7.48 | 0.10336 | 0 | 31.92 | 1 | 0
22.08 | 44.16 | 7.48 | 0.10336 | 0 | 44.16 | 1 | 0
28.28 | 56.56 | 7.48 | 0.10336 | 0 | 56.56 | 1 | 0
34.28 | 68.56 | 7.48 | 0.10336 | 0 | 68.56 | 1 | 0
40.2 | 80.4 | 7.48 | 0.10336 | 0 | 80.4 | 1 | 0
48.08 | 96.16 | 7.48 | 0.10336 | 0 | 96.16 | 1 | 0
54.56 | 109.12 | 7.48 | 0.10336 | 0 | 109.12 | 1 | 0
56.12 | 112.24 | 7.48 | 0.10336 | 0 | 112.24 | 1 | 0
58.24 | 116.48 | 7.48 | 0.10336 | 0 | 116.48 | 1 | 0
60.32 | 120.64 | 7.48 | 0.10336 | 0 | 120.64 | 1 | 0
56.92 | 113.84 | 7.48 | 0.10336 | 0 | 113.84 | 1 | 0
57.08 | 114.16 | 7.48 | 0.10336 | 0 | 114.16 | 1 | 0
58.68 | 117.36 | 7.48 | 0.10336 | 0 | 117.36 | 1 | 0
55.48 | 110.96 | 7.48 | 0.10336 | 0 | 110.96 | 1 | 0
55.32 | 110.64 | 7.48 | 0.10336 | 0 | 110.64 | 1 | 0
51.4 | 102.8 | 7.48 | 0.10336 | 0 | 102.8 | 1 | 0
43.28 | 86.56 | 7.48 | 0.10336 | 0 | 86.56 | 1 | 0
35.56 | 71.12 | 7.48 | 0.10336 | 0 | 71.12 | 1 | 0
20.24 | 40.48 | 7.48 | 0.10336 | 0 | 40.48 | 1 | 0
15.56 | 31.12 | 7.48 | 0.10336 | 0 | 31.12 | 1 | 0
16.08 | 32.16 | 7.48 | 0.10336 | 0 | 32.16 | 1 | 0
15.08 | 30.16 | 7.48 | 0.10336 | 0 | 30.16 | 1 | 0
17 | 34 | 7.48 | 0.10336 | 0 | 34 | 1 | 0
19.2 | 38.4 | 7.48 | 0.10336 | 0 | 38.4 | 1 | 0
18.24 | 36.48 | 7.48 | 0.10336 | 0 | 36.48 | 1 | 0
16.48 | 32.96 | 7.48 | 0.10336 | 0 | 32.96 | 1 | 0
24.12 | 48.24 | 7.48 | 0.10336 | 0 | 48.24 | 1 | 0
33.24 | 66.48 | 7.48 | 0.10336 | 0 | 66.48 | 1 | 0
37.92 | 75.84 | 7.48 | 0.10336 | 0 | 75.84 | 1 | 0
39.64 | 79.28 | 7.48 | 0.10336 | 0 | 79.28 | 1 | 0
44.24 | 88.48 | 7.48 | 0.10336 | 0 | 88.48 | 1 | 0
47.24 | 94.48 | 7.48 | 0.10336 | 0 | 94.48 | 1 | 0
46.28 | 92.56 | 7.48 | 0.10336 | 0 | 92.56 | 1 | 0
46.12 | 92.24 | 7.48 | 0.10336 | 0 | 92.24 | 1 | 0
46.56 | 93.12 | 7.48 | 0.10336 | 0 | 93.12 | 1 | 0
48.88 | 97.76 | 7.48 | 0.10336 | 0 | 97.76 | 1 | 0
49.4 | 98.8 | 7.48 | 0.10336 | 0 | 98.8 | 1 | 0
40.16 | 80.32 | 7.48 | 0.10336 | 0 | 80.32 | 1 | 0
35.04 | 70.08 | 7.48 | 0.10336 | 0 | 70.08 | 1 | 0
32.44 | 64.88 | 7.48 | 0.10336 | 0 | 64.88 | 1 | 0
29.84 | 59.68 | 7.48 | 0.10336 | 0 | 59.68 | 1 | 0
26.32 | 52.64 | 7.48 | 0.10336 | 0 | 52.64 | 1 | 0
17.72 | 35.44 | 7.48 | 0.10336 | 0 | 35.44 | 1 | 0
14.92 | 29.84 | 7.48 | 0.10336 | 0 | 29.84 | 1 | 0
15.16 | 30.32 | 7.48 | 0.10336 | 0 | 30.32 | 1 | 0
15 | 30 | 7.48 | 0.10336 | 0 | 30 | 1 | 0
16.72 | 33.44 | 7.48 | 0.10336 | 0 | 33.44 | 1 | 0
19.68 | 39.36 | 7.48 | 0.10336 | 0 | 39.36 | 1 | 0
20.48 | 40.96 | 7.48 | 0.10336 | 0 | 40.96 | 1 | 0
16.8 | 33.6 | 7.48 | 0.10336 | 0 | 33.6 | 1 | 0
24 | 48 | 7.48 | 0.10336 | 0 | 48 | 1 | 0
30.44 | 60.88 | 7.48 | 0.10336 | 0 | 60.88 | 1 | 0
34.44 | 68.88 | 7.48 | 0.10336 | 0 | 68.88 | 1 | 0
35.68 | 71.36 | 11.23 | 0.12409 | 0 | 71.36 | 1 | 0
38 | 76 | 11.23 | 0.12409 | 0 | 76 | 1 | 0
40.04 | 80.08 | 11.23 | 0.12409 | 0 | 80.08 | 1 | 0
43.88 | 87.76 | 17.48 | 0.13136 | 0 | 87.76 | 1 | 0
44.72 | 89.44 | 17.48 | 0.13136 | 0 | 89.44 | 1 | 0
45.8 | 91.6 | 17.48 | 0.13136 | 0 | 91.6 | 1 | 0
45.12 | 90.24 | 17.48 | 0.13136 | 0 | 85.44 | 0.2 | 4.8
43.08 | 86.16 | 11.23 | 0.12409 | 0 | 86.16 | 0.2 | 0
37.64 | 75.28 | 11.23 | 0.12409 | 0 | 75.28 | 0.2 | 0
31.72 | 63.44 | 11.23 | 0.12409 | 0 | 63.44 | 0.2 | 0
30.88 | 61.76 | 7.48 | 0.10336 | 4.8 | 61.76 | 0.91885 | 0
29.32 | 58.64 | 7.48 | 0.10336 | 0.54188 | 58.64 | 1 | 0
19.44 | 38.88 | 7.48 | 0.10336 | 0 | 38.88 | 1 | 0
11.2 | 22.4 | 7.48 | 0.10336 | 0 | 22.4 | 1 | 0
9.08 | 18.16 | 7.48 | 0.10336 | 0 | 18.16 | 1 | 0
9.64 | 19.28 | 7.48 | 0.10336 | 0 | 19.28 | 1 | 0
9.92 | 19.84 | 7.48 | 0.10336 | 0 | 19.84 | 1 | 0
12.28 | 24.56 | 7.48 | 0.10336 | 0 | 24.56 | 1 | 0
14.48 | 28.96 | 7.48 | 0.10336 | 0 | 28.96 | 1 | 0
16 | 32 | 7.48 | 0.10336 | 0 | 32 | 1 | 0
22.48 | 44.96 | 7.48 | 0.10336 | 0 | 44.96 | 1 | 0
24.48 | 48.96 | 7.48 | 0.10336 | 0 | 48.96 | 1 | 0
32.72 | 65.44 | 7.48 | 0.10336 | 0 | 65.44 | 1 | 0
36.12 | 72.24 | 7.48 | 0.10336 | 0 | 72.24 | 1 | 0
44.96 | 89.92 | 11.23 | 0.12409 | 0 | 89.92 | 1 | 0
50.92 | 101.84 | 11.23 | 0.12409 | 0 | 101.84 | 1 | 0
52.56 | 105.12 | 11.23 | 0.12409 | 0 | 105.12 | 1 | 0
51.96 | 103.92 | 17.48 | 0.13136 | 0 | 103.92 | 1 | 0
51.4 | 102.8 | 17.48 | 0.13136 | 0 | 102.8 | 1 | 0
48 | 96 | 17.48 | 0.13136 | 0 | 96 | 1 | 0
49.16 | 98.32 | 17.48 | 0.13136 | 0 | 93.52 | 0.2 | 4.8
48.92 | 97.84 | 11.23 | 0.12409 | 0 | 97.84 | 0.2 | 0
50.88 | 101.76 | 11.23 | 0.12409 | 0 | 101.76 | 0.2 | 0
46.92 | 93.84 | 11.23 | 0.12409 | 0 | 93.84 | 0.2 | 0
44.56 | 89.12 | 7.48 | 0.10336 | 4.8 | 89.12 | 0.91885 | 0
42 | 84 | 7.48 | 0.10336 | 0.54188 | 84 | 1 | 0
37.8 | 75.6 | 7.48 | 0.10336 | 0 | 75.6 | 1 | 0
18.88 | 37.76 | 7.48 | 0.10336 | 0 | 37.76 | 1 | 0
14.24 | 28.48 | 7.48 | 0.10336 | 0 | 28.48 | 1 | 0
15.08 | 30.16 | 7.48 | 0.10336 | 0 | 30.16 | 1 | 0
16.04 | 32.08 | 7.48 | 0.10336 | 0 | 32.08 | 1 | 0
17.32 | 34.64 | 7.48 | 0.10336 | 0 | 34.64 | 1 | 0
19.64 | 39.28 | 7.48 | 0.10336 | 0 | 39.28 | 1 | 0
17.12 | 34.24 | 7.48 | 0.10336 | 0 | 34.24 | 1 | 0
22 | 44 | 7.48 | 0.10336 | 0 | 44 | 1 | 0
27.16 | 54.32 | 7.48 | 0.10336 | 0 | 54.32 | 1 | 0
39.92 | 79.84 | 7.48 | 0.10336 | 0 | 79.84 | 1 | 0
44.04 | 88.08 | 7.48 | 0.10336 | 0 | 88.08 | 1 | 0
47.04 | 94.08 | 11.23 | 0.12409 | 0 | 94.08 | 1 | 0
53.4 | 106.8 | 11.23 | 0.12409 | 0 | 106.8 | 1 | 0
55.48 | 110.96 | 11.23 | 0.12409 | 0 | 110.96 | 1 | 0
54.56 | 109.12 | 17.48 | 0.13136 | 0 | 109.12 | 1 | 0
55.28 | 110.56 | 17.48 | 0.13136 | 0 | 110.56 | 1 | 0
54.96 | 109.92 | 17.48 | 0.13136 | 0 | 109.92 | 1 | 0
55.92 | 111.84 | 17.48 | 0.13136 | 0 | 107.04 | 0.2 | 4.8
58.76 | 117.52 | 11.23 | 0.12409 | 0 | 117.52 | 0.2 | 0
54.92 | 109.84 | 11.23 | 0.12409 | 0 | 109.84 | 0.2 | 0
50.48 | 100.96 | 11.23 | 0.12409 | 0 | 100.96 | 0.2 | 0
46.84 | 93.68 | 7.48 | 0.10336 | 4.8 | 93.68 | 0.91885 | 0
39.68 | 79.36 | 7.48 | 0.10336 | 0.54188 | 79.36 | 1 | 0
32.32 | 64.64 | 7.48 | 0.10336 | 0 | 64.64 | 1 | 0
13.04 | 26.08 | 7.48 | 0.10336 | 0 | 26.08 | 1 | 0
9 | 18 | 7.48 | 0.10336 | 0 | 18 | 1 | 0
9.44 | 18.88 | 7.48 | 0.10336 | 0 | 18.88 | 1 | 0
9.68 | 19.36 | 7.48 | 0.10336 | 0 | 19.36 | 1 | 0
12.08 | 24.16 | 7.48 | 0.10336 | 0 | 24.16 | 1 | 0
14.6 | 29.2 | 7.48 | 0.10336 | 0 | 29.2 | 1 | 0
16.12 | 32.24 | 7.48 | 0.10336 | 0 | 32.24 | 1 | 0
22.2 | 44.4 | 7.48 | 0.10336 | 0 | 44.4 | 1 | 0
29.76 | 59.52 | 7.48 | 0.10336 | 0 | 59.52 | 1 | 0
38.6 | 77.2 | 7.48 | 0.10336 | 0 | 77.2 | 1 | 0
41 | 82 | 7.48 | 0.10336 | 0 | 82 | 1 | 0
42.92 | 85.84 | 11.23 | 0.12409 | 0 | 85.84 | 1 | 0
51.64 | 103.28 | 11.23 | 0.12409 | 0 | 103.28 | 1 | 0
50.24 | 100.48 | 11.23 | 0.12409 | 0 | 100.48 | 1 | 0
50.44 | 100.88 | 17.48 | 0.13136 | 0 | 100.88 | 1 | 0
51.36 | 102.72 | 17.48 | 0.13136 | 0 | 102.72 | 1 | 0
52 | 104 | 17.48 | 0.13136 | 0 | 104 | 1 | 0
52.16 | 104.32 | 17.48 | 0.13136 | 0 | 99.52 | 0.2 | 4.8
49.92 | 99.84 | 11.23 | 0.12409 | 0 | 99.84 | 0.2 | 0
49.88 | 99.76 | 11.23 | 0.12409 | 0 | 99.76 | 0.2 | 0
50.48 | 100.96 | 11.23 | 0.12409 | 0 | 100.96 | 0.2 | 0
48.12 | 96.24 | 7.48 | 0.10336 | 4.8 | 96.24 | 0.91885 | 0
43.68 | 87.36 | 7.48 | 0.10336 | 0.54188 | 87.36 | 1 | 0
33.12 | 66.24 | 7.48 | 0.10336 | 0 | 66.24 | 1 | 0
13.72 | 27.44 | 7.48 | 0.10336 | 0 | 27.44 | 1 | 0
8.96 | 17.92 | 7.48 | 0.10336 | 0 | 17.92 | 1 | 0
9.76 | 19.52 | 7.48 | 0.10336 | 0 | 19.52 | 1 | 0
11.64 | 23.28 | 7.48 | 0.10336 | 0 | 23.28 | 1 | 0
12.6 | 25.2 | 7.48 | 0.10336 | 0 | 25.2 | 1 | 0
14.4 | 28.8 | 7.48 | 0.10336 | 0 | 28.8 | 1 | 0
16 | 32 | 7.48 | 0.10336 | 0 | 32 | 1 | 0
22.56 | 45.12 | 7.48 | 0.10336 | 0 | 45.12 | 1 | 0
23.4 | 46.8 | 7.48 | 0.10336 | 0 | 46.8 | 1 | 0
31.72 | 63.44 | 7.48 | 0.10336 | 0 | 63.44 | 1 | 0
36.52 | 73.04 | 7.48 | 0.10336 | 0 | 73.04 | 1 | 0
41.92 | 83.84 | 11.23 | 0.12409 | 0 | 83.84 | 1 | 0
47.08 | 94.16 | 11.23 | 0.12409 | 0 | 94.16 | 1 | 0
50.56 | 101.12 | 11.23 | 0.12409 | 0 | 101.12 | 1 | 0
48.76 | 97.52 | 17.48 | 0.13136 | 0 | 97.52 | 1 | 0
48 | 96 | 17.48 | 0.13136 | 0 | 96 | 1 | 0
49.32 | 98.64 | 17.48 | 0.13136 | 0 | 98.64 | 1 | 0
47.68 | 95.36 | 17.48 | 0.13136 | 0 | 90.56 | 0.2 | 4.8
49.36 | 98.72 | 11.23 | 0.12409 | 0 | 98.72 | 0.2 | 0
45.88 | 91.76 | 11.23 | 0.12409 | 0 | 91.76 | 0.2 | 0
40.84 | 81.68 | 11.23 | 0.12409 | 0 | 81.68 | 0.2 | 0
41.64 | 83.28 | 7.48 | 0.10336 | 4.8 | 83.28 | 0.91885 | 0
39.64 | 79.28 | 7.48 | 0.10336 | 0.54188 | 79.28 | 1 | 0
25.68 | 51.36 | 7.48 | 0.10336 | 0 | 51.36 | 1 | 0
12.16 | 24.32 | 7.48 | 0.10336 | 0 | 24.32 | 1 | 0
9.72 | 19.44 | 7.48 | 0.10336 | 0 | 19.44 | 1 | 0
10.44 | 20.88 | 7.48 | 0.10336 | 0 | 20.88 | 1 | 0
11.56 | 23.12 | 7.48 | 0.10336 | 0 | 23.12 | 1 | 0
12.4 | 24.8 | 7.48 | 0.10336 | 0 | 24.8 | 1 | 0
14.4 | 28.8 | 7.48 | 0.10336 | 0 | 28.8 | 1 | 0
16.36 | 32.72 | 7.48 | 0.10336 | 0 | 32.72 | 1 | 0
22.52 | 45.04 | 7.48 | 0.10336 | 0 | 45.04 | 1 | 0
26.52 | 53.04 | 7.48 | 0.10336 | 0 | 53.04 | 1 | 0
38.08 | 76.16 | 7.48 | 0.10336 | 0 | 76.16 | 1 | 0
39.84 | 79.68 | 7.48 | 0.10336 | 0 | 79.68 | 1 | 0
45.36 | 90.72 | 7.48 | 0.10336 | 0 | 90.72 | 1 | 0
53.8 | 107.6 | 7.48 | 0.10336 | 0 | 107.6 | 1 | 0
51.44 | 102.88 | 7.48 | 0.10336 | 0 | 102.88 | 1 | 0
55 | 110 | 7.48 | 0.10336 | 0 | 110 | 1 | 0
58.8 | 117.6 | 7.48 | 0.10336 | 0 | 117.6 | 1 | 0
55.56 | 111.12 | 7.48 | 0.10336 | 0 | 111.12 | 1 | 0
55.92 | 111.84 | 7.48 | 0.10336 | 0 | 111.84 | 1 | 0
52.32 | 104.64 | 7.48 | 0.10336 | 0 | 104.64 | 1 | 0
52.84 | 105.68 | 7.48 | 0.10336 | 0 | 105.68 | 1 | 0
53.4 | 106.8 | 7.48 | 0.10336 | 0 | 106.8 | 1 | 0
48.2 | 96.4 | 7.48 | 0.10336 | 0 | 96.4 | 1 | 0
43.96 | 87.92 | 7.48 | 0.10336 | 0 | 87.92 | 1 | 0
40.36 | 80.72 | 7.48 | 0.10336 | 0 | 80.72 | 1 | 0
24.08 | 48.16 | 7.48 | 0.10336 | 0 | 48.16 | 1 | 0
18.68 | 37.36 | 7.48 | 0.10336 | 0 | 37.36 | 1 | 0
21.12 | 42.24 | 7.48 | 0.10336 | 0 | 42.24 | 1 | 0
20.88 | 41.76 | 7.48 | 0.10336 | 0 | 41.76 | 1 | 0
26.12 | 52.24 | 7.48 | 0.10336 | 0 | 52.24 | 1 | 0
24.16 | 48.32 | 7.48 | 0.10336 | 0 | 48.32 | 1 | 0
20.96 | 41.92 | 7.48 | 0.10336 | 0 | 41.92 | 1 | 0
17.52 | 35.04 | 7.48 | 0.10336 | 0 | 35.04 | 1 | 0
33.76 | 67.52 | 7.48 | 0.10336 | 0 | 67.52 | 1 | 0
36.52 | 73.04 | 7.48 | 0.10336 | 0 | 73.04 | 1 | 0
38.96 | 77.92 | 7.48 | 0.10336 | 0 | 77.92 | 1 | 0
45.76 | 91.52 | 7.48 | 0.10336 | 0 | 91.52 | 1 | 0
48.32 | 96.64 | 7.48 | 0.10336 | 0 | 96.64 | 1 | 0
48.76 | 97.52 | 7.48 | 0.10336 | 0 | 97.52 | 1 | 0
53.4 | 106.8 | 7.48 | 0.10336 | 0 | 106.8 | 1 | 0
59 | 118 | 7.48 | 0.10336 | 0 | 118 | 1 | 0
58.48 | 116.96 | 7.48 | 0.10336 | 0 | 116.96 | 1 | 0
52.16 | 104.32 | 7.48 | 0.10336 | 0 | 104.32 | 1 | 0
52.52 | 105.04 | 7.48 | 0.10336 | 0 | 105.04 | 1 | 0
42.24 | 84.48 | 7.48 | 0.10336 | 0 | 84.48 | 1 | 0
39.44 | 78.88 | 7.48 | 0.10336 | 0 | 78.88 | 1 | 0
38.76 | 77.52 | 7.48 | 0.10336 | 0 | 77.52 | 1 | 0
37.4 | 74.8 | 7.48 | 0.10336 | 0 | 74.8 | 1 | 0
33.48 | 66.96 | 7.48 | 0.10336 | 0 | 66.96 | 1 | 0
15.48 | 30.96 | 7.48 | 0.10336 | 0 | 30.96 | 1 | 0
13.88 | 27.76 | 7.48 | 0.10336 | 0 | 27.76 | 1 | 0
17.48 | 34.96 | 7.48 | 0.10336 | 0 | 34.96 | 1 | 0
24.6 | 49.2 | 7.48 | 0.10336 | 0 | 49.2 | 1 | 0
27.48 | 54.96 | 7.48 | 0.10336 | 0 | 54.96 | 1 | 0
22.84 | 45.68 | 7.48 | 0.10336 | 0 | 45.68 | 1 | 0
22.16 | 44.32 | 7.48 | 0.10336 | 0 | 44.32 | 1 | 0
25.6 | 51.2 | 7.48 | 0.10336 | 0 | 51.2 | 1 | 0
25.56 | 51.12 | 7.48 | 0.10336 | 0 | 51.12 | 1 | 0
26.56 | 53.12 | 7.48 | 0.10336 | 0 | 53.12 | 1 | 0
31.2 | 62.4 | 7.48 | 0.10336 | 0 | 62.4 | 1 | 0
31.2 | 62.4 | 11.23 | 0.12409 | 0 | 62.4 | 1 | 0
38.72 | 77.44 | 11.23 | 0.12409 | 0 | 77.44 | 1 | 0
42 | 84 | 11.23 | 0.12409 | 0 | 84 | 1 | 0
45.72 | 91.44 | 17.48 | 0.13136 | 0 | 91.44 | 1 | 0
45.84 | 91.68 | 17.48 | 0.13136 | 0 | 91.68 | 1 | 0
45.44 | 90.88 | 17.48 | 0.13136 | 0 | 90.88 | 1 | 0
46.72 | 93.44 | 17.48 | 0.13136 | 0 | 88.64 | 0.2 | 4.8
45.48 | 90.96 | 11.23 | 0.12409 | 0 | 90.96 | 0.2 | 0
42.88 | 85.76 | 11.23 | 0.12409 | 0 | 85.76 | 0.2 | 0
40.52 | 81.04 | 11.23 | 0.12409 | 0 | 81.04 | 0.2 | 0
37.88 | 75.76 | 7.48 | 0.10336 | 4.8 | 75.76 | 0.91885 | 0
38.84 | 77.68 | 7.48 | 0.10336 | 0.54188 | 77.68 | 1 | 0
36.16 | 72.32 | 7.48 | 0.10336 | 0 | 72.32 | 1 | 0
18.52 | 37.04 | 7.48 | 0.10336 | 0 | 37.04 | 1 | 0
14.6 | 29.2 | 7.48 | 0.10336 | 0 | 29.2 | 1 | 0
15.04 | 30.08 | 7.48 | 0.10336 | 0 | 30.08 | 1 | 0
13.4 | 26.8 | 7.48 | 0.10336 | 0 | 26.8 | 1 | 0
12.4 | 24.8 | 7.48 | 0.10336 | 0 | 24.8 | 1 | 0
14.56 | 29.12 | 7.48 | 0.10336 | 0 | 29.12 | 1 | 0
16.48 | 32.96 | 7.48 | 0.10336 | 0 | 32.96 | 1 | 0
22.12 | 44.24 | 7.48 | 0.10336 | 0 | 44.24 | 1 | 0
25.88 | 51.76 | 7.48 | 0.10336 | 0 | 51.76 | 1 | 0
35.92 | 71.84 | 7.48 | 0.10336 | 0 | 71.84 | 1 | 0
43.6 | 87.2 | 7.48 | 0.10336 | 0 | 87.2 | 1 | 0
46.52 | 93.04 | 11.23 | 0.12409 | 0 | 93.04 | 1 | 0
52.68 | 105.36 | 11.23 | 0.12409 | 0 | 105.36 | 1 | 0
48.92 | 97.84 | 11.23 | 0.12409 | 0 | 97.84 | 1 | 0
50.76 | 101.52 | 17.48 | 0.13136 | 0 | 101.52 | 1 | 0
51.64 | 103.28 | 17.48 | 0.13136 | 0 | 103.28 | 1 | 0
51.92 | 103.84 | 17.48 | 0.13136 | 0 | 103.84 | 1 | 0
51.76 | 103.52 | 17.48 | 0.13136 | 0 | 98.72 | 0.2 | 4.8
52.08 | 104.16 | 11.23 | 0.12409 | 0 | 104.16 | 0.2 | 0
51.88 | 103.76 | 11.23 | 0.12409 | 0 | 103.76 | 0.2 | 0
49.24 | 98.48 | 11.23 | 0.12409 | 0 | 98.48 | 0.2 | 0
47.6 | 95.2 | 7.48 | 0.10336 | 4.8 | 95.2 | 0.91885 | 0
46.84 | 93.68 | 7.48 | 0.10336 | 0.54188 | 93.68 | 1 | 0
39.2 | 78.4 | 7.48 | 0.10336 | 0 | 78.4 | 1 | 0
20.72 | 41.44 | 7.48 | 0.10336 | 0 | 41.44 | 1 | 0
16.28 | 32.56 | 7.48 | 0.10336 | 0 | 32.56 | 1 | 0
18.56 | 37.12 | 7.48 | 0.10336 | 0 | 37.12 | 1 | 0
20.08 | 40.16 | 7.48 | 0.10336 | 0 | 40.16 | 1 | 0
20.92 | 41.84 | 7.48 | 0.10336 | 0 | 41.84 | 1 | 0
20.8 | 41.6 | 7.48 | 0.10336 | 0 | 41.6 | 1 | 0
21.52 | 43.04 | 7.48 | 0.10336 | 0 | 43.04 | 1 | 0
22.44 | 44.88 | 7.48 | 0.10336 | 0 | 44.88 | 1 | 0
30.6 | 61.2 | 7.48 | 0.10336 | 0 | 61.2 | 1 | 0
43 | 86 | 7.48 | 0.10336 | 0 | 86 | 1 | 0
45.68 | 91.36 | 7.48 | 0.10336 | 0 | 91.36 | 1 | 0
47.36 | 94.72 | 11.23 | 0.12409 | 0 | 94.72 | 1 | 0
52.76 | 105.52 | 11.23 | 0.12409 | 0 | 105.52 | 1 | 0
51 | 102 | 11.23 | 0.12409 | 0 | 102 | 1 | 0
51.68 | 103.36 | 17.48 | 0.13136 | 0 | 103.36 | 1 | 0
52.4 | 104.8 | 17.48 | 0.13136 | 0 | 104.8 | 1 | 0
54.92 | 109.84 | 17.48 | 0.13136 | 0 | 109.84 | 1 | 0
52.8 | 105.6 | 17.48 | 0.13136 | 0 | 100.8 | 0.2 | 4.8
52.6 | 105.2 | 11.23 | 0.12409 | 0 | 105.2 | 0.2 | 0
51.48 | 102.96 | 11.23 | 0.12409 | 0 | 102.96 | 0.2 | 0
50.04 | 100.08 | 11.23 | 0.12409 | 0 | 100.08 | 0.2 | 0
47.52 | 95.04 | 7.48 | 0.10336 | 4.8 | 95.04 | 0.91885 | 0
43.28 | 86.56 | 7.48 | 0.10336 | 0.54188 | 86.56 | 1 | 0
36.24 | 72.48 | 7.48 | 0.10336 | 0 | 72.48 | 1 | 0
16 | 32 | 7.48 | 0.10336 | 0 | 32 | 1 | 0
9.52 | 19.04 | 7.48 | 0.10336 | 0 | 19.04 | 1 | 0
13.04 | 26.08 | 7.48 | 0.10336 | 0 | 26.08 | 1 | 0
13.88 | 27.76 | 7.48 | 0.10336 | 0 | 27.76 | 1 | 0
15.96 | 31.92 | 7.48 | 0.10336 | 0 | 31.92 | 1 | 0
16.28 | 32.56 | 7.48 | 0.10336 | 0 | 32.56 | 1 | 0
18.24 | 36.48 | 7.48 | 0.10336 | 0 | 36.48 | 1 | 0
21.84 | 43.68 | 7.48 | 0.10336 | 0 | 43.68 | 1 | 0
27.04 | 54.08 | 7.48 | 0.10336 | 0 | 54.08 | 1 | 0
37.04 | 74.08 | 7.48 | 0.10336 | 0 | 74.08 | 1 | 0
44.08 | 88.16 | 7.48 | 0.10336 | 0 | 88.16 | 1 | 0
44.72 | 89.44 | 11.23 | 0.12409 | 0 | 89.44 | 1 | 0
44.68 | 89.36 | 11.23 | 0.12409 | 0 | 89.36 | 1 | 0
45.48 | 90.96 | 11.23 | 0.12409 | 0 | 90.96 | 1 | 0
52.4 | 104.8 | 17.48 | 0.13136 | 0 | 104.8 | 1 | 0
55.36 | 110.72 | 17.48 | 0.13136 | 0 | 110.72 | 1 | 0
53.96 | 107.92 | 17.48 | 0.13136 | 0 | 107.92 | 1 | 0
52.32 | 104.64 | 17.48 | 0.13136 | 0 | 99.84 | 0.2 | 4.8
51.96 | 103.92 | 11.23 | 0.12409 | 0 | 103.92 | 0.2 | 0
53.16 | 106.32 | 11.23 | 0.12409 | 0 | 106.32 | 0.2 | 0
50.56 | 101.12 | 11.23 | 0.12409 | 0 | 101.12 | 0.2 | 0
46.48 | 92.96 | 7.48 | 0.10336 | 4.8 | 92.96 | 0.91885 | 0
41.12 | 82.24 | 7.48 | 0.10336 | 0.54188 | 82.24 | 1 | 0
34.48 | 68.96 | 7.48 | 0.10336 | 0 | 68.96 | 1 | 0
16.04 | 32.08 | 7.48 | 0.10336 | 0 | 32.08 | 1 | 0
11.32 | 22.64 | 7.48 | 0.10336 | 0 | 22.64 | 1 | 0
13.28 | 26.56 | 7.48 | 0.10336 | 0 | 26.56 | 1 | 0
15.84 | 31.68 | 7.48 | 0.10336 | 0 | 31.68 | 1 | 0
16.32 | 32.64 | 7.48 | 0.10336 | 0 | 32.64 | 1 | 0
16.72 | 33.44 | 7.48 | 0.10336 | 0 | 33.44 | 1 | 0
17.56 | 35.12 | 7.48 | 0.10336 | 0 | 35.12 | 1 | 0
21.92 | 43.84 | 7.48 | 0.10336 | 0 | 43.84 | 1 | 0
23.28 | 46.56 | 7.48 | 0.10336 | 0 | 46.56 | 1 | 0
26.32 | 52.64 | 7.48 | 0.10336 | 0 | 52.64 | 1 | 0
31.2 | 62.4 | 7.48 | 0.10336 | 0 | 62.4 | 1 | 0
37.44 | 74.88 | 11.23 | 0.12409 | 0 | 74.88 | 1 | 0
44 | 88 | 11.23 | 0.12409 | 0 | 88 | 1 | 0
41.2 | 82.4 | 11.23 | 0.12409 | 0 | 82.4 | 1 | 0
42.68 | 85.36 | 17.48 | 0.13136 | 0 | 85.36 | 1 | 0
41.76 | 83.52 | 17.48 | 0.13136 | 0 | 83.52 | 1 | 0
44.56 | 89.12 | 17.48 | 0.13136 | 0 | 89.12 | 1 | 0
46.96 | 93.92 | 17.48 | 0.13136 | 0 | 89.12 | 0.2 | 4.8
46.04 | 92.08 | 11.23 | 0.12409 | 0 | 92.08 | 0.2 | 0
45.92 | 91.84 | 11.23 | 0.12409 | 0 | 91.84 | 0.2 | 0
45.12 | 90.24 | 11.23 | 0.12409 | 0 | 90.24 | 0.2 | 0
43.52 | 87.04 | 7.48 | 0.10336 | 4.8 | 87.04 | 0.91885 | 0
41.56 | 83.12 | 7.48 | 0.10336 | 0.54188 | 83.12 | 1 | 0
32.16 | 64.32 | 7.48 | 0.10336 | 0 | 64.32 | 1 | 0
14.16 | 28.32 | 7.48 | 0.10336 | 0 | 28.32 | 1 | 0
10.16 | 20.32 | 7.48 | 0.10336 | 0 | 20.32 | 1 | 0
11.04 | 22.08 | 7.48 | 0.10336 | 0 | 22.08 | 1 | 0
10.92 | 21.84 | 7.48 | 0.10336 | 0 | 21.84 | 1 | 0
12.72 | 25.44 | 7.48 | 0.10336 | 0 | 25.44 | 1 | 0
14.56 | 29.12 | 7.48 | 0.10336 | 0 | 29.12 | 1 | 0
16.6 | 33.2 | 7.48 | 0.10336 | 0 | 33.2 | 1 | 0
22.52 | 45.04 | 7.48 | 0.10336 | 0 | 45.04 | 1 | 0
25.36 | 50.72 | 7.48 | 0.10336 | 0 | 50.72 | 1 | 0
26.16 | 52.32 | 7.48 | 0.10336 | 0 | 52.32 | 1 | 0
30.84 | 61.68 | 7.48 | 0.10336 | 0 | 61.68 | 1 | 0
37.52 | 75.04 | 7.48 | 0.10336 | 0 | 75.04 | 1 | 0
48.64 | 97.28 | 7.48 | 0.10336 | 0 | 97.28 | 1 | 0
44.84 | 89.68 | 7.48 | 0.10336 | 0 | 89.68 | 1 | 0
45.08 | 90.16 | 7.48 | 0.10336 | 0 | 90.16 | 1 | 0
50.84 | 101.68 | 7.48 | 0.10336 | 0 | 101.68 | 1 | 0
50.96 | 101.92 | 7.48 | 0.10336 | 0 | 101.92 | 1 | 0
48.32 | 96.64 | 7.48 | 0.10336 | 0 | 96.64 | 1 | 0
49.56 | 99.12 | 7.48 | 0.10336 | 0 | 99.12 | 1 | 0
48.24 | 96.48 | 7.48 | 0.10336 | 0 | 96.48 | 1 | 0
46.4 | 92.8 | 7.48 | 0.10336 | 0 | 92.8 | 1 | 0
44.32 | 88.64 | 7.48 | 0.10336 | 0 | 88.64 | 1 | 0
40.92 | 81.84 | 7.48 | 0.10336 | 0 | 81.84 | 1 | 0
37.92 | 75.84 | 7.48 | 0.10336 | 0 | 75.84 | 1 | 0
22.84 | 45.68 | 7.48 | 0.10336 | 0 | 45.68 | 1 | 0
18.28 | 36.56 | 7.48 | 0.10336 | 0 | 36.56 | 1 | 0
18.64 | 37.28 | 7.48 | 0.10336 | 0 | 37.28 | 1 | 0
19.52 | 39.04 | 7.48 | 0.10336 | 0 | 39.04 | 1 | 0
18.76 | 37.52 | 7.48 | 0.10336 | 0 | 37.52 | 1 | 0
19.6 | 39.2 | 7.48 | 0.10336 | 0 | 39.2 | 1 | 0
20.84 | 41.68 | 7.48 | 0.10336 | 0 | 41.68 | 1 | 0
20.96 | 41.92 | 7.48 | 0.10336 | 0 | 41.92 | 1 | 0
23.88 | 47.76 | 7.48 | 0.10336 | 0 | 47.76 | 1 | 0
28.12 | 56.24 | 7.48 | 0.10336 | 0 | 56.24 | 1 | 0
32.08 | 64.16 | 7.48 | 0.10336 | 0 | 64.16 | 1 | 0
35.68 | 71.36 | 7.48 | 0.10336 | 0 | 71.36 | 1 | 0
38.88 | 77.76 | 7.48 | 0.10336 | 0 | 77.76 | 1 | 0
39.04 | 78.08 | 7.48 | 0.10336 | 0 | 78.08 | 1 | 0
40.12 | 80.24 | 7.48 | 0.10336 | 0 | 80.24 | 1 | 0
40.48 | 80.96 | 7.48 | 0.10336 | 0 | 80.96 | 1 | 0
40.96 | 81.92 | 7.48 | 0.10336 | 0 | 81.92 | 1 | 0
44.24 | 88.48 | 7.48 | 0.10336 | 0 | 88.48 | 1 | 0
44.52 | 89.04 | 7.48 | 0.10336 | 0 | 89.04 | 1 | 0
41.88 | 83.76 | 7.48 | 0.10336 | 0 | 83.76 | 1 | 0
39.44 | 78.88 | 7.48 | 0.10336 | 0 | 78.88 | 1 | 0
38.72 | 77.44 | 7.48 | 0.10336 | 0 | 77.44 | 1 | 0
39.56 | 79.12 | 7.48 | 0.10336 | 0 | 79.12 | 1 | 0
39.12 | 78.24 | 7.48 | 0.10336 | 0 | 78.24 | 1 | 0
20.16 | 40.32 | 7.48 | 0.10336 | 0 | 40.32 | 1 | 0
14.92 | 29.84 | 7.48 | 0.10336 | 0 | 29.84 | 1 | 0
15.88 | 31.76 | 7.48 | 0.10336 | 0 | 31.76 | 1 | 0
17.88 | 35.76 | 7.48 | 0.10336 | 0 | 35.76 | 1 | 0
19.48 | 38.96 | 7.48 | 0.10336 | 0 | 38.96 | 1 | 0
20.52 | 41.04 | 7.48 | 0.10336 | 0 | 41.04 | 1 | 0
20 | 40 | 7.48 | 0.10336 | 0 | 40 | 1 | 0
17.44 | 34.88 | 7.48 | 0.10336 | 0 | 34.88 | 1 | 0
16.84 | 33.68 | 7.48 | 0.10336 | 0 | 33.68 | 1 | 0
23.84 | 47.68 | 7.48 | 0.10336 | 0 | 47.68 | 1 | 0
30.76 | 61.52 | 7.48 | 0.10336 | 0 | 61.52 | 1 | 0
37 | 74 | 11.23 | 0.12409 | 0 | 74 | 1 | 0
39.64 | 79.28 | 11.23 | 0.12409 | 0 | 79.28 | 1 | 0
41.64 | 83.28 | 11.23 | 0.12409 | 0 | 83.28 | 1 | 0
47.84 | 95.68 | 17.48 | 0.13136 | 0 | 95.68 | 1 | 0
47.44 | 94.88 | 17.48 | 0.13136 | 0 | 94.88 | 1 | 0
48.92 | 97.84 | 17.48 | 0.13136 | 0 | 97.84 | 1 | 0
46 | 92 | 17.48 | 0.13136 | 0 | 87.2 | 0.2 | 4.8
44.4 | 88.8 | 11.23 | 0.12409 | 0 | 88.8 | 0.2 | 0
41.36 | 82.72 | 11.23 | 0.12409 | 0 | 82.72 | 0.2 | 0
36 | 72 | 11.23 | 0.12409 | 0 | 72 | 0.2 | 0
35.6 | 71.2 | 7.48 | 0.10336 | 4.8 | 71.2 | 0.91885 | 0
35.44 | 70.88 | 7.48 | 0.10336 | 0.54188 | 70.88 | 1 | 0
31.2 | 62.4 | 7.48 | 0.10336 | 0 | 62.4 | 1 | 0
14.08 | 28.16 | 7.48 | 0.10336 | 0 | 28.16 | 1 | 0
8.92 | 17.84 | 7.48 | 0.10336 | 0 | 17.84 | 1 | 0
10.24 | 20.48 | 7.48 | 0.10336 | 0 | 20.48 | 1 | 0
12.8 | 25.6 | 7.48 | 0.10336 | 0 | 25.6 | 1 | 0
13.56 | 27.12 | 7.48 | 0.10336 | 0 | 27.12 | 1 | 0
14.48 | 28.96 | 7.48 | 0.10336 | 0 | 28.96 | 1 | 0
16.48 | 32.96 | 7.48 | 0.10336 | 0 | 32.96 | 1 | 0
22.92 | 45.84 | 7.48 | 0.10336 | 0 | 45.84 | 1 | 0
28.6 | 57.2 | 7.48 | 0.10336 | 0 | 57.2 | 1 | 0
40.76 | 81.52 | 7.48 | 0.10336 | 0 | 81.52 | 1 | 0
44.84 | 89.68 | 7.48 | 0.10336 | 0 | 89.68 | 1 | 0
45.4 | 90.8 | 11.23 | 0.12409 | 0 | 90.8 | 1 | 0
49.04 | 98.08 | 11.23 | 0.12409 | 0 | 98.08 | 1 | 0
50.04 | 100.08 | 11.23 | 0.12409 | 0 | 100.08 | 1 | 0
56 | 112 | 17.48 | 0.13136 | 0 | 112 | 1 | 0
55.68 | 111.36 | 17.48 | 0.13136 | 0 | 111.36 | 1 | 0
52 | 104 | 17.48 | 0.13136 | 0 | 104 | 1 | 0
50.36 | 100.72 | 17.48 | 0.13136 | 0 | 95.92 | 0.2 | 4.8
50.84 | 101.68 | 11.23 | 0.12409 | 0 | 101.68 | 0.2 | 0
52.08 | 104.16 | 11.23 | 0.12409 | 0 | 104.16 | 0.2 | 0
51.76 | 103.52 | 11.23 | 0.12409 | 0 | 103.52 | 0.2 | 0
48.84 | 97.68 | 7.48 | 0.10336 | 4.8 | 97.68 | 0.91885 | 0
46.72 | 93.44 | 7.48 | 0.10336 | 0.54188 | 93.44 | 1 | 0
33.4 | 66.8 | 7.48 | 0.10336 | 0 | 66.8 | 1 | 0
14.08 | 28.16 | 7.48 | 0.10336 | 0 | 28.16 | 1 | 0
9.16 | 18.32 | 7.48 | 0.10336 | 0 | 18.32 | 1 | 0
9.92 | 19.84 | 7.48 | 0.10336 | 0 | 19.84 | 1 | 0
13.6 | 27.2 | 7.48 | 0.10336 | 0 | 27.2 | 1 | 0
13.4 | 26.8 | 7.48 | 0.10336 | 0 | 26.8 | 1 | 0
15 | 30 | 7.48 | 0.10336 | 0 | 30 | 1 | 0
17.28 | 34.56 | 7.48 | 0.10336 | 0 | 34.56 | 1 | 0
22.32 | 44.64 | 7.48 | 0.10336 | 0 | 44.64 | 1 | 0
30.52 | 61.04 | 7.48 | 0.10336 | 0 | 61.04 | 1 | 0
41.68 | 83.36 | 7.48 | 0.10336 | 0 | 83.36 | 1 | 0
46.28 | 92.56 | 7.48 | 0.10336 | 0 | 92.56 | 1 | 0
51.6 | 103.2 | 11.23 | 0.12409 | 0 | 103.2 | 1 | 0
52.6 | 105.2 | 11.23 | 0.12409 | 0 | 105.2 | 1 | 0
59.72 | 119.44 | 11.23 | 0.12409 | 0 | 119.44 | 1 | 0
65 | 130 | 17.48 | 0.13136 | 0 | 127.56 | 0.59334 | 2.44
64.96 | 129.92 | 17.48 | 0.13136 | 0 | 127.56 | 0.2 | 2.36
60.28 | 120.56 | 17.48 | 0.13136 | 0 | 120.56 | 0.2 | 0
54.28 | 108.56 | 17.48 | 0.13136 | 0 | 108.56 | 0.2 | 0
55.32 | 110.64 | 11.23 | 0.12409 | 0 | 110.64 | 0.2 | 0
54.96 | 109.92 | 11.23 | 0.12409 | 0 | 109.92 | 0.2 | 0
53.16 | 106.32 | 11.23 | 0.12409 | 0 | 106.32 | 0.2 | 0
49.6 | 99.2 | 7.48 | 0.10336 | 4.8 | 99.2 | 0.91885 | 0
41.92 | 83.84 | 7.48 | 0.10336 | 0.54188 | 83.84 | 1 | 0
34.68 | 69.36 | 7.48 | 0.10336 | 0 | 69.36 | 1 | 0
15.28 | 30.56 | 7.48 | 0.10336 | 0 | 30.56 | 1 | 0
9.52 | 19.04 | 7.48 | 0.10336 | 0 | 19.04 | 1 | 0
16.88 | 33.76 | 7.48 | 0.10336 | 0 | 33.76 | 1 | 0
24.52 | 49.04 | 7.48 | 0.10336 | 0 | 49.04 | 1 | 0
23.96 | 47.92 | 7.48 | 0.10336 | 0 | 47.92 | 1 | 0
22.52 | 45.04 | 7.48 | 0.10336 | 0 | 45.04 | 1 | 0
22.48 | 44.96 | 7.48 | 0.10336 | 0 | 44.96 | 1 | 0
29.36 | 58.72 | 7.48 | 0.10336 | 0 | 58.72 | 1 | 0
35.56 | 71.12 | 7.48 | 0.10336 | 0 | 71.12 | 1 | 0
41.48 | 82.96 | 7.48 | 0.10336 | 0 | 82.96 | 1 | 0
45.28 | 90.56 | 7.48 | 0.10336 | 0 | 90.56 | 1 | 0
47.72 | 95.44 | 11.23 | 0.12409 | 0 | 95.44 | 1 | 0
55.04 | 110.08 | 11.23 | 0.12409 | 0 | 110.08 | 1 | 0
60.6 | 121.2 | 11.23 | 0.12409 | 0 | 121.2 | 1 | 0
54.8 | 109.6 | 17.48 | 0.13136 | 0 | 109.6 | 1 | 0
49.72 | 99.44 | 17.48 | 0.13136 | 0 | 99.44 | 1 | 0
50.2 | 100.4 | 17.48 | 0.13136 | 0 | 100.4 | 1 | 0
53.08 | 106.16 | 17.48 | 0.13136 | 0 | 101.36 | 0.2 | 4.8
52.48 | 104.96 | 11.23 | 0.12409 | 0 | 104.96 | 0.2 | 0
50.88 | 101.76 | 11.23 | 0.12409 | 0 | 101.76 | 0.2 | 0
49.84 | 99.68 | 11.23 | 0.12409 | 0 | 99.68 | 0.2 | 0
45.36 | 90.72 | 7.48 | 0.10336 | 4.8 | 90.72 | 0.91885 | 0
40.72 | 81.44 | 7.48 | 0.10336 | 0.54188 | 81.44 | 1 | 0
32.04 | 64.08 | 7.48 | 0.10336 | 0 | 64.08 | 1 | 0
16.24 | 32.48 | 7.48 | 0.10336 | 0 | 32.48 | 1 | 0
11.52 | 23.04 | 7.48 | 0.10336 | 0 | 23.04 | 1 | 0
17.4 | 34.8 | 7.48 | 0.10336 | 0 | 34.8 | 1 | 0
21.92 | 43.84 | 7.48 | 0.10336 | 0 | 43.84 | 1 | 0
24.48 | 48.96 | 7.48 | 0.10336 | 0 | 48.96 | 1 | 0
26.72 | 53.44 | 7.48 | 0.10336 | 0 | 53.44 | 1 | 0
26.4 | 52.8 | 7.48 | 0.10336 | 0 | 52.8 | 1 | 0
29.28 | 58.56 | 7.48 | 0.10336 | 0 | 58.56 | 1 | 0
31.04 | 62.08 | 7.48 | 0.10336 | 0 | 62.08 | 1 | 0
51.56 | 103.12 | 7.48 | 0.10336 | 0 | 103.12 | 1 | 0
49.52 | 99.04 | 7.48 | 0.10336 | 0 | 99.04 | 1 | 0
56.68 | 113.36 | 11.23 | 0.12409 | 0 | 113.36 | 1 | 0
59.8 | 119.6 | 11.23 | 0.12409 | 0 | 119.6 | 1 | 0
62.92 | 125.84 | 11.23 | 0.12409 | 0 | 122.64 | 0.46667 | 3.2
63.56 | 127.12 | 17.48 | 0.13136 | 0 | 127.12 | 0.46667 | 0
62.16 | 124.32 | 17.48 | 0.13136 | 0 | 124.32 | 0.46667 | 0
63.2 | 126.4 | 17.48 | 0.13136 | 0 | 126.4 | 0.46667 | 0
61.64 | 123.28 | 17.48 | 0.13136 | 0 | 121.68 | 0.2 | 1.6
60.76 | 121.52 | 11.23 | 0.12409 | 0 | 121.52 | 0.2 | 0
60.52 | 121.04 | 11.23 | 0.12409 | 0 | 121.04 | 0.2 | 0
54.96 | 109.92 | 11.23 | 0.12409 | 0 | 109.92 | 0.2 | 0
54.64 | 109.28 | 7.48 | 0.10336 | 4.8 | 109.28 | 0.91885 | 0
53.32 | 106.64 | 7.48 | 0.10336 | 0.54188 | 106.64 | 1 | 0
45.88 | 91.76 | 7.48 | 0.10336 | 0 | 91.76 | 1 | 0
20.92 | 41.84 | 7.48 | 0.10336 | 0 | 41.84 | 1 | 0
14.72 | 29.44 | 7.48 | 0.10336 | 0 | 29.44 | 1 | 0
26.16 | 52.32 | 7.48 | 0.10336 | 0 | 52.32 | 1 | 0
32.4 | 64.8 | 7.48 | 0.10336 | 0 | 64.8 | 1 | 0
33.68 | 67.36 | 7.48 | 0.10336 | 0 | 67.36 | 1 | 0
33.64 | 67.28 | 7.48 | 0.10336 | 0 | 67.28 | 1 | 0
30.32 | 60.64 | 7.48 | 0.10336 | 0 | 60.64 | 1 | 0
33.2 | 66.4 | 7.48 | 0.10336 | 0 | 66.4 | 1 | 0
38.12 | 76.24 | 7.48 | 0.10336 | 0 | 76.24 | 1 | 0
42.72 | 85.44 | 7.48 | 0.10336 | 0 | 85.44 | 1 | 0
45.6 | 91.2 | 7.48 | 0.10336 | 0 | 91.2 | 1 | 0
49.36 | 98.72 | 7.48 | 0.10336 | 0 | 98.72 | 1 | 0
61.04 | 122.08 | 7.48 | 0.10336 | 0 | 122.08 | 1 | 0
61.52 | 123.04 | 7.48 | 0.10336 | 0 | 123.04 | 1 | 0
61.08 | 122.16 | 7.48 | 0.10336 | 0 | 122.16 | 1 | 0
61.48 | 122.96 | 7.48 | 0.10336 | 0 | 122.96 | 1 | 0
59.96 | 119.92 | 7.48 | 0.10336 | 0 | 119.92 | 1 | 0
58.8 | 117.6 | 7.48 | 0.10336 | 0 | 117.6 | 1 | 0
58.4 | 116.8 | 7.48 | 0.10336 | 0 | 116.8 | 1 | 0
57.72 | 115.44 | 7.48 | 0.10336 | 0 | 115.44 | 1 | 0
58.64 | 117.28 | 7.48 | 0.10336 | 0 | 117.28 | 1 | 0
53.92 | 107.84 | 7.48 | 0.10336 | 0 | 107.84 | 1 | 0
48.92 | 97.84 | 7.48 | 0.10336 | 0 | 97.84 | 1 | 0
34.84 | 69.68 | 7.48 | 0.10336 | 0 | 69.68 | 1 | 0
18.64 | 37.28 | 7.48 | 0.10336 | 0 | 37.28 | 1 | 0
14.28 | 28.56 | 7.48 | 0.10336 | 0 | 28.56 | 1 | 0
17 | 34 | 7.48 | 0.10336 | 0 | 34 | 1 | 0
18.84 | 37.68 | 7.48 | 0.10336 | 0 | 37.68 | 1 | 0
17.48 | 34.96 | 7.48 | 0.10336 | 0 | 34.96 | 1 | 0
14.8 | 29.6 | 7.48 | 0.10336 | 0 | 29.6 | 1 | 0
16.88 | 33.76 | 7.48 | 0.10336 | 0 | 33.76 | 1 | 0
16.76 | 33.52 | 7.48 | 0.10336 | 0 | 33.52 | 1 | 0
23.32 | 46.64 | 7.48 | 0.10336 | 0 | 46.64 | 1 | 0
30.64 | 61.28 | 7.48 | 0.10336 | 0 | 61.28 | 1 | 0
37.92 | 75.84 | 7.48 | 0.10336 | 0 | 75.84 | 1 | 0
41.12 | 82.24 | 7.48 | 0.10336 | 0 | 82.24 | 1 | 0
45.08 | 90.16 | 7.48 | 0.10336 | 0 | 90.16 | 1 | 0
47.28 | 94.56 | 7.48 | 0.10336 | 0 | 94.56 | 1 | 0
51.04 | 102.08 | 7.48 | 0.10336 | 0 | 102.08 | 1 | 0
50.4 | 100.8 | 7.48 | 0.10336 | 0 | 100.8 | 1 | 0
49.76 | 99.52 | 7.48 | 0.10336 | 0 | 99.52 | 1 | 0
47.52 | 95.04 | 7.48 | 0.10336 | 0 | 95.04 | 1 | 0
48.68 | 97.36 | 7.48 | 0.10336 | 0 | 97.36 | 1 | 0
40.28 | 80.56 | 7.48 | 0.10336 | 0 | 80.56 | 1 | 0
37.12 | 74.24 | 7.48 | 0.10336 | 0 | 74.24 | 1 | 0
35.64 | 71.28 | 7.48 | 0.10336 | 0 | 71.28 | 1 | 0
32.72 | 65.44 | 7.48 | 0.10336 | 0 | 65.44 | 1 | 0
35.28 | 70.56 | 7.48 | 0.10336 | 0 | 70.56 | 1 | 0
18.56 | 37.12 | 7.48 | 0.10336 | 0 | 37.12 | 1 | 0
10.68 | 21.36 | 7.48 | 0.10336 | 0 | 21.36 | 1 | 0
11.28 | 22.56 | 7.48 | 0.10336 | 0 | 22.56 | 1 | 0
14.76 | 29.52 | 7.48 | 0.10336 | 0 | 29.52 | 1 | 0
18 | 36 | 7.48 | 0.10336 | 0 | 36 | 1 | 0
19.6 | 39.2 | 7.48 | 0.10336 | 0 | 39.2 | 1 | 0
17.6 | 35.2 | 7.48 | 0.10336 | 0 | 35.2 | 1 | 0
20.68 | 41.36 | 7.48 | 0.10336 | 0 | 41.36 | 1 | 0
22.88 | 45.76 | 7.48 | 0.10336 | 0 | 45.76 | 1 | 0
29.36 | 58.72 | 7.48 | 0.10336 | 0 | 58.72 | 1 | 0
29.04 | 58.08 | 7.48 | 0.10336 | 0 | 58.08 | 1 | 0
30.04 | 60.08 | 11.23 | 0.12409 | 0 | 60.08 | 1 | 0
38.68 | 77.36 | 11.23 | 0.12409 | 0 | 77.36 | 1 | 0
39.52 | 79.04 | 11.23 | 0.12409 | 0 | 79.04 | 1 | 0
39.44 | 78.88 | 17.48 | 0.13136 | 0 | 78.88 | 1 | 0
44.8 | 89.6 | 17.48 | 0.13136 | 0 | 89.6 | 1 | 0
52.56 | 105.12 | 17.48 | 0.13136 | 0 | 105.12 | 1 | 0
49.28 | 98.56 | 17.48 | 0.13136 | 0 | 93.76 | 0.2 | 4.8
48.2 | 96.4 | 11.23 | 0.12409 | 0 | 96.4 | 0.2 | 0
43.2 | 86.4 | 11.23 | 0.12409 | 0 | 86.4 | 0.2 | 0
42.4 | 84.8 | 11.23 | 0.12409 | 0 | 84.8 | 0.2 | 0
41.12 | 82.24 | 7.48 | 0.10336 | 4.8 | 82.24 | 0.91885 | 0
41.08 | 82.16 | 7.48 | 0.10336 | 0.54188 | 82.16 | 1 | 0
38.2 | 76.4 | 7.48 | 0.10336 | 0 | 76.4 | 1 | 0
18.84 | 37.68 | 7.48 | 0.10336 | 0 | 37.68 | 1 | 0
14.36 | 28.72 | 7.48 | 0.10336 | 0 | 28.72 | 1 | 0
18.08 | 36.16 | 7.48 | 0.10336 | 0 | 36.16 | 1 | 0
28.12 | 56.24 | 7.48 | 0.10336 | 0 | 56.24 | 1 | 0
27.96 | 55.92 | 7.48 | 0.10336 | 0 | 55.92 | 1 | 0
25.72 | 51.44 | 7.48 | 0.10336 | 0 | 51.44 | 1 | 0
27.28 | 54.56 | 7.48 | 0.10336 | 0 | 54.56 | 1 | 0
30.96 | 61.92 | 7.48 | 0.10336 | 0 | 61.92 | 1 | 0
34.16 | 68.32 | 7.48 | 0.10336 | 0 | 68.32 | 1 | 0
40.12 | 80.24 | 7.48 | 0.10336 | 0 | 80.24 | 1 | 0
39.48 | 78.96 | 7.48 | 0.10336 | 0 | 78.96 | 1 | 0
45.8 | 91.6 | 11.23 | 0.12409 | 0 | 91.6 | 1 | 0
55.44 | 110.88 | 11.23 | 0.12409 | 0 | 110.88 | 1 | 0
57.04 | 114.08 | 11.23 | 0.12409 | 0 | 114.08 | 1 | 0
52.64 | 105.28 | 17.48 | 0.13136 | 0 | 105.28 | 1 | 0
54.44 | 108.88 | 17.48 | 0.13136 | 0 | 108.88 | 1 | 0
56.24 | 112.48 | 17.48 | 0.13136 | 0 | 112.48 | 1 | 0
53.76 | 107.52 | 17.48 | 0.13136 | 0 | 102.72 | 0.2 | 4.8
54.44 | 108.88 | 11.23 | 0.12409 | 0 | 108.88 | 0.2 | 0
55.64 | 111.28 | 11.23 | 0.12409 | 0 | 111.28 | 0.2 | 0
52.4 | 104.8 | 11.23 | 0.12409 | 0 | 104.8 | 0.2 | 0
50.2 | 100.4 | 7.48 | 0.10336 | 4.8 | 100.4 | 0.91885 | 0
45.76 | 91.52 | 7.48 | 0.10336 | 0.54188 | 91.52 | 1 | 0
35.84 | 71.68 | 7.48 | 0.10336 | 0 | 71.68 | 1 | 0
15.24 | 30.48 | 7.48 | 0.10336 | 0 | 30.48 | 1 | 0
9.4 | 18.8 | 7.48 | 0.10336 | 0 | 18.8 | 1 | 0
12.88 | 25.76 | 7.48 | 0.10336 | 0 | 25.76 | 1 | 0
14.88 | 29.76 | 7.48 | 0.10336 | 0 | 29.76 | 1 | 0
18.44 | 36.88 | 7.48 | 0.10336 | 0 | 36.88 | 1 | 0
20.76 | 41.52 | 7.48 | 0.10336 | 0 | 41.52 | 1 | 0
18.44 | 36.88 | 7.48 | 0.10336 | 0 | 36.88 | 1 | 0
24.32 | 48.64 | 7.48 | 0.10336 | 0 | 48.64 | 1 | 0
30.16 | 60.32 | 7.48 | 0.10336 | 0 | 60.32 | 1 | 0
36.96 | 73.92 | 7.48 | 0.10336 | 0 | 73.92 | 1 | 0
41.04 | 82.08 | 7.48 | 0.10336 | 0 | 82.08 | 1 | 0
46.64 | 93.28 | 11.23 | 0.12409 | 0 | 93.28 | 1 | 0
48.2 | 96.4 | 11.23 | 0.12409 | 0 | 96.4 | 1 | 0
53.68 | 107.36 | 11.23 | 0.12409 | 0 | 107.36 | 1 | 0
59.52 | 119.04 | 17.48 | 0.13136 | 0 | 119.04 | 1 | 0
58.12 | 116.24 | 17.48 | 0.13136 | 0 | 116.24 | 1 | 0
57.72 | 115.44 | 17.48 | 0.13136 | 0 | 115.44 | 1 | 0
56.6 | 113.2 | 17.48 | 0.13136 | 0 | 108.4 | 0.2 | 4.8
57.16 | 114.32 | 11.23 | 0.12409 | 0 | 114.32 | 0.2 | 0
56.28 | 112.56 | 11.23 | 0.12409 | 0 | 112.56 | 0.2 | 0
55.84 | 111.68 | 11.23 | 0.12409 | 0 | 111.68 | 0.2 | 0
50.72 | 101.44 | 7.48 | 0.10336 | 4.8 | 101.44 | 0.91885 | 0
42.12 | 84.24 | 7.48 | 0.10336 | 0.54188 | 84.24 | 1 | 0
36.28 | 72.56 | 7.48 | 0.10336 | 0 | 72.56 | 1 | 0
15.2 | 30.4 | 7.48 | 0.10336 | 0 | 30.4 | 1 | 0
9.88 | 19.76 | 7.48 | 0.10336 | 0 | 19.76 | 1 | 0
13.28 | 26.56 | 7.48 | 0.10336 | 0 | 26.56 | 1 | 0
23.2 | 46.4 | 7.48 | 0.10336 | 0 | 46.4 | 1 | 0
25.04 | 50.08 | 7.48 | 0.10336 | 0 | 50.08 | 1 | 0
22.8 | 45.6 | 7.48 | 0.10336 | 0 | 45.6 | 1 | 0
27.8 | 55.6 | 7.48 | 0.10336 | 0 | 55.6 | 1 | 0
31.44 | 62.88 | 7.48 | 0.10336 | 0 | 62.88 | 1 | 0
34.56 | 69.12 | 7.48 | 0.10336 | 0 | 69.12 | 1 | 0
40.56 | 81.12 | 7.48 | 0.10336 | 0 | 81.12 | 1 | 0
50.28 | 100.56 | 7.48 | 0.10336 | 0 | 100.56 | 1 | 0
53.76 | 107.52 | 11.23 | 0.12409 | 0 | 107.52 | 1 | 0
59.76 | 119.52 | 11.23 | 0.12409 | 0 | 119.52 | 1 | 0
60.2 | 120.4 | 11.23 | 0.12409 | 0 | 120.4 | 1 | 0
60.84 | 121.68 | 17.48 | 0.13136 | 0 | 121.68 | 1 | 0
59.36 | 118.72 | 17.48 | 0.13136 | 0 | 118.72 | 1 | 0
58.24 | 116.48 | 17.48 | 0.13136 | 0 | 116.48 | 1 | 0
59.48 | 118.96 | 17.48 | 0.13136 | 0 | 116.56 | 0.6 | 2.4
62.2 | 124.4 | 11.23 | 0.12409 | 0 | 122.64 | 0.30667 | 1.76
61.64 | 123.28 | 11.23 | 0.12409 | 0 | 122.64 | 0.2 | 0.64
57.8 | 115.6 | 11.23 | 0.12409 | 0 | 115.6 | 0.2 | 0
56.04 | 112.08 | 7.48 | 0.10336 | 4.8 | 112.08 | 0.91885 | 0
44.72 | 89.44 | 7.48 | 0.10336 | 0.54188 | 89.44 | 1 | 0
37.16 | 74.32 | 7.48 | 0.10336 | 0 | 74.32 | 1 | 0
15.24 | 30.48 | 7.48 | 0.10336 | 0 | 30.48 | 1 | 0
9.48 | 18.96 | 7.48 | 0.10336 | 0 | 18.96 | 1 | 0
13.24 | 26.48 | 7.48 | 0.10336 | 0 | 26.48 | 1 | 0
15.88 | 31.76 | 7.48 | 0.10336 | 0 | 31.76 | 1 | 0
20.48 | 40.96 | 7.48 | 0.10336 | 0 | 40.96 | 1 | 0
29.2 | 58.4 | 7.48 | 0.10336 | 0 | 58.4 | 1 | 0
26.84 | 53.68 | 7.48 | 0.10336 | 0 | 53.68 | 1 | 0
28.92 | 57.84 | 7.48 | 0.10336 | 0 | 57.84 | 1 | 0
30.2 | 60.4 | 7.48 | 0.10336 | 0 | 60.4 | 1 | 0
42.96 | 85.92 | 7.48 | 0.10336 | 0 | 85.92 | 1 | 0
47.84 | 95.68 | 7.48 | 0.10336 | 0 | 95.68 | 1 | 0
48 | 96 | 11.23 | 0.12409 | 0 | 96 | 1 | 0
51.52 | 103.04 | 11.23 | 0.12409 | 0 | 103.04 | 1 | 0
57.24 | 114.48 | 11.23 | 0.12409 | 0 | 114.48 | 1 | 0
53.48 | 106.96 | 17.48 | 0.13136 | 0 | 106.96 | 1 | 0
57.24 | 114.48 | 17.48 | 0.13136 | 0 | 114.48 | 1 | 0
58.76 | 117.52 | 17.48 | 0.13136 | 0 | 117.52 | 1 | 0
58.64 | 117.28 | 17.48 | 0.13136 | 0 | 112.48 | 0.2 | 4.8
59.24 | 118.48 | 11.23 | 0.12409 | 0 | 118.48 | 0.2 | 0
54.76 | 109.52 | 11.23 | 0.12409 | 0 | 109.52 | 0.2 | 0
51.48 | 102.96 | 11.23 | 0.12409 | 0 | 102.96 | 0.2 | 0
49.6 | 99.2 | 7.48 | 0.10336 | 4.8 | 99.2 | 0.91885 | 0
48.84 | 97.68 | 7.48 | 0.10336 | 0.54188 | 97.68 | 1 | 0
37.24 | 74.48 | 7.48 | 0.10336 | 0 | 74.48 | 1 | 0
14.36 | 28.72 | 7.48 | 0.10336 | 0 | 28.72 | 1 | 0
8.88 | 17.76 | 7.48 | 0.10336 | 0 | 17.76 | 1 | 0
12.64 | 25.28 | 7.48 | 0.10336 | 0 | 25.28 | 1 | 0
14.68 | 29.36 | 7.48 | 0.10336 | 0 | 29.36 | 1 | 0
18.8 | 37.6 | 7.48 | 0.10336 | 0 | 37.6 | 1 | 0
23.6 | 47.2 | 7.48 | 0.10336 | 0 | 47.2 | 1 | 0
23.44 | 46.88 | 7.48 | 0.10336 | 0 | 46.88 | 1 | 0
29.44 | 58.88 | 7.48 | 0.10336 | 0 | 58.88 | 1 | 0
29.64 | 59.28 | 7.48 | 0.10336 | 0 | 59.28 | 1 | 0
38.28 | 76.56 | 7.48 | 0.10336 | 0 | 76.56 | 1 | 0
44.56 | 89.12 | 7.48 | 0.10336 | 0 | 89.12 | 1 | 0
48.44 | 96.88 | 7.48 | 0.10336 | 0 | 96.88 | 1 | 0
50.8 | 101.6 | 7.48 | 0.10336 | 0 | 101.6 | 1 | 0
50.04 | 100.08 | 7.48 | 0.10336 | 0 | 100.08 | 1 | 0
59.16 | 118.32 | 7.48 | 0.10336 | 0 | 118.32 | 1 | 0
57.36 | 114.72 | 7.48 | 0.10336 | 0 | 114.72 | 1 | 0
63.12 | 126.24 | 7.48 | 0.10336 | 0 | 126.24 | 1 | 0
62.24 | 124.48 | 7.48 | 0.10336 | 0 | 124.48 | 1 | 0
58.88 | 117.76 | 7.48 | 0.10336 | 0 | 117.76 | 1 | 0
55.92 | 111.84 | 7.48 | 0.10336 | 0 | 111.84 | 1 | 0
54.28 | 108.56 | 7.48 | 0.10336 | 0 | 108.56 | 1 | 0
43.16 | 86.32 | 7.48 | 0.10336 | 0 | 86.32 | 1 | 0
39.32 | 78.64 | 7.48 | 0.10336 | 0 | 78.64 | 1 | 0
33.8 | 67.6 | 7.48 | 0.10336 | 0 | 67.6 | 1 | 0
14.64 | 29.28 | 7.48 | 0.10336 | 0 | 29.28 | 1 | 0
9.48 | 18.96 | 7.48 | 0.10336 | 0 | 18.96 | 1 | 0
16.52 | 33.04 | 7.48 | 0.10336 | 0 | 33.04 | 1 | 0
16.84 | 33.68 | 7.48 | 0.10336 | 0 | 33.68 | 1 | 0
18.24 | 36.48 | 7.48 | 0.10336 | 0 | 36.48 | 1 | 0
15.52 | 31.04 | 7.48 | 0.10336 | 0 | 31.04 | 1 | 0
16.68 | 33.36 | 7.48 | 0.10336 | 0 | 33.36 | 1 | 0
16.4 | 32.8 | 7.48 | 0.10336 | 0 | 32.8 | 1 | 0
19.4 | 38.8 | 7.48 | 0.10336 | 0 | 38.8 | 1 | 0
21.8 | 43.6 | 7.48 | 0.10336 | 0 | 43.6 | 1 | 0
26.32 | 52.64 | 7.48 | 0.10336 | 0 | 52.64 | 1 | 0
32.16 | 64.32 | 7.48 | 0.10336 | 0 | 64.32 | 1 | 0
36.32 | 72.64 | 7.48 | 0.10336 | 0 | 72.64 | 1 | 0
36.96 | 73.92 | 7.48 | 0.10336 | 0 | 73.92 | 1 | 0
40.64 | 81.28 | 7.48 | 0.10336 | 0 | 81.28 | 1 | 0
40.88 | 81.76 | 7.48 | 0.10336 | 0 | 81.76 | 1 | 0
40.32 | 80.64 | 7.48 | 0.10336 | 0 | 80.64 | 1 | 0
42.2 | 84.4 | 7.48 | 0.10336 | 0 | 84.4 | 1 | 0
42.72 | 85.44 | 7.48 | 0.10336 | 0 | 85.44 | 1 | 0
41.56 | 83.12 | 7.48 | 0.10336 | 0 | 83.12 | 1 | 0
39.28 | 78.56 | 7.48 | 0.10336 | 0 | 78.56 | 1 | 0
37.76 | 75.52 | 7.48 | 0.10336 | 0 | 75.52 | 1 | 0
34.72 | 69.44 | 7.48 | 0.10336 | 0 | 69.44 | 1 | 0
29.6 | 59.2 | 7.48 | 0.10336 | 0 | 59.2 | 1 | 0
17.16 | 34.32 | 7.48 | 0.10336 | 0 | 34.32 | 1 | 0
10.76 | 21.52 | 7.48 | 0.10336 | 0 | 21.52 | 1 | 0
10.08 | 20.16 | 7.48 | 0.10336 | 0 | 20.16 | 1 | 0
12.2 | 24.4 | 7.48 | 0.10336 | 0 | 24.4 | 1 | 0
14.48 | 28.96 | 7.48 | 0.10336 | 0 | 28.96 | 1 | 0
15.72 | 31.44 | 7.48 | 0.10336 | 0 | 31.44 | 1 | 0
17.28 | 34.56 | 7.48 | 0.10336 | 0 | 34.56 | 1 | 0
16.64 | 33.28 | 7.48 | 0.10336 | 0 | 33.28 | 1 | 0
16.68 | 33.36 | 7.48 | 0.10336 | 0 | 33.36 | 1 | 0
20.96 | 41.92 | 7.48 | 0.10336 | 0 | 41.92 | 1 | 0
23.76 | 47.52 | 7.48 | 0.10336 | 0 | 47.52 | 1 | 0
26.4 | 52.8 | 11.23 | 0.12409 | 0 | 52.8 | 1 | 0
30.76 | 61.52 | 11.23 | 0.12409 | 0 | 61.52 | 1 | 0
37.08 | 74.16 | 11.23 | 0.12409 | 0 | 74.16 | 1 | 0
37.28 | 74.56 | 17.48 | 0.13136 | 0 | 74.56 | 1 | 0
39.4 | 78.8 | 17.48 | 0.13136 | 0 | 78.8 | 1 | 0
41.2 | 82.4 | 17.48 | 0.13136 | 0 | 82.4 | 1 | 0
44.08 | 88.16 | 17.48 | 0.13136 | 0 | 83.36 | 0.2 | 4.8
46.2 | 92.4 | 11.23 | 0.12409 | 0 | 92.4 | 0.2 | 0
37.68 | 75.36 | 11.23 | 0.12409 | 0 | 75.36 | 0.2 | 0
35.96 | 71.92 | 11.23 | 0.12409 | 0 | 71.92 | 0.2 | 0
32.2 | 64.4 | 7.48 | 0.10336 | 4.8 | 64.4 | 0.91885 | 0
24.68 | 49.36 | 7.48 | 0.10336 | 0.54188 | 49.36 | 1 | 0
24.12 | 48.24 | 7.48 | 0.10336 | 0 | 48.24 | 1 | 0
16.44 | 32.88 | 7.48 | 0.10336 | 0 | 32.88 | 1 | 0
14.04 | 28.08 | 7.48 | 0.10336 | 0 | 28.08 | 1 | 0
14.48 | 28.96 | 7.48 | 0.10336 | 0 | 28.96 | 1 | 0
12.76 | 25.52 | 7.48 | 0.10336 | 0 | 25.52 | 1 | 0
12.36 | 24.72 | 7.48 | 0.10336 | 0 | 24.72 | 1 | 0
14.56 | 29.12 | 7.48 | 0.10336 | 0 | 29.12 | 1 | 0
16.44 | 32.88 | 7.48 | 0.10336 | 0 | 32.88 | 1 | 0
22.84 | 45.68 | 7.48 | 0.10336 | 0 | 45.68 | 1 | 0
23.92 | 47.84 | 7.48 | 0.10336 | 0 | 47.84 | 1 | 0
28.24 | 56.48 | 7.48 | 0.10336 | 0 | 56.48 | 1 | 0
33.8 | 67.6 | 7.48 | 0.10336 | 0 | 67.6 | 1 | 0
38.32 | 76.64 | 11.23 | 0.12409 | 0 | 76.64 | 1 | 0
39.8 | 79.6 | 11.23 | 0.12409 | 0 | 79.6 | 1 | 0
35.84 | 71.68 | 11.23 | 0.12409 | 0 | 71.68 | 1 | 0
42.92 | 85.84 | 17.48 | 0.13136 | 0 | 85.84 | 1 | 0
46.4 | 92.8 | 17.48 | 0.13136 | 0 | 92.8 | 1 | 0
43.84 | 87.68 | 17.48 | 0.13136 | 0 | 87.68 | 1 | 0
41.6 | 83.2 | 17.48 | 0.13136 | 0 | 78.4 | 0.2 | 4.8
39.6 | 79.2 | 11.23 | 0.12409 | 0 | 79.2 | 0.2 | 0
44 | 88 | 11.23 | 0.12409 | 0 | 88 | 0.2 | 0
40.52 | 81.04 | 11.23 | 0.12409 | 0 | 81.04 | 0.2 | 0
39.64 | 79.28 | 7.48 | 0.10336 | 4.8 | 79.28 | 0.91885 | 0
38.92 | 77.84 | 7.48 | 0.10336 | 0.54188 | 77.84 | 1 | 0
23.08 | 46.16 | 7.48 | 0.10336 | 0 | 46.16 | 1 | 0
11 | 22 | 7.48 | 0.10336 | 0 | 22 | 1 | 0
9.44 | 18.88 | 7.48 | 0.10336 | 0 | 18.88 | 1 | 0
10.28 | 20.56 | 7.48 | 0.10336 | 0 | 20.56 | 1 | 0
11.2 | 22.4 | 7.48 | 0.10336 | 0 | 22.4 | 1 | 0
12.16 | 24.32 | 7.48 | 0.10336 | 0 | 24.32 | 1 | 0
14.16 | 28.32 | 7.48 | 0.10336 | 0 | 28.32 | 1 | 0
16.36 | 32.72 | 7.48 | 0.10336 | 0 | 32.72 | 1 | 0
22.16 | 44.32 | 7.48 | 0.10336 | 0 | 44.32 | 1 | 0
23.12 | 46.24 | 7.48 | 0.10336 | 0 | 46.24 | 1 | 0
29.08 | 58.16 | 7.48 | 0.10336 | 0 | 58.16 | 1 | 0
34.88 | 69.76 | 7.48 | 0.10336 | 0 | 69.76 | 1 | 0
43.12 | 86.24 | 11.23 | 0.12409 | 0 | 86.24 | 1 | 0
51.56 | 103.12 | 11.23 | 0.12409 | 0 | 103.12 | 1 | 0
54.24 | 108.48 | 11.23 | 0.12409 | 0 | 108.48 | 1 | 0
47.92 | 95.84 | 17.48 | 0.13136 | 0 | 95.84 | 1 | 0
47.16 | 94.32 | 17.48 | 0.13136 | 0 | 94.32 | 1 | 0
47.08 | 94.16 | 17.48 | 0.13136 | 0 | 94.16 | 1 | 0
49 | 98 | 17.48 | 0.13136 | 0 | 93.2 | 0.2 | 4.8
49.2 | 98.4 | 11.23 | 0.12409 | 0 | 98.4 | 0.2 | 0
47.04 | 94.08 | 11.23 | 0.12409 | 0 | 94.08 | 0.2 | 0
44.36 | 88.72 | 11.23 | 0.12409 | 0 | 88.72 | 0.2 | 0
45.32 | 90.64 | 7.48 | 0.10336 | 4.8 | 90.64 | 0.91885 | 0
41.04 | 82.08 | 7.48 | 0.10336 | 0.54188 | 82.08 | 1 | 0
31.36 | 62.72 | 7.48 | 0.10336 | 0 | 62.72 | 1 | 0
14.52 | 29.04 | 7.48 | 0.10336 | 0 | 29.04 | 1 | 0
9.64 | 19.28 | 7.48 | 0.10336 | 0 | 19.28 | 1 | 0
11 | 22 | 7.48 | 0.10336 | 0 | 22 | 1 | 0
11.32 | 22.64 | 7.48 | 0.10336 | 0 | 22.64 | 1 | 0
12 | 24 | 7.48 | 0.10336 | 0 | 24 | 1 | 0
14.32 | 28.64 | 7.48 | 0.10336 | 0 | 28.64 | 1 | 0
15.92 | 31.84 | 7.48 | 0.10336 | 0 | 31.84 | 1 | 0
22.2 | 44.4 | 7.48 | 0.10336 | 0 | 44.4 | 1 | 0
24.16 | 48.32 | 7.48 | 0.10336 | 0 | 48.32 | 1 | 0
32.08 | 64.16 | 7.48 | 0.10336 | 0 | 64.16 | 1 | 0
38.2 | 76.4 | 7.48 | 0.10336 | 0 | 76.4 | 1 | 0
46.84 | 93.68 | 11.23 | 0.12409 | 0 | 93.68 | 1 | 0
51.32 | 102.64 | 11.23 | 0.12409 | 0 | 102.64 | 1 | 0
52 | 104 | 11.23 | 0.12409 | 0 | 104 | 1 | 0
52.6 | 105.2 | 17.48 | 0.13136 | 0 | 105.2 | 1 | 0
50.24 | 100.48 | 17.48 | 0.13136 | 0 | 100.48 | 1 | 0
47.72 | 95.44 | 17.48 | 0.13136 | 0 | 95.44 | 1 | 0
49.28 | 98.56 | 17.48 | 0.13136 | 0 | 93.76 | 0.2 | 4.8
53.4 | 106.8 | 11.23 | 0.12409 | 0 | 106.8 | 0.2 | 0
51.84 | 103.68 | 11.23 | 0.12409 | 0 | 103.68 | 0.2 | 0
47.8 | 95.6 | 11.23 | 0.12409 | 0 | 95.6 | 0.2 | 0
45.28 | 90.56 | 7.48 | 0.10336 | 4.8 | 90.56 | 0.91885 | 0
40.72 | 81.44 | 7.48 | 0.10336 | 0.54188 | 81.44 | 1 | 0
32.4 | 64.8 | 7.48 | 0.10336 | 0 | 64.8 | 1 | 0
14.4 | 28.8 | 7.48 | 0.10336 | 0 | 28.8 | 1 | 0
9.32 | 18.64 | 7.48 | 0.10336 | 0 | 18.64 | 1 | 0
11.52 | 23.04 | 7.48 | 0.10336 | 0 | 23.04 | 1 | 0
12.32 | 24.64 | 7.48 | 0.10336 | 0 | 24.64 | 1 | 0
13.28 | 26.56 | 7.48 | 0.10336 | 0 | 26.56 | 1 | 0
15.68 | 31.36 | 7.48 | 0.10336 | 0 | 31.36 | 1 | 0
18.64 | 37.28 | 7.48 | 0.10336 | 0 | 37.28 | 1 | 0
28.92 | 57.84 | 7.48 | 0.10336 | 0 | 57.84 | 1 | 0
29.52 | 59.04 | 7.48 | 0.10336 | 0 | 59.04 | 1 | 0
27.64 | 55.28 | 7.48 | 0.10336 | 0 | 55.28 | 1 | 0
39.44 | 78.88 | 7.48 | 0.10336 | 0 | 78.88 | 1 | 0
42.56 | 85.12 | 11.23 | 0.12409 | 0 | 85.12 | 1 | 0
50 | 100 | 11.23 | 0.12409 | 0 | 100 | 1 | 0
48.36 | 96.72 | 11.23 | 0.12409 | 0 | 96.72 | 1 | 0
49.04 | 98.08 | 17.48 | 0.13136 | 0 | 98.08 | 1 | 0
51.6 | 103.2 | 17.48 | 0.13136 | 0 | 103.2 | 1 | 0
49.04 | 98.08 | 17.48 | 0.13136 | 0 | 98.08 | 1 | 0
49.04 | 98.08 | 17.48 | 0.13136 | 0 | 93.28 | 0.2 | 4.8
48.52 | 97.04 | 11.23 | 0.12409 | 0 | 97.04 | 0.2 | 0
50 | 100 | 11.23 | 0.12409 | 0 | 100 | 0.2 | 0
45.64 | 91.28 | 11.23 | 0.12409 | 0 | 91.28 | 0.2 | 0
44.2 | 88.4 | 7.48 | 0.10336 | 4.8 | 88.4 | 0.91885 | 0
41.64 | 83.28 | 7.48 | 0.10336 | 0.54188 | 83.28 | 1 | 0
30.44 | 60.88 | 7.48 | 0.10336 | 0 | 60.88 | 1 | 0
14.88 | 29.76 | 7.48 | 0.10336 | 0 | 29.76 | 1 | 0
9.12 | 18.24 | 7.48 | 0.10336 | 0 | 18.24 | 1 | 0
10.6 | 21.2 | 7.48 | 0.10336 | 0 | 21.2 | 1 | 0
11.68 | 23.36 | 7.48 | 0.10336 | 0 | 23.36 | 1 | 0
12.4 | 24.8 | 7.48 | 0.10336 | 0 | 24.8 | 1 | 0
14.84 | 29.68 | 7.48 | 0.10336 | 0 | 29.68 | 1 | 0
17 | 34 | 7.48 | 0.10336 | 0 | 34 | 1 | 0
23.04 | 46.08 | 7.48 | 0.10336 | 0 | 46.08 | 1 | 0
24 | 48 | 7.48 | 0.10336 | 0 | 48 | 1 | 0
34.8533 | 69.7067 | 7.48 | 0.10336 | 0 | 69.7067 | 1 | 0
40.3333 | 80.6667 | 7.48 | 0.10336 | 0 | 80.6667 | 1 | 0
45.1067 | 90.2133 | 7.48 | 0.10336 | 0 | 90.2133 | 1 | 0
53.4933 | 106.987 | 7.48 | 0.10336 | 0 | 106.987 | 1 | 0
52.1333 | 104.267 | 7.48 | 0.10336 | 0 | 104.267 | 1 | 0
55.1067 | 110.213 | 7.48 | 0.10336 | 0 | 110.213 | 1 | 0
56.56 | 113.12 | 7.48 | 0.10336 | 0 | 113.12 | 1 | 0
58.0133 | 116.027 | 7.48 | 0.10336 | 0 | 116.027 | 1 | 0
56.4533 | 112.907 | 7.48 | 0.10336 | 0 | 112.907 | 1 | 0
55.6133 | 111.227 | 7.48 | 0.10336 | 0 | 111.227 | 1 | 0
52.9867 | 105.973 | 7.48 | 0.10336 | 0 | 105.973 | 1 | 0
49.24 | 98.48 | 7.48 | 0.10336 | 0 | 98.48 | 1 | 0
45.04 | 90.08 | 7.48 | 0.10336 | 0 | 90.08 | 1 | 0
40.56 | 81.12 | 7.48 | 0.10336 | 0 | 81.12 | 1 | 0
29.76 | 59.52 | 7.48 | 0.10336 | 0 | 59.52 | 1 | 0
13.32 | 26.64 | 7.48 | 0.10336 | 0 | 26.64 | 1 | 0
12.04 | 24.08 | 7.48 | 0.10336 | 0 | 24.08 | 1 | 0
11.76 | 23.52 | 7.48 | 0.10336 | 0 | 23.52 | 1 | 0
10.96 | 21.92 | 7.48 | 0.10336 | 0 | 21.92 | 1 | 0
14.64 | 29.28 | 7.48 | 0.10336 | 0 | 29.28 | 1 | 0
15.56 | 31.12 | 7.48 | 0.10336 | 0 | 31.12 | 1 | 0
16.96 | 33.92 | 7.48 | 0.10336 | 0 | 33.92 | 1 | 0
18.16 | 36.32 | 7.48 | 0.10336 | 0 | 36.32 | 1 | 0
20.8 | 41.6 | 7.48 | 0.10336 | 0 | 41.6 | 1 | 0
25.32 | 50.64 | 7.48 | 0.10336 | 0 | 50.64 | 1 | 0
29.44 | 58.88 | 7.48 | 0.10336 | 0 | 58.88 | 1 | 0
32.48 | 64.96 | 7.48 | 0.10336 | 0 | 64.96 | 1 | 0
40.88 | 81.76 | 7.48 | 0.10336 | 0 | 81.76 | 1 | 0
46.52 | 93.04 | 7.48 | 0.10336 | 0 | 93.04 | 1 | 0
49.28 | 98.56 | 7.48 | 0.10336 | 0 | 98.56 | 1 | 0
41.76 | 83.52 | 7.48 | 0.10336 | 0 | 83.52 | 1 | 0
43.48 | 86.96 | 7.48 | 0.10336 | 0 | 86.96 | 1 | 0
42.32 | 84.64 | 7.48 | 0.10336 | 0 | 84.64 | 1 | 0
42.76 | 85.52 | 7.48 | 0.10336 | 0 | 85.52 | 1 | 0
36.68 | 73.36 | 7.48 | 0.10336 | 0 | 73.36 | 1 | 0
33 | 66 | 7.48 | 0.10336 | 0 | 66 | 1 | 0
29.92 | 59.84 | 7.48 | 0.10336 | 0 | 59.84 | 1 | 0
27.64 | 55.28 | 7.48 | 0.10336 | 0 | 55.28 | 1 | 0
27.44 | 54.88 | 7.48 | 0.10336 | 0 | 54.88 | 1 | 0
15.76 | 31.52 | 7.48 | 0.10336 | 0 | 31.52 | 1 | 0
13.44 | 26.88 | 7.48 | 0.10336 | 0 | 26.88 | 1 | 0
14.92 | 29.84 | 7.48 | 0.10336 | 0 | 29.84 | 1 | 0
12.04 | 24.08 | 7.48 | 0.10336 | 0 | 24.08 | 1 | 0
11.64 | 23.28 | 7.48 | 0.10336 | 0 | 23.28 | 1 | 0
14.08 | 28.16 | 7.48 | 0.10336 | 0 | 28.16 | 1 | 0
16.16 | 32.32 | 7.48 | 0.10336 | 0 | 32.32 | 1 | 0
16.16 | 32.32 | 7.48 | 0.10336 | 0 | 32.32 | 1 | 0
15.56 | 31.12 | 7.48 | 0.10336 | 0 | 31.12 | 1 | 0
20.32 | 40.64 | 7.48 | 0.10336 | 0 | 40.64 | 1 | 0
27.08 | 54.16 | 7.48 | 0.10336 | 0 | 54.16 | 1 | 0
27.16 | 54.32 | 11.23 | 0.12409 | 0 | 54.32 | 1 | 0
34.12 | 68.24 | 11.23 | 0.12409 | 0 | 68.24 | 1 | 0
39.88 | 79.76 | 11.23 | 0.12409 | 0 | 79.76 | 1 | 0
46.72 | 93.44 | 17.48 | 0.13136 | 0 | 93.44 | 1 | 0
39.76 | 79.52 | 17.48 | 0.13136 | 0 | 79.52 | 1 | 0
40.44 | 80.88 | 17.48 | 0.13136 | 0 | 80.88 | 1 | 0
39.64 | 79.28 | 17.48 | 0.13136 | 0 | 74.48 | 0.2 | 4.8
40.96 | 81.92 | 11.23 | 0.12409 | 0 | 81.92 | 0.2 | 0
38.84 | 77.68 | 11.23 | 0.12409 | 0 | 77.68 | 0.2 | 0
32.08 | 64.16 | 11.23 | 0.12409 | 0 | 64.16 | 0.2 | 0
31.28 | 62.56 | 7.48 | 0.10336 | 4.8 | 62.56 | 0.91885 | 0
32.32 | 64.64 | 7.48 | 0.10336 | 0.54188 | 64.64 | 1 | 0
28.36 | 56.72 | 7.48 | 0.10336 | 0 | 56.72 | 1 | 0
13.28 | 26.56 | 7.48 | 0.10336 | 0 | 26.56 | 1 | 0
8.96 | 17.92 | 7.48 | 0.10336 | 0 | 17.92 | 1 | 0
10.84 | 21.68 | 7.48 | 0.10336 | 0 | 21.68 | 1 | 0
11.24 | 22.48 | 7.48 | 0.10336 | 0 | 22.48 | 1 | 0
11.36 | 22.72 | 7.48 | 0.10336 | 0 | 22.72 | 1 | 0
14.2 | 28.4 | 7.48 | 0.10336 | 0 | 28.4 | 1 | 0
16.04 | 32.08 | 7.48 | 0.10336 | 0 | 32.08 | 1 | 0
22.36 | 44.72 | 7.48 | 0.10336 | 0 | 44.72 | 1 | 0
21.28 | 42.56 | 7.48 | 0.10336 | 0 | 42.56 | 1 | 0
27.64 | 55.28 | 7.48 | 0.10336 | 0 | 55.28 | 1 | 0
36.4 | 72.8 | 7.48 | 0.10336 | 0 | 72.8 | 1 | 0
32.4 | 64.8 | 11.23 | 0.12409 | 0 | 64.8 | 1 | 0
34.48 | 68.96 | 11.23 | 0.12409 | 0 | 68.96 | 1 | 0
46.92 | 93.84 | 11.23 | 0.12409 | 0 | 93.84 | 1 | 0
46.76 | 93.52 | 17.48 | 0.13136 | 0 | 93.52 | 1 | 0
45.08 | 90.16 | 17.48 | 0.13136 | 0 | 90.16 | 1 | 0
47.56 | 95.12 | 17.48 | 0.13136 | 0 | 95.12 | 1 | 0
49.44 | 98.88 | 17.48 | 0.13136 | 0 | 94.08 | 0.2 | 4.8
52.04 | 104.08 | 11.23 | 0.12409 | 0 | 104.08 | 0.2 | 0
56.08 | 112.16 | 11.23 | 0.12409 | 0 | 112.16 | 0.2 | 0
50.96 | 101.92 | 11.23 | 0.12409 | 0 | 101.92 | 0.2 | 0
46.92 | 93.84 | 7.48 | 0.10336 | 4.8 | 93.84 | 0.91885 | 0
45.72 | 91.44 | 7.48 | 0.10336 | 0.54188 | 91.44 | 1 | 0
35.72 | 71.44 | 7.48 | 0.10336 | 0 | 71.44 | 1 | 0
14.76 | 29.52 | 7.48 | 0.10336 | 0 | 29.52 | 1 | 0
9.44 | 18.88 | 7.48 | 0.10336 | 0 | 18.88 | 1 | 0
11.72 | 23.44 | 7.48 | 0.10336 | 0 | 23.44 | 1 | 0
12.36 | 24.72 | 7.48 | 0.10336 | 0 | 24.72 | 1 | 0
13.56 | 27.12 | 7.48 | 0.10336 | 0 | 27.12 | 1 | 0
14.84 | 29.68 | 7.48 | 0.10336 | 0 | 29.68 | 1 | 0
16.28 | 32.56 | 7.48 | 0.10336 | 0 | 32.56 | 1 | 0
21.68 | 43.36 | 7.48 | 0.10336 | 0 | 43.36 | 1 | 0
23.36 | 46.72 | 7.48 | 0.10336 | 0 | 46.72 | 1 | 0
35.64 | 71.28 | 7.48 | 0.10336 | 0 | 71.28 | 1 | 0
42.68 | 85.36 | 7.48 | 0.10336 | 0 | 85.36 | 1 | 0
47.88 | 95.76 | 11.23 | 0.12409 | 0 | 95.76 | 1 | 0
60.2 | 120.4 | 11.23 | 0.12409 | 0 | 120.4 | 1 | 0
58.32 | 116.64 | 11.23 | 0.12409 | 0 | 116.64 | 1 | 0
53.8 | 107.6 | 17.48 | 0.13136 | 0 | 107.6 | 1 | 0
54.76 | 109.52 | 17.48 | 0.13136 | 0 | 109.52 | 1 | 0
58.8 | 117.6 | 17.48 | 0.13136 | 0 | 117.6 | 1 | 0
59.2 | 118.4 | 17.48 | 0.13136 | 0 | 113.6 | 0.2 | 4.8
59.08 | 118.16 | 11.23 | 0.12409 | 0 | 118.16 | 0.2 | 0
58.4 | 116.8 | 11.23 | 0.12409 | 0 | 116.8 | 0.2 | 0
53.96 | 107.92 | 11.23 | 0.12409 | 0 | 107.92 | 0.2 | 0
49.2 | 98.4 | 7.48 | 0.10336 | 4.8 | 98.4 | 0.91885 | 0
44.52 | 89.04 | 7.48 | 0.10336 | 0.54188 | 89.04 | 1 | 0
32.88 | 65.76 | 7.48 | 0.10336 | 0 | 65.76 | 1 | 0
15.08 | 30.16 | 7.48 | 0.10336 | 0 | 30.16 | 1 | 0
9.48 | 18.96 | 7.48 | 0.10336 | 0 | 18.96 | 1 | 0
16.36 | 32.72 | 7.48 | 0.10336 | 0 | 32.72 | 1 | 0
14.24 | 28.48 | 7.48 | 0.10336 | 0 | 28.48 | 1 | 0
16.08 | 32.16 | 7.48 | 0.10336 | 0 | 32.16 | 1 | 0
17.2 | 34.4 | 7.48 | 0.10336 | 0 | 34.4 | 1 | 0
19.2 | 38.4 | 7.48 | 0.10336 | 0 | 38.4 | 1 | 0
25.6 | 51.2 | 7.48 | 0.10336 | 0 | 51.2 | 1 | 0
26.84 | 53.68 | 7.48 | 0.10336 | 0 | 53.68 | 1 | 0
29.44 | 58.88 | 7.48 | 0.10336 | 0 | 58.88 | 1 | 0
34.12 | 68.24 | 7.48 | 0.10336 | 0 | 68.24 | 1 | 0
42.88 | 85.76 | 11.23 | 0.12409 | 0 | 85.76 | 1 | 0
48.12 | 96.24 | 11.23 | 0.12409 | 0 | 96.24 | 1 | 0
48.84 | 97.68 | 11.23 | 0.12409 | 0 | 97.68 | 1 | 0
53.44 | 106.88 | 17.48 | 0.13136 | 0 | 106.88 | 1 | 0
48.76 | 97.52 | 17.48 | 0.13136 | 0 | 97.52 | 1 | 0
47.72 | 95.44 | 17.48 | 0.13136 | 0 | 95.44 | 1 | 0
45.92 | 91.84 | 17.48 | 0.13136 | 0 | 87.04 | 0.2 | 4.8
48.76 | 97.52 | 11.23 | 0.12409 | 0 | 97.52 | 0.2 | 0
48.8 | 97.6 | 11.23 | 0.12409 | 0 | 97.6 | 0.2 | 0
45.92 | 91.84 | 11.23 | 0.12409 | 0 | 91.84 | 0.2 | 0
43.08 | 86.16 | 7.48 | 0.10336 | 4.8 | 86.16 | 0.91885 | 0
38.28 | 76.56 | 7.48 | 0.10336 | 0.54188 | 76.56 | 1 | 0
30.6 | 61.2 | 7.48 | 0.10336 | 0 | 61.2 | 1 | 0
13.64 | 27.28 | 7.48 | 0.10336 | 0 | 27.28 | 1 | 0
9.96 | 19.92 | 7.48 | 0.10336 | 0 | 19.92 | 1 | 0
12.2 | 24.4 | 7.48 | 0.10336 | 0 | 24.4 | 1 | 0
13.56 | 27.12 | 7.48 | 0.10336 | 0 | 27.12 | 1 | 0
16.32 | 32.64 | 7.48 | 0.10336 | 0 | 32.64 | 1 | 0
16.72 | 33.44 | 7.48 | 0.10336 | 0 | 33.44 | 1 | 0
17.64 | 35.28 | 7.48 | 0.10336 | 0 | 35.28 | 1 | 0
23.44 | 46.88 | 7.48 | 0.10336 | 0 | 46.88 | 1 | 0
24.52 | 49.04 | 7.48 | 0.10336 | 0 | 49.04 | 1 | 0
26.96 | 53.92 | 7.48 | 0.10336 | 0 | 53.92 | 1 | 0
37.04 | 74.08 | 7.48 | 0.10336 | 0 | 74.08 | 1 | 0
39.04 | 78.08 | 11.23 | 0.12409 | 0 | 78.08 | 1 | 0
42.6 | 85.2 | 11.23 | 0.12409 | 0 | 85.2 | 1 | 0
47.52 | 95.04 | 11.23 | 0.12409 | 0 | 95.04 | 1 | 0
51.32 | 102.64 | 17.48 | 0.13136 | 0 | 102.64 | 1 | 0
48.28 | 96.56 | 17.48 | 0.13136 | 0 | 96.56 | 1 | 0
43.64 | 87.28 | 17.48 | 0.13136 | 0 | 87.28 | 1 | 0
44.6 | 89.2 | 17.48 | 0.13136 | 0 | 84.4 | 0.2 | 4.8
43.12 | 86.24 | 11.23 | 0.12409 | 0 | 86.24 | 0.2 | 0
42.68 | 85.36 | 11.23 | 0.12409 | 0 | 85.36 | 0.2 | 0
41.36 | 82.72 | 11.23 | 0.12409 | 0 | 82.72 | 0.2 | 0
38.36 | 76.72 | 7.48 | 0.10336 | 4.8 | 76.72 | 0.91885 | 0
34.28 | 68.56 | 7.48 | 0.10336 | 0.54188 | 68.56 | 1 | 0
22.32 | 44.64 | 7.48 | 0.10336 | 0 | 44.64 | 1 | 0
10.96 | 21.92 | 7.48 | 0.10336 | 0 | 21.92 | 1 | 0
9.44 | 18.88 | 7.48 | 0.10336 | 0 | 18.88 | 1 | 0
10.08 | 20.16 | 7.48 | 0.10336 | 0 | 20.16 | 1 | 0
10.8 | 21.6 | 7.48 | 0.10336 | 0 | 21.6 | 1 | 0
12.04 | 24.08 | 7.48 | 0.10336 | 0 | 24.08 | 1 | 0
14.28 | 28.56 | 7.48 | 0.10336 | 0 | 28.56 | 1 | 0
17.48 | 34.96 | 7.48 | 0.10336 | 0 | 34.96 | 1 | 0
22.68 | 45.36 | 7.48 | 0.10336 | 0 | 45.36 | 1 | 0
24.12 | 48.24 | 7.48 | 0.10336 | 0 | 48.24 | 1 | 0
25.08 | 50.16 | 7.48 | 0.10336 | 0 | 50.16 | 1 | 0
30.16 | 60.32 | 7.48 | 0.10336 | 0 | 60.32 | 1 | 0
47.6 | 95.2 | 7.48 | 0.10336 | 0 | 95.2 | 1 | 0
55.28 | 110.56 | 7.48 | 0.10336 | 0 | 110.56 | 1 | 0
46.2 | 92.4 | 7.48 | 0.10336 | 0 | 92.4 | 1 | 0
47.88 | 95.76 | 7.48 | 0.10336 | 0 | 95.76 | 1 | 0
51.52 | 103.04 | 7.48 | 0.10336 | 0 | 103.04 | 1 | 0
51.68 | 103.36 | 7.48 | 0.10336 | 0 | 103.36 | 1 | 0
48.88 | 97.76 | 7.48 | 0.10336 | 0 | 97.76 | 1 | 0
49.92 | 99.84 | 7.48 | 0.10336 | 0 | 99.84 | 1 | 0
47.12 | 94.24 | 7.48 | 0.10336 | 0 | 94.24 | 1 | 0
44.64 | 89.28 | 7.48 | 0.10336 | 0 | 89.28 | 1 | 0
42.08 | 84.16 | 7.48 | 0.10336 | 0 | 84.16 | 1 | 0
40.12 | 80.24 | 7.48 | 0.10336 | 0 | 80.24 | 1 | 0
36.04 | 72.08 | 7.48 | 0.10336 | 0 | 72.08 | 1 | 0
19.16 | 38.32 | 7.48 | 0.10336 | 0 | 38.32 | 1 | 0
14.04 | 28.08 | 7.48 | 0.10336 | 0 | 28.08 | 1 | 0
15.48 | 30.96 | 7.48 | 0.10336 | 0 | 30.96 | 1 | 0
15.4 | 30.8 | 7.48 | 0.10336 | 0 | 30.8 | 1 | 0
16.92 | 33.84 | 7.48 | 0.10336 | 0 | 33.84 | 1 | 0
19.4 | 38.8 | 7.48 | 0.10336 | 0 | 38.8 | 1 | 0
18.8 | 37.6 | 7.48 | 0.10336 | 0 | 37.6 | 1 | 0
17.28 | 34.56 | 7.48 | 0.10336 | 0 | 34.56 | 1 | 0
21.56 | 43.12 | 7.48 | 0.10336 | 0 | 43.12 | 1 | 0
22.56 | 45.12 | 7.48 | 0.10336 | 0 | 45.12 | 1 | 0
32.16 | 64.32 | 7.48 | 0.10336 | 0 | 64.32 | 1 | 0
46.48 | 92.96 | 7.48 | 0.10336 | 0 | 92.96 | 1 | 0
44.4 | 88.8 | 7.48 | 0.10336 | 0 | 88.8 | 1 | 0
47.08 | 94.16 | 7.48 | 0.10336 | 0 | 94.16 | 1 | 0
43.36 | 86.72 | 7.48 | 0.10336 | 0 | 86.72 | 1 | 0
42.64 | 85.28 | 7.48 | 0.10336 | 0 | 85.28 | 1 | 0
46.52 | 93.04 | 7.48 | 0.10336 | 0 | 93.04 | 1 | 0
49.2 | 98.4 | 7.48 | 0.10336 | 0 | 98.4 | 1 | 0
52.68 | 105.36 | 7.48 | 0.10336 | 0 | 105.36 | 1 | 0
40.72 | 81.44 | 7.48 | 0.10336 | 0 | 81.44 | 1 | 0
38.6 | 77.2 | 7.48 | 0.10336 | 0 | 77.2 | 1 | 0
35 | 70 | 7.48 | 0.10336 | 0 | 70 | 1 | 0
34.96 | 69.92 | 7.48 | 0.10336 | 0 | 69.92 | 1 | 0
36.96 | 73.92 | 7.48 | 0.10336 | 0 | 73.92 | 1 | 0
19 | 38 | 7.48 | 0.10336 | 0 | 38 | 1 | 0
12.8 | 25.6 | 7.48 | 0.10336 | 0 | 25.6 | 1 | 0
10.92 | 21.84 | 7.48 | 0.10336 | 0 | 21.84 | 1 | 0
11.28 | 22.56 | 7.48 | 0.10336 | 0 | 22.56 | 1 | 0
12.64 | 25.28 | 7.48 | 0.10336 | 0 | 25.28 | 1 | 0
14.96 | 29.92 | 7.48 | 0.10336 | 0 | 29.92 | 1 | 0
16 | 32 | 7.48 | 0.10336 | 0 | 32 | 1 | 0
16.16 | 32.32 | 7.48 | 0.10336 | 0 | 32.32 | 1 | 0
16.92 | 33.84 | 7.48 | 0.10336 | 0 | 33.84 | 1 | 0
26.2 | 52.4 | 7.48 | 0.10336 | 0 | 52.4 | 1 | 0
33.8 | 67.6 | 7.48 | 0.10336 | 0 | 67.6 | 1 | 0
39 | 78 | 11.23 | 0.12409 | 0 | 78 | 1 | 0
51.36 | 102.72 | 11.23 | 0.12409 | 0 | 102.72 | 1 | 0
47.12 | 94.24 | 11.23 | 0.12409 | 0 | 94.24 | 1 | 0
43.48 | 86.96 | 17.48 | 0.13136 | 0 | 86.96 | 1 | 0
47.16 | 94.32 | 17.48 | 0.13136 | 0 | 94.32 | 1 | 0
50 | 100 | 17.48 | 0.13136 | 0 | 100 | 1 | 0
50.56 | 101.12 | 17.48 | 0.13136 | 0 | 96.32 | 0.2 | 4.8
48.44 | 96.88 | 11.23 | 0.12409 | 0 | 96.88 | 0.2 | 0
42.08 | 84.16 | 11.23 | 0.12409 | 0 | 84.16 | 0.2 | 0
35.32 | 70.64 | 11.23 | 0.12409 | 0 | 70.64 | 0.2 | 0
33.12 | 66.24 | 7.48 | 0.10336 | 4.8 | 66.24 | 0.91885 | 0
34.2 | 68.4 | 7.48 | 0.10336 | 0.54188 | 68.4 | 1 | 0
32 | 64 | 7.48 | 0.10336 | 0 | 64 | 1 | 0
14.56 | 29.12 | 7.48 | 0.10336 | 0 | 29.12 | 1 | 0
9.48 | 18.96 | 7.48 | 0.10336 | 0 | 18.96 | 1 | 0
11.2 | 22.4 | 7.48 | 0.10336 | 0 | 22.4 | 1 | 0
11.6 | 23.2 | 7.48 | 0.10336 | 0 | 23.2 | 1 | 0
15.48 | 30.96 | 7.48 | 0.10336 | 0 | 30.96 | 1 | 0
15.68 | 31.36 | 7.48 | 0.10336 | 0 | 31.36 | 1 | 0
19.28 | 38.56 | 7.48 | 0.10336 | 0 | 38.56 | 1 | 0
22.76 | 45.52 | 7.48 | 0.10336 | 0 | 45.52 | 1 | 0
21.64 | 43.28 | 7.48 | 0.10336 | 0 | 43.28 | 1 | 0
30.4 | 60.8 | 7.48 | 0.10336 | 0 | 60.8 | 1 | 0
46.28 | 92.56 | 7.48 | 0.10336 | 0 | 92.56 | 1 | 0
55.84 | 111.68 | 11.23 | 0.12409 | 0 | 111.68 | 1 | 0
63.72 | 127.44 | 11.23 | 0.12409 | 0 | 122.64 | 0.2 | 4.8
58.28 | 116.56 | 11.23 | 0.12409 | 0 | 116.56 | 0.2 | 0
58.16 | 116.32 | 17.48 | 0.13136 | 0 | 116.32 | 0.2 | 0
58.32 | 116.64 | 17.48 | 0.13136 | 0 | 116.64 | 0.2 | 0
58.56 | 117.12 | 17.48 | 0.13136 | 0 | 117.12 | 0.2 | 0
51.5333 | 103.067 | 17.48 | 0.13136 | 0 | 103.067 | 0.2 | 0
48.6933 | 97.3867 | 11.23 | 0.12409 | 0 | 97.3867 | 0.2 | 0
51.9067 | 103.813 | 11.23 | 0.12409 | 0 | 103.813 | 0.2 | 0
47.96 | 95.92 | 11.23 | 0.12409 | 0 | 95.92 | 0.2 | 0
49.3333 | 98.6667 | 7.48 | 0.10336 | 4.8 | 98.6667 | 0.91885 | 0
47.16 | 94.32 | 7.48 | 0.10336 | 0.54188 | 94.32 | 1 | 0
35.6 | 71.2 | 7.48 | 0.10336 | 0 | 71.2 | 1 | 0
14.6 | 29.2 | 7.48 | 0.10336 | 0 | 29.2 | 1 | 0
11.2 | 22.4 | 7.48 | 0.10336 | 0 | 22.4 | 1 | 0
17.64 | 35.28 | 7.48 | 0.10336 | 0 | 35.28 | 1 | 0
18.16 | 36.32 | 7.48 | 0.10336 | 0 | 36.32 | 1 | 0
19.6 | 39.2 | 7.48 | 0.10336 | 0 | 39.2 | 1 | 0
20.84 | 41.68 | 7.48 | 0.10336 | 0 | 41.68 | 1 | 0
23.2 | 46.4 | 7.48 | 0.10336 | 0 | 46.4 | 1 | 0
25.72 | 51.44 | 7.48 | 0.10336 | 0 | 51.44 | 1 | 0
25.76 | 51.52 | 7.48 | 0.10336 | 0 | 51.52 | 1 | 0
39.36 | 78.72 | 7.48 | 0.10336 | 0 | 78.72 | 1 | 0
44.96 | 89.92 | 7.48 | 0.10336 | 0 | 89.92 | 1 | 0
48.28 | 96.56 | 11.23 | 0.12409 | 0 | 96.56 | 1 | 0
54.6 | 109.2 | 11.23 | 0.12409 | 0 | 109.2 | 1 | 0
51.36 | 102.72 | 11.23 | 0.12409 | 0 | 102.72 | 1 | 0
56.72 | 113.44 | 17.48 | 0.13136 | 0 | 113.44 | 1 | 0
53.76 | 107.52 | 17.48 | 0.13136 | 0 | 107.52 | 1 | 0
49.44 | 98.88 | 17.48 | 0.13136 | 0 | 98.88 | 1 | 0
47.92 | 95.84 | 17.48 | 0.13136 | 0 | 91.04 | 0.2 | 4.8
51.24 | 102.48 | 11.23 | 0.12409 | 0 | 102.48 | 0.2 | 0
50.56 | 101.12 | 11.23 | 0.12409 | 0 | 101.12 | 0.2 | 0
47.4 | 94.8 | 11.23 | 0.12409 | 0 | 94.8 | 0.2 | 0
45.56 | 91.12 | 7.48 | 0.10336 | 4.8 | 91.12 | 0.91885 | 0
41.4 | 82.8 | 7.48 | 0.10336 | 0.54188 | 82.8 | 1 | 0
31.52 | 63.04 | 7.48 | 0.10336 | 0 | 63.04 | 1 | 0
13.44 | 26.88 | 7.48 | 0.10336 | 0 | 26.88 | 1 | 0
9.36 | 18.72 | 7.48 | 0.10336 | 0 | 18.72 | 1 | 0
10.68 | 21.36 | 7.48 | 0.10336 | 0 | 21.36 | 1 | 0
10.84 | 21.68 | 7.48 | 0.10336 | 0 | 21.68 | 1 | 0
12.16 | 24.32 | 7.48 | 0.10336 | 0 | 24.32 | 1 | 0
14.36 | 28.72 | 7.48 | 0.10336 | 0 | 28.72 | 1 | 0
16.72 | 33.44 | 7.48 | 0.10336 | 0 | 33.44 | 1 | 0
22.36 | 44.72 | 7.48 | 0.10336 | 0 | 44.72 | 1 | 0
28.2 | 56.4 | 7.48 | 0.10336 | 0 | 56.4 | 1 | 0
31.2 | 62.4 | 7.48 | 0.10336 | 0 | 62.4 | 1 | 0
33.64 | 67.28 | 7.48 | 0.10336 | 0 | 67.28 | 1 | 0
39.08 | 78.16 | 11.23 | 0.12409 | 0 | 78.16 | 1 | 0
45.08 | 90.16 | 11.23 | 0.12409 | 0 | 90.16 | 1 | 0
47.4 | 94.8 | 11.23 | 0.12409 | 0 | 94.8 | 1 | 0
50.92 | 101.84 | 17.48 | 0.13136 | 0 | 101.84 | 1 | 0
48.88 | 97.76 | 17.48 | 0.13136 | 0 | 97.76 | 1 | 0
48.72 | 97.44 | 17.48 | 0.13136 | 0 | 97.44 | 1 | 0
45.12 | 90.24 | 17.48 | 0.13136 | 0 | 85.44 | 0.2 | 4.8
46.64 | 93.28 | 11.23 | 0.12409 | 0 | 93.28 | 0.2 | 0
47.04 | 94.08 | 11.23 | 0.12409 | 0 | 94.08 | 0.2 | 0
42 | 84 | 11.23 | 0.12409 | 0 | 84 | 0.2 | 0
41.56 | 83.12 | 7.48 | 0.10336 | 4.8 | 83.12 | 0.91885 | 0
35.12 | 70.24 | 7.48 | 0.10336 | 0.54188 | 70.24 | 1 | 0
31.12 | 62.24 | 7.48 | 0.10336 | 0 | 62.24 | 1 | 0
13.16 | 26.32 | 7.48 | 0.10336 | 0 | 26.32 | 1 | 0
9.24 | 18.48 | 7.48 | 0.10336 | 0 | 18.48 | 1 | 0
11.24 | 22.48 | 7.48 | 0.10336 | 0 | 22.48 | 1 | 0
12.52 | 25.04 | 7.48 | 0.10336 | 0 | 25.04 | 1 | 0
16.28 | 32.56 | 7.48 | 0.10336 | 0 | 32.56 | 1 | 0
17.32 | 34.64 | 7.48 | 0.10336 | 0 | 34.64 | 1 | 0
18.96 | 37.92 | 7.48 | 0.10336 | 0 | 37.92 | 1 | 0
27.6 | 55.2 | 7.48 | 0.10336 | 0 | 55.2 | 1 | 0
32.76 | 65.52 | 7.48 | 0.10336 | 0 | 65.52 | 1 | 0
38.44 | 76.88 | 7.48 | 0.10336 | 0 | 76.88 | 1 | 0
43.32 | 86.64 | 7.48 | 0.10336 | 0 | 86.64 | 1 | 0
44.6 | 89.2 | 11.23 | 0.12409 | 0 | 89.2 | 1 | 0
57.92 | 115.84 | 11.23 | 0.12409 | 0 | 115.84 | 1 | 0
49.64 | 99.28 | 11.23 | 0.12409 | 0 | 99.28 | 1 | 0
46.64 | 93.28 | 17.48 | 0.13136 | 0 | 93.28 | 1 | 0
51.92 | 103.84 | 17.48 | 0.13136 | 0 | 103.84 | 1 | 0
50.28 | 100.56 | 17.48 | 0.13136 | 0 | 100.56 | 1 | 0
49.76 | 99.52 | 17.48 | 0.13136 | 0 | 94.72 | 0.2 | 4.8
46.84 | 93.68 | 11.23 | 0.12409 | 0 | 93.68 | 0.2 | 0
45.56 | 91.12 | 11.23 | 0.12409 | 0 | 91.12 | 0.2 | 0
41.8 | 83.6 | 11.23 | 0.12409 | 0 | 83.6 | 0.2 | 0
41.64 | 83.28 | 7.48 | 0.10336 | 4.8 | 83.28 | 0.91885 | 0
41.56 | 83.12 | 7.48 | 0.10336 | 0.54188 | 83.12 | 1 | 0
33.24 | 66.48 | 7.48 | 0.10336 | 0 | 66.48 | 1 | 0
14.2 | 28.4 | 7.48 | 0.10336 | 0 | 28.4 | 1 | 0
9.36 | 18.72 | 7.48 | 0.10336 | 0 | 18.72 | 1 | 0
10.64 | 21.28 | 7.48 | 0.10336 | 0 | 21.28 | 1 | 0
11.04 | 22.08 | 7.48 | 0.10336 | 0 | 22.08 | 1 | 0
12.56 | 25.12 | 7.48 | 0.10336 | 0 | 25.12 | 1 | 0
14.64 | 29.28 | 7.48 | 0.10336 | 0 | 29.28 | 1 | 0
16.16 | 32.32 | 7.48 | 0.10336 | 0 | 32.32 | 1 | 0
22.52 | 45.04 | 7.48 | 0.10336 | 0 | 45.04 | 1 | 0
24.08 | 48.16 | 7.48 | 0.10336 | 0 | 48.16 | 1 | 0
25.48 | 50.96 | 7.48 | 0.10336 | 0 | 50.96 | 1 | 0
38.72 | 77.44 | 7.48 | 0.10336 | 0 | 77.44 | 1 | 0
51.76 | 103.52 | 7.48 | 0.10336 | 0 | 103.52 | 1 | 0
50.56 | 101.12 | 7.48 | 0.10336 | 0 | 101.12 | 1 | 0
53.04 | 106.08 | 7.48 | 0.10336 | 0 | 106.08 | 1 | 0
53.68 | 107.36 | 7.48 | 0.10336 | 0 | 107.36 | 1 | 0
55.24 | 110.48 | 7.48 | 0.10336 | 0 | 110.48 | 1 | 0
53.28 | 106.56 | 7.48 | 0.10336 | 0 | 106.56 | 1 | 0
56.6 | 113.2 | 7.48 | 0.10336 | 0 | 113.2 | 1 | 0
57.44 | 114.88 | 7.48 | 0.10336 | 0 | 114.88 | 1 | 0
55.84 | 111.68 | 7.48 | 0.10336 | 0 | 111.68 | 1 | 0
55.92 | 111.84 | 7.48 | 0.10336 | 0 | 111.84 | 1 | 0
46.8 | 93.6 | 7.48 | 0.10336 | 0 | 93.6 | 1 | 0
39.72 | 79.44 | 7.48 | 0.10336 | 0 | 79.44 | 1 | 0
32.96 | 65.92 | 7.48 | 0.10336 | 0 | 65.92 | 1 | 0
16.28 | 32.56 | 7.48 | 0.10336 | 0 | 32.56 | 1 | 0
12.56 | 25.12 | 7.48 | 0.10336 | 0 | 25.12 | 1 | 0
12.56 | 25.12 | 7.48 | 0.10336 | 0 | 25.12 | 1 | 0
10 | 20 | 7.48 | 0.10336 | 0 | 20 | 1 | 0
12.36 | 24.72 | 7.48 | 0.10336 | 0 | 24.72 | 1 | 0
14.56 | 29.12 | 7.48 | 0.10336 | 0 | 29.12 | 1 | 0
15.76 | 31.52 | 7.48 | 0.10336 | 0 | 31.52 | 1 | 0
16.2 | 32.4 | 7.48 | 0.10336 | 0 | 32.4 | 1 | 0
20.64 | 41.28 | 7.48 | 0.10336 | 0 | 41.28 | 1 | 0
27.4 | 54.8 | 7.48 | 0.10336 | 0 | 54.8 | 1 | 0
32.96 | 65.92 | 7.48 | 0.10336 | 0 | 65.92 | 1 | 0
40.56 | 81.12 | 7.48 | 0.10336 | 0 | 81.12 | 1 | 0
47.68 | 95.36 | 7.48 | 0.10336 | 0 | 95.36 | 1 | 0
48.68 | 97.36 | 7.48 | 0.10336 | 0 | 97.36 | 1 | 0
49.52 | 99.04 | 7.48 | 0.10336 | 0 | 99.04 | 1 | 0
55.08 | 110.16 | 7.48 | 0.10336 | 0 | 110.16 | 1 | 0
60.04 | 120.08 | 7.48 | 0.10336 | 0 | 120.08 | 1 | 0
57.32 | 114.64 | 7.48 | 0.10336 | 0 | 114.64 | 1 | 0
59.16 | 118.32 | 7.48 | 0.10336 | 0 | 118.32 | 1 | 0
51.4 | 102.8 | 7.48 | 0.10336 | 0 | 102.8 | 1 | 0
49.92 | 99.84 | 7.48 | 0.10336 | 0 | 99.84 | 1 | 0
46.68 | 93.36 | 7.48 | 0.10336 | 0 | 93.36 | 1 | 0
45.36 | 90.72 | 7.48 | 0.10336 | 0 | 90.72 | 1 | 0
40.56 | 81.12 | 7.48 | 0.10336 | 0 | 81.12 | 1 | 0
20.56 | 41.12 | 7.48 | 0.10336 | 0 | 41.12 | 1 | 0
13.28 | 26.56 | 7.48 | 0.10336 | 0 | 26.56 | 1 | 0
16.48 | 32.96 | 7.48 | 0.10336 | 0 | 32.96 | 1 | 0
18.28 | 36.56 | 7.48 | 0.10336 | 0 | 36.56 | 1 | 0
20.68 | 41.36 | 7.48 | 0.10336 | 0 | 41.36 | 1 | 0
21.44 | 42.88 | 7.48 | 0.10336 | 0 | 42.88 | 1 | 0
23.24 | 46.48 | 7.48 | 0.10336 | 0 | 46.48 | 1 | 0
26 | 52 | 7.48 | 0.10336 | 0 | 52 | 1 | 0
23.64 | 47.28 | 7.48 | 0.10336 | 0 | 47.28 | 1 | 0
32.32 | 64.64 | 7.48 | 0.10336 | 0 | 64.64 | 1 | 0
38.04 | 76.08 | 7.48 | 0.10336 | 0 | 76.08 | 1 | 0
42.72 | 85.44 | 11.23 | 0.12409 | 0 | 85.44 | 1 | 0
47.12 | 94.24 | 11.23 | 0.12409 | 0 | 94.24 | 1 | 0
48.28 | 96.56 | 11.23 | 0.12409 | 0 | 96.56 | 1 | 0
47.88 | 95.76 | 17.48 | 0.13136 | 0 | 95.76 | 1 | 0
51.64 | 103.28 | 17.48 | 0.13136 | 0 | 103.28 | 1 | 0
60.32 | 120.64 | 17.48 | 0.13136 | 0 | 120.64 | 1 | 0
59.68 | 119.36 | 17.48 | 0.13136 | 0 | 114.56 | 0.2 | 4.8
53.2 | 106.4 | 11.23 | 0.12409 | 0 | 106.4 | 0.2 | 0
49.72 | 99.44 | 11.23 | 0.12409 | 0 | 99.44 | 0.2 | 0
45 | 90 | 11.23 | 0.12409 | 0 | 90 | 0.2 | 0
36.12 | 72.24 | 7.48 | 0.10336 | 4.8 | 72.24 | 0.91885 | 0
34.4 | 68.8 | 7.48 | 0.10336 | 0.54188 | 68.8 | 1 | 0
30.28 | 60.56 | 7.48 | 0.10336 | 0 | 60.56 | 1 | 0
14.28 | 28.56 | 7.48 | 0.10336 | 0 | 28.56 | 1 | 0
8.92 | 17.84 | 7.48 | 0.10336 | 0 | 17.84 | 1 | 0
11.36 | 22.72 | 7.48 | 0.10336 | 0 | 22.72 | 1 | 0
13.96 | 27.92 | 7.48 | 0.10336 | 0 | 27.92 | 1 | 0
16.24 | 32.48 | 7.48 | 0.10336 | 0 | 32.48 | 1 | 0
17.4 | 34.8 | 7.48 | 0.10336 | 0 | 34.8 | 1 | 0
22.12 | 44.24 | 7.48 | 0.10336 | 0 | 44.24 | 1 | 0
22.56 | 45.12 | 7.48 | 0.10336 | 0 | 45.12 | 1 | 0
16.72 | 33.44 | 7.48 | 0.10336 | 0 | 33.44 | 1 | 0
20 | 40 | 7.48 | 0.10336 | 0 | 40 | 1 | 0
23.48 | 46.96 | 7.48 | 0.10336 | 0 | 46.96 | 1 | 0
36 | 72 | 11.23 | 0.12409 | 0 | 72 | 1 | 0
44.8 | 89.6 | 11.23 | 0.12409 | 0 | 89.6 | 1 | 0
44.2 | 88.4 | 11.23 | 0.12409 | 0 | 88.4 | 1 | 0
44.68 | 89.36 | 17.48 | 0.13136 | 0 | 89.36 | 1 | 0
46.96 | 93.92 | 17.48 | 0.13136 | 0 | 93.92 | 1 | 0
48.64 | 97.28 | 17.48 | 0.13136 | 0 | 97.28 | 1 | 0
56.04 | 112.08 | 17.48 | 0.13136 | 0 | 107.28 | 0.2 | 4.8
53.24 | 106.48 | 11.23 | 0.12409 | 0 | 106.48 | 0.2 | 0
48.88 | 97.76 | 11.23 | 0.12409 | 0 | 97.76 | 0.2 | 0
41.84 | 83.68 | 11.23 | 0.12409 | 0 | 83.68 | 0.2 | 0
39 | 78 | 7.48 | 0.10336 | 4.8 | 78 | 0.91885 | 0
38.56 | 77.12 | 7.48 | 0.10336 | 0.54188 | 77.12 | 1 | 0
35 | 70 | 7.48 | 0.10336 | 0 | 70 | 1 | 0
17.68 | 35.36 | 7.48 | 0.10336 | 0 | 35.36 | 1 | 0
13.8 | 27.6 | 7.48 | 0.10336 | 0 | 27.6 | 1 | 0
21.16 | 42.32 | 7.48 | 0.10336 | 0 | 42.32 | 1 | 0
29.92 | 59.84 | 7.48 | 0.10336 | 0 | 59.84 | 1 | 0
26.36 | 52.72 | 7.48 | 0.10336 | 0 | 52.72 | 1 | 0
20.68 | 41.36 | 7.48 | 0.10336 | 0 | 41.36 | 1 | 0
26 | 52 | 7.48 | 0.10336 | 0 | 52 | 1 | 0
31.48 | 62.96 | 7.48 | 0.10336 | 0 | 62.96 | 1 | 0
34.24 | 68.48 | 7.48 | 0.10336 | 0 | 68.48 | 1 | 0
33.32 | 66.64 | 7.48 | 0.10336 | 0 | 66.64 | 1 | 0
45.48 | 90.96 | 7.48 | 0.10336 | 0 | 90.96 | 1 | 0
51.76 | 103.52 | 11.23 | 0.12409 | 0 | 103.52 | 1 | 0
54.72 | 109.44 | 11.23 | 0.12409 | 0 | 109.44 | 1 | 0
60.16 | 120.32 | 11.23 | 0.12409 | 0 | 120.32 | 1 | 0
68.04 | 136.08 | 17.48 | 0.13136 | 0 | 131.28 | 0.2 | 4.8
61.8 | 123.6 | 17.48 | 0.13136 | 0 | 123.6 | 0.2 | 0
57 | 114 | 17.48 | 0.13136 | 0 | 114 | 0.2 | 0
58.04 | 116.08 | 17.48 | 0.13136 | 0 | 116.08 | 0.2 | 0
58 | 116 | 11.23 | 0.12409 | 0 | 116 | 0.2 | 0
56.24 | 112.48 | 11.23 | 0.12409 | 0 | 112.48 | 0.2 | 0
51.36 | 102.72 | 11.23 | 0.12409 | 0 | 102.72 | 0.2 | 0
43.12 | 86.24 | 7.48 | 0.10336 | 4.8 | 86.24 | 0.91885 | 0
38.52 | 77.04 | 7.48 | 0.10336 | 0.54188 | 77.04 | 1 | 0
29.28 | 58.56 | 7.48 | 0.10336 | 0 | 58.56 | 1 | 0
14.44 | 28.88 | 7.48 | 0.10336 | 0 | 28.88 | 1 | 0
11.48 | 22.96 | 7.48 | 0.10336 | 0 | 22.96 | 1 | 0
20.16 | 40.32 | 7.48 | 0.10336 | 0 | 40.32 | 1 | 0
23.24 | 46.48 | 7.48 | 0.10336 | 0 | 46.48 | 1 | 0
20.56 | 41.12 | 7.48 | 0.10336 | 0 | 41.12 | 1 | 0
18.76 | 37.52 | 7.48 | 0.10336 | 0 | 37.52 | 1 | 0
25.56 | 51.12 | 7.48 | 0.10336 | 0 | 51.12 | 1 | 0
29.2 | 58.4 | 7.48 | 0.10336 | 0 | 58.4 | 1 | 0
29.36 | 58.72 | 7.48 | 0.10336 | 0 | 58.72 | 1 | 0
32.12 | 64.24 | 7.48 | 0.10336 | 0 | 64.24 | 1 | 0
38.68 | 77.36 | 7.48 | 0.10336 | 0 | 77.36 | 1 | 0
41.68 | 83.36 | 11.23 | 0.12409 | 0 | 83.36 | 1 | 0
45.6 | 91.2 | 11.23 | 0.12409 | 0 | 91.2 | 1 | 0
45.2 | 90.4 | 11.23 | 0.12409 | 0 | 90.4 | 1 | 0
43.2 | 86.4 | 17.48 | 0.13136 | 0 | 86.4 | 1 | 0
49.28 | 98.56 | 17.48 | 0.13136 | 0 | 98.56 | 1 | 0
49.8 | 99.6 | 17.48 | 0.13136 | 0 | 99.6 | 1 | 0
51.68 | 103.36 | 17.48 | 0.13136 | 0 | 98.56 | 0.2 | 4.8
49.76 | 99.52 | 11.23 | 0.12409 | 0 | 99.52 | 0.2 | 0
45.16 | 90.32 | 11.23 | 0.12409 | 0 | 90.32 | 0.2 | 0
39.32 | 78.64 | 11.23 | 0.12409 | 0 | 78.64 | 0.2 | 0
40.12 | 80.24 | 7.48 | 0.10336 | 4.8 | 80.24 | 0.91885 | 0
36.32 | 72.64 | 7.48 | 0.10336 | 0.54188 | 72.64 | 1 | 0
27.08 | 54.16 | 7.48 | 0.10336 | 0 | 54.16 | 1 | 0
13.08 | 26.16 | 7.48 | 0.10336 | 0 | 26.16 | 1 | 0
9.44 | 18.88 | 7.48 | 0.10336 | 0 | 18.88 | 1 | 0
12.4 | 24.8 | 7.48 | 0.10336 | 0 | 24.8 | 1 | 0
15.2 | 30.4 | 7.48 | 0.10336 | 0 | 30.4 | 1 | 0
17.6 | 35.2 | 7.48 | 0.10336 | 0 | 35.2 | 1 | 0
21.2 | 42.4 | 7.48 | 0.10336 | 0 | 42.4 | 1 | 0
23.92 | 47.84 | 7.48 | 0.10336 | 0 | 47.84 | 1 | 0
31.12 | 62.24 | 7.48 | 0.10336 | 0 | 62.24 | 1 | 0
31.84 | 63.68 | 7.48 | 0.10336 | 0 | 63.68 | 1 | 0
32.8 | 65.6 | 7.48 | 0.10336 | 0 | 65.6 | 1 | 0
35.4 | 70.8 | 7.48 | 0.10336 | 0 | 70.8 | 1 | 0
43 | 86 | 11.23 | 0.12409 | 0 | 86 | 1 | 0
45.48 | 90.96 | 11.23 | 0.12409 | 0 | 90.96 | 1 | 0
52 | 104 | 11.23 | 0.12409 | 0 | 104 | 1 | 0
46.36 | 92.72 | 17.48 | 0.13136 | 0 | 92.72 | 1 | 0
51.48 | 102.96 | 17.48 | 0.13136 | 0 | 102.96 | 1 | 0
46.16 | 92.32 | 17.48 | 0.13136 | 0 | 92.32 | 1 | 0
52.24 | 104.48 | 17.48 | 0.13136 | 0 | 99.68 | 0.2 | 4.8
52.48 | 104.96 | 11.23 | 0.12409 | 0 | 104.96 | 0.2 | 0
47.36 | 94.72 | 11.23 | 0.12409 | 0 | 94.72 | 0.2 | 0
43.68 | 87.36 | 11.23 | 0.12409 | 0 | 87.36 | 0.2 | 0
40.68 | 81.36 | 7.48 | 0.10336 | 4.8 | 81.36 | 0.91885 | 0
39.56 | 79.12 | 7.48 | 0.10336 | 0.54188 | 79.12 | 1 | 0
27.72 | 55.44 | 7.48 | 0.10336 | 0 | 55.44 | 1 | 0
12.56 | 25.12 | 7.48 | 0.10336 | 0 | 25.12 | 1 | 0
9.04 | 18.08 | 7.48 | 0.10336 | 0 | 18.08 | 1 | 0
10.6 | 21.2 | 7.48 | 0.10336 | 0 | 21.2 | 1 | 0
12.64 | 25.28 | 7.48 | 0.10336 | 0 | 25.28 | 1 | 0
14.36 | 28.72 | 7.48 | 0.10336 | 0 | 28.72 | 1 | 0
16.96 | 33.92 | 7.48 | 0.10336 | 0 | 33.92 | 1 | 0
21.08 | 42.16 | 7.48 | 0.10336 | 0 | 42.16 | 1 | 0
29.8 | 59.6 | 7.48 | 0.10336 | 0 | 59.6 | 1 | 0
30.68 | 61.36 | 7.48 | 0.10336 | 0 | 61.36 | 1 | 0
33.08 | 66.16 | 7.48 | 0.10336 | 0 | 66.16 | 1 | 0
36.48 | 72.96 | 7.48 | 0.10336 | 0 | 72.96 | 1 | 0
39.84 | 79.68 | 7.48 | 0.10336 | 0 | 79.68 | 1 | 0
51.36 | 102.72 | 7.48 | 0.10336 | 0 | 102.72 | 1 | 0
46.08 | 92.16 | 7.48 | 0.10336 | 0 | 92.16 | 1 | 0
43.32 | 86.64 | 7.48 | 0.10336 | 0 | 86.64 | 1 | 0
42.56 | 85.12 | 7.48 | 0.10336 | 0 | 85.12 | 1 | 0
42.76 | 85.52 | 7.48 | 0.10336 | 0 | 85.52 | 1 | 0
43.4 | 86.8 | 7.48 | 0.10336 | 0 | 86.8 | 1 | 0
42.36 | 84.72 | 7.48 | 0.10336 | 0 | 84.72 | 1 | 0
40.52 | 81.04 | 7.48 | 0.10336 | 0 | 81.04 | 1 | 0
39.72 | 79.44 | 7.48 | 0.10336 | 0 | 79.44 | 1 | 0
34.04 | 68.08 | 7.48 | 0.10336 | 0 | 68.08 | 1 | 0
34.64 | 69.28 | 7.48 | 0.10336 | 0 | 69.28 | 1 | 0
24.76 | 49.52 | 7.48 | 0.10336 | 0 | 49.52 | 1 | 0
12.32 | 24.64 | 7.48 | 0.10336 | 0 | 24.64 | 1 | 0
13.6 | 27.2 | 7.48 | 0.10336 | 0 | 27.2 | 1 | 0
15.64 | 31.28 | 7.48 | 0.10336 | 0 | 31.28 | 1 | 0
18.44 | 36.88 | 7.48 | 0.10336 | 0 | 36.88 | 1 | 0
18.92 | 37.84 | 7.48 | 0.10336 | 0 | 37.84 | 1 | 0
20.72 | 41.44 | 7.48 | 0.10336 | 0 | 41.44 | 1 | 0
21.48 | 42.96 | 7.48 | 0.10336 | 0 | 42.96 | 1 | 0
21.68 | 43.36 | 7.48 | 0.10336 | 0 | 43.36 | 1 | 0
21.8 | 43.6 | 7.48 | 0.10336 | 0 | 43.6 | 1 | 0
24.28 | 48.56 | 7.48 | 0.10336 | 0 | 48.56 | 1 | 0
27.68 | 55.36 | 7.48 | 0.10336 | 0 | 55.36 | 1 | 0
34 | 68 | 7.48 | 0.10336 | 0 | 68 | 1 | 0
46.32 | 92.64 | 7.48 | 0.10336 | 0 | 92.64 | 1 | 0
39.72 | 79.44 | 7.48 | 0.10336 | 0 | 79.44 | 1 | 0
44.52 | 89.04 | 7.48 | 0.10336 | 0 | 89.04 | 1 | 0
44.32 | 88.64 | 7.48 | 0.10336 | 0 | 88.64 | 1 | 0
45.52 | 91.04 | 7.48 | 0.10336 | 0 | 91.04 | 1 | 0
43.12 | 86.24 | 7.48 | 0.10336 | 0 | 86.24 | 1 | 0
45.88 | 91.76 | 7.48 | 0.10336 | 0 | 91.76 | 1 | 0
34.08 | 68.16 | 7.48 | 0.10336 | 0 | 68.16 | 1 | 0
30.2 | 60.4 | 7.48 | 0.10336 | 0 | 60.4 | 1 | 0
24.8 | 49.6 | 7.48 | 0.10336 | 0 | 49.6 | 1 | 0
24.56 | 49.12 | 7.48 | 0.10336 | 0 | 49.12 | 1 | 0
19.12 | 38.24 | 7.48 | 0.10336 | 0 | 38.24 | 1 | 0
10.64 | 21.28 | 7.48 | 0.10336 | 0 | 21.28 | 1 | 0
10.48 | 20.96 | 7.48 | 0.10336 | 0 | 20.96 | 1 | 0
13.84 | 27.68 | 7.48 | 0.10336 | 0 | 27.68 | 1 | 0
16.32 | 32.64 | 7.48 | 0.10336 | 0 | 32.64 | 1 | 0
18.16 | 36.32 | 7.48 | 0.10336 | 0 | 36.32 | 1 | 0
19.12 | 38.24 | 7.48 | 0.10336 | 0 | 38.24 | 1 | 0
20.52 | 41.04 | 7.48 | 0.10336 | 0 | 41.04 | 1 | 0
20.48 | 40.96 | 7.48 | 0.10336 | 0 | 40.96 | 1 | 0
18.64 | 37.28 | 7.48 | 0.10336 | 0 | 37.28 | 1 | 0
20.36 | 40.72 | 7.48 | 0.10336 | 0 | 40.72 | 1 | 0
23.24 | 46.48 | 7.48 | 0.10336 | 0 | 46.48 | 1 | 0
29.6 | 59.2 | 11.23 | 0.12409 | 0 | 59.2 | 1 | 0
40.88 | 81.76 | 11.23 | 0.12409 | 0 | 81.76 | 1 | 0
46.8 | 93.6 | 11.23 | 0.12409 | 0 | 93.6 | 1 | 0
50.28 | 100.56 | 17.48 | 0.13136 | 0 | 100.56 | 1 | 0
48.32 | 96.64 | 17.48 | 0.13136 | 0 | 96.64 | 1 | 0
47.48 | 94.96 | 17.48 | 0.13136 | 0 | 94.96 | 1 | 0
43.84 | 87.68 | 17.48 | 0.13136 | 0 | 82.88 | 0.2 | 4.8
44.12 | 88.24 | 11.23 | 0.12409 | 0 | 88.24 | 0.2 | 0
40.48 | 80.96 | 11.23 | 0.12409 | 0 | 80.96 | 0.2 | 0
36.32 | 72.64 | 11.23 | 0.12409 | 0 | 72.64 | 0.2 | 0
28.68 | 57.36 | 7.48 | 0.10336 | 4.8 | 57.36 | 0.91885 | 0
27.4 | 54.8 | 7.48 | 0.10336 | 0.54188 | 54.8 | 1 | 0
24 | 48 | 7.48 | 0.10336 | 0 | 48 | 1 | 0
15.12 | 30.24 | 7.48 | 0.10336 | 0 | 30.24 | 1 | 0
13.36 | 26.72 | 7.48 | 0.10336 | 0 | 26.72 | 1 | 0
13.6 | 27.2 | 7.48 | 0.10336 | 0 | 27.2 | 1 | 0
12.96 | 25.92 | 7.48 | 0.10336 | 0 | 25.92 | 1 | 0
12.24 | 24.48 | 7.48 | 0.10336 | 0 | 24.48 | 1 | 0
14.44 | 28.88 | 7.48 | 0.10336 | 0 | 28.88 | 1 | 0
16.16 | 32.32 | 7.48 | 0.10336 | 0 | 32.32 | 1 | 0
22.44 | 44.88 | 7.48 | 0.10336 | 0 | 44.88 | 1 | 0
23.8 | 47.6 | 7.48 | 0.10336 | 0 | 47.6 | 1 | 0
25.08 | 50.16 | 7.48 | 0.10336 | 0 | 50.16 | 1 | 0
30.2 | 60.4 | 7.48 | 0.10336 | 0 | 60.4 | 1 | 0
40.28 | 80.56 | 11.23 | 0.12409 | 0 | 80.56 | 1 | 0
51.12 | 102.24 | 11.23 | 0.12409 | 0 | 102.24 | 1 | 0
52.16 | 104.32 | 11.23 | 0.12409 | 0 | 104.32 | 1 | 0
54.4 | 108.8 | 17.48 | 0.13136 | 0 | 108.8 | 1 | 0
54.6 | 109.2 | 17.48 | 0.13136 | 0 | 109.2 | 1 | 0
56.04 | 112.08 | 17.48 | 0.13136 | 0 | 112.08 | 1 | 0
55.04 | 110.08 | 17.48 | 0.13136 | 0 | 105.28 | 0.2 | 4.8
52.28 | 104.56 | 11.23 | 0.12409 | 0 | 104.56 | 0.2 | 0
53 | 106 | 11.23 | 0.12409 | 0 | 106 | 0.2 | 0
47.56 | 95.12 | 11.23 | 0.12409 | 0 | 95.12 | 0.2 | 0
43.88 | 87.76 | 7.48 | 0.10336 | 4.8 | 87.76 | 0.91885 | 0
42.2 | 84.4 | 7.48 | 0.10336 | 0.54188 | 84.4 | 1 | 0
29.76 | 59.52 | 7.48 | 0.10336 | 0 | 59.52 | 1 | 0
13.24 | 26.48 | 7.48 | 0.10336 | 0 | 26.48 | 1 | 0
9.28 | 18.56 | 7.48 | 0.10336 | 0 | 18.56 | 1 | 0
10.72 | 21.44 | 7.48 | 0.10336 | 0 | 21.44 | 1 | 0
11.56 | 23.12 | 7.48 | 0.10336 | 0 | 23.12 | 1 | 0
13.08 | 26.16 | 7.48 | 0.10336 | 0 | 26.16 | 1 | 0
14.48 | 28.96 | 7.48 | 0.10336 | 0 | 28.96 | 1 | 0
16.08 | 32.16 | 7.48 | 0.10336 | 0 | 32.16 | 1 | 0
21.64 | 43.28 | 7.48 | 0.10336 | 0 | 43.28 | 1 | 0
22.04 | 44.08 | 7.48 | 0.10336 | 0 | 44.08 | 1 | 0
26.88 | 53.76 | 7.48 | 0.10336 | 0 | 53.76 | 1 | 0
35.68 | 71.36 | 7.48 | 0.10336 | 0 | 71.36 | 1 | 0
48.4 | 96.8 | 11.23 | 0.12409 | 0 | 96.8 | 1 | 0
50.68 | 101.36 | 11.23 | 0.12409 | 0 | 101.36 | 1 | 0
53.84 | 107.68 | 11.23 | 0.12409 | 0 | 107.68 | 1 | 0
54.76 | 109.52 | 17.48 | 0.13136 | 0 | 109.52 | 1 | 0
53.96 | 107.92 | 17.48 | 0.13136 | 0 | 107.92 | 1 | 0
53 | 106 | 17.48 | 0.13136 | 0 | 106 | 1 | 0
55.48 | 110.96 | 17.48 | 0.13136 | 0 | 106.16 | 0.2 | 4.8
54.88 | 109.76 | 11.23 | 0.12409 | 0 | 109.76 | 0.2 | 0
49.56 | 99.12 | 11.23 | 0.12409 | 0 | 99.12 | 0.2 | 0
41.48 | 82.96 | 11.23 | 0.12409 | 0 | 82.96 | 0.2 | 0
36.76 | 73.52 | 7.48 | 0.10336 | 4.8 | 73.52 | 0.91885 | 0
35.32 | 70.64 | 7.48 | 0.10336 | 0.54188 | 70.64 | 1 | 0
25 | 50 | 7.48 | 0.10336 | 0 | 50 | 1 | 0
11.6 | 23.2 | 7.48 | 0.10336 | 0 | 23.2 | 1 | 0
9.12 | 18.24 | 7.48 | 0.10336 | 0 | 18.24 | 1 | 0
10.12 | 20.24 | 7.48 | 0.10336 | 0 | 20.24 | 1 | 0
10.72 | 21.44 | 7.48 | 0.10336 | 0 | 21.44 | 1 | 0
13.56 | 27.12 | 7.48 | 0.10336 | 0 | 27.12 | 1 | 0
15.32 | 30.64 | 7.48 | 0.10336 | 0 | 30.64 | 1 | 0
16.32 | 32.64 | 7.48 | 0.10336 | 0 | 32.64 | 1 | 0
21.92 | 43.84 | 7.48 | 0.10336 | 0 | 43.84 | 1 | 0
24.16 | 48.32 | 7.48 | 0.10336 | 0 | 48.32 | 1 | 0
25.44 | 50.88 | 7.48 | 0.10336 | 0 | 50.88 | 1 | 0
28.12 | 56.24 | 7.48 | 0.10336 | 0 | 56.24 | 1 | 0
32.96 | 65.92 | 11.23 | 0.12409 | 0 | 65.92 | 1 | 0
39.04 | 78.08 | 11.23 | 0.12409 | 0 | 78.08 | 1 | 0
37.72 | 75.44 | 11.23 | 0.12409 | 0 | 75.44 | 1 | 0
46.64 | 93.28 | 17.48 | 0.13136 | 0 | 93.28 | 1 | 0
48.96 | 97.92 | 17.48 | 0.13136 | 0 | 97.92 | 1 | 0
46.28 | 92.56 | 17.48 | 0.13136 | 0 | 92.56 | 1 | 0
44.4 | 88.8 | 17.48 | 0.13136 | 0 | 84 | 0.2 | 4.8
44.32 | 88.64 | 11.23 | 0.12409 | 0 | 88.64 | 0.2 | 0
37.56 | 75.12 | 11.23 | 0.12409 | 0 | 75.12 | 0.2 | 0
30.56 | 61.12 | 11.23 | 0.12409 | 0 | 61.12 | 0.2 | 0
30.16 | 60.32 | 7.48 | 0.10336 | 4.8 | 60.32 | 0.91885 | 0
24.76 | 49.52 | 7.48 | 0.10336 | 0.54188 | 49.52 | 1 | 0
18.72 | 37.44 | 7.48 | 0.10336 | 0 | 37.44 | 1 | 0
10.8 | 21.6 | 7.48 | 0.10336 | 0 | 21.6 | 1 | 0
11.12 | 22.24 | 7.48 | 0.10336 | 0 | 22.24 | 1 | 0
13.92 | 27.84 | 7.48 | 0.10336 | 0 | 27.84 | 1 | 0
11.56 | 23.12 | 7.48 | 0.10336 | 0 | 23.12 | 1 | 0
11.92 | 23.84 | 7.48 | 0.10336 | 0 | 23.84 | 1 | 0
13.4 | 26.8 | 7.48 | 0.10336 | 0 | 26.8 | 1 | 0
15.28 | 30.56 | 7.48 | 0.10336 | 0 | 30.56 | 1 | 0
21.32 | 42.64 | 7.48 | 0.10336 | 0 | 42.64 | 1 | 0
24.24 | 48.48 | 7.48 | 0.10336 | 0 | 48.48 | 1 | 0
26.2 | 52.4 | 7.48 | 0.10336 | 0 | 52.4 | 1 | 0
27.08 | 54.16 | 7.48 | 0.10336 | 0 | 54.16 | 1 | 0
31.96 | 63.92 | 11.23 | 0.12409 | 0 | 63.92 | 1 | 0
42.56 | 85.12 | 11.23 | 0.12409 | 0 | 85.12 | 1 | 0
45.88 | 91.76 | 11.23 | 0.12409 | 0 | 91.76 | 1 | 0
46.2 | 92.4 | 17.48 | 0.13136 | 0 | 92.4 | 1 | 0
45.76 | 91.52 | 17.48 | 0.13136 | 0 | 91.52 | 1 | 0
44.4 | 88.8 | 17.48 | 0.13136 | 0 | 88.8 | 1 | 0
43.2 | 86.4 | 17.48 | 0.13136 | 0 | 81.6 | 0.2 | 4.8
41.68 | 83.36 | 11.23 | 0.12409 | 0 | 83.36 | 0.2 | 0
39.76 | 79.52 | 11.23 | 0.12409 | 0 | 79.52 | 0.2 | 0
38.04 | 76.08 | 11.23 | 0.12409 | 0 | 76.08 | 0.2 | 0
26.88 | 53.76 | 7.48 | 0.10336 | 4.8 | 53.76 | 0.91885 | 0
24.8 | 49.6 | 7.48 | 0.10336 | 0.54188 | 49.6 | 1 | 0
17.36 | 34.72 | 7.48 | 0.10336 | 0 | 34.72 | 1 | 0
10.84 | 21.68 | 7.48 | 0.10336 | 0 | 21.68 | 1 | 0
8.84 | 17.68 | 7.48 | 0.10336 | 0 | 17.68 | 1 | 0
8.96 | 17.92 | 7.48 | 0.10336 | 0 | 17.92 | 1 | 0
9.2 | 18.4 | 7.48 | 0.10336 | 0 | 18.4 | 1 | 0
12.12 | 24.24 | 7.48 | 0.10336 | 0 | 24.24 | 1 | 0
13.52 | 27.04 | 7.48 | 0.10336 | 0 | 27.04 | 1 | 0
15.52 | 31.04 | 7.48 | 0.10336 | 0 | 31.04 | 1 | 0
22.4 | 44.8 | 7.48 | 0.10336 | 0 | 44.8 | 1 | 0
24.68 | 49.36 | 7.48 | 0.10336 | 0 | 49.36 | 1 | 0
25.44 | 50.88 | 7.48 | 0.10336 | 0 | 50.88 | 1 | 0
27.6 | 55.2 | 7.48 | 0.10336 | 0 | 55.2 | 1 | 0
30.04 | 60.08 | 7.48 | 0.10336 | 0 | 60.08 | 1 | 0
37.6 | 75.2 | 7.48 | 0.10336 | 0 | 75.2 | 1 | 0
42.4 | 84.8 | 7.48 | 0.10336 | 0 | 84.8 | 1 | 0
45.84 | 91.68 | 7.48 | 0.10336 | 0 | 91.68 | 1 | 0
49.36 | 98.72 | 7.48 | 0.10336 | 0 | 98.72 | 1 | 0
52.24 | 104.48 | 7.48 | 0.10336 | 0 | 104.48 | 1 | 0
50.04 | 100.08 | 7.48 | 0.10336 | 0 | 100.08 | 1 | 0
50.6 | 101.2 | 7.48 | 0.10336 | 0 | 101.2 | 1 | 0
43.04 | 86.08 | 7.48 | 0.10336 | 0 | 86.08 | 1 | 0
37.8 | 75.6 | 7.48 | 0.10336 | 0 | 75.6 | 1 | 0
30.44 | 60.88 | 7.48 | 0.10336 | 0 | 60.88 | 1 | 0
25 | 50 | 7.48 | 0.10336 | 0 | 50 | 1 | 0
18.2 | 36.4 | 7.48 | 0.10336 | 0 | 36.4 | 1 | 0
13.84 | 27.68 | 7.48 | 0.10336 | 0 | 27.68 | 1 | 0
14.48 | 28.96 | 7.48 | 0.10336 | 0 | 28.96 | 1 | 0
13.52 | 27.04 | 7.48 | 0.10336 | 0 | 27.04 | 1 | 0
13.84 | 27.68 | 7.48 | 0.10336 | 0 | 27.68 | 1 | 0
17.12 | 34.24 | 7.48 | 0.10336 | 0 | 34.24 | 1 | 0
18.72 | 37.44 | 7.48 | 0.10336 | 0 | 37.44 | 1 | 0
19.76 | 39.52 | 7.48 | 0.10336 | 0 | 39.52 | 1 | 0
21.04 | 42.08 | 7.48 | 0.10336 | 0 | 42.08 | 1 | 0
23 | 46 | 7.48 | 0.10336 | 0 | 46 | 1 | 0
22.76 | 45.52 | 7.48 | 0.10336 | 0 | 45.52 | 1 | 0
22.96 | 45.92 | 7.48 | 0.10336 | 0 | 45.92 | 1 | 0
25.28 | 50.56 | 7.48 | 0.10336 | 0 | 50.56 | 1 | 0
30.36 | 60.72 | 7.48 | 0.10336 | 0 | 60.72 | 1 | 0
31.16 | 62.32 | 7.48 | 0.10336 | 0 | 62.32 | 1 | 0
42.6 | 85.2 | 7.48 | 0.10336 | 0 | 85.2 | 1 | 0
40.64 | 81.28 | 7.48 | 0.10336 | 0 | 81.28 | 1 | 0
41.4 | 82.8 | 7.48 | 0.10336 | 0 | 82.8 | 1 | 0
47 | 94 | 7.48 | 0.10336 | 0 | 94 | 1 | 0
44.52 | 89.04 | 7.48 | 0.10336 | 0 | 89.04 | 1 | 0
32.6 | 65.2 | 7.48 | 0.10336 | 0 | 65.2 | 1 | 0
28.88 | 57.76 | 7.48 | 0.10336 | 0 | 57.76 | 1 | 0
23.4 | 46.8 | 7.48 | 0.10336 | 0 | 46.8 | 1 | 0
22.64 | 45.28 | 7.48 | 0.10336 | 0 | 45.28 | 1 | 0
18.52 | 37.04 | 7.48 | 0.10336 | 0 | 37.04 | 1 | 0
11.36 | 22.72 | 7.48 | 0.10336 | 0 | 22.72 | 1 | 0
9.8 | 19.6 | 7.48 | 0.10336 | 0 | 19.6 | 1 | 0
9.56 | 19.12 | 7.48 | 0.10336 | 0 | 19.12 | 1 | 0
9.44 | 18.88 | 7.48 | 0.10336 | 0 | 18.88 | 1 | 0
12.92 | 25.84 | 7.48 | 0.10336 | 0 | 25.84 | 1 | 0
14.08 | 28.16 | 7.48 | 0.10336 | 0 | 28.16 | 1 | 0
15.12 | 30.24 | 7.48 | 0.10336 | 0 | 30.24 | 1 | 0
16.84 | 33.68 | 7.48 | 0.10336 | 0 | 33.68 | 1 | 0
17.72 | 35.44 | 7.48 | 0.10336 | 0 | 35.44 | 1 | 0
21.64 | 43.28 | 7.48 | 0.10336 | 0 | 43.28 | 1 | 0
22.2 | 44.4 | 7.48 | 0.10336 | 0 | 44.4 | 1 | 0
25 | 50 | 11.23 | 0.12409 | 0 | 50 | 1 | 0
28.12 | 56.24 | 11.23 | 0.12409 | 0 | 56.24 | 1 | 0
27.4 | 54.8 | 11.23 | 0.12409 | 0 | 54.8 | 1 | 0
31.2 | 62.4 | 17.48 | 0.13136 | 0 | 62.4 | 1 | 0
32.56 | 65.12 | 17.48 | 0.13136 | 0 | 65.12 | 1 | 0
26.72 | 53.44 | 17.48 | 0.13136 | 0 | 53.44 | 1 | 0
23.48 | 46.96 | 17.48 | 0.13136 | 0 | 42.16 | 0.2 | 4.8
21.44 | 42.88 | 11.23 | 0.12409 | 0 | 42.88 | 0.2 | 0
18.64 | 37.28 | 11.23 | 0.12409 | 0 | 37.28 | 0.2 | 0
16 | 32 | 11.23 | 0.12409 | 0 | 32 | 0.2 | 0
16.64 | 33.28 | 7.48 | 0.10336 | 4.8 | 33.28 | 0.91885 | 0
18.72 | 37.44 | 7.48 | 0.10336 | 0.54188 | 37.44 | 1 | 0
18.64 | 37.28 | 7.48 | 0.10336 | 0 | 37.28 | 1 | 0
12.6 | 25.2 | 7.48 | 0.10336 | 0 | 25.2 | 1 | 0
11.12 | 22.24 | 7.48 | 0.10336 | 0 | 22.24 | 1 | 0
9.92 | 19.84 | 7.48 | 0.10336 | 0 | 19.84 | 1 | 0
10.12 | 20.24 | 7.48 | 0.10336 | 0 | 20.24 | 1 | 0
13.44 | 26.88 | 7.48 | 0.10336 | 0 | 26.88 | 1 | 0
14.08 | 28.16 | 7.48 | 0.10336 | 0 | 28.16 | 1 | 0
15.28 | 30.56 | 7.48 | 0.10336 | 0 | 30.56 | 1 | 0
23.56 | 47.12 | 7.48 | 0.10336 | 0 | 47.12 | 1 | 0
24.56 | 49.12 | 7.48 | 0.10336 | 0 | 49.12 | 1 | 0
27.84 | 55.68 | 7.48 | 0.10336 | 0 | 55.68 | 1 | 0
28.08 | 56.16 | 7.48 | 0.10336 | 0 | 56.16 | 1 | 0
28.12 | 56.24 | 11.23 | 0.12409 | 0 | 56.24 | 1 | 0
34 | 68 | 11.23 | 0.12409 | 0 | 68 | 1 | 0
28.76 | 57.52 | 11.23 | 0.12409 | 0 | 57.52 | 1 | 0
27.32 | 54.64 | 17.48 | 0.13136 | 0 | 54.64 | 1 | 0
28.28 | 56.56 | 17.48 | 0.13136 | 0 | 56.56 | 1 | 0
30.64 | 61.28 | 17.48 | 0.13136 | 0 | 61.28 | 1 | 0
27.72 | 55.44 | 17.48 | 0.13136 | 0 | 50.64 | 0.2 | 4.8
29 | 58 | 11.23 | 0.12409 | 0 | 58 | 0.2 | 0
25.08 | 50.16 | 11.23 | 0.12409 | 0 | 50.16 | 0.2 | 0
23.28 | 46.56 | 11.23 | 0.12409 | 0 | 46.56 | 0.2 | 0
25.92 | 51.84 | 7.48 | 0.10336 | 4.8 | 51.84 | 0.91885 | 0
25.28 | 50.56 | 7.48 | 0.10336 | 0.54188 | 50.56 | 1 | 0
20.6 | 41.2 | 7.48 | 0.10336 | 0 | 41.2 | 1 | 0
13.44 | 26.88 | 7.48 | 0.10336 | 0 | 26.88 | 1 | 0
11.48 | 22.96 | 7.48 | 0.10336 | 0 | 22.96 | 1 | 0
11.52 | 23.04 | 7.48 | 0.10336 | 0 | 23.04 | 1 | 0
12.36 | 24.72 | 7.48 | 0.10336 | 0 | 24.72 | 1 | 0
15.04 | 30.08 | 7.48 | 0.10336 | 0 | 30.08 | 1 | 0
16.04 | 32.08 | 7.48 | 0.10336 | 0 | 32.08 | 1 | 0
15.44 | 30.88 | 7.48 | 0.10336 | 0 | 30.88 | 1 | 0
17.2 | 34.4 | 7.48 | 0.10336 | 0 | 34.4 | 1 | 0
17.16 | 34.32 | 7.48 | 0.10336 | 0 | 34.32 | 1 | 0
20.04 | 40.08 | 7.48 | 0.10336 | 0 | 40.08 | 1 | 0
20.28 | 40.56 | 7.48 | 0.10336 | 0 | 40.56 | 1 | 0
23.28 | 46.56 | 11.23 | 0.12409 | 0 | 46.56 | 1 | 0
20.6 | 41.2 | 11.23 | 0.12409 | 0 | 41.2 | 1 | 0
18.52 | 37.04 | 11.23 | 0.12409 | 0 | 37.04 | 1 | 0
18.4 | 36.8 | 17.48 | 0.13136 | 0 | 36.8 | 1 | 0
18.12 | 36.24 | 17.48 | 0.13136 | 0 | 36.24 | 1 | 0
18.44 | 36.88 | 17.48 | 0.13136 | 0 | 36.88 | 1 | 0
16.72 | 33.44 | 17.48 | 0.13136 | 0 | 28.64 | 0.2 | 4.8
20.8 | 41.6 | 11.23 | 0.12409 | 0 | 41.6 | 0.2 | 0
15.88 | 31.76 | 11.23 | 0.12409 | 0 | 31.76 | 0.2 | 0
16.12 | 32.24 | 11.23 | 0.12409 | 0 | 32.24 | 0.2 | 0
17.84 | 35.68 | 7.48 | 0.10336 | 4.8 | 35.68 | 0.91885 | 0
18.4 | 36.8 | 7.48 | 0.10336 | 0.54188 | 36.8 | 1 | 0
17.56 | 35.12 | 7.48 | 0.10336 | 0 | 35.12 | 1 | 0
12.16 | 24.32 | 7.48 | 0.10336 | 0 | 24.32 | 1 | 0
12 | 24 | 7.48 | 0.10336 | 0 | 24 | 1 | 0
8.76 | 17.52 | 7.48 | 0.10336 | 0 | 17.52 | 1 | 0
10.56 | 21.12 | 7.48 | 0.10336 | 0 | 21.12 | 1 | 0
12.8 | 25.6 | 7.48 | 0.10336 | 0 | 25.6 | 1 | 0
13.8 | 27.6 | 7.48 | 0.10336 | 0 | 27.6 | 1 | 0
16.64 | 33.28 | 7.48 | 0.10336 | 0 | 33.28 | 1 | 0
19.68 | 39.36 | 7.48 | 0.10336 | 0 | 39.36 | 1 | 0
21.36 | 42.72 | 7.48 | 0.10336 | 0 | 42.72 | 1 | 0
24 | 48 | 7.48 | 0.10336 | 0 | 48 | 1 | 0
24.76 | 49.52 | 7.48 | 0.10336 | 0 | 49.52 | 1 | 0
26.28 | 52.56 | 11.23 | 0.12409 | 0 | 52.56 | 1 | 0
28.36 | 56.72 | 11.23 | 0.12409 | 0 | 56.72 | 1 | 0
28.56 | 57.12 | 11.23 | 0.12409 | 0 | 57.12 | 1 | 0
27.4 | 54.8 | 17.48 | 0.13136 | 0 | 54.8 | 1 | 0
25.16 | 50.32 | 17.48 | 0.13136 | 0 | 50.32 | 1 | 0
22.92 | 45.84 | 17.48 | 0.13136 | 0 | 45.84 | 1 | 0
23.68 | 47.36 | 17.48 | 0.13136 | 0 | 42.56 | 0.2 | 4.8
22.64 | 45.28 | 11.23 | 0.12409 | 0 | 45.28 | 0.2 | 0
20.12 | 40.24 | 11.23 | 0.12409 | 0 | 40.24 | 0.2 | 0
20.44 | 40.88 | 11.23 | 0.12409 | 0 | 40.88 | 0.2 | 0
21.16 | 42.32 | 7.48 | 0.10336 | 4.8 | 42.32 | 0.91885 | 0
20.96 | 41.92 | 7.48 | 0.10336 | 0.54188 | 41.92 | 1 | 0
16.64 | 33.28 | 7.48 | 0.10336 | 0 | 33.28 | 1 | 0
10.2 | 20.4 | 7.48 | 0.10336 | 0 | 20.4 | 1 | 0
9.44 | 18.88 | 7.48 | 0.10336 | 0 | 18.88 | 1 | 0
9.28 | 18.56 | 7.48 | 0.10336 | 0 | 18.56 | 1 | 0
9.24 | 18.48 | 7.48 | 0.10336 | 0 | 18.48 | 1 | 0
11.36 | 22.72 | 7.48 | 0.10336 | 0 | 22.72 | 1 | 0
12.2 | 24.4 | 7.48 | 0.10336 | 0 | 24.4 | 1 | 0
13.12 | 26.24 | 7.48 | 0.10336 | 0 | 26.24 | 1 | 0
19.36 | 38.72 | 7.48 | 0.10336 | 0 | 38.72 | 1 | 0
21.76 | 43.52 | 7.48 | 0.10336 | 0 | 43.52 | 1 | 0
23.64 | 47.28 | 7.48 | 0.10336 | 0 | 47.28 | 1 | 0
22.8 | 45.6 | 7.48 | 0.10336 | 0 | 45.6 | 1 | 0
27.04 | 54.08 | 11.23 | 0.12409 | 0 | 54.08 | 1 | 0
30.12 | 60.24 | 11.23 | 0.12409 | 0 | 60.24 | 1 | 0
31 | 62 | 11.23 | 0.12409 | 0 | 62 | 1 | 0
25.56 | 51.12 | 17.48 | 0.13136 | 0 | 51.12 | 1 | 0
26.16 | 52.32 | 17.48 | 0.13136 | 0 | 52.32 | 1 | 0
26.56 | 53.12 | 17.48 | 0.13136 | 0 | 53.12 | 1 | 0
28.08 | 56.16 | 17.48 | 0.13136 | 0 | 51.36 | 0.2 | 4.8
26.72 | 53.44 | 11.23 | 0.12409 | 0 | 53.44 | 0.2 | 0
22.68 | 45.36 | 11.23 | 0.12409 | 0 | 45.36 | 0.2 | 0
21.6 | 43.2 | 11.23 | 0.12409 | 0 | 43.2 | 0.2 | 0
24.12 | 48.24 | 7.48 | 0.10336 | 4.8 | 48.24 | 0.91885 | 0
22.52 | 45.04 | 7.48 | 0.10336 | 0.54188 | 45.04 | 1 | 0
16.24 | 32.48 | 7.48 | 0.10336 | 0 | 32.48 | 1 | 0
10.52 | 21.04 | 7.48 | 0.10336 | 0 | 21.04 | 1 | 0
9.92 | 19.84 | 7.48 | 0.10336 | 0 | 19.84 | 1 | 0
9.28 | 18.56 | 7.48 | 0.10336 | 0 | 18.56 | 1 | 0
9.4 | 18.8 | 7.48 | 0.10336 | 0 | 18.8 | 1 | 0
11.36 | 22.72 | 7.48 | 0.10336 | 0 | 22.72 | 1 | 0
12.2 | 24.4 | 7.48 | 0.10336 | 0 | 24.4 | 1 | 0
12.96 | 25.92 | 7.48 | 0.10336 | 0 | 25.92 | 1 | 0
20.08 | 40.16 | 7.48 | 0.10336 | 0 | 40.16 | 1 | 0
22.4 | 44.8 | 7.48 | 0.10336 | 0 | 44.8 | 1 | 0
23.52 | 47.04 | 7.48 | 0.10336 | 0 | 47.04 | 1 | 0
24.96 | 49.92 | 7.48 | 0.10336 | 0 | 49.92 | 1 | 0
24.44 | 48.88 | 7.48 | 0.10336 | 0 | 48.88 | 1 | 0
27.32 | 54.64 | 7.48 | 0.10336 | 0 | 54.64 | 1 | 0
26.6 | 53.2 | 7.48 | 0.10336 | 0 | 53.2 | 1 | 0
27.04 | 54.08 | 7.48 | 0.10336 | 0 | 54.08 | 1 | 0
27.6 | 55.2 | 7.48 | 0.10336 | 0 | 55.2 | 1 | 0
27.4 | 54.8 | 7.48 | 0.10336 | 0 | 54.8 | 1 | 0
26.32 | 52.64 | 7.48 | 0.10336 | 0 | 52.64 | 1 | 0
25.68 | 51.36 | 7.48 | 0.10336 | 0 | 51.36 | 1 | 0
25.52 | 51.04 | 7.48 | 0.10336 | 0 | 51.04 | 1 | 0
23.68 | 47.36 | 7.48 | 0.10336 | 0 | 47.36 | 1 | 0
23.36 | 46.72 | 7.48 | 0.10336 | 0 | 46.72 | 1 | 0
20.36 | 40.72 | 7.48 | 0.10336 | 0 | 40.72 | 1 | 0
14.88 | 29.76 | 7.48 | 0.10336 | 0 | 29.76 | 1 | 0
12.28 | 24.56 | 7.48 | 0.10336 | 0 | 24.56 | 1 | 0
13.92 | 27.84 | 7.48 | 0.10336 | 0 | 27.84 | 1 | 0
13.16 | 26.32 | 7.48 | 0.10336 | 0 | 26.32 | 1 | 0
13.32 | 26.64 | 7.48 | 0.10336 | 0 | 26.64 | 1 | 0
15.56 | 31.12 | 7.48 | 0.10336 | 0 | 31.12 | 1 | 0
15.68 | 31.36 | 7.48 | 0.10336 | 0 | 31.36 | 1 | 0
12.56 | 25.12 | 7.48 | 0.10336 | 0 | 25.12 | 1 | 0
14 | 28 | 7.48 | 0.10336 | 0 | 28 | 1 | 0
20.12 | 40.24 | 7.48 | 0.10336 | 0 | 40.24 | 1 | 0
19.72 | 39.44 | 7.48 | 0.10336 | 0 | 39.44 | 1 | 0
20.16 | 40.32 | 7.48 | 0.10336 | 0 | 40.32 | 1 | 0
21.72 | 43.44 | 7.48 | 0.10336 | 0 | 43.44 | 1 | 0
24.6 | 49.2 | 7.48 | 0.10336 | 0 | 49.2 | 1 | 0
25.4 | 50.8 | 7.48 | 0.10336 | 0 | 50.8 | 1 | 0
28.28 | 56.56 | 7.48 | 0.10336 | 0 | 56.56 | 1 | 0
26.96 | 53.92 | 7.48 | 0.10336 | 0 | 53.92 | 1 | 0
26.84 | 53.68 | 7.48 | 0.10336 | 0 | 53.68 | 1 | 0
32.2 | 64.4 | 7.48 | 0.10336 | 0 | 64.4 | 1 | 0
30.64 | 61.28 | 7.48 | 0.10336 | 0 | 61.28 | 1 | 0
23.48 | 46.96 | 7.48 | 0.10336 | 0 | 46.96 | 1 | 0
21.4 | 42.8 | 7.48 | 0.10336 | 0 | 42.8 | 1 | 0
19.6 | 39.2 | 7.48 | 0.10336 | 0 | 39.2 | 1 | 0
19.8 | 39.6 | 7.48 | 0.10336 | 0 | 39.6 | 1 | 0
18.84 | 37.68 | 7.48 | 0.10336 | 0 | 37.68 | 1 | 0
10.56 | 21.12 | 7.48 | 0.10336 | 0 | 21.12 | 1 | 0
10.16 | 20.32 | 7.48 | 0.10336 | 0 | 20.32 | 1 | 0
9.32 | 18.64 | 7.48 | 0.10336 | 0 | 18.64 | 1 | 0
9.16 | 18.32 | 7.48 | 0.10336 | 0 | 18.32 | 1 | 0
11.52 | 23.04 | 7.48 | 0.10336 | 0 | 23.04 | 1 | 0
12.12 | 24.24 | 7.48 | 0.10336 | 0 | 24.24 | 1 | 0
13 | 26 | 7.48 | 0.10336 | 0 | 26 | 1 | 0
14.08 | 28.16 | 7.48 | 0.10336 | 0 | 28.16 | 1 | 0
15.36 | 30.72 | 7.48 | 0.10336 | 0 | 30.72 | 1 | 0
18.8 | 37.6 | 7.48 | 0.10336 | 0 | 37.6 | 1 | 0
18.4 | 36.8 | 7.48 | 0.10336 | 0 | 36.8 | 1 | 0
19.76 | 39.52 | 11.23 | 0.12409 | 0 | 39.52 | 1 | 0
23.56 | 47.12 | 11.23 | 0.12409 | 0 | 47.12 | 1 | 0
24.2 | 48.4 | 11.23 | 0.12409 | 0 | 48.4 | 1 | 0
25.48 | 50.96 | 17.48 | 0.13136 | 0 | 50.96 | 1 | 0
25.32 | 50.64 | 17.48 | 0.13136 | 0 | 50.64 | 1 | 0
26.16 | 52.32 | 17.48 | 0.13136 | 0 | 52.32 | 1 | 0
26.64 | 53.28 | 17.48 | 0.13136 | 0 | 48.48 | 0.2 | 4.8
32.04 | 64.08 | 11.23 | 0.12409 | 0 | 64.08 | 0.2 | 0
24.92 | 49.84 | 11.23 | 0.12409 | 0 | 49.84 | 0.2 | 0
20.32 | 40.64 | 11.23 | 0.12409 | 0 | 40.64 | 0.2 | 0
19.64 | 39.28 | 7.48 | 0.10336 | 4.8 | 39.28 | 0.91885 | 0
17.24 | 34.48 | 7.48 | 0.10336 | 0.54188 | 34.48 | 1 | 0
16.2 | 32.4 | 7.48 | 0.10336 | 0 | 32.4 | 1 | 0
10.52 | 21.04 | 7.48 | 0.10336 | 0 | 21.04 | 1 | 0
9.72 | 19.44 | 7.48 | 0.10336 | 0 | 19.44 | 1 | 0
9 | 18 | 7.48 | 0.10336 | 0 | 18 | 1 | 0
8.64 | 17.28 | 7.48 | 0.10336 | 0 | 17.28 | 1 | 0
11.28 | 22.56 | 7.48 | 0.10336 | 0 | 22.56 | 1 | 0
12.12 | 24.24 | 7.48 | 0.10336 | 0 | 24.24 | 1 | 0
13.12 | 26.24 | 7.48 | 0.10336 | 0 | 26.24 | 1 | 0
20.56 | 41.12 | 7.48 | 0.10336 | 0 | 41.12 | 1 | 0
23 | 46 | 7.48 | 0.10336 | 0 | 46 | 1 | 0
24.88 | 49.76 | 7.48 | 0.10336 | 0 | 49.76 | 1 | 0
25.68 | 51.36 | 7.48 | 0.10336 | 0 | 51.36 | 1 | 0
28.84 | 57.68 | 11.23 | 0.12409 | 0 | 57.68 | 1 | 0
34.72 | 69.44 | 11.23 | 0.12409 | 0 | 69.44 | 1 | 0
29.48 | 58.96 | 11.23 | 0.12409 | 0 | 58.96 | 1 | 0
28.52 | 57.04 | 17.48 | 0.13136 | 0 | 57.04 | 1 | 0
27.96 | 55.92 | 17.48 | 0.13136 | 0 | 55.92 | 1 | 0
26.4 | 52.8 | 17.48 | 0.13136 | 0 | 52.8 | 1 | 0
26.96 | 53.92 | 17.48 | 0.13136 | 0 | 49.12 | 0.2 | 4.8
27.88 | 55.76 | 11.23 | 0.12409 | 0 | 55.76 | 0.2 | 0
28.08 | 56.16 | 11.23 | 0.12409 | 0 | 56.16 | 0.2 | 0
26.4 | 52.8 | 11.23 | 0.12409 | 0 | 52.8 | 0.2 | 0
27.8 | 55.6 | 7.48 | 0.10336 | 4.8 | 55.6 | 0.91885 | 0
24.92 | 49.84 | 7.48 | 0.10336 | 0.54188 | 49.84 | 1 | 0
15.96 | 31.92 | 7.48 | 0.10336 | 0 | 31.92 | 1 | 0
10.4 | 20.8 | 7.48 | 0.10336 | 0 | 20.8 | 1 | 0
9.2 | 18.4 | 7.48 | 0.10336 | 0 | 18.4 | 1 | 0
8.52 | 17.04 | 7.48 | 0.10336 | 0 | 17.04 | 1 | 0
7.76 | 15.52 | 7.48 | 0.10336 | 0 | 15.52 | 1 | 0
11.24 | 22.48 | 7.48 | 0.10336 | 0 | 22.48 | 1 | 0
11.6 | 23.2 | 7.48 | 0.10336 | 0 | 23.2 | 1 | 0
12.52 | 25.04 | 7.48 | 0.10336 | 0 | 25.04 | 1 | 0
19.6 | 39.2 | 7.48 | 0.10336 | 0 | 39.2 | 1 | 0
21.24 | 42.48 | 7.48 | 0.10336 | 0 | 42.48 | 1 | 0
23.56 | 47.12 | 7.48 | 0.10336 | 0 | 47.12 | 1 | 0
23.88 | 47.76 | 7.48 | 0.10336 | 0 | 47.76 | 1 | 0
35.28 | 70.56 | 11.23 | 0.12409 | 0 | 70.56 | 1 | 0
36.96 | 73.92 | 11.23 | 0.12409 | 0 | 73.92 | 1 | 0
37.04 | 74.08 | 11.23 | 0.12409 | 0 | 74.08 | 1 | 0
33.88 | 67.76 | 17.48 | 0.13136 | 0 | 67.76 | 1 | 0
35.64 | 71.28 | 17.48 | 0.13136 | 0 | 71.28 | 1 | 0
36.72 | 73.44 | 17.48 | 0.13136 | 0 | 73.44 | 1 | 0
39.96 | 79.92 | 17.48 | 0.13136 | 0 | 75.12 | 0.2 | 4.8
39.64 | 79.28 | 11.23 | 0.12409 | 0 | 79.28 | 0.2 | 0
34.72 | 69.44 | 11.23 | 0.12409 | 0 | 69.44 | 0.2 | 0
30.6 | 61.2 | 11.23 | 0.12409 | 0 | 61.2 | 0.2 | 0
30.52 | 61.04 | 7.48 | 0.10336 | 4.8 | 61.04 | 0.91885 | 0
25.44 | 50.88 | 7.48 | 0.10336 | 0.54188 | 50.88 | 1 | 0
15.64 | 31.28 | 7.48 | 0.10336 | 0 | 31.28 | 1 | 0
11.08 | 22.16 | 7.48 | 0.10336 | 0 | 22.16 | 1 | 0
9.48 | 18.96 | 7.48 | 0.10336 | 0 | 18.96 | 1 | 0
8.96 | 17.92 | 7.48 | 0.10336 | 0 | 17.92 | 1 | 0
8.4 | 16.8 | 7.48 | 0.10336 | 0 | 16.8 | 1 | 0
11.44 | 22.88 | 7.48 | 0.10336 | 0 | 22.88 | 1 | 0
12.6 | 25.2 | 7.48 | 0.10336 | 0 | 25.2 | 1 | 0
13.52 | 27.04 | 7.48 | 0.10336 | 0 | 27.04 | 1 | 0
20.6 | 41.2 | 7.48 | 0.10336 | 0 | 41.2 | 1 | 0
22.76 | 45.52 | 7.48 | 0.10336 | 0 | 45.52 | 1 | 0
23.4 | 46.8 | 7.48 | 0.10336 | 0 | 46.8 | 1 | 0
31.2 | 62.4 | 7.48 | 0.10336 | 0 | 62.4 | 1 | 0
35.48 | 70.96 | 11.23 | 0.12409 | 0 | 70.96 | 1 | 0
41.08 | 82.16 | 11.23 | 0.12409 | 0 | 82.16 | 1 | 0
43.36 | 86.72 | 11.23 | 0.12409 | 0 | 86.72 | 1 | 0
43.52 | 87.04 | 17.48 | 0.13136 | 0 | 87.04 | 1 | 0
42 | 84 | 17.48 | 0.13136 | 0 | 84 | 1 | 0
41.12 | 82.24 | 17.48 | 0.13136 | 0 | 82.24 | 1 | 0
42.6 | 85.2 | 17.48 | 0.13136 | 0 | 80.4 | 0.2 | 4.8
40.52 | 81.04 | 11.23 | 0.12409 | 0 | 81.04 | 0.2 | 0
37.88 | 75.76 | 11.23 | 0.12409 | 0 | 75.76 | 0.2 | 0
32.72 | 65.44 | 11.23 | 0.12409 | 0 | 65.44 | 0.2 | 0
33.2 | 66.4 | 7.48 | 0.10336 | 4.8 | 66.4 | 0.91885 | 0
30.64 | 61.28 | 7.48 | 0.10336 | 0.54188 | 61.28 | 1 | 0
23.56 | 47.12 | 7.48 | 0.10336 | 0 | 47.12 | 1 | 0
12.44 | 24.88 | 7.48 | 0.10336 | 0 | 24.88 | 1 | 0
9.68 | 19.36 | 7.48 | 0.10336 | 0 | 19.36 | 1 | 0
9.56 | 19.12 | 7.48 | 0.10336 | 0 | 19.12 | 1 | 0
15.56 | 31.12 | 7.48 | 0.10336 | 0 | 31.12 | 1 | 0
17.84 | 35.68 | 7.48 | 0.10336 | 0 | 35.68 | 1 | 0
15.32 | 30.64 | 7.48 | 0.10336 | 0 | 30.64 | 1 | 0
16.72 | 33.44 | 7.48 | 0.10336 | 0 | 33.44 | 1 | 0
22.76 | 45.52 | 7.48 | 0.10336 | 0 | 45.52 | 1 | 0
25.08 | 50.16 | 7.48 | 0.10336 | 0 | 50.16 | 1 | 0
30.28 | 60.56 | 7.48 | 0.10336 | 0 | 60.56 | 1 | 0
33.6 | 67.2 | 7.48 | 0.10336 | 0 | 67.2 | 1 | 0
41.12 | 82.24 | 11.23 | 0.12409 | 0 | 82.24 | 1 | 0
49.76 | 99.52 | 11.23 | 0.12409 | 0 | 99.52 | 1 | 0
47.84 | 95.68 | 11.23 | 0.12409 | 0 | 95.68 | 1 | 0
41.76 | 83.52 | 17.48 | 0.13136 | 0 | 83.52 | 1 | 0
39.76 | 79.52 | 17.48 | 0.13136 | 0 | 79.52 | 1 | 0
38.8 | 77.6 | 17.48 | 0.13136 | 0 | 77.6 | 1 | 0
39.72 | 79.44 | 17.48 | 0.13136 | 0 | 74.64 | 0.2 | 4.8
39.48 | 78.96 | 11.23 | 0.12409 | 0 | 78.96 | 0.2 | 0
37.8 | 75.6 | 11.23 | 0.12409 | 0 | 75.6 | 0.2 | 0
37.12 | 74.24 | 11.23 | 0.12409 | 0 | 74.24 | 0.2 | 0
36.84 | 73.68 | 7.48 | 0.10336 | 4.8 | 73.68 | 0.91885 | 0
32.76 | 65.52 | 7.48 | 0.10336 | 0.54188 | 65.52 | 1 | 0
18.48 | 36.96 | 7.48 | 0.10336 | 0 | 36.96 | 1 | 0
11.72 | 23.44 | 7.48 | 0.10336 | 0 | 23.44 | 1 | 0
9.76 | 19.52 | 7.48 | 0.10336 | 0 | 19.52 | 1 | 0
9.76 | 19.52 | 7.48 | 0.10336 | 0 | 19.52 | 1 | 0
9.96 | 19.92 | 7.48 | 0.10336 | 0 | 19.92 | 1 | 0
12.88 | 25.76 | 7.48 | 0.10336 | 0 | 25.76 | 1 | 0
13.96 | 27.92 | 7.48 | 0.10336 | 0 | 27.92 | 1 | 0
13.92 | 27.84 | 7.48 | 0.10336 | 0 | 27.84 | 1 | 0
20.4 | 40.8 | 7.48 | 0.10336 | 0 | 40.8 | 1 | 0
21.96 | 43.92 | 7.48 | 0.10336 | 0 | 43.92 | 1 | 0
23.12 | 46.24 | 7.48 | 0.10336 | 0 | 46.24 | 1 | 0
26.2 | 52.4 | 7.48 | 0.10336 | 0 | 52.4 | 1 | 0
25.56 | 51.12 | 7.48 | 0.10336 | 0 | 51.12 | 1 | 0
32.68 | 65.36 | 7.48 | 0.10336 | 0 | 65.36 | 1 | 0
28.88 | 57.76 | 7.48 | 0.10336 | 0 | 57.76 | 1 | 0
27.76 | 55.52 | 7.48 | 0.10336 | 0 | 55.52 | 1 | 0
28.88 | 57.76 | 7.48 | 0.10336 | 0 | 57.76 | 1 | 0
33.32 | 66.64 | 7.48 | 0.10336 | 0 | 66.64 | 1 | 0
27.2 | 54.4 | 7.48 | 0.10336 | 0 | 54.4 | 1 | 0
26.92 | 53.84 | 7.48 | 0.10336 | 0 | 53.84 | 1 | 0
26.92 | 53.84 | 7.48 | 0.10336 | 0 | 53.84 | 1 | 0
24.92 | 49.84 | 7.48 | 0.10336 | 0 | 49.84 | 1 | 0
22.8 | 45.6 | 7.48 | 0.10336 | 0 | 45.6 | 1 | 0
20.6 | 41.2 | 7.48 | 0.10336 | 0 | 41.2 | 1 | 0
16.8 | 33.6 | 7.48 | 0.10336 | 0 | 33.6 | 1 | 0
14.96 | 29.92 | 7.48 | 0.10336 | 0 | 29.92 | 1 | 0
13.88 | 27.76 | 7.48 | 0.10336 | 0 | 27.76 | 1 | 0
13.76 | 27.52 | 7.48 | 0.10336 | 0 | 27.52 | 1 | 0
14.36 | 28.72 | 7.48 | 0.10336 | 0 | 28.72 | 1 | 0
17.32 | 34.64 | 7.48 | 0.10336 | 0 | 34.64 | 1 | 0
17.48 | 34.96 | 7.48 | 0.10336 | 0 | 34.96 | 1 | 0
14.32 | 28.64 | 7.48 | 0.10336 | 0 | 28.64 | 1 | 0
14.88 | 29.76 | 7.48 | 0.10336 | 0 | 29.76 | 1 | 0
19 | 38 | 7.48 | 0.10336 | 0 | 38 | 1 | 0
19.6 | 39.2 | 7.48 | 0.10336 | 0 | 39.2 | 1 | 0
20.56 | 41.12 | 7.48 | 0.10336 | 0 | 41.12 | 1 | 0
20.52 | 41.04 | 7.48 | 0.10336 | 0 | 41.04 | 1 | 0
26.4 | 52.8 | 7.48 | 0.10336 | 0 | 52.8 | 1 | 0
27.72 | 55.44 | 7.48 | 0.10336 | 0 | 55.44 | 1 | 0
26.72 | 53.44 | 7.48 | 0.10336 | 0 | 53.44 | 1 | 0
28.6 | 57.2 | 7.48 | 0.10336 | 0 | 57.2 | 1 | 0
23.28 | 46.56 | 7.48 | 0.10336 | 0 | 46.56 | 1 | 0
26.04 | 52.08 | 7.48 | 0.10336 | 0 | 52.08 | 1 | 0
24.72 | 49.44 | 7.48 | 0.10336 | 0 | 49.44 | 1 | 0
19.96 | 39.92 | 7.48 | 0.10336 | 0 | 39.92 | 1 | 0
20 | 40 | 7.48 | 0.10336 | 0 | 40 | 1 | 0
20.28 | 40.56 | 7.48 | 0.10336 | 0 | 40.56 | 1 | 0
20.2 | 40.4 | 7.48 | 0.10336 | 0 | 40.4 | 1 | 0
14.92 | 29.84 | 7.48 | 0.10336 | 0 | 29.84 | 1 | 0
10.68 | 21.36 | 7.48 | 0.10336 | 0 | 21.36 | 1 | 0
11.44 | 22.88 | 7.48 | 0.10709 | 0 | 22.88 | 1 | 0
12.96 | 25.92 | 7.48 | 0.10709 | 0 | 25.92 | 1 | 0
13.72 | 27.44 | 7.48 | 0.10709 | 0 | 27.44 | 1 | 0
16.36 | 32.72 | 7.48 | 0.10709 | 0 | 32.72 | 1 | 0
16.2 | 32.4 | 7.48 | 0.10709 | 0 | 32.4 | 1 | 0
13.4 | 26.8 | 7.48 | 0.10709 | 0 | 26.8 | 1 | 0
13.64 | 27.28 | 7.48 | 0.10709 | 0 | 27.28 | 1 | 0
13.76 | 27.52 | 7.48 | 0.10709 | 0 | 27.52 | 1 | 0
18.24 | 36.48 | 7.48 | 0.10709 | 0 | 36.48 | 1 | 0
19.76 | 39.52 | 7.48 | 0.10709 | 0 | 39.52 | 1 | 0
20.76 | 41.52 | 7.48 | 0.12502 | 0 | 41.52 | 1 | 0
22.92 | 45.84 | 7.48 | 0.12502 | 0 | 45.84 | 1 | 0
22.08 | 44.16 | 7.48 | 0.12502 | 0 | 44.16 | 1 | 0
26.12 | 52.24 | 12.23 | 0.12502 | 0 | 52.24 | 1 | 0
25.48 | 50.96 | 12.23 | 0.12502 | 0 | 50.96 | 1 | 0
25.8 | 51.6 | 12.23 | 0.12502 | 0 | 51.6 | 1 | 0
24.44 | 48.88 | 12.23 | 0.12502 | 0 | 48.88 | 1 | 0
20.8 | 41.6 | 7.48 | 0.12502 | 0 | 41.6 | 1 | 0
19 | 38 | 7.48 | 0.12502 | 0 | 38 | 1 | 0
17.56 | 35.12 | 7.48 | 0.12502 | 0 | 30.32 | 0.2 | 4.8
19.12 | 38.24 | 7.48 | 0.10709 | 4.8 | 38.24 | 0.91885 | 0
20.6 | 41.2 | 7.48 | 0.10709 | 0.54188 | 41.2 | 1 | 0
19.04 | 38.08 | 7.48 | 0.10709 | 0 | 38.08 | 1 | 0
15.32 | 30.64 | 7.48 | 0.10709 | 0 | 30.64 | 1 | 0
14.16 | 28.32 | 7.48 | 0.10709 | 0 | 28.32 | 1 | 0
13.32 | 26.64 | 7.48 | 0.10709 | 0 | 26.64 | 1 | 0
13.24 | 26.48 | 7.48 | 0.10709 | 0 | 26.48 | 1 | 0
15.64 | 31.28 | 7.48 | 0.10709 | 0 | 31.28 | 1 | 0
15.76 | 31.52 | 7.48 | 0.10709 | 0 | 31.52 | 1 | 0
16.4 | 32.8 | 7.48 | 0.10709 | 0 | 32.8 | 1 | 0
17.76 | 35.52 | 7.48 | 0.10709 | 0 | 35.52 | 1 | 0
18.84 | 37.68 | 7.48 | 0.10709 | 0 | 37.68 | 1 | 0
20.88 | 41.76 | 7.48 | 0.10709 | 0 | 41.76 | 1 | 0
20.68 | 41.36 | 7.48 | 0.10709 | 0 | 41.36 | 1 | 0
22.64 | 45.28 | 7.48 | 0.12502 | 0 | 45.28 | 1 | 0
23.04 | 46.08 | 7.48 | 0.12502 | 0 | 46.08 | 1 | 0
24.36 | 48.72 | 7.48 | 0.12502 | 0 | 48.72 | 1 | 0
24.64 | 49.28 | 12.23 | 0.12502 | 0 | 49.28 | 1 | 0
26.32 | 52.64 | 12.23 | 0.12502 | 0 | 52.64 | 1 | 0
29.6 | 59.2 | 12.23 | 0.12502 | 0 | 59.2 | 1 | 0
29.68 | 59.36 | 12.23 | 0.12502 | 0 | 59.36 | 1 | 0
20.68 | 41.36 | 7.48 | 0.12502 | 0 | 41.36 | 1 | 0
19.32 | 38.64 | 7.48 | 0.12502 | 0 | 38.64 | 1 | 0
18.52 | 37.04 | 7.48 | 0.12502 | 0 | 32.24 | 0.2 | 4.8
19.48 | 38.96 | 7.48 | 0.10709 | 4.8 | 38.96 | 0.91885 | 0
19.52 | 39.04 | 7.48 | 0.10709 | 0.54188 | 39.04 | 1 | 0
18.96 | 37.92 | 7.48 | 0.10709 | 0 | 37.92 | 1 | 0
15.88 | 31.76 | 7.48 | 0.10709 | 0 | 31.76 | 1 | 0
14.88 | 29.76 | 7.48 | 0.10709 | 0 | 29.76 | 1 | 0
14.68 | 29.36 | 7.48 | 0.10709 | 0 | 29.36 | 1 | 0
14.4 | 28.8 | 7.48 | 0.10709 | 0 | 28.8 | 1 | 0
17.44 | 34.88 | 7.48 | 0.10709 | 0 | 34.88 | 1 | 0
17.56 | 35.12 | 7.48 | 0.10709 | 0 | 35.12 | 1 | 0
18.72 | 37.44 | 7.48 | 0.10709 | 0 | 37.44 | 1 | 0
19.44 | 38.88 | 7.48 | 0.10709 | 0 | 38.88 | 1 | 0
20.8 | 41.6 | 7.48 | 0.10709 | 0 | 41.6 | 1 | 0
22.92 | 45.84 | 7.48 | 0.10709 | 0 | 45.84 | 1 | 0
22.44 | 44.88 | 7.48 | 0.10709 | 0 | 44.88 | 1 | 0
22.6 | 45.2 | 7.48 | 0.12502 | 0 | 45.2 | 1 | 0
24 | 48 | 7.48 | 0.12502 | 0 | 48 | 1 | 0
30.04 | 60.08 | 7.48 | 0.12502 | 0 | 60.08 | 1 | 0
31 | 62 | 12.23 | 0.12502 | 0 | 62 | 1 | 0
32 | 64 | 12.23 | 0.12502 | 0 | 64 | 1 | 0
29.52 | 59.04 | 12.23 | 0.12502 | 0 | 59.04 | 1 | 0
30.48 | 60.96 | 12.23 | 0.12502 | 0 | 60.96 | 1 | 0
26.4 | 52.8 | 7.48 | 0.12502 | 0 | 52.8 | 1 | 0
23.28 | 46.56 | 7.48 | 0.12502 | 0 | 46.56 | 1 | 0
20.88 | 41.76 | 7.48 | 0.12502 | 0 | 36.96 | 0.2 | 4.8
21.48 | 42.96 | 7.48 | 0.10709 | 4.8 | 42.96 | 0.91885 | 0
21.64 | 43.28 | 7.48 | 0.10709 | 0.54188 | 43.28 | 1 | 0
21.12 | 42.24 | 7.48 | 0.10709 | 0 | 42.24 | 1 | 0
18.08 | 36.16 | 7.48 | 0.10709 | 0 | 36.16 | 1 | 0
16.8 | 33.6 | 7.48 | 0.10709 | 0 | 33.6 | 1 | 0
16.72 | 33.44 | 7.48 | 0.10709 | 0 | 33.44 | 1 | 0
16.56 | 33.12 | 7.48 | 0.10709 | 0 | 33.12 | 1 | 0
18.84 | 37.68 | 7.48 | 0.10709 | 0 | 37.68 | 1 | 0
19.04 | 38.08 | 7.48 | 0.10709 | 0 | 38.08 | 1 | 0
20.04 | 40.08 | 7.48 | 0.10709 | 0 | 40.08 | 1 | 0
20.84 | 41.68 | 7.48 | 0.10709 | 0 | 41.68 | 1 | 0
21.56 | 43.12 | 7.48 | 0.10709 | 0 | 43.12 | 1 | 0
22.32 | 44.64 | 7.48 | 0.10709 | 0 | 44.64 | 1 | 0
22.4 | 44.8 | 7.48 | 0.10709 | 0 | 44.8 | 1 | 0
23.68 | 47.36 | 7.48 | 0.12502 | 0 | 47.36 | 1 | 0
24.56 | 49.12 | 7.48 | 0.12502 | 0 | 49.12 | 1 | 0
26.16 | 52.32 | 7.48 | 0.12502 | 0 | 52.32 | 1 | 0
32.44 | 64.88 | 12.23 | 0.12502 | 0 | 64.88 | 1 | 0
31.56 | 63.12 | 12.23 | 0.12502 | 0 | 63.12 | 1 | 0
31.16 | 62.32 | 12.23 | 0.12502 | 0 | 62.32 | 1 | 0
30.56 | 61.12 | 12.23 | 0.12502 | 0 | 61.12 | 1 | 0
22.84 | 45.68 | 7.48 | 0.12502 | 0 | 45.68 | 1 | 0
20.36 | 40.72 | 7.48 | 0.12502 | 0 | 40.72 | 1 | 0
19.08 | 38.16 | 7.48 | 0.12502 | 0 | 33.36 | 0.2 | 4.8
20.08 | 40.16 | 7.48 | 0.10709 | 4.8 | 40.16 | 0.91885 | 0
20 | 40 | 7.48 | 0.10709 | 0.54188 | 40 | 1 | 0
19.76 | 39.52 | 7.48 | 0.10709 | 0 | 39.52 | 1 | 0
16.72 | 33.44 | 7.48 | 0.10709 | 0 | 33.44 | 1 | 0
15.52 | 31.04 | 7.48 | 0.10709 | 0 | 31.04 | 1 | 0
15.44 | 30.88 | 7.48 | 0.10709 | 0 | 30.88 | 1 | 0
15.6 | 31.2 | 7.48 | 0.10709 | 0 | 31.2 | 1 | 0
17.44 | 34.88 | 7.48 | 0.10709 | 0 | 34.88 | 1 | 0
17.2 | 34.4 | 7.48 | 0.10709 | 0 | 34.4 | 1 | 0
17.92 | 35.84 | 7.48 | 0.10709 | 0 | 35.84 | 1 | 0
19.12 | 38.24 | 7.48 | 0.10709 | 0 | 38.24 | 1 | 0
20.64 | 41.28 | 7.48 | 0.10709 | 0 | 41.28 | 1 | 0
21.88 | 43.76 | 7.48 | 0.10709 | 0 | 43.76 | 1 | 0
21.92 | 43.84 | 7.48 | 0.10709 | 0 | 43.84 | 1 | 0
23.4 | 46.8 | 7.48 | 0.12502 | 0 | 46.8 | 1 | 0
24.08 | 48.16 | 7.48 | 0.12502 | 0 | 48.16 | 1 | 0
28.88 | 57.76 | 7.48 | 0.12502 | 0 | 57.76 | 1 | 0
38.68 | 77.36 | 12.23 | 0.12502 | 0 | 77.36 | 1 | 0
42.6 | 85.2 | 12.23 | 0.12502 | 0 | 85.2 | 1 | 0
45.76 | 91.52 | 12.23 | 0.12502 | 0 | 86.72 | 0.2 | 4.8
39.6 | 79.2 | 12.23 | 0.12502 | 0 | 79.2 | 0.2 | 0
35.84 | 71.68 | 7.48 | 0.12502 | 0 | 71.68 | 0.2 | 0
27.52 | 55.04 | 7.48 | 0.12502 | 0 | 55.04 | 0.2 | 0
25.36 | 50.72 | 7.48 | 0.12502 | 0 | 50.72 | 0.2 | 0
26.12 | 52.24 | 7.48 | 0.10709 | 4.8 | 52.24 | 0.91885 | 0
25.84 | 51.68 | 7.48 | 0.10709 | 0.54188 | 51.68 | 1 | 0
25.44 | 50.88 | 7.48 | 0.10709 | 0 | 50.88 | 1 | 0
19.92 | 39.84 | 7.48 | 0.10709 | 0 | 39.84 | 1 | 0
18.2 | 36.4 | 7.48 | 0.10709 | 0 | 36.4 | 1 | 0
17.64 | 35.28 | 7.48 | 0.10709 | 0 | 35.28 | 1 | 0
18.28 | 36.56 | 7.48 | 0.10709 | 0 | 36.56 | 1 | 0
21.32 | 42.64 | 7.48 | 0.10709 | 0 | 42.64 | 1 | 0
23.72 | 47.44 | 7.48 | 0.10709 | 0 | 47.44 | 1 | 0
25.08 | 50.16 | 7.48 | 0.10709 | 0 | 50.16 | 1 | 0
26.2 | 52.4 | 7.48 | 0.10709 | 0 | 52.4 | 1 | 0
27.12 | 54.24 | 7.48 | 0.10709 | 0 | 54.24 | 1 | 0
27.56 | 55.12 | 7.48 | 0.10709 | 0 | 55.12 | 1 | 0
26.56 | 53.12 | 7.48 | 0.10709 | 0 | 53.12 | 1 | 0
26.32 | 52.64 | 7.48 | 0.10709 | 0 | 52.64 | 1 | 0
26.92 | 53.84 | 7.48 | 0.10709 | 0 | 53.84 | 1 | 0
31.04 | 62.08 | 7.48 | 0.10709 | 0 | 62.08 | 1 | 0
36.52 | 73.04 | 7.48 | 0.10709 | 0 | 73.04 | 1 | 0
44.36 | 88.72 | 7.48 | 0.10709 | 0 | 86.72 | 0.66667 | 2
37.2 | 74.4 | 7.48 | 0.10709 | 2.2258 | 74.4 | 1 | 0
36.16 | 72.32 | 7.48 | 0.10709 | 0 | 72.32 | 1 | 0
32.2 | 64.4 | 7.48 | 0.10709 | 0 | 64.4 | 1 | 0
25.36 | 50.72 | 7.48 | 0.10709 | 0 | 50.72 | 1 | 0
25.68 | 51.36 | 7.48 | 0.10709 | 0 | 51.36 | 1 | 0
24.36 | 48.72 | 7.48 | 0.10709 | 0 | 48.72 | 1 | 0
23.96 | 47.92 | 7.48 | 0.10709 | 0 | 47.92 | 1 | 0
23.4 | 46.8 | 7.48 | 0.10709 | 0 | 46.8 | 1 | 0
17.96 | 35.92 | 7.48 | 0.10709 | 0 | 35.92 | 1 | 0
15.8 | 31.6 | 7.48 | 0.10709 | 0 | 31.6 | 1 | 0
16.68 | 33.36 | 7.48 | 0.10709 | 0 | 33.36 | 1 | 0
15.6 | 31.2 | 7.48 | 0.10709 | 0 | 31.2 | 1 | 0
19 | 38 | 7.48 | 0.10709 | 0 | 38 | 1 | 0
20.2 | 40.4 | 7.48 | 0.10709 | 0 | 40.4 | 1 | 0
20.8 | 41.6 | 7.48 | 0.10709 | 0 | 41.6 | 1 | 0
22.6 | 45.2 | 7.48 | 0.10709 | 0 | 45.2 | 1 | 0
23.8 | 47.6 | 7.48 | 0.10709 | 0 | 47.6 | 1 | 0
23.52 | 47.04 | 7.48 | 0.10709 | 0 | 47.04 | 1 | 0
22.08 | 44.16 | 7.48 | 0.10709 | 0 | 44.16 | 1 | 0
22.76 | 45.52 | 7.48 | 0.10709 | 0 | 45.52 | 1 | 0
25.16 | 50.32 | 7.48 | 0.10709 | 0 | 50.32 | 1 | 0
23.32 | 46.64 | 7.48 | 0.10709 | 0 | 46.64 | 1 | 0
22.72 | 45.44 | 7.48 | 0.10709 | 0 | 45.44 | 1 | 0
22.76 | 45.52 | 7.48 | 0.10709 | 0 | 45.52 | 1 | 0
23.32 | 46.64 | 7.48 | 0.10709 | 0 | 46.64 | 1 | 0
23.52 | 47.04 | 7.48 | 0.10709 | 0 | 47.04 | 1 | 0
23.4 | 46.8 | 7.48 | 0.10709 | 0 | 46.8 | 1 | 0
18.48 | 36.96 | 7.48 | 0.10709 | 0 | 36.96 | 1 | 0
15.68 | 31.36 | 7.48 | 0.10709 | 0 | 31.36 | 1 | 0
16.68 | 33.36 | 7.48 | 0.10709 | 0 | 33.36 | 1 | 0
17 | 34 | 7.48 | 0.10709 | 0 | 34 | 1 | 0
17.2 | 34.4 | 7.48 | 0.10709 | 0 | 34.4 | 1 | 0
11.36 | 22.72 | 7.48 | 0.10709 | 0 | 22.72 | 1 | 0
9.6 | 19.2 | 7.48 | 0.10709 | 0 | 19.2 | 1 | 0
8.92 | 17.84 | 7.48 | 0.10709 | 0 | 17.84 | 1 | 0
10.04 | 20.08 | 7.48 | 0.10709 | 0 | 20.08 | 1 | 0
13.04 | 26.08 | 7.48 | 0.10709 | 0 | 26.08 | 1 | 0
14.68 | 29.36 | 7.48 | 0.10709 | 0 | 29.36 | 1 | 0
15.92 | 31.84 | 7.48 | 0.10709 | 0 | 31.84 | 1 | 0
17.16 | 34.32 | 7.48 | 0.10709 | 0 | 34.32 | 1 | 0
18.96 | 37.92 | 7.48 | 0.10709 | 0 | 37.92 | 1 | 0
23.56 | 47.12 | 7.48 | 0.10709 | 0 | 47.12 | 1 | 0
23.04 | 46.08 | 7.48 | 0.10709 | 0 | 46.08 | 1 | 0
24.32 | 48.64 | 7.48 | 0.12502 | 0 | 48.64 | 1 | 0
25.24 | 50.48 | 7.48 | 0.12502 | 0 | 50.48 | 1 | 0
25.04 | 50.08 | 7.48 | 0.12502 | 0 | 50.08 | 1 | 0
27.68 | 55.36 | 12.23 | 0.12502 | 0 | 55.36 | 1 | 0
27.68 | 55.36 | 12.23 | 0.12502 | 0 | 55.36 | 1 | 0
30.96 | 61.92 | 12.23 | 0.12502 | 0 | 61.92 | 1 | 0
33.68 | 67.36 | 12.23 | 0.12502 | 0 | 67.36 | 1 | 0
25.52 | 51.04 | 7.48 | 0.12502 | 0 | 51.04 | 1 | 0
21.12 | 42.24 | 7.48 | 0.12502 | 0 | 42.24 | 1 | 0
20.64 | 41.28 | 7.48 | 0.12502 | 0 | 36.48 | 0.2 | 4.8
23.04 | 46.08 | 7.48 | 0.10709 | 4.8 | 46.08 | 0.91885 | 0
25.44 | 50.88 | 7.48 | 0.10709 | 0.54188 | 50.88 | 1 | 0
24.88 | 49.76 | 7.48 | 0.10709 | 0 | 49.76 | 1 | 0
17.32 | 34.64 | 7.48 | 0.10709 | 0 | 34.64 | 1 | 0
13.4 | 26.8 | 7.48 | 0.10709 | 0 | 26.8 | 1 | 0
11.28 | 22.56 | 7.48 | 0.10709 | 0 | 22.56 | 1 | 0
11.8 | 23.6 | 7.48 | 0.10709 | 0 | 23.6 | 1 | 0
13.72 | 27.44 | 7.48 | 0.10709 | 0 | 27.44 | 1 | 0
15.8 | 31.6 | 7.48 | 0.10709 | 0 | 31.6 | 1 | 0
17.68 | 35.36 | 7.48 | 0.10709 | 0 | 35.36 | 1 | 0
25 | 50 | 7.48 | 0.10709 | 0 | 50 | 1 | 0
28.48 | 56.96 | 7.48 | 0.10709 | 0 | 56.96 | 1 | 0
29.32 | 58.64 | 7.48 | 0.10709 | 0 | 58.64 | 1 | 0
28.24 | 56.48 | 7.48 | 0.10709 | 0 | 56.48 | 1 | 0
29.04 | 58.08 | 7.48 | 0.12502 | 0 | 58.08 | 1 | 0
32.72 | 65.44 | 7.48 | 0.12502 | 0 | 65.44 | 1 | 0
28.12 | 56.24 | 7.48 | 0.12502 | 0 | 56.24 | 1 | 0
32.92 | 65.84 | 12.23 | 0.12502 | 0 | 65.84 | 1 | 0
35.84 | 71.68 | 12.23 | 0.12502 | 0 | 71.68 | 1 | 0
41.72 | 83.44 | 12.23 | 0.12502 | 0 | 83.44 | 1 | 0
39.92 | 79.84 | 12.23 | 0.12502 | 0 | 79.84 | 1 | 0
31.52 | 63.04 | 7.48 | 0.12502 | 0 | 63.04 | 1 | 0
31.76 | 63.52 | 7.48 | 0.12502 | 0 | 63.52 | 1 | 0
27.04 | 54.08 | 7.48 | 0.12502 | 0 | 49.28 | 0.2 | 4.8
26.64 | 53.28 | 7.48 | 0.10709 | 4.8 | 53.28 | 0.91885 | 0
26.4 | 52.8 | 7.48 | 0.10709 | 0.54188 | 52.8 | 1 | 0
22.44 | 44.88 | 7.48 | 0.10709 | 0 | 44.88 | 1 | 0
14.36 | 28.72 | 7.48 | 0.10709 | 0 | 28.72 | 1 | 0
11.92 | 23.84 | 7.48 | 0.10709 | 0 | 23.84 | 1 | 0
11.2 | 22.4 | 7.48 | 0.10709 | 0 | 22.4 | 1 | 0
14.72 | 29.44 | 7.48 | 0.10709 | 0 | 29.44 | 1 | 0
14.16 | 28.32 | 7.48 | 0.10709 | 0 | 28.32 | 1 | 0
15.24 | 30.48 | 7.48 | 0.10709 | 0 | 30.48 | 1 | 0
17.36 | 34.72 | 7.48 | 0.10709 | 0 | 34.72 | 1 | 0
24.52 | 49.04 | 7.48 | 0.10709 | 0 | 49.04 | 1 | 0
26.96 | 53.92 | 7.48 | 0.10709 | 0 | 53.92 | 1 | 0
33.28 | 66.56 | 7.48 | 0.10709 | 0 | 66.56 | 1 | 0
35.44 | 70.88 | 7.48 | 0.10709 | 0 | 70.88 | 1 | 0
34.68 | 69.36 | 7.48 | 0.12502 | 0 | 69.36 | 1 | 0
32.32 | 64.64 | 7.48 | 0.12502 | 0 | 64.64 | 1 | 0
30.4 | 60.8 | 7.48 | 0.12502 | 0 | 60.8 | 1 | 0
27.76 | 55.52 | 12.23 | 0.12502 | 0 | 55.52 | 1 | 0
27.4 | 54.8 | 12.23 | 0.12502 | 0 | 54.8 | 1 | 0
26.8 | 53.6 | 12.23 | 0.12502 | 0 | 53.6 | 1 | 0
26.28 | 52.56 | 12.23 | 0.12502 | 0 | 52.56 | 1 | 0
26.12 | 52.24 | 7.48 | 0.12502 | 0 | 52.24 | 1 | 0
27.44 | 54.88 | 7.48 | 0.12502 | 0 | 54.88 | 1 | 0
27.28 | 54.56 | 7.48 | 0.12502 | 0 | 49.76 | 0.2 | 4.8
26.96 | 53.92 | 7.48 | 0.10709 | 4.8 | 53.92 | 0.91885 | 0
26.56 | 53.12 | 7.48 | 0.10709 | 0.54188 | 53.12 | 1 | 0
27.28 | 54.56 | 7.48 | 0.10709 | 0 | 54.56 | 1 | 0
21.56 | 43.12 | 7.48 | 0.10709 | 0 | 43.12 | 1 | 0
19.24 | 38.48 | 7.48 | 0.10709 | 0 | 38.48 | 1 | 0
18.48 | 36.96 | 7.48 | 0.10709 | 0 | 36.96 | 1 | 0
18.8 | 37.6 | 7.48 | 0.10709 | 0 | 37.6 | 1 | 0
16.96 | 33.92 | 7.48 | 0.10709 | 0 | 33.92 | 1 | 0
15 | 30 | 7.48 | 0.10709 | 0 | 30 | 1 | 0
16.12 | 32.24 | 7.48 | 0.10709 | 0 | 32.24 | 1 | 0
23.68 | 47.36 | 7.48 | 0.10709 | 0 | 47.36 | 1 | 0
26.36 | 52.72 | 7.48 | 0.10709 | 0 | 52.72 | 1 | 0
27.2 | 54.4 | 7.48 | 0.10709 | 0 | 54.4 | 1 | 0
28.8 | 57.6 | 7.48 | 0.10709 | 0 | 57.6 | 1 | 0
31.48 | 62.96 | 7.48 | 0.12502 | 0 | 62.96 | 1 | 0
32.88 | 65.76 | 7.48 | 0.12502 | 0 | 65.76 | 1 | 0
29.64 | 59.28 | 7.48 | 0.12502 | 0 | 59.28 | 1 | 0
27.96 | 55.92 | 12.23 | 0.12502 | 0 | 55.92 | 1 | 0
28.52 | 57.04 | 12.23 | 0.12502 | 0 | 57.04 | 1 | 0
25.28 | 50.56 | 12.23 | 0.12502 | 0 | 50.56 | 1 | 0
25.28 | 50.56 | 12.23 | 0.12502 | 0 | 50.56 | 1 | 0
25.88 | 51.76 | 7.48 | 0.12502 | 0 | 51.76 | 1 | 0
26.52 | 53.04 | 7.48 | 0.12502 | 0 | 53.04 | 1 | 0
26.32 | 52.64 | 7.48 | 0.12502 | 0 | 47.84 | 0.2 | 4.8
27.4 | 54.8 | 7.48 | 0.10709 | 4.8 | 54.8 | 0.91885 | 0
27.16 | 54.32 | 7.48 | 0.10709 | 0.54188 | 54.32 | 1 | 0
23.48 | 46.96 | 7.48 | 0.10709 | 0 | 46.96 | 1 | 0
15.88 | 31.76 | 7.48 | 0.10709 | 0 | 31.76 | 1 | 0
13.28 | 26.56 | 7.48 | 0.10709 | 0 | 26.56 | 1 | 0
12.8 | 25.6 | 7.48 | 0.10709 | 0 | 25.6 | 1 | 0
12.96 | 25.92 | 7.48 | 0.10709 | 0 | 25.92 | 1 | 0
14.6 | 29.2 | 7.48 | 0.10709 | 0 | 29.2 | 1 | 0
15.6 | 31.2 | 7.48 | 0.10709 | 0 | 31.2 | 1 | 0
17.24 | 34.48 | 7.48 | 0.10709 | 0 | 34.48 | 1 | 0
24.32 | 48.64 | 7.48 | 0.10709 | 0 | 48.64 | 1 | 0
26.64 | 53.28 | 7.48 | 0.10709 | 0 | 53.28 | 1 | 0
30.2 | 60.4 | 7.48 | 0.10709 | 0 | 60.4 | 1 | 0
29.56 | 59.12 | 7.48 | 0.10709 | 0 | 59.12 | 1 | 0
29.88 | 59.76 | 7.48 | 0.12502 | 0 | 59.76 | 1 | 0
31.16 | 62.32 | 7.48 | 0.12502 | 0 | 62.32 | 1 | 0
30.2 | 60.4 | 7.48 | 0.12502 | 0 | 60.4 | 1 | 0
27.16 | 54.32 | 12.23 | 0.12502 | 0 | 54.32 | 1 | 0
26.2 | 52.4 | 12.23 | 0.12502 | 0 | 52.4 | 1 | 0
26.12 | 52.24 | 12.23 | 0.12502 | 0 | 52.24 | 1 | 0
25.48 | 50.96 | 12.23 | 0.12502 | 0 | 50.96 | 1 | 0
25.56 | 51.12 | 7.48 | 0.12502 | 0 | 51.12 | 1 | 0
27.16 | 54.32 | 7.48 | 0.12502 | 0 | 54.32 | 1 | 0
28.8 | 57.6 | 7.48 | 0.12502 | 0 | 52.8 | 0.2 | 4.8
27.96 | 55.92 | 7.48 | 0.10709 | 4.8 | 55.92 | 0.91885 | 0
26.76 | 53.52 | 7.48 | 0.10709 | 0.54188 | 53.52 | 1 | 0
26.48 | 52.96 | 7.48 | 0.10709 | 0 | 52.96 | 1 | 0
19.36 | 38.72 | 7.48 | 0.10709 | 0 | 38.72 | 1 | 0
17.16 | 34.32 | 7.48 | 0.10709 | 0 | 34.32 | 1 | 0
17.4 | 34.8 | 7.48 | 0.10709 | 0 | 34.8 | 1 | 0
18.52 | 37.04 | 7.48 | 0.10709 | 0 | 37.04 | 1 | 0
15.64 | 31.28 | 7.48 | 0.10709 | 0 | 31.28 | 1 | 0
17.2 | 34.4 | 7.48 | 0.10709 | 0 | 34.4 | 1 | 0
18.76 | 37.52 | 7.48 | 0.10709 | 0 | 37.52 | 1 | 0
25.32 | 50.64 | 7.48 | 0.10709 | 0 | 50.64 | 1 | 0
27.8 | 55.6 | 7.48 | 0.10709 | 0 | 55.6 | 1 | 0
29.56 | 59.12 | 7.48 | 0.10709 | 0 | 59.12 | 1 | 0
30 | 60 | 7.48 | 0.10709 | 0 | 60 | 1 | 0
33.48 | 66.96 | 7.48 | 0.10709 | 0 | 66.96 | 1 | 0
33.72 | 67.44 | 7.48 | 0.10709 | 0 | 67.44 | 1 | 0
31.2 | 62.4 | 7.48 | 0.10709 | 0 | 62.4 | 1 | 0
30.36 | 60.72 | 7.48 | 0.10709 | 0 | 60.72 | 1 | 0
29.56 | 59.12 | 7.48 | 0.10709 | 0 | 59.12 | 1 | 0
29.6 | 59.2 | 7.48 | 0.10709 | 0 | 59.2 | 1 | 0
29 | 58 | 7.48 | 0.10709 | 0 | 58 | 1 | 0
28.68 | 57.36 | 7.48 | 0.10709 | 0 | 57.36 | 1 | 0
27.8 | 55.6 | 7.48 | 0.10709 | 0 | 55.6 | 1 | 0
28.84 | 57.68 | 7.48 | 0.10709 | 0 | 57.68 | 1 | 0
29.8 | 59.6 | 7.48 | 0.10709 | 0 | 59.6 | 1 | 0
26.32 | 52.64 | 7.48 | 0.10709 | 0 | 52.64 | 1 | 0
19.56 | 39.12 | 7.48 | 0.10709 | 0 | 39.12 | 1 | 0
13.52 | 27.04 | 7.48 | 0.10709 | 0 | 27.04 | 1 | 0
14.2 | 28.4 | 7.48 | 0.10709 | 0 | 28.4 | 1 | 0
17.28 | 34.56 | 7.48 | 0.10709 | 0 | 34.56 | 1 | 0
19.92 | 39.84 | 7.48 | 0.10709 | 0 | 39.84 | 1 | 0
20.52 | 41.04 | 7.48 | 0.10709 | 0 | 41.04 | 1 | 0
16.8 | 33.6 | 7.48 | 0.10709 | 0 | 33.6 | 1 | 0
18.2 | 36.4 | 7.48 | 0.10709 | 0 | 36.4 | 1 | 0
18.44 | 36.88 | 7.48 | 0.10709 | 0 | 36.88 | 1 | 0
23.68 | 47.36 | 7.48 | 0.10709 | 0 | 47.36 | 1 | 0
25.4 | 50.8 | 7.48 | 0.10709 | 0 | 50.8 | 1 | 0
26.84 | 53.68 | 7.48 | 0.10709 | 0 | 53.68 | 1 | 0
25.36 | 50.72 | 7.48 | 0.10709 | 0 | 50.72 | 1 | 0
25.44 | 50.88 | 7.48 | 0.10709 | 0 | 50.88 | 1 | 0
24.04 | 48.08 | 7.48 | 0.10709 | 0 | 48.08 | 1 | 0
24.24 | 48.48 | 7.48 | 0.10709 | 0 | 48.48 | 1 | 0
24.92 | 49.84 | 7.48 | 0.10709 | 0 | 49.84 | 1 | 0
24.4 | 48.8 | 7.48 | 0.10709 | 0 | 48.8 | 1 | 0
25.2 | 50.4 | 7.48 | 0.10709 | 0 | 50.4 | 1 | 0
25.36 | 50.72 | 7.48 | 0.10709 | 0 | 50.72 | 1 | 0
22.8 | 45.6 | 7.48 | 0.10709 | 0 | 45.6 | 1 | 0
22.72 | 45.44 | 7.48 | 0.10709 | 0 | 45.44 | 1 | 0
23.96 | 47.92 | 7.48 | 0.10709 | 0 | 47.92 | 1 | 0
24.16 | 48.32 | 7.48 | 0.10709 | 0 | 48.32 | 1 | 0
19.68 | 39.36 | 7.48 | 0.10709 | 0 | 39.36 | 1 | 0
12.68 | 25.36 | 7.48 | 0.10709 | 0 | 25.36 | 1 | 0
10.56 | 21.12 | 7.48 | 0.10709 | 0 | 21.12 | 1 | 0
11.28 | 22.56 | 7.48 | 0.10709 | 0 | 22.56 | 1 | 0
13.8 | 27.6 | 7.48 | 0.10709 | 0 | 27.6 | 1 | 0
15.92 | 31.84 | 7.48 | 0.10709 | 0 | 31.84 | 1 | 0
16.2 | 32.4 | 7.48 | 0.10709 | 0 | 32.4 | 1 | 0
17.28 | 34.56 | 7.48 | 0.10709 | 0 | 34.56 | 1 | 0
17.44 | 34.88 | 7.48 | 0.10709 | 0 | 34.88 | 1 | 0
17.84 | 35.68 | 7.48 | 0.10709 | 0 | 35.68 | 1 | 0
24.8 | 49.6 | 7.48 | 0.10709 | 0 | 49.6 | 1 | 0
25.08 | 50.16 | 7.48 | 0.10709 | 0 | 50.16 | 1 | 0
25 | 50 | 7.48 | 0.12502 | 0 | 50 | 1 | 0
24.72 | 49.44 | 7.48 | 0.12502 | 0 | 49.44 | 1 | 0
24.16 | 48.32 | 7.48 | 0.12502 | 0 | 48.32 | 1 | 0
27.24 | 54.48 | 12.23 | 0.12502 | 0 | 54.48 | 1 | 0
30.48 | 60.96 | 12.23 | 0.12502 | 0 | 60.96 | 1 | 0
31.76 | 63.52 | 12.23 | 0.12502 | 0 | 63.52 | 1 | 0
31.4 | 62.8 | 12.23 | 0.12502 | 0 | 62.8 | 1 | 0
26.48 | 52.96 | 7.48 | 0.12502 | 0 | 52.96 | 1 | 0
22.16 | 44.32 | 7.48 | 0.12502 | 0 | 44.32 | 1 | 0
16.84 | 33.68 | 7.48 | 0.12502 | 0 | 28.88 | 0.2 | 4.8
17.24 | 34.48 | 7.48 | 0.10709 | 4.8 | 34.48 | 0.91885 | 0
20.4 | 40.8 | 7.48 | 0.10709 | 0.54188 | 40.8 | 1 | 0
22.4 | 44.8 | 7.48 | 0.10709 | 0 | 44.8 | 1 | 0
16 | 32 | 7.48 | 0.10709 | 0 | 32 | 1 | 0
13.12 | 26.24 | 7.48 | 0.10709 | 0 | 26.24 | 1 | 0
13.04 | 26.08 | 7.48 | 0.10709 | 0 | 26.08 | 1 | 0
15.68 | 31.36 | 7.48 | 0.10709 | 0 | 31.36 | 1 | 0
17.8 | 35.6 | 7.48 | 0.10709 | 0 | 35.6 | 1 | 0
17.96 | 35.92 | 7.48 | 0.10709 | 0 | 35.92 | 1 | 0
17.68 | 35.36 | 7.48 | 0.10709 | 0 | 35.36 | 1 | 0
24.88 | 49.76 | 7.48 | 0.10709 | 0 | 49.76 | 1 | 0
24.52 | 49.04 | 7.48 | 0.10709 | 0 | 49.04 | 1 | 0
29.08 | 58.16 | 7.48 | 0.10709 | 0 | 58.16 | 1 | 0
30.64 | 61.28 | 7.48 | 0.10709 | 0 | 61.28 | 1 | 0
31.36 | 62.72 | 7.48 | 0.12502 | 0 | 62.72 | 1 | 0
33.36 | 66.72 | 7.48 | 0.12502 | 0 | 66.72 | 1 | 0
30 | 60 | 7.48 | 0.12502 | 0 | 60 | 1 | 0
33.4 | 66.8 | 12.23 | 0.12502 | 0 | 66.8 | 1 | 0
36.24 | 72.48 | 12.23 | 0.12502 | 0 | 72.48 | 1 | 0
36.84 | 73.68 | 12.23 | 0.12502 | 0 | 73.68 | 1 | 0
37.08 | 74.16 | 12.23 | 0.12502 | 0 | 74.16 | 1 | 0
33.48 | 66.96 | 7.48 | 0.12502 | 0 | 66.96 | 1 | 0
28.88 | 57.76 | 7.48 | 0.12502 | 0 | 57.76 | 1 | 0
29.2 | 58.4 | 7.48 | 0.12502 | 0 | 53.6 | 0.2 | 4.8
28.16 | 56.32 | 7.48 | 0.10709 | 4.8 | 56.32 | 0.91885 | 0
26 | 52 | 7.48 | 0.10709 | 0.54188 | 52 | 1 | 0
18.92 | 37.84 | 7.48 | 0.10709 | 0 | 37.84 | 1 | 0
12.56 | 25.12 | 7.48 | 0.10709 | 0 | 25.12 | 1 | 0
10.48 | 20.96 | 7.48 | 0.10709 | 0 | 20.96 | 1 | 0
10.44 | 20.88 | 7.48 | 0.10709 | 0 | 20.88 | 1 | 0
12.72 | 25.44 | 7.48 | 0.10709 | 0 | 25.44 | 1 | 0
15.36 | 30.72 | 7.48 | 0.10709 | 0 | 30.72 | 1 | 0
15.76 | 31.52 | 7.48 | 0.10709 | 0 | 31.52 | 1 | 0
18.08 | 36.16 | 7.48 | 0.10709 | 0 | 36.16 | 1 | 0
25.52 | 51.04 | 7.48 | 0.10709 | 0 | 51.04 | 1 | 0
24.76 | 49.52 | 7.48 | 0.10709 | 0 | 49.52 | 1 | 0
29.24 | 58.48 | 7.48 | 0.10709 | 0 | 58.48 | 1 | 0
33.84 | 67.68 | 7.48 | 0.10709 | 0 | 67.68 | 1 | 0
34.64 | 69.28 | 7.48 | 0.12502 | 0 | 69.28 | 1 | 0
31.84 | 63.68 | 7.48 | 0.12502 | 0 | 63.68 | 1 | 0
29.88 | 59.76 | 7.48 | 0.12502 | 0 | 59.76 | 1 | 0
28.36 | 56.72 | 12.23 | 0.12502 | 0 | 56.72 | 1 | 0
27.8 | 55.6 | 12.23 | 0.12502 | 0 | 55.6 | 1 | 0
27.6 | 55.2 | 12.23 | 0.12502 | 0 | 55.2 | 1 | 0
27.32 | 54.64 | 12.23 | 0.12502 | 0 | 54.64 | 1 | 0
27.04 | 54.08 | 7.48 | 0.12502 | 0 | 54.08 | 1 | 0
28.12 | 56.24 | 7.48 | 0.12502 | 0 | 56.24 | 1 | 0
27.48 | 54.96 | 7.48 | 0.12502 | 0 | 50.16 | 0.2 | 4.8
25.52 | 51.04 | 7.48 | 0.10709 | 4.8 | 51.04 | 0.91885 | 0
24.96 | 49.92 | 7.48 | 0.10709 | 0.54188 | 49.92 | 1 | 0
17.44 | 34.88 | 7.48 | 0.10709 | 0 | 34.88 | 1 | 0
12.24 | 24.48 | 7.48 | 0.10709 | 0 | 24.48 | 1 | 0
10.6 | 21.2 | 7.48 | 0.10709 | 0 | 21.2 | 1 | 0
9.84 | 19.68 | 7.48 | 0.10709 | 0 | 19.68 | 1 | 0
11.48 | 22.96 | 7.48 | 0.10709 | 0 | 22.96 | 1 | 0
14.4 | 28.8 | 7.48 | 0.10709 | 0 | 28.8 | 1 | 0
15.76 | 31.52 | 7.48 | 0.10709 | 0 | 31.52 | 1 | 0
16.52 | 33.04 | 7.48 | 0.10709 | 0 | 33.04 | 1 | 0
22.6 | 45.2 | 7.48 | 0.10709 | 0 | 45.2 | 1 | 0
25.6 | 51.2 | 7.48 | 0.10709 | 0 | 51.2 | 1 | 0
26.2 | 52.4 | 7.48 | 0.10709 | 0 | 52.4 | 1 | 0
28.52 | 57.04 | 7.48 | 0.10709 | 0 | 57.04 | 1 | 0
33.28 | 66.56 | 7.48 | 0.12502 | 0 | 66.56 | 1 | 0
32.4 | 64.8 | 7.48 | 0.12502 | 0 | 64.8 | 1 | 0
30.16 | 60.32 | 7.48 | 0.12502 | 0 | 60.32 | 1 | 0
28.88 | 57.76 | 12.23 | 0.12502 | 0 | 57.76 | 1 | 0
30.16 | 60.32 | 12.23 | 0.12502 | 0 | 60.32 | 1 | 0
27.24 | 54.48 | 12.23 | 0.12502 | 0 | 54.48 | 1 | 0
29.08 | 58.16 | 12.23 | 0.12502 | 0 | 58.16 | 1 | 0
31 | 62 | 7.48 | 0.12502 | 0 | 62 | 1 | 0
30.44 | 60.88 | 7.48 | 0.12502 | 0 | 60.88 | 1 | 0
27.44 | 54.88 | 7.48 | 0.12502 | 0 | 50.08 | 0.2 | 4.8
26.32 | 52.64 | 7.48 | 0.10709 | 4.8 | 52.64 | 0.91885 | 0
25.96 | 51.92 | 7.48 | 0.10709 | 0.54188 | 51.92 | 1 | 0
22.76 | 45.52 | 7.48 | 0.10709 | 0 | 45.52 | 1 | 0
16.88 | 33.76 | 7.48 | 0.10709 | 0 | 33.76 | 1 | 0
15.32 | 30.64 | 7.48 | 0.10709 | 0 | 30.64 | 1 | 0
14.28 | 28.56 | 7.48 | 0.10709 | 0 | 28.56 | 1 | 0
14 | 28 | 7.48 | 0.10709 | 0 | 28 | 1 | 0
18.28 | 36.56 | 7.48 | 0.10709 | 0 | 36.56 | 1 | 0
18.32 | 36.64 | 7.48 | 0.10709 | 0 | 36.64 | 1 | 0
15.88 | 31.76 | 7.48 | 0.10709 | 0 | 31.76 | 1 | 0
23.16 | 46.32 | 7.48 | 0.10709 | 0 | 46.32 | 1 | 0
25.68 | 51.36 | 7.48 | 0.10709 | 0 | 51.36 | 1 | 0
29.28 | 58.56 | 7.48 | 0.10709 | 0 | 58.56 | 1 | 0
27.84 | 55.68 | 7.48 | 0.10709 | 0 | 55.68 | 1 | 0
30.72 | 61.44 | 7.48 | 0.12502 | 0 | 61.44 | 1 | 0
31.44 | 62.88 | 7.48 | 0.12502 | 0 | 62.88 | 1 | 0
28.36 | 56.72 | 7.48 | 0.12502 | 0 | 56.72 | 1 | 0
26.4 | 52.8 | 12.23 | 0.12502 | 0 | 52.8 | 1 | 0
25.72 | 51.44 | 12.23 | 0.12502 | 0 | 51.44 | 1 | 0
26.56 | 53.12 | 12.23 | 0.12502 | 0 | 53.12 | 1 | 0
26.4 | 52.8 | 12.23 | 0.12502 | 0 | 52.8 | 1 | 0
26.96 | 53.92 | 7.48 | 0.12502 | 0 | 53.92 | 1 | 0
27.96 | 55.92 | 7.48 | 0.12502 | 0 | 55.92 | 1 | 0
28.2 | 56.4 | 7.48 | 0.12502 | 0 | 51.6 | 0.2 | 4.8
27.36 | 54.72 | 7.48 | 0.10709 | 4.8 | 54.72 | 0.91885 | 0
27.4 | 54.8 | 7.48 | 0.10709 | 0.54188 | 54.8 | 1 | 0
24.92 | 49.84 | 7.48 | 0.10709 | 0 | 49.84 | 1 | 0
17.4 | 34.8 | 7.48 | 0.10709 | 0 | 34.8 | 1 | 0
15.52 | 31.04 | 7.48 | 0.10709 | 0 | 31.04 | 1 | 0
15 | 30 | 7.48 | 0.10709 | 0 | 30 | 1 | 0
15.36 | 30.72 | 7.48 | 0.10709 | 0 | 30.72 | 1 | 0
18.48 | 36.96 | 7.48 | 0.10709 | 0 | 36.96 | 1 | 0
16.28 | 32.56 | 7.48 | 0.10709 | 0 | 32.56 | 1 | 0
16.36 | 32.72 | 7.48 | 0.10709 | 0 | 32.72 | 1 | 0
24.2 | 48.4 | 7.48 | 0.10709 | 0 | 48.4 | 1 | 0
27.8 | 55.6 | 7.48 | 0.10709 | 0 | 55.6 | 1 | 0
30.36 | 60.72 | 7.48 | 0.10709 | 0 | 60.72 | 1 | 0
33.72 | 67.44 | 7.48 | 0.10709 | 0 | 67.44 | 1 | 0
31.72 | 63.44 | 7.48 | 0.10709 | 0 | 63.44 | 1 | 0
30.8 | 61.6 | 7.48 | 0.10709 | 0 | 61.6 | 1 | 0
30.24 | 60.48 | 7.48 | 0.10709 | 0 | 60.48 | 1 | 0
27.28 | 54.56 | 7.48 | 0.10709 | 0 | 54.56 | 1 | 0
26.84 | 53.68 | 7.48 | 0.10709 | 0 | 53.68 | 1 | 0
26.84 | 53.68 | 7.48 | 0.10709 | 0 | 53.68 | 1 | 0
25.68 | 51.36 | 7.48 | 0.10709 | 0 | 51.36 | 1 | 0
25.72 | 51.44 | 7.48 | 0.10709 | 0 | 51.44 | 1 | 0
28.68 | 57.36 | 7.48 | 0.10709 | 0 | 57.36 | 1 | 0
24.96 | 49.92 | 7.48 | 0.10709 | 0 | 49.92 | 1 | 0
22.16 | 44.32 | 7.48 | 0.10709 | 0 | 44.32 | 1 | 0
20.92 | 41.84 | 7.48 | 0.10709 | 0 | 41.84 | 1 | 0
19.16 | 38.32 | 7.48 | 0.10709 | 0 | 38.32 | 1 | 0
13.04 | 26.08 | 7.48 | 0.10709 | 0 | 26.08 | 1 | 0
12.84 | 25.68 | 7.48 | 0.10709 | 0 | 25.68 | 1 | 0
15.24 | 30.48 | 7.48 | 0.10709 | 0 | 30.48 | 1 | 0
13.6 | 27.2 | 7.48 | 0.10709 | 0 | 27.2 | 1 | 0
13.84 | 27.68 | 7.48 | 0.10709 | 0 | 27.68 | 1 | 0
15.04 | 30.08 | 7.48 | 0.10709 | 0 | 30.08 | 1 | 0
16.08 | 32.16 | 7.48 | 0.10709 | 0 | 32.16 | 1 | 0
17.52 | 35.04 | 7.48 | 0.10709 | 0 | 35.04 | 1 | 0
18.44 | 36.88 | 7.48 | 0.10709 | 0 | 36.88 | 1 | 0
20.04 | 40.08 | 7.48 | 0.10709 | 0 | 40.08 | 1 | 0
21.32 | 42.64 | 7.48 | 0.10709 | 0 | 42.64 | 1 | 0
21.24 | 42.48 | 7.48 | 0.10709 | 0 | 42.48 | 1 | 0
21.68 | 43.36 | 7.48 | 0.10709 | 0 | 43.36 | 1 | 0
22.08 | 44.16 | 7.48 | 0.10709 | 0 | 44.16 | 1 | 0
27 | 54 | 7.48 | 0.10709 | 0 | 54 | 1 | 0
27.44 | 54.88 | 7.48 | 0.10709 | 0 | 54.88 | 1 | 0
28.32 | 56.64 | 7.48 | 0.10709 | 0 | 56.64 | 1 | 0
28.24 | 56.48 | 7.48 | 0.10709 | 0 | 56.48 | 1 | 0
27.96 | 55.92 | 7.48 | 0.10709 | 0 | 55.92 | 1 | 0
28.72 | 57.44 | 7.48 | 0.10709 | 0 | 57.44 | 1 | 0
29.2 | 58.4 | 7.48 | 0.10709 | 0 | 58.4 | 1 | 0
24.48 | 48.96 | 7.48 | 0.10709 | 0 | 48.96 | 1 | 0
18.84 | 37.68 | 7.48 | 0.10709 | 0 | 37.68 | 1 | 0
17.64 | 35.28 | 7.48 | 0.10709 | 0 | 35.28 | 1 | 0
12.28 | 24.56 | 7.48 | 0.10709 | 0 | 24.56 | 1 | 0
12.92 | 25.84 | 7.48 | 0.10709 | 0 | 25.84 | 1 | 0
15.2 | 30.4 | 7.48 | 0.10709 | 0 | 30.4 | 1 | 0
14 | 28 | 7.48 | 0.10709 | 0 | 28 | 1 | 0
15.84 | 31.68 | 7.48 | 0.10709 | 0 | 31.68 | 1 | 0
15.84 | 31.68 | 7.48 | 0.10709 | 0 | 31.68 | 1 | 0
16.32 | 32.64 | 7.48 | 0.10709 | 0 | 32.64 | 1 | 0
16.52 | 33.04 | 7.48 | 0.10709 | 0 | 33.04 | 1 | 0
18.2 | 36.4 | 7.48 | 0.10709 | 0 | 36.4 | 1 | 0
23.92 | 47.84 | 7.48 | 0.10709 | 0 | 47.84 | 1 | 0
24.44 | 48.88 | 7.48 | 0.10709 | 0 | 48.88 | 1 | 0
24.84 | 49.68 | 7.48 | 0.12502 | 0 | 49.68 | 1 | 0
24.84 | 49.68 | 7.48 | 0.12502 | 0 | 49.68 | 1 | 0
24.36 | 48.72 | 7.48 | 0.12502 | 0 | 48.72 | 1 | 0
25.2 | 50.4 | 12.23 | 0.12502 | 0 | 50.4 | 1 | 0
26.36 | 52.72 | 12.23 | 0.12502 | 0 | 52.72 | 1 | 0
26.76 | 53.52 | 12.23 | 0.12502 | 0 | 53.52 | 1 | 0
25.08 | 50.16 | 12.23 | 0.12502 | 0 | 50.16 | 1 | 0
24.28 | 48.56 | 7.48 | 0.12502 | 0 | 48.56 | 1 | 0
23.04 | 46.08 | 7.48 | 0.12502 | 0 | 46.08 | 1 | 0
19.6 | 39.2 | 7.48 | 0.12502 | 0 | 34.4 | 0.2 | 4.8
17.08 | 34.16 | 7.48 | 0.10709 | 4.8 | 34.16 | 0.91885 | 0
20.32 | 40.64 | 7.48 | 0.10709 | 0.54188 | 40.64 | 1 | 0
19.72 | 39.44 | 7.48 | 0.10709 | 0 | 39.44 | 1 | 0
12.96 | 25.92 | 7.48 | 0.10709 | 0 | 25.92 | 1 | 0
10.84 | 21.68 | 7.48 | 0.10709 | 0 | 21.68 | 1 | 0
11.32 | 22.64 | 7.48 | 0.10709 | 0 | 22.64 | 1 | 0
13.2 | 26.4 | 7.48 | 0.10709 | 0 | 26.4 | 1 | 0
16.08 | 32.16 | 7.48 | 0.10709 | 0 | 32.16 | 1 | 0
16.04 | 32.08 | 7.48 | 0.10709 | 0 | 32.08 | 1 | 0
18.52 | 37.04 | 7.48 | 0.10709 | 0 | 37.04 | 1 | 0
23.76 | 47.52 | 7.48 | 0.10709 | 0 | 47.52 | 1 | 0
24.24 | 48.48 | 7.48 | 0.10709 | 0 | 48.48 | 1 | 0
28 | 56 | 7.48 | 0.10709 | 0 | 56 | 1 | 0
28.4 | 56.8 | 7.48 | 0.10709 | 0 | 56.8 | 1 | 0
32.4 | 64.8 | 7.48 | 0.12502 | 0 | 64.8 | 1 | 0
33.92 | 67.84 | 7.48 | 0.12502 | 0 | 67.84 | 1 | 0
30.44 | 60.88 | 7.48 | 0.12502 | 0 | 60.88 | 1 | 0
31.32 | 62.64 | 12.23 | 0.12502 | 0 | 62.64 | 1 | 0
35.92 | 71.84 | 12.23 | 0.12502 | 0 | 71.84 | 1 | 0
37.6 | 75.2 | 12.23 | 0.12502 | 0 | 75.2 | 1 | 0
36 | 72 | 12.23 | 0.12502 | 0 | 72 | 1 | 0
37.52 | 75.04 | 7.48 | 0.12502 | 0 | 75.04 | 1 | 0
31.68 | 63.36 | 7.48 | 0.12502 | 0 | 63.36 | 1 | 0
29.24 | 58.48 | 7.48 | 0.12502 | 0 | 53.68 | 0.2 | 4.8
28.28 | 56.56 | 7.48 | 0.10709 | 4.8 | 56.56 | 0.91885 | 0
26.84 | 53.68 | 7.48 | 0.10709 | 0.54188 | 53.68 | 1 | 0
19.2 | 38.4 | 7.48 | 0.10709 | 0 | 38.4 | 1 | 0
12.88 | 25.76 | 7.48 | 0.10709 | 0 | 25.76 | 1 | 0
10.6 | 21.2 | 7.48 | 0.10709 | 0 | 21.2 | 1 | 0
10.64 | 21.28 | 7.48 | 0.10709 | 0 | 21.28 | 1 | 0
12.16 | 24.32 | 7.48 | 0.10709 | 0 | 24.32 | 1 | 0
15.48 | 30.96 | 7.48 | 0.10709 | 0 | 30.96 | 1 | 0
17.08 | 34.16 | 7.48 | 0.10709 | 0 | 34.16 | 1 | 0
19.84 | 39.68 | 7.48 | 0.10709 | 0 | 39.68 | 1 | 0
26.72 | 53.44 | 7.48 | 0.10709 | 0 | 53.44 | 1 | 0
27.12 | 54.24 | 7.48 | 0.10709 | 0 | 54.24 | 1 | 0
29.68 | 59.36 | 7.48 | 0.10709 | 0 | 59.36 | 1 | 0
30.24 | 60.48 | 7.48 | 0.10709 | 0 | 60.48 | 1 | 0
31.12 | 62.24 | 7.48 | 0.12502 | 0 | 62.24 | 1 | 0
31.68 | 63.36 | 7.48 | 0.12502 | 0 | 63.36 | 1 | 0
34.44 | 68.88 | 7.48 | 0.12502 | 0 | 68.88 | 1 | 0
35.32 | 70.64 | 12.23 | 0.12502 | 0 | 70.64 | 1 | 0
36.88 | 73.76 | 12.23 | 0.12502 | 0 | 73.76 | 1 | 0
34.92 | 69.84 | 12.23 | 0.12502 | 0 | 69.84 | 1 | 0
33.96 | 67.92 | 12.23 | 0.12502 | 0 | 67.92 | 1 | 0
35.32 | 70.64 | 7.48 | 0.12502 | 0 | 70.64 | 1 | 0
30.36 | 60.72 | 7.48 | 0.12502 | 0 | 60.72 | 1 | 0
27.88 | 55.76 | 7.48 | 0.12502 | 0 | 50.96 | 0.2 | 4.8
23.92 | 47.84 | 7.48 | 0.10709 | 4.8 | 47.84 | 0.91885 | 0
25 | 50 | 7.48 | 0.10709 | 0.54188 | 50 | 1 | 0
22.68 | 45.36 | 7.48 | 0.10709 | 0 | 45.36 | 1 | 0
17.44 | 34.88 | 7.48 | 0.10709 | 0 | 34.88 | 1 | 0
15.44 | 30.88 | 7.48 | 0.10709 | 0 | 30.88 | 1 | 0
15.28 | 30.56 | 7.48 | 0.10709 | 0 | 30.56 | 1 | 0
16.92 | 33.84 | 7.48 | 0.10709 | 0 | 33.84 | 1 | 0
19.84 | 39.68 | 7.48 | 0.10709 | 0 | 39.68 | 1 | 0
20.68 | 41.36 | 7.48 | 0.10709 | 0 | 41.36 | 1 | 0
21.92 | 43.84 | 7.48 | 0.10709 | 0 | 43.84 | 1 | 0
23.4 | 46.8 | 7.48 | 0.10709 | 0 | 46.8 | 1 | 0
26.64 | 53.28 | 7.48 | 0.10709 | 0 | 53.28 | 1 | 0
28.36 | 56.72 | 7.48 | 0.10709 | 0 | 56.72 | 1 | 0
31.8 | 63.6 | 7.48 | 0.10709 | 0 | 63.6 | 1 | 0
33.28 | 66.56 | 7.48 | 0.12502 | 0 | 66.56 | 1 | 0
34.2 | 68.4 | 7.48 | 0.12502 | 0 | 68.4 | 1 | 0
33.16 | 66.32 | 7.48 | 0.12502 | 0 | 66.32 | 1 | 0
37.88 | 75.76 | 12.23 | 0.12502 | 0 | 75.76 | 1 | 0
38.16 | 76.32 | 12.23 | 0.12502 | 0 | 76.32 | 1 | 0
30.4 | 60.8 | 12.23 | 0.12502 | 0 | 60.8 | 1 | 0
28.56 | 57.12 | 12.23 | 0.12502 | 0 | 57.12 | 1 | 0
30.24 | 60.48 | 7.48 | 0.12502 | 0 | 60.48 | 1 | 0
30.88 | 61.76 | 7.48 | 0.12502 | 0 | 61.76 | 1 | 0
26.56 | 53.12 | 7.48 | 0.12502 | 0 | 48.32 | 0.2 | 4.8
26.08 | 52.16 | 7.48 | 0.10709 | 4.8 | 52.16 | 0.91885 | 0
24.6 | 49.2 | 7.48 | 0.10709 | 0.54188 | 49.2 | 1 | 0
23.52 | 47.04 | 7.48 | 0.10709 | 0 | 47.04 | 1 | 0
17.56 | 35.12 | 7.48 | 0.10709 | 0 | 35.12 | 1 | 0
15.28 | 30.56 | 7.48 | 0.10709 | 0 | 30.56 | 1 | 0
15.04 | 30.08 | 7.48 | 0.10709 | 0 | 30.08 | 1 | 0
16.08 | 32.16 | 7.48 | 0.10709 | 0 | 32.16 | 1 | 0
19.44 | 38.88 | 7.48 | 0.10709 | 0 | 38.88 | 1 | 0
20.64 | 41.28 | 7.48 | 0.10709 | 0 | 41.28 | 1 | 0
18.2 | 36.4 | 7.48 | 0.10709 | 0 | 36.4 | 1 | 0
23.36 | 46.72 | 7.48 | 0.10709 | 0 | 46.72 | 1 | 0
25.32 | 50.64 | 7.48 | 0.10709 | 0 | 50.64 | 1 | 0
28.48 | 56.96 | 7.48 | 0.10709 | 0 | 56.96 | 1 | 0
31.08 | 62.16 | 7.48 | 0.10709 | 0 | 62.16 | 1 | 0
35.16 | 70.32 | 7.48 | 0.12502 | 0 | 70.32 | 1 | 0
32.6 | 65.2 | 7.48 | 0.12502 | 0 | 65.2 | 1 | 0
39.84 | 79.68 | 7.48 | 0.12502 | 0 | 79.68 | 1 | 0
39.72 | 79.44 | 12.23 | 0.12502 | 0 | 79.44 | 1 | 0
40.72 | 81.44 | 12.23 | 0.12502 | 0 | 81.44 | 1 | 0
40.32 | 80.64 | 12.23 | 0.12502 | 0 | 80.64 | 1 | 0
37.88 | 75.76 | 12.23 | 0.12502 | 0 | 75.76 | 1 | 0
34.64 | 69.28 | 7.48 | 0.12502 | 0 | 69.28 | 1 | 0
30.8 | 61.6 | 7.48 | 0.12502 | 0 | 61.6 | 1 | 0
31.68 | 63.36 | 7.48 | 0.12502 | 0 | 58.56 | 0.2 | 4.8
28.72 | 57.44 | 7.48 | 0.10709 | 4.8 | 57.44 | 0.91885 | 0
28.16 | 56.32 | 7.48 | 0.10709 | 0.54188 | 56.32 | 1 | 0
25.44 | 50.88 | 7.48 | 0.10709 | 0 | 50.88 | 1 | 0
18 | 36 | 7.48 | 0.10709 | 0 | 36 | 1 | 0
16.48 | 32.96 | 7.48 | 0.10709 | 0 | 32.96 | 1 | 0
16.32 | 32.64 | 7.48 | 0.10709 | 0 | 32.64 | 1 | 0
16.76 | 33.52 | 7.48 | 0.10709 | 0 | 33.52 | 1 | 0
20.08 | 40.16 | 7.48 | 0.10709 | 0 | 40.16 | 1 | 0
20.44 | 40.88 | 7.48 | 0.10709 | 0 | 40.88 | 1 | 0
17.64 | 35.28 | 7.48 | 0.10709 | 0 | 35.28 | 1 | 0
24.44 | 48.88 | 7.48 | 0.10709 | 0 | 48.88 | 1 | 0
26.52 | 53.04 | 7.48 | 0.10709 | 0 | 53.04 | 1 | 0
29.24 | 58.48 | 7.48 | 0.10709 | 0 | 58.48 | 1 | 0
29.36 | 58.72 | 7.48 | 0.10709 | 0 | 58.72 | 1 | 0
33.24 | 66.48 | 7.48 | 0.10709 | 0 | 66.48 | 1 | 0
34.48 | 68.96 | 7.48 | 0.10709 | 0 | 68.96 | 1 | 0
35.12 | 70.24 | 7.48 | 0.10709 | 0 | 70.24 | 1 | 0
40.08 | 80.16 | 7.48 | 0.10709 | 0 | 80.16 | 1 | 0
41.92 | 83.84 | 7.48 | 0.10709 | 0 | 83.84 | 1 | 0
42.2 | 84.4 | 7.48 | 0.10709 | 0 | 84.4 | 1 | 0
41.52 | 83.04 | 7.48 | 0.10709 | 0 | 83.04 | 1 | 0
36.44 | 72.88 | 7.48 | 0.10709 | 0 | 72.88 | 1 | 0
31.52 | 63.04 | 7.48 | 0.10709 | 0 | 63.04 | 1 | 0
24.2 | 48.4 | 7.48 | 0.10709 | 0 | 48.4 | 1 | 0
24.12 | 48.24 | 7.48 | 0.10709 | 0 | 48.24 | 1 | 0
24.36 | 48.72 | 7.48 | 0.10709 | 0 | 48.72 | 1 | 0
21.44 | 42.88 | 7.48 | 0.10709 | 0 | 42.88 | 1 | 0
15.12 | 30.24 | 7.48 | 0.10709 | 0 | 30.24 | 1 | 0
12.2 | 24.4 | 7.48 | 0.10709 | 0 | 24.4 | 1 | 0
13.68 | 27.36 | 7.48 | 0.10709 | 0 | 27.36 | 1 | 0
12.52 | 25.04 | 7.48 | 0.10709 | 0 | 25.04 | 1 | 0
15.64 | 31.28 | 7.48 | 0.10709 | 0 | 31.28 | 1 | 0
15.64 | 31.28 | 7.48 | 0.10709 | 0 | 31.28 | 1 | 0
16.36 | 32.72 | 7.48 | 0.10709 | 0 | 32.72 | 1 | 0
16.84 | 33.68 | 7.48 | 0.10709 | 0 | 33.68 | 1 | 0
22.84 | 45.68 | 7.48 | 0.10709 | 0 | 45.68 | 1 | 0
24.6 | 49.2 | 7.48 | 0.10709 | 0 | 49.2 | 1 | 0
26.4 | 52.8 | 7.48 | 0.10709 | 0 | 52.8 | 1 | 0
27.48 | 54.96 | 7.48 | 0.10709 | 0 | 54.96 | 1 | 0
30.84 | 61.68 | 7.48 | 0.10709 | 0 | 61.68 | 1 | 0
40.08 | 80.16 | 7.48 | 0.10709 | 0 | 80.16 | 1 | 0
40.16 | 80.32 | 7.48 | 0.10709 | 0 | 80.32 | 1 | 0
43.6 | 87.2 | 7.48 | 0.10709 | 0 | 86.72 | 0.92 | 0.48
43.52 | 87.04 | 7.48 | 0.10709 | 0 | 86.72 | 0.86667 | 0.32
43.96 | 87.92 | 7.48 | 0.10709 | 0 | 86.72 | 0.66667 | 1.2
39.12 | 78.24 | 7.48 | 0.10709 | 2.2258 | 78.24 | 1 | 0
23.36 | 46.72 | 7.48 | 0.10709 | 0 | 46.72 | 1 | 0
22.36 | 44.72 | 7.48 | 0.10709 | 0 | 44.72 | 1 | 0
23.36 | 46.72 | 7.48 | 0.10709 | 0 | 46.72 | 1 | 0
23.12 | 46.24 | 7.48 | 0.10709 | 0 | 46.24 | 1 | 0
21.6 | 43.2 | 7.48 | 0.10709 | 0 | 43.2 | 1 | 0
18.4 | 36.8 | 7.48 | 0.10709 | 0 | 36.8 | 1 | 0
16.08 | 32.16 | 7.48 | 0.10709 | 0 | 32.16 | 1 | 0
12.08 | 24.16 | 7.48 | 0.10709 | 0 | 24.16 | 1 | 0
11.8 | 23.6 | 7.48 | 0.10709 | 0 | 23.6 | 1 | 0
14.76 | 29.52 | 7.48 | 0.10709 | 0 | 29.52 | 1 | 0
16.72 | 33.44 | 7.48 | 0.10709 | 0 | 33.44 | 1 | 0
17.32 | 34.64 | 7.48 | 0.10709 | 0 | 34.64 | 1 | 0
16.92 | 33.84 | 7.48 | 0.10709 | 0 | 33.84 | 1 | 0
17.36 | 34.72 | 7.48 | 0.10709 | 0 | 34.72 | 1 | 0
24.04 | 48.08 | 7.48 | 0.10709 | 0 | 48.08 | 1 | 0
24.2 | 48.4 | 7.48 | 0.10709 | 0 | 48.4 | 1 | 0
24.56 | 49.12 | 7.48 | 0.12502 | 0 | 49.12 | 1 | 0
23.84 | 47.68 | 7.48 | 0.12502 | 0 | 47.68 | 1 | 0
24.16 | 48.32 | 7.48 | 0.12502 | 0 | 48.32 | 1 | 0
25.88 | 51.76 | 12.23 | 0.12502 | 0 | 51.76 | 1 | 0
27.56 | 55.12 | 12.23 | 0.12502 | 0 | 55.12 | 1 | 0
25.28 | 50.56 | 12.23 | 0.12502 | 0 | 50.56 | 1 | 0
23.44 | 46.88 | 12.23 | 0.12502 | 0 | 46.88 | 1 | 0
23.8 | 47.6 | 7.48 | 0.12502 | 0 | 47.6 | 1 | 0
22.8 | 45.6 | 7.48 | 0.12502 | 0 | 45.6 | 1 | 0
19.96 | 39.92 | 7.48 | 0.12502 | 0 | 35.12 | 0.2 | 4.8
17.96 | 35.92 | 7.48 | 0.10709 | 4.8 | 35.92 | 0.91885 | 0
19.16 | 38.32 | 7.48 | 0.10709 | 0.54188 | 38.32 | 1 | 0
19.52 | 39.04 | 7.48 | 0.10709 | 0 | 39.04 | 1 | 0
12.16 | 24.32 | 7.48 | 0.10709 | 0 | 24.32 | 1 | 0
10.52 | 21.04 | 7.48 | 0.10709 | 0 | 21.04 | 1 | 0
10.2 | 20.4 | 7.48 | 0.10709 | 0 | 20.4 | 1 | 0
11.44 | 22.88 | 7.48 | 0.10709 | 0 | 22.88 | 1 | 0
14.8 | 29.6 | 7.48 | 0.10709 | 0 | 29.6 | 1 | 0
15.84 | 31.68 | 7.48 | 0.10709 | 0 | 31.68 | 1 | 0
15.72 | 31.44 | 7.48 | 0.10709 | 0 | 31.44 | 1 | 0
22.92 | 45.84 | 7.48 | 0.10709 | 0 | 45.84 | 1 | 0
24.32 | 48.64 | 7.48 | 0.10709 | 0 | 48.64 | 1 | 0
29.16 | 58.32 | 7.48 | 0.10709 | 0 | 58.32 | 1 | 0
30.36 | 60.72 | 7.48 | 0.10709 | 0 | 60.72 | 1 | 0
32.92 | 65.84 | 7.48 | 0.12502 | 0 | 65.84 | 1 | 0
36.28 | 72.56 | 7.48 | 0.12502 | 0 | 72.56 | 1 | 0
32.24 | 64.48 | 7.48 | 0.12502 | 0 | 64.48 | 1 | 0
28.32 | 56.64 | 12.23 | 0.12502 | 0 | 56.64 | 1 | 0
28.32 | 56.64 | 12.23 | 0.12502 | 0 | 56.64 | 1 | 0
29.2 | 58.4 | 12.23 | 0.12502 | 0 | 58.4 | 1 | 0
28.68 | 57.36 | 12.23 | 0.12502 | 0 | 57.36 | 1 | 0
26.48 | 52.96 | 7.48 | 0.12502 | 0 | 52.96 | 1 | 0
29 | 58 | 7.48 | 0.12502 | 0 | 58 | 1 | 0
30 | 60 | 7.48 | 0.12502 | 0 | 55.2 | 0.2 | 4.8
28 | 56 | 7.48 | 0.10709 | 4.8 | 56 | 0.91885 | 0
26.36 | 52.72 | 7.48 | 0.10709 | 0.54188 | 52.72 | 1 | 0
22.24 | 44.48 | 7.48 | 0.10709 | 0 | 44.48 | 1 | 0
13.04 | 26.08 | 7.48 | 0.10709 | 0 | 26.08 | 1 | 0
10.28 | 20.56 | 7.48 | 0.10709 | 0 | 20.56 | 1 | 0
11 | 22 | 7.48 | 0.10709 | 0 | 22 | 1 | 0
12.6 | 25.2 | 7.48 | 0.10709 | 0 | 25.2 | 1 | 0
15.4 | 30.8 | 7.48 | 0.10709 | 0 | 30.8 | 1 | 0
16.72 | 33.44 | 7.48 | 0.10709 | 0 | 33.44 | 1 | 0
18.6 | 37.2 | 7.48 | 0.10709 | 0 | 37.2 | 1 | 0
24.4 | 48.8 | 7.48 | 0.10709 | 0 | 48.8 | 1 | 0
26.84 | 53.68 | 7.48 | 0.10709 | 0 | 53.68 | 1 | 0
28.28 | 56.56 | 7.48 | 0.10709 | 0 | 56.56 | 1 | 0
29.4 | 58.8 | 7.48 | 0.10709 | 0 | 58.8 | 1 | 0
34 | 68 | 7.48 | 0.12502 | 0 | 68 | 1 | 0
32.52 | 65.04 | 7.48 | 0.12502 | 0 | 65.04 | 1 | 0
30.48 | 60.96 | 7.48 | 0.12502 | 0 | 60.96 | 1 | 0
33.44 | 66.88 | 12.23 | 0.12502 | 0 | 66.88 | 1 | 0
34.2 | 68.4 | 12.23 | 0.12502 | 0 | 68.4 | 1 | 0
36.36 | 72.72 | 12.23 | 0.12502 | 0 | 72.72 | 1 | 0
36.24 | 72.48 | 12.23 | 0.12502 | 0 | 72.48 | 1 | 0
29.76 | 59.52 | 7.48 | 0.12502 | 0 | 59.52 | 1 | 0
27.04 | 54.08 | 7.48 | 0.12502 | 0 | 54.08 | 1 | 0
27.04 | 54.08 | 7.48 | 0.12502 | 0 | 49.28 | 0.2 | 4.8
26.12 | 52.24 | 7.48 | 0.10709 | 4.8 | 52.24 | 0.91885 | 0
24.4 | 48.8 | 7.48 | 0.10709 | 0.54188 | 48.8 | 1 | 0
19.16 | 38.32 | 7.48 | 0.10709 | 0 | 38.32 | 1 | 0
12.28 | 24.56 | 7.48 | 0.10709 | 0 | 24.56 | 1 | 0
14.28 | 28.56 | 7.48 | 0.10709 | 0 | 28.56 | 1 | 0
15.68 | 31.36 | 7.48 | 0.10709 | 0 | 31.36 | 1 | 0
16.72 | 33.44 | 7.48 | 0.10709 | 0 | 33.44 | 1 | 0
17.12 | 34.24 | 7.48 | 0.10709 | 0 | 34.24 | 1 | 0
16.36 | 32.72 | 7.48 | 0.10709 | 0 | 32.72 | 1 | 0
16.72 | 33.44 | 7.48 | 0.10709 | 0 | 33.44 | 1 | 0
23.72 | 47.44 | 7.48 | 0.10709 | 0 | 47.44 | 1 | 0
27.68 | 55.36 | 7.48 | 0.10709 | 0 | 55.36 | 1 | 0
27.56 | 55.12 | 7.48 | 0.10709 | 0 | 55.12 | 1 | 0
29.28 | 58.56 | 7.48 | 0.10709 | 0 | 58.56 | 1 | 0
31.4 | 62.8 | 7.48 | 0.12502 | 0 | 62.8 | 1 | 0
32.8 | 65.6 | 7.48 | 0.12502 | 0 | 65.6 | 1 | 0
31 | 62 | 7.48 | 0.12502 | 0 | 62 | 1 | 0
28.88 | 57.76 | 12.23 | 0.12502 | 0 | 57.76 | 1 | 0
28.48 | 56.96 | 12.23 | 0.12502 | 0 | 56.96 | 1 | 0
27.04 | 54.08 | 12.23 | 0.12502 | 0 | 54.08 | 1 | 0
28.44 | 56.88 | 12.23 | 0.12502 | 0 | 56.88 | 1 | 0
27.12 | 54.24 | 7.48 | 0.12502 | 0 | 54.24 | 1 | 0
27.84 | 55.68 | 7.48 | 0.12502 | 0 | 55.68 | 1 | 0
26.4 | 52.8 | 7.48 | 0.12502 | 0 | 48 | 0.2 | 4.8
26 | 52 | 7.48 | 0.10709 | 4.8 | 52 | 0.91885 | 0
25.84 | 51.68 | 7.48 | 0.10709 | 0.54188 | 51.68 | 1 | 0
23.24 | 46.48 | 7.48 | 0.10709 | 0 | 46.48 | 1 | 0
16.96 | 33.92 | 7.48 | 0.10709 | 0 | 33.92 | 1 | 0
15.12 | 30.24 | 7.48 | 0.10709 | 0 | 30.24 | 1 | 0
10.52 | 21.04 | 7.48 | 0.10709 | 0 | 21.04 | 1 | 0
12.16 | 24.32 | 7.48 | 0.10709 | 0 | 24.32 | 1 | 0
14.28 | 28.56 | 7.48 | 0.10709 | 0 | 28.56 | 1 | 0
15.16 | 30.32 | 7.48 | 0.10709 | 0 | 30.32 | 1 | 0
15.92 | 31.84 | 7.48 | 0.10709 | 0 | 31.84 | 1 | 0
22.44 | 44.88 | 7.48 | 0.10709 | 0 | 44.88 | 1 | 0
25.64 | 51.28 | 7.48 | 0.10709 | 0 | 51.28 | 1 | 0
28.56 | 57.12 | 7.48 | 0.10709 | 0 | 57.12 | 1 | 0
29.2 | 58.4 | 7.48 | 0.10709 | 0 | 58.4 | 1 | 0
29.52 | 59.04 | 7.48 | 0.12502 | 0 | 59.04 | 1 | 0
32.56 | 65.12 | 7.48 | 0.12502 | 0 | 65.12 | 1 | 0
30.32 | 60.64 | 7.48 | 0.12502 | 0 | 60.64 | 1 | 0
29.24 | 58.48 | 12.23 | 0.12502 | 0 | 58.48 | 1 | 0
27.44 | 54.88 | 12.23 | 0.12502 | 0 | 54.88 | 1 | 0
26.72 | 53.44 | 12.23 | 0.12502 | 0 | 53.44 | 1 | 0
27.36 | 54.72 | 12.23 | 0.12502 | 0 | 54.72 | 1 | 0
27.56 | 55.12 | 7.48 | 0.12502 | 0 | 55.12 | 1 | 0
27.48 | 54.96 | 7.48 | 0.12502 | 0 | 54.96 | 1 | 0
27.44 | 54.88 | 7.48 | 0.12502 | 0 | 50.08 | 0.2 | 4.8
27.28 | 54.56 | 7.48 | 0.10709 | 4.8 | 54.56 | 0.91885 | 0
27.56 | 55.12 | 7.48 | 0.10709 | 0.54188 | 55.12 | 1 | 0
25.84 | 51.68 | 7.48 | 0.10709 | 0 | 51.68 | 1 | 0
18 | 36 | 7.48 | 0.10709 | 0 | 36 | 1 | 0
16.16 | 32.32 | 7.48 | 0.10709 | 0 | 32.32 | 1 | 0
15.36 | 30.72 | 7.48 | 0.10709 | 0 | 30.72 | 1 | 0
16.08 | 32.16 | 7.48 | 0.10709 | 0 | 32.16 | 1 | 0
15.6 | 31.2 | 7.48 | 0.10709 | 0 | 31.2 | 1 | 0
14.36 | 28.72 | 7.48 | 0.10709 | 0 | 28.72 | 1 | 0
16.32 | 32.64 | 7.48 | 0.10709 | 0 | 32.64 | 1 | 0
23.72 | 47.44 | 7.48 | 0.10709 | 0 | 47.44 | 1 | 0
26.56 | 53.12 | 7.48 | 0.10709 | 0 | 53.12 | 1 | 0
29.16 | 58.32 | 7.48 | 0.10709 | 0 | 58.32 | 1 | 0
31.56 | 63.12 | 7.48 | 0.10709 | 0 | 63.12 | 1 | 0
33.6 | 67.2 | 7.48 | 0.10709 | 0 | 67.2 | 1 | 0
33.52 | 67.04 | 7.48 | 0.10709 | 0 | 67.04 | 1 | 0
33.12 | 66.24 | 7.48 | 0.10709 | 0 | 66.24 | 1 | 0
30.76 | 61.52 | 7.48 | 0.10709 | 0 | 61.52 | 1 | 0
26.48 | 52.96 | 7.48 | 0.10709 | 0 | 52.96 | 1 | 0
26.6 | 53.2 | 7.48 | 0.10709 | 0 | 53.2 | 1 | 0
26.4 | 52.8 | 7.48 | 0.10709 | 0 | 52.8 | 1 | 0
27.24 | 54.48 | 7.48 | 0.10709 | 0 | 54.48 | 1 | 0
27.96 | 55.92 | 7.48 | 0.10709 | 0 | 55.92 | 1 | 0
28.4 | 56.8 | 7.48 | 0.10709 | 0 | 56.8 | 1 | 0
27.28 | 54.56 | 7.48 | 0.10709 | 0 | 54.56 | 1 | 0
23.76 | 47.52 | 7.48 | 0.10709 | 0 | 47.52 | 1 | 0
20.12 | 40.24 | 7.48 | 0.10709 | 0 | 40.24 | 1 | 0
14.44 | 28.88 | 7.48 | 0.10709 | 0 | 28.88 | 1 | 0
11.08 | 22.16 | 7.48 | 0.10709 | 0 | 22.16 | 1 | 0
11.24 | 22.48 | 7.48 | 0.10709 | 0 | 22.48 | 1 | 0
13.48 | 26.96 | 7.48 | 0.10709 | 0 | 26.96 | 1 | 0
13.88 | 27.76 | 7.48 | 0.10709 | 0 | 27.76 | 1 | 0
13.52 | 27.04 | 7.48 | 0.10709 | 0 | 27.04 | 1 | 0
15.2 | 30.4 | 7.48 | 0.10709 | 0 | 30.4 | 1 | 0
18.88 | 37.76 | 7.48 | 0.10709 | 0 | 37.76 | 1 | 0
24.28 | 48.56 | 7.48 | 0.10709 | 0 | 48.56 | 1 | 0
23.32 | 46.64 | 7.48 | 0.10709 | 0 | 46.64 | 1 | 0
22.96 | 45.92 | 7.48 | 0.10709 | 0 | 45.92 | 1 | 0
24.12 | 48.24 | 7.48 | 0.10709 | 0 | 48.24 | 1 | 0
26.4 | 52.8 | 7.48 | 0.10709 | 0 | 52.8 | 1 | 0
25.72 | 51.44 | 7.48 | 0.10709 | 0 | 51.44 | 1 | 0
25.72 | 51.44 | 7.48 | 0.10709 | 0 | 51.44 | 1 | 0
25.16 | 50.32 | 7.48 | 0.10709 | 0 | 50.32 | 1 | 0
25.44 | 50.88 | 7.48 | 0.10709 | 0 | 50.88 | 1 | 0
26.16 | 52.32 | 7.48 | 0.10709 | 0 | 52.32 | 1 | 0
25.4 | 50.8 | 7.48 | 0.10709 | 0 | 50.8 | 1 | 0
24.32 | 48.64 | 7.48 | 0.10709 | 0 | 48.64 | 1 | 0
24.8 | 49.6 | 7.48 | 0.10709 | 0 | 49.6 | 1 | 0
25.24 | 50.48 | 7.48 | 0.10709 | 0 | 50.48 | 1 | 0
25.36 | 50.72 | 7.48 | 0.10709 | 0 | 50.72 | 1 | 0
23.68 | 47.36 | 7.48 | 0.10709 | 0 | 47.36 | 1 | 0
18.24 | 36.48 | 7.48 | 0.10709 | 0 | 36.48 | 1 | 0
18.04 | 36.08 | 7.48 | 0.10709 | 0 | 36.08 | 1 | 0
12.88 | 25.76 | 7.48 | 0.10709 | 0 | 25.76 | 1 | 0
12.6 | 25.2 | 7.48 | 0.10709 | 0 | 25.2 | 1 | 0
13.2 | 26.4 | 7.48 | 0.10709 | 0 | 26.4 | 1 | 0
14.72 | 29.44 | 7.48 | 0.10709 | 0 | 29.44 | 1 | 0
17.44 | 34.88 | 7.48 | 0.10709 | 0 | 34.88 | 1 | 0
17.6 | 35.2 | 7.48 | 0.10709 | 0 | 35.2 | 1 | 0
18.44 | 36.88 | 7.48 | 0.10709 | 0 | 36.88 | 1 | 0
23.72 | 47.44 | 7.48 | 0.10709 | 0 | 47.44 | 1 | 0
25.32 | 50.64 | 7.48 | 0.10709 | 0 | 50.64 | 1 | 0
24.04 | 48.08 | 7.48 | 0.12502 | 0 | 48.08 | 1 | 0
24.2 | 48.4 | 7.48 | 0.12502 | 0 | 48.4 | 1 | 0
23.24 | 46.48 | 7.48 | 0.12502 | 0 | 46.48 | 1 | 0
24.12 | 48.24 | 12.23 | 0.12502 | 0 | 48.24 | 1 | 0
23.88 | 47.76 | 12.23 | 0.12502 | 0 | 47.76 | 1 | 0
23 | 46 | 12.23 | 0.12502 | 0 | 46 | 1 | 0
23.64 | 47.28 | 12.23 | 0.12502 | 0 | 47.28 | 1 | 0
25.16 | 50.32 | 7.48 | 0.12502 | 0 | 50.32 | 1 | 0
25.4 | 50.8 | 7.48 | 0.12502 | 0 | 50.8 | 1 | 0
21.64 | 43.28 | 7.48 | 0.12502 | 0 | 38.48 | 0.2 | 4.8
18.76 | 37.52 | 7.48 | 0.10709 | 4.8 | 37.52 | 0.91885 | 0
20.6267 | 41.2533 | 7.48 | 0.10709 | 0.54188 | 41.2533 | 1 | 0
20.5467 | 41.0933 | 7.48 | 0.10709 | 0 | 41.0933 | 1 | 0
13.7067 | 27.4133 | 7.48 | 0.10709 | 0 | 27.4133 | 1 | 0
11.4933 | 22.9867 | 7.48 | 0.10709 | 0 | 22.9867 | 1 | 0
11.52 | 23.04 | 7.48 | 0.10709 | 0 | 23.04 | 1 | 0
13.44 | 26.88 | 7.48 | 0.10709 | 0 | 26.88 | 1 | 0
16.2267 | 32.4533 | 7.48 | 0.10709 | 0 | 32.4533 | 1 | 0
16.6133 | 33.2267 | 7.48 | 0.10709 | 0 | 33.2267 | 1 | 0
17.3067 | 34.6133 | 7.48 | 0.10709 | 0 | 34.6133 | 1 | 0
23.8533 | 47.7067 | 7.48 | 0.10709 | 0 | 47.7067 | 1 | 0
26.28 | 52.56 | 7.48 | 0.10709 | 0 | 52.56 | 1 | 0
29.44 | 58.88 | 7.48 | 0.10709 | 0 | 58.88 | 1 | 0
32.48 | 64.96 | 7.48 | 0.10709 | 0 | 64.96 | 1 | 0
32.88 | 65.76 | 7.48 | 0.12502 | 0 | 65.76 | 1 | 0
34.6 | 69.2 | 7.48 | 0.12502 | 0 | 69.2 | 1 | 0
27.68 | 55.36 | 7.48 | 0.12502 | 0 | 55.36 | 1 | 0
25.88 | 51.76 | 12.23 | 0.12502 | 0 | 51.76 | 1 | 0
25.48 | 50.96 | 12.23 | 0.12502 | 0 | 50.96 | 1 | 0
24.84 | 49.68 | 12.23 | 0.12502 | 0 | 49.68 | 1 | 0
24.76 | 49.52 | 12.23 | 0.12502 | 0 | 49.52 | 1 | 0
26.68 | 53.36 | 7.48 | 0.12502 | 0 | 53.36 | 1 | 0
29.44 | 58.88 | 7.48 | 0.12502 | 0 | 58.88 | 1 | 0
30.48 | 60.96 | 7.48 | 0.12502 | 0 | 56.16 | 0.2 | 4.8
29.16 | 58.32 | 7.48 | 0.10709 | 4.8 | 58.32 | 0.91885 | 0
26.96 | 53.92 | 7.48 | 0.10709 | 0.54188 | 53.92 | 1 | 0
21.52 | 43.04 | 7.48 | 0.10709 | 0 | 43.04 | 1 | 0
15.2 | 30.4 | 7.48 | 0.10709 | 0 | 30.4 | 1 | 0
14.16 | 28.32 | 7.48 | 0.10709 | 0 | 28.32 | 1 | 0
13.04 | 26.08 | 7.48 | 0.10709 | 0 | 26.08 | 1 | 0
13.84 | 27.68 | 7.48 | 0.10709 | 0 | 27.68 | 1 | 0
14.24 | 28.48 | 7.48 | 0.10709 | 0 | 28.48 | 1 | 0
16.04 | 32.08 | 7.48 | 0.10709 | 0 | 32.08 | 1 | 0
18.68 | 37.36 | 7.48 | 0.10709 | 0 | 37.36 | 1 | 0
24.68 | 49.36 | 7.48 | 0.10709 | 0 | 49.36 | 1 | 0
27 | 54 | 7.48 | 0.10709 | 0 | 54 | 1 | 0
27.04 | 54.08 | 7.48 | 0.10709 | 0 | 54.08 | 1 | 0
29.96 | 59.92 | 7.48 | 0.10709 | 0 | 59.92 | 1 | 0
35.32 | 70.64 | 7.48 | 0.12502 | 0 | 70.64 | 1 | 0
33.36 | 66.72 | 7.48 | 0.12502 | 0 | 66.72 | 1 | 0
29.56 | 59.12 | 7.48 | 0.12502 | 0 | 59.12 | 1 | 0
27.72 | 55.44 | 12.23 | 0.12502 | 0 | 55.44 | 1 | 0
28.16 | 56.32 | 12.23 | 0.12502 | 0 | 56.32 | 1 | 0
27.8 | 55.6 | 12.23 | 0.12502 | 0 | 55.6 | 1 | 0
28.96 | 57.92 | 12.23 | 0.12502 | 0 | 57.92 | 1 | 0
29.68 | 59.36 | 7.48 | 0.12502 | 0 | 59.36 | 1 | 0
29.48 | 58.96 | 7.48 | 0.12502 | 0 | 58.96 | 1 | 0
28.68 | 57.36 | 7.48 | 0.12502 | 0 | 52.56 | 0.2 | 4.8
27.04 | 54.08 | 7.48 | 0.10709 | 4.8 | 54.08 | 0.91885 | 0
25.48 | 50.96 | 7.48 | 0.10709 | 0.54188 | 50.96 | 1 | 0
18.56 | 37.12 | 7.48 | 0.10709 | 0 | 37.12 | 1 | 0
15.04 | 30.08 | 7.48 | 0.10709 | 0 | 30.08 | 1 | 0
13.44 | 26.88 | 7.48 | 0.10709 | 0 | 26.88 | 1 | 0
12.84 | 25.68 | 7.48 | 0.10709 | 0 | 25.68 | 1 | 0
13.44 | 26.88 | 7.48 | 0.10709 | 0 | 26.88 | 1 | 0
14.28 | 28.56 | 7.48 | 0.10709 | 0 | 28.56 | 1 | 0
14.84 | 29.68 | 7.48 | 0.10709 | 0 | 29.68 | 1 | 0
17.48 | 34.96 | 7.48 | 0.10709 | 0 | 34.96 | 1 | 0
24.2 | 48.4 | 7.48 | 0.10709 | 0 | 48.4 | 1 | 0
26.68 | 53.36 | 7.48 | 0.10709 | 0 | 53.36 | 1 | 0
27.8 | 55.6 | 7.48 | 0.10709 | 0 | 55.6 | 1 | 0
30.2 | 60.4 | 7.48 | 0.10709 | 0 | 60.4 | 1 | 0
31.12 | 62.24 | 7.48 | 0.12502 | 0 | 62.24 | 1 | 0
35.36 | 70.72 | 7.48 | 0.12502 | 0 | 70.6443 | 0.98738 | 0.075726
35.28 | 70.56 | 7.48 | 0.12502 | 0.084274 | 70.56 | 1 | 0
33.92 | 67.84 | 12.23 | 0.12502 | 0 | 63.04 | 0.2 | 4.8
29.92 | 59.84 | 12.23 | 0.12502 | 0 | 59.84 | 0.2 | 0
26.72 | 53.44 | 12.23 | 0.12502 | 0 | 53.44 | 0.2 | 0
26.88 | 53.76 | 12.23 | 0.12502 | 0 | 53.76 | 0.2 | 0
27.6 | 55.2 | 7.48 | 0.12502 | 0 | 55.2 | 0.2 | 0
28.08 | 56.16 | 7.48 | 0.12502 | 0 | 56.16 | 0.2 | 0
27.36 | 54.72 | 7.48 | 0.12502 | 0 | 54.72 | 0.2 | 0
26.84 | 53.68 | 7.48 | 0.10709 | 4.8 | 53.68 | 0.91885 | 0
27.08 | 54.16 | 7.48 | 0.10709 | 0.54188 | 54.16 | 1 | 0
20.68 | 41.36 | 7.48 | 0.10709 | 0 | 41.36 | 1 | 0
13.4 | 26.8 | 7.48 | 0.10709 | 0 | 26.8 | 1 | 0
11.96 | 23.92 | 7.48 | 0.10709 | 0 | 23.92 | 1 | 0
11.6 | 23.2 | 7.48 | 0.10709 | 0 | 23.2 | 1 | 0
13.44 | 26.88 | 7.48 | 0.10709 | 0 | 26.88 | 1 | 0
15.32 | 30.64 | 7.48 | 0.10709 | 0 | 30.64 | 1 | 0
14.36 | 28.72 | 7.48 | 0.10709 | 0 | 28.72 | 1 | 0
16.68 | 33.36 | 7.48 | 0.10709 | 0 | 33.36 | 1 | 0
24.8 | 49.6 | 7.48 | 0.10709 | 0 | 49.6 | 1 | 0
26.52 | 53.04 | 7.48 | 0.10709 | 0 | 53.04 | 1 | 0
28.56 | 57.12 | 7.48 | 0.10709 | 0 | 57.12 | 1 | 0
28.76 | 57.52 | 7.48 | 0.10709 | 0 | 57.52 | 1 | 0
32.76 | 65.52 | 7.48 | 0.12502 | 0 | 65.52 | 1 | 0
31 | 62 | 7.48 | 0.12502 | 0 | 62 | 1 | 0
28 | 56 | 7.48 | 0.12502 | 0 | 56 | 1 | 0
25.2 | 50.4 | 12.23 | 0.12502 | 0 | 50.4 | 1 | 0
24.84 | 49.68 | 12.23 | 0.12502 | 0 | 49.68 | 1 | 0
24.52 | 49.04 | 12.23 | 0.12502 | 0 | 49.04 | 1 | 0
24.08 | 48.16 | 12.23 | 0.12502 | 0 | 48.16 | 1 | 0
26.72 | 53.44 | 7.48 | 0.12502 | 0 | 53.44 | 1 | 0
26.72 | 53.44 | 7.48 | 0.12502 | 0 | 53.44 | 1 | 0
27.28 | 54.56 | 7.48 | 0.12502 | 0 | 49.76 | 0.2 | 4.8
27 | 54 | 7.48 | 0.10709 | 4.8 | 54 | 0.91885 | 0
26.44 | 52.88 | 7.48 | 0.10709 | 0.54188 | 52.88 | 1 | 0
23.72 | 47.44 | 7.48 | 0.10709 | 0 | 47.44 | 1 | 0
17.2 | 34.4 | 7.48 | 0.10709 | 0 | 34.4 | 1 | 0
15.2 | 30.4 | 7.48 | 0.10709 | 0 | 30.4 | 1 | 0
15.84 | 31.68 | 7.48 | 0.10709 | 0 | 31.68 | 1 | 0
16.88 | 33.76 | 7.48 | 0.10709 | 0 | 33.76 | 1 | 0
16.88 | 33.76 | 7.48 | 0.10709 | 0 | 33.76 | 1 | 0
15.12 | 30.24 | 7.48 | 0.10709 | 0 | 30.24 | 1 | 0
16.28 | 32.56 | 7.48 | 0.10709 | 0 | 32.56 | 1 | 0
23.4 | 46.8 | 7.48 | 0.10709 | 0 | 46.8 | 1 | 0
23.08 | 46.16 | 7.48 | 0.10709 | 0 | 46.16 | 1 | 0
23.2 | 46.4 | 7.48 | 0.10709 | 0 | 46.4 | 1 | 0
21.12 | 42.24 | 7.48 | 0.10709 | 0 | 42.24 | 1 | 0
21.72 | 43.44 | 7.48 | 0.10709 | 0 | 43.44 | 1 | 0
23.8 | 47.6 | 7.48 | 0.10709 | 0 | 47.6 | 1 | 0
25 | 50 | 7.48 | 0.10709 | 0 | 50 | 1 | 0
24.04 | 48.08 | 7.48 | 0.10709 | 0 | 48.08 | 1 | 0
23.32 | 46.64 | 7.48 | 0.10709 | 0 | 46.64 | 1 | 0
23.56 | 47.12 | 7.48 | 0.10709 | 0 | 47.12 | 1 | 0
26.08 | 52.16 | 7.48 | 0.10709 | 0 | 52.16 | 1 | 0
25.84 | 51.68 | 7.48 | 0.10709 | 0 | 51.68 | 1 | 0
25.56 | 51.12 | 7.48 | 0.10709 | 0 | 51.12 | 1 | 0
25.88 | 51.76 | 7.48 | 0.10709 | 0 | 51.76 | 1 | 0
21.84 | 43.68 | 7.48 | 0.10709 | 0 | 43.68 | 1 | 0
18.56 | 37.12 | 7.48 | 0.10709 | 0 | 37.12 | 1 | 0
17.8 | 35.6 | 7.48 | 0.10709 | 0 | 35.6 | 1 | 0
12.92 | 25.84 | 7.48 | 0.10709 | 0 | 25.84 | 1 | 0
10.88 | 21.76 | 7.48 | 0.10709 | 0 | 21.76 | 1 | 0
12.08 | 24.16 | 7.48 | 0.10709 | 0 | 24.16 | 1 | 0
13.04 | 26.08 | 7.48 | 0.10709 | 0 | 26.08 | 1 | 0
13.72 | 27.44 | 7.48 | 0.10709 | 0 | 27.44 | 1 | 0
13.96 | 27.92 | 7.48 | 0.10709 | 0 | 27.92 | 1 | 0
15.16 | 30.32 | 7.48 | 0.10709 | 0 | 30.32 | 1 | 0
17.48 | 34.96 | 7.48 | 0.10709 | 0 | 34.96 | 1 | 0
23 | 46 | 7.48 | 0.10709 | 0 | 46 | 1 | 0
22.84 | 45.68 | 7.48 | 0.10709 | 0 | 45.68 | 1 | 0
22.4 | 44.8 | 7.48 | 0.10709 | 0 | 44.8 | 1 | 0
22.08 | 44.16 | 7.48 | 0.10709 | 0 | 44.16 | 1 | 0
22.32 | 44.64 | 7.48 | 0.10709 | 0 | 44.64 | 1 | 0
22.96 | 45.92 | 7.48 | 0.10709 | 0 | 45.92 | 1 | 0
23.28 | 46.56 | 7.48 | 0.10709 | 0 | 46.56 | 1 | 0
22.28 | 44.56 | 7.48 | 0.10709 | 0 | 44.56 | 1 | 0
22.92 | 45.84 | 7.48 | 0.10709 | 0 | 45.84 | 1 | 0
24.88 | 49.76 | 7.48 | 0.10709 | 0 | 49.76 | 1 | 0
26.64 | 53.28 | 7.48 | 0.10709 | 0 | 53.28 | 1 | 0
22.72 | 45.44 | 7.48 | 0.10709 | 0 | 45.44 | 1 | 0
23.04 | 46.08 | 7.48 | 0.10709 | 0 | 46.08 | 1 | 0
23.16 | 46.32 | 7.48 | 0.10709 | 0 | 46.32 | 1 | 0
23.48 | 46.96 | 7.48 | 0.10709 | 0 | 46.96 | 1 | 0
20.08 | 40.16 | 7.48 | 0.10709 | 0 | 40.16 | 1 | 0
15.56 | 31.12 | 7.48 | 0.10709 | 0 | 31.12 | 1 | 0
13.52 | 27.04 | 7.48 | 0.10709 | 0 | 27.04 | 1 | 0
13.08 | 26.16 | 7.48 | 0.10709 | 0 | 26.16 | 1 | 0
12.84 | 25.68 | 7.48 | 0.10709 | 0 | 25.68 | 1 | 0
13.76 | 27.52 | 7.48 | 0.10709 | 0 | 27.52 | 1 | 0
14.32 | 28.64 | 7.48 | 0.10709 | 0 | 28.64 | 1 | 0
16.08 | 32.16 | 7.48 | 0.10709 | 0 | 32.16 | 1 | 0
16.72 | 33.44 | 7.48 | 0.10709 | 0 | 33.44 | 1 | 0
18.44 | 36.88 | 7.48 | 0.10709 | 0 | 36.88 | 1 | 0
23.36 | 46.72 | 7.48 | 0.10709 | 0 | 46.72 | 1 | 0
23.84 | 47.68 | 7.48 | 0.10709 | 0 | 47.68 | 1 | 0
23.6 | 47.2 | 7.48 | 0.12502 | 0 | 47.2 | 1 | 0
23.36 | 46.72 | 7.48 | 0.12502 | 0 | 46.72 | 1 | 0
22.36 | 44.72 | 7.48 | 0.12502 | 0 | 44.72 | 1 | 0
22.52 | 45.04 | 12.23 | 0.12502 | 0 | 45.04 | 1 | 0
21.68 | 43.36 | 12.23 | 0.12502 | 0 | 43.36 | 1 | 0
21.32 | 42.64 | 12.23 | 0.12502 | 0 | 42.64 | 1 | 0
22.28 | 44.56 | 12.23 | 0.12502 | 0 | 44.56 | 1 | 0
23.16 | 46.32 | 7.48 | 0.12502 | 0 | 46.32 | 1 | 0
20.6 | 41.2 | 7.48 | 0.12502 | 0 | 41.2 | 1 | 0
18.2 | 36.4 | 7.48 | 0.12502 | 0 | 31.6 | 0.2 | 4.8
17.2 | 34.4 | 7.48 | 0.10709 | 4.8 | 34.4 | 0.91885 | 0
17.36 | 34.72 | 7.48 | 0.10709 | 0.54188 | 34.72 | 1 | 0
17.28 | 34.56 | 7.48 | 0.10709 | 0 | 34.56 | 1 | 0
14.92 | 29.84 | 7.48 | 0.10709 | 0 | 29.84 | 1 | 0
15.88 | 31.76 | 7.48 | 0.10709 | 0 | 31.76 | 1 | 0
13.32 | 26.64 | 7.48 | 0.10709 | 0 | 26.64 | 1 | 0
13.04 | 26.08 | 7.48 | 0.10709 | 0 | 26.08 | 1 | 0
13.76 | 27.52 | 7.48 | 0.10709 | 0 | 27.52 | 1 | 0
14.92 | 29.84 | 7.48 | 0.10709 | 0 | 29.84 | 1 | 0
17.68 | 35.36 | 7.48 | 0.10709 | 0 | 35.36 | 1 | 0
24.44 | 48.88 | 7.48 | 0.10709 | 0 | 48.88 | 1 | 0
27.72 | 55.44 | 7.48 | 0.10709 | 0 | 55.44 | 1 | 0
29.64 | 59.28 | 7.48 | 0.10709 | 0 | 59.28 | 1 | 0
27.6 | 55.2 | 7.48 | 0.10709 | 0 | 55.2 | 1 | 0
28.56 | 57.12 | 7.48 | 0.12502 | 0 | 57.12 | 1 | 0
34.24 | 68.48 | 7.48 | 0.12502 | 0 | 68.48 | 1 | 0
33.92 | 67.84 | 7.48 | 0.12502 | 0 | 67.84 | 1 | 0
26.24 | 52.48 | 12.23 | 0.12502 | 0 | 52.48 | 1 | 0
25.4 | 50.8 | 12.23 | 0.12502 | 0 | 50.8 | 1 | 0
25.68 | 51.36 | 12.23 | 0.12502 | 0 | 51.36 | 1 | 0
27.32 | 54.64 | 12.23 | 0.12502 | 0 | 54.64 | 1 | 0
28.12 | 56.24 | 7.48 | 0.12502 | 0 | 56.24 | 1 | 0
28.44 | 56.88 | 7.48 | 0.12502 | 0 | 56.88 | 1 | 0
29.48 | 58.96 | 7.48 | 0.12502 | 0 | 54.16 | 0.2 | 4.8
27.92 | 55.84 | 7.48 | 0.10709 | 4.8 | 55.84 | 0.91885 | 0
27.28 | 54.56 | 7.48 | 0.10709 | 0.54188 | 54.56 | 1 | 0
23.4 | 46.8 | 7.48 | 0.10709 | 0 | 46.8 | 1 | 0
15.08 | 30.16 | 7.48 | 0.10709 | 0 | 30.16 | 1 | 0
14.08 | 28.16 | 7.48 | 0.10709 | 0 | 28.16 | 1 | 0
13.84 | 27.68 | 7.48 | 0.10709 | 0 | 27.68 | 1 | 0
13.56 | 27.12 | 7.48 | 0.10709 | 0 | 27.12 | 1 | 0
14.04 | 28.08 | 7.48 | 0.10709 | 0 | 28.08 | 1 | 0
14.8 | 29.6 | 7.48 | 0.10709 | 0 | 29.6 | 1 | 0
17.08 | 34.16 | 7.48 | 0.10709 | 0 | 34.16 | 1 | 0
24.56 | 49.12 | 7.48 | 0.10709 | 0 | 49.12 | 1 | 0
26.28 | 52.56 | 7.48 | 0.10709 | 0 | 52.56 | 1 | 0
27.52 | 55.04 | 7.48 | 0.10709 | 0 | 55.04 | 1 | 0
28.92 | 57.84 | 7.48 | 0.10709 | 0 | 57.84 | 1 | 0
32.16 | 64.32 | 7.48 | 0.12502 | 0 | 64.32 | 1 | 0
33.76 | 67.52 | 7.48 | 0.12502 | 0 | 67.52 | 1 | 0
31.76 | 63.52 | 7.48 | 0.12502 | 0 | 63.52 | 1 | 0
25.96 | 51.92 | 12.23 | 0.12502 | 0 | 51.92 | 1 | 0
25.32 | 50.64 | 12.23 | 0.12502 | 0 | 50.64 | 1 | 0
24.28 | 48.56 | 12.23 | 0.12502 | 0 | 48.56 | 1 | 0
25.52 | 51.04 | 12.23 | 0.12502 | 0 | 51.04 | 1 | 0
26.56 | 53.12 | 7.48 | 0.12502 | 0 | 53.12 | 1 | 0
27.48 | 54.96 | 7.48 | 0.12502 | 0 | 54.96 | 1 | 0
27.68 | 55.36 | 7.48 | 0.12502 | 0 | 50.56 | 0.2 | 4.8
26.64 | 53.28 | 7.48 | 0.10709 | 4.8 | 53.28 | 0.91885 | 0
24.56 | 49.12 | 7.48 | 0.10709 | 0.54188 | 49.12 | 1 | 0
23.92 | 47.84 | 7.48 | 0.10709 | 0 | 47.84 | 1 | 0
17.04 | 34.08 | 7.48 | 0.10709 | 0 | 34.08 | 1 | 0
14.88 | 29.76 | 7.48 | 0.10709 | 0 | 29.76 | 1 | 0
14.68 | 29.36 | 7.48 | 0.10709 | 0 | 29.36 | 1 | 0
16.76 | 33.52 | 7.48 | 0.10709 | 0 | 33.52 | 1 | 0
18.48 | 36.96 | 7.48 | 0.10709 | 0 | 36.96 | 1 | 0
19.12 | 38.24 | 7.48 | 0.10709 | 0 | 38.24 | 1 | 0
15.68 | 31.36 | 7.48 | 0.10709 | 0 | 31.36 | 1 | 0
21.96 | 43.92 | 7.48 | 0.10709 | 0 | 43.92 | 1 | 0
25.72 | 51.44 | 7.48 | 0.10709 | 0 | 51.44 | 1 | 0
26.68 | 53.36 | 7.48 | 0.10709 | 0 | 53.36 | 1 | 0
28.76 | 57.52 | 7.48 | 0.10709 | 0 | 57.52 | 1 | 0
31.08 | 62.16 | 7.48 | 0.12502 | 0 | 62.16 | 1 | 0
32.92 | 65.84 | 7.48 | 0.12502 | 0 | 65.84 | 1 | 0
29.8 | 59.6 | 7.48 | 0.12502 | 0 | 59.6 | 1 | 0
27.04 | 54.08 | 12.23 | 0.12502 | 0 | 54.08 | 1 | 0
25.84 | 51.68 | 12.23 | 0.12502 | 0 | 51.68 | 1 | 0
25.32 | 50.64 | 12.23 | 0.12502 | 0 | 50.64 | 1 | 0
25.84 | 51.68 | 12.23 | 0.12502 | 0 | 51.68 | 1 | 0
27.6 | 55.2 | 7.48 | 0.12502 | 0 | 55.2 | 1 | 0
28.4 | 56.8 | 7.48 | 0.12502 | 0 | 56.8 | 1 | 0
27.36 | 54.72 | 7.48 | 0.12502 | 0 | 49.92 | 0.2 | 4.8
25.6 | 51.2 | 7.48 | 0.10709 | 4.8 | 51.2 | 0.91885 | 0
25.48 | 50.96 | 7.48 | 0.10709 | 0.54188 | 50.96 | 1 | 0
22.76 | 45.52 | 7.48 | 0.10709 | 0 | 45.52 | 1 | 0
19.52 | 39.04 | 7.48 | 0.10709 | 0 | 39.04 | 1 | 0
18.32 | 36.64 | 7.48 | 0.10709 | 0 | 36.64 | 1 | 0
18.32 | 36.64 | 7.48 | 0.10709 | 0 | 36.64 | 1 | 0
17.88 | 35.76 | 7.48 | 0.10709 | 0 | 35.76 | 1 | 0
18.64 | 37.28 | 7.48 | 0.10709 | 0 | 37.28 | 1 | 0
16.84 | 33.68 | 7.48 | 0.10709 | 0 | 33.68 | 1 | 0
16.24 | 32.48 | 7.48 | 0.10709 | 0 | 32.48 | 1 | 0
23.32 | 46.64 | 7.48 | 0.10709 | 0 | 46.64 | 1 | 0
27.04 | 54.08 | 7.48 | 0.10709 | 0 | 54.08 | 1 | 0
27.88 | 55.76 | 7.48 | 0.10709 | 0 | 55.76 | 1 | 0
26.88 | 53.76 | 7.48 | 0.10709 | 0 | 53.76 | 1 | 0
31.96 | 63.92 | 7.48 | 0.12502 | 0 | 63.92 | 1 | 0
32.04 | 64.08 | 7.48 | 0.12502 | 0 | 64.08 | 1 | 0
29.52 | 59.04 | 7.48 | 0.12502 | 0 | 59.04 | 1 | 0
27.04 | 54.08 | 12.23 | 0.12502 | 0 | 54.08 | 1 | 0
25.36 | 50.72 | 12.23 | 0.12502 | 0 | 50.72 | 1 | 0
23.48 | 46.96 | 12.23 | 0.12502 | 0 | 46.96 | 1 | 0
25.28 | 50.56 | 12.23 | 0.12502 | 0 | 50.56 | 1 | 0
27.56 | 55.12 | 7.48 | 0.12502 | 0 | 55.12 | 1 | 0
28.32 | 56.64 | 7.48 | 0.12502 | 0 | 56.64 | 1 | 0
28.48 | 56.96 | 7.48 | 0.12502 | 0 | 52.16 | 0.2 | 4.8
27.28 | 54.56 | 7.48 | 0.10709 | 4.8 | 54.56 | 0.91885 | 0
26.96 | 53.92 | 7.48 | 0.10709 | 0.54188 | 53.92 | 1 | 0
20.6 | 41.2 | 7.48 | 0.10709 | 0 | 41.2 | 1 | 0
16.04 | 32.08 | 7.48 | 0.10709 | 0 | 32.08 | 1 | 0
14.64 | 29.28 | 7.48 | 0.10709 | 0 | 29.28 | 1 | 0
14.24 | 28.48 | 7.48 | 0.10709 | 0 | 28.48 | 1 | 0
14.12 | 28.24 | 7.48 | 0.10709 | 0 | 28.24 | 1 | 0
14.4 | 28.8 | 7.48 | 0.10709 | 0 | 28.8 | 1 | 0
15.12 | 30.24 | 7.48 | 0.10709 | 0 | 30.24 | 1 | 0
17.32 | 34.64 | 7.48 | 0.10709 | 0 | 34.64 | 1 | 0
24.88 | 49.76 | 7.48 | 0.10709 | 0 | 49.76 | 1 | 0
29.12 | 58.24 | 7.48 | 0.10709 | 0 | 58.24 | 1 | 0
33.24 | 66.48 | 7.48 | 0.10709 | 0 | 66.48 | 1 | 0
33.72 | 67.44 | 7.48 | 0.10709 | 0 | 67.44 | 1 | 0
34.28 | 68.56 | 7.48 | 0.10709 | 0 | 68.56 | 1 | 0
33.96 | 67.92 | 7.48 | 0.10709 | 0 | 67.92 | 1 | 0
31.72 | 63.44 | 7.48 | 0.10709 | 0 | 63.44 | 1 | 0
27.12 | 54.24 | 7.48 | 0.10709 | 0 | 54.24 | 1 | 0
26.28 | 52.56 | 7.48 | 0.10709 | 0 | 52.56 | 1 | 0
25.8 | 51.6 | 7.48 | 0.10709 | 0 | 51.6 | 1 | 0
26.48 | 52.96 | 7.48 | 0.10709 | 0 | 52.96 | 1 | 0
28 | 56 | 7.48 | 0.10709 | 0 | 56 | 1 | 0
28.08 | 56.16 | 7.48 | 0.10709 | 0 | 56.16 | 1 | 0
27.52 | 55.04 | 7.48 | 0.10709 | 0 | 55.04 | 1 | 0
27.36 | 54.72 | 7.48 | 0.10709 | 0 | 54.72 | 1 | 0
26.8 | 53.6 | 7.48 | 0.10709 | 0 | 53.6 | 1 | 0
21.96 | 43.92 | 7.48 | 0.10709 | 0 | 43.92 | 1 | 0
17.36 | 34.72 | 7.48 | 0.10709 | 0 | 34.72 | 1 | 0
19.44 | 38.88 | 7.48 | 0.10709 | 0 | 38.88 | 1 | 0
19.16 | 38.32 | 7.48 | 0.10709 | 0 | 38.32 | 1 | 0
18.96 | 37.92 | 7.48 | 0.10709 | 0 | 37.92 | 1 | 0
19.4 | 38.8 | 7.48 | 0.10709 | 0 | 38.8 | 1 | 0
20.88 | 41.76 | 7.48 | 0.10709 | 0 | 41.76 | 1 | 0
22.04 | 44.08 | 7.48 | 0.10709 | 0 | 44.08 | 1 | 0
23.4 | 46.8 | 7.48 | 0.10709 | 0 | 46.8 | 1 | 0
24.64 | 49.28 | 7.48 | 0.10709 | 0 | 49.28 | 1 | 0
24.24 | 48.48 | 7.48 | 0.10709 | 0 | 48.48 | 1 | 0
23.72 | 47.44 | 7.48 | 0.10709 | 0 | 47.44 | 1 | 0
24.12 | 48.24 | 7.48 | 0.10709 | 0 | 48.24 | 1 | 0
23.68 | 47.36 | 7.48 | 0.10709 | 0 | 47.36 | 1 | 0
22.96 | 45.92 | 7.48 | 0.10709 | 0 | 45.92 | 1 | 0
23.12 | 46.24 | 7.48 | 0.10709 | 0 | 46.24 | 1 | 0
22.24 | 44.48 | 7.48 | 0.10709 | 0 | 44.48 | 1 | 0
23.52 | 47.04 | 7.48 | 0.10709 | 0 | 47.04 | 1 | 0
25.16 | 50.32 | 7.48 | 0.10709 | 0 | 50.32 | 1 | 0
26.52 | 53.04 | 7.48 | 0.10709 | 0 | 53.04 | 1 | 0
24.28 | 48.56 | 7.48 | 0.10709 | 0 | 48.56 | 1 | 0
24.2 | 48.4 | 7.48 | 0.10709 | 0 | 48.4 | 1 | 0
23.6 | 47.2 | 7.48 | 0.10709 | 0 | 47.2 | 1 | 0
23.52 | 47.04 | 7.48 | 0.10709 | 0 | 47.04 | 1 | 0
18.56 | 37.12 | 7.48 | 0.10709 | 0 | 37.12 | 1 | 0
13.16 | 26.32 | 7.48 | 0.10709 | 0 | 26.32 | 1 | 0
11.68 | 23.36 | 7.48 | 0.10709 | 0 | 23.36 | 1 | 0
13.2 | 26.4 | 7.48 | 0.10709 | 0 | 26.4 | 1 | 0
13.36 | 26.72 | 7.48 | 0.10709 | 0 | 26.72 | 1 | 0
13.88 | 27.76 | 7.48 | 0.10709 | 0 | 27.76 | 1 | 0
14.8 | 29.6 | 7.48 | 0.10709 | 0 | 29.6 | 1 | 0
16.08 | 32.16 | 7.48 | 0.10709 | 0 | 32.16 | 1 | 0
18.04 | 36.08 | 7.48 | 0.10709 | 0 | 36.08 | 1 | 0
19.56 | 39.12 | 7.48 | 0.10709 | 0 | 39.12 | 1 | 0
24.32 | 48.64 | 7.48 | 0.10709 | 0 | 48.64 | 1 | 0
24.28 | 48.56 | 7.48 | 0.10709 | 0 | 48.56 | 1 | 0
24.68 | 49.36 | 7.48 | 0.12502 | 0 | 49.36 | 1 | 0
23.44 | 46.88 | 7.48 | 0.12502 | 0 | 46.88 | 1 | 0
22.16 | 44.32 | 7.48 | 0.12502 | 0 | 44.32 | 1 | 0
22.96 | 45.92 | 12.23 | 0.12502 | 0 | 45.92 | 1 | 0
22.36 | 44.72 | 12.23 | 0.12502 | 0 | 44.72 | 1 | 0
21.96 | 43.92 | 12.23 | 0.12502 | 0 | 43.92 | 1 | 0
23.44 | 46.88 | 12.23 | 0.12502 | 0 | 46.88 | 1 | 0
23.64 | 47.28 | 7.48 | 0.12502 | 0 | 47.28 | 1 | 0
22.96 | 45.92 | 7.48 | 0.12502 | 0 | 45.92 | 1 | 0
22 | 44 | 7.48 | 0.12502 | 0 | 39.2 | 0.2 | 4.8
21.88 | 43.76 | 7.48 | 0.10709 | 4.8 | 43.76 | 0.91885 | 0
24.08 | 48.16 | 7.48 | 0.10709 | 0.54188 | 48.16 | 1 | 0
24.64 | 49.28 | 7.48 | 0.10709 | 0 | 49.28 | 1 | 0
19.6 | 39.2 | 7.48 | 0.10709 | 0 | 39.2 | 1 | 0
18.24 | 36.48 | 7.48 | 0.10709 | 0 | 36.48 | 1 | 0
15.36 | 30.72 | 7.48 | 0.10709 | 0 | 30.72 | 1 | 0
13.36 | 26.72 | 7.48 | 0.10709 | 0 | 26.72 | 1 | 0
13.96 | 27.92 | 7.48 | 0.10709 | 0 | 27.92 | 1 | 0
15.28 | 30.56 | 7.48 | 0.10709 | 0 | 30.56 | 1 | 0
16.64 | 33.28 | 7.48 | 0.10709 | 0 | 33.28 | 1 | 0
24.4 | 48.8 | 7.48 | 0.10709 | 0 | 48.8 | 1 | 0
24.84 | 49.68 | 7.48 | 0.10709 | 0 | 49.68 | 1 | 0
29.4 | 58.8 | 7.48 | 0.10709 | 0 | 58.8 | 1 | 0
29.32 | 58.64 | 7.48 | 0.10709 | 0 | 58.64 | 1 | 0
30.56 | 61.12 | 7.48 | 0.12502 | 0 | 61.12 | 1 | 0
33.6 | 67.2 | 7.48 | 0.12502 | 0 | 67.2 | 1 | 0
28.88 | 57.76 | 7.48 | 0.12502 | 0 | 57.76 | 1 | 0
27.24 | 54.48 | 12.23 | 0.12502 | 0 | 54.48 | 1 | 0
26.04 | 52.08 | 12.23 | 0.12502 | 0 | 52.08 | 1 | 0
25.68 | 51.36 | 12.23 | 0.12502 | 0 | 51.36 | 1 | 0
25.84 | 51.68 | 12.23 | 0.12502 | 0 | 51.68 | 1 | 0
27.96 | 55.92 | 7.48 | 0.12502 | 0 | 55.92 | 1 | 0
28.44 | 56.88 | 7.48 | 0.12502 | 0 | 56.88 | 1 | 0
29.36 | 58.72 | 7.48 | 0.12502 | 0 | 53.92 | 0.2 | 4.8
27.92 | 55.84 | 7.48 | 0.10709 | 4.8 | 55.84 | 0.91885 | 0
25.92 | 51.84 | 7.48 | 0.10709 | 0.54188 | 51.84 | 1 | 0
20.36 | 40.72 | 7.48 | 0.10709 | 0 | 40.72 | 1 | 0
15.92 | 31.84 | 7.48 | 0.10709 | 0 | 31.84 | 1 | 0
14.72 | 29.44 | 7.48 | 0.10709 | 0 | 29.44 | 1 | 0
14.12 | 28.24 | 7.48 | 0.10709 | 0 | 28.24 | 1 | 0
14.2 | 28.4 | 7.48 | 0.10709 | 0 | 28.4 | 1 | 0
14.8 | 29.6 | 7.48 | 0.10709 | 0 | 29.6 | 1 | 0
15.6 | 31.2 | 7.48 | 0.10709 | 0 | 31.2 | 1 | 0
17.08 | 34.16 | 7.48 | 0.10709 | 0 | 34.16 | 1 | 0
23.44 | 46.88 | 7.48 | 0.10709 | 0 | 46.88 | 1 | 0
26.8 | 53.6 | 7.48 | 0.10709 | 0 | 53.6 | 1 | 0
27.04 | 54.08 | 7.48 | 0.10709 | 0 | 54.08 | 1 | 0
28.92 | 57.84 | 7.48 | 0.10709 | 0 | 57.84 | 1 | 0
28.4 | 56.8 | 7.48 | 0.12502 | 0 | 56.8 | 1 | 0
29 | 58 | 7.48 | 0.12502 | 0 | 58 | 1 | 0
28 | 56 | 7.48 | 0.12502 | 0 | 56 | 1 | 0
26.52 | 53.04 | 12.23 | 0.12502 | 0 | 53.04 | 1 | 0
25.4 | 50.8 | 12.23 | 0.12502 | 0 | 50.8 | 1 | 0
24.88 | 49.76 | 12.23 | 0.12502 | 0 | 49.76 | 1 | 0
25.68 | 51.36 | 12.23 | 0.12502 | 0 | 51.36 | 1 | 0
27.04 | 54.08 | 7.48 | 0.12502 | 0 | 54.08 | 1 | 0
26.84 | 53.68 | 7.48 | 0.12502 | 0 | 53.68 | 1 | 0
26.96 | 53.92 | 7.48 | 0.12502 | 0 | 49.12 | 0.2 | 4.8
25.76 | 51.52 | 7.48 | 0.10709 | 4.8 | 51.52 | 0.91885 | 0
24.12 | 48.24 | 7.48 | 0.10709 | 0.54188 | 48.24 | 1 | 0
18.56 | 37.12 | 7.48 | 0.10709 | 0 | 37.12 | 1 | 0
12.88 | 25.76 | 7.48 | 0.10709 | 0 | 25.76 | 1 | 0
10.72 | 21.44 | 7.48 | 0.10709 | 0 | 21.44 | 1 | 0
10.28 | 20.56 | 7.48 | 0.10709 | 0 | 20.56 | 1 | 0
12.8 | 25.6 | 7.48 | 0.10709 | 0 | 25.6 | 1 | 0
13.84 | 27.68 | 7.48 | 0.10709 | 0 | 27.68 | 1 | 0
14.48 | 28.96 | 7.48 | 0.10709 | 0 | 28.96 | 1 | 0
15.08 | 30.16 | 7.48 | 0.10709 | 0 | 30.16 | 1 | 0
22.48 | 44.96 | 7.48 | 0.10709 | 0 | 44.96 | 1 | 0
25.72 | 51.44 | 7.48 | 0.10709 | 0 | 51.44 | 1 | 0
26.12 | 52.24 | 7.48 | 0.10709 | 0 | 52.24 | 1 | 0
28.2 | 56.4 | 7.48 | 0.10709 | 0 | 56.4 | 1 | 0
32.44 | 64.88 | 7.48 | 0.12502 | 0 | 64.88 | 1 | 0
29.04 | 58.08 | 7.48 | 0.12502 | 0 | 58.08 | 1 | 0
28.48 | 56.96 | 7.48 | 0.12502 | 0 | 56.96 | 1 | 0
27.2 | 54.4 | 12.23 | 0.12502 | 0 | 54.4 | 1 | 0
26.64 | 53.28 | 12.23 | 0.12502 | 0 | 53.28 | 1 | 0
24.24 | 48.48 | 12.23 | 0.12502 | 0 | 48.48 | 1 | 0
25.36 | 50.72 | 12.23 | 0.12502 | 0 | 50.72 | 1 | 0
26.36 | 52.72 | 7.48 | 0.12502 | 0 | 52.72 | 1 | 0
25.16 | 50.32 | 7.48 | 0.12502 | 0 | 50.32 | 1 | 0
25.48 | 50.96 | 7.48 | 0.12502 | 0 | 46.16 | 0.2 | 4.8
20.36 | 40.72 | 7.48 | 0.10709 | 4.8 | 40.72 | 0.91885 | 0
20.04 | 40.08 | 7.48 | 0.10709 | 0.54188 | 40.08 | 1 | 0
17.48 | 34.96 | 7.48 | 0.10709 | 0 | 34.96 | 1 | 0
12.72 | 25.44 | 7.48 | 0.10709 | 0 | 25.44 | 1 | 0
10.88 | 21.76 | 7.48 | 0.10709 | 0 | 21.76 | 1 | 0
9.96 | 19.92 | 7.48 | 0.10709 | 0 | 19.92 | 1 | 0
10.6 | 21.2 | 7.48 | 0.10709 | 0 | 21.2 | 1 | 0
13.44 | 26.88 | 7.48 | 0.10709 | 0 | 26.88 | 1 | 0
14.12 | 28.24 | 7.48 | 0.10709 | 0 | 28.24 | 1 | 0
14.88 | 29.76 | 7.48 | 0.10709 | 0 | 29.76 | 1 | 0
16.24 | 32.48 | 7.48 | 0.10709 | 0 | 32.48 | 1 | 0
16.12 | 32.24 | 7.48 | 0.10709 | 0 | 32.24 | 1 | 0
15.76 | 31.52 | 7.48 | 0.10709 | 0 | 31.52 | 1 | 0
14.76 | 29.52 | 7.48 | 0.10709 | 0 | 29.52 | 1 | 0
14.6 | 29.2 | 7.48 | 0.12502 | 0 | 29.2 | 1 | 0
14.64 | 29.28 | 7.48 | 0.12502 | 0 | 29.28 | 1 | 0
14.64 | 29.28 | 7.48 | 0.12502 | 0 | 29.28 | 1 | 0
14.24 | 28.48 | 12.23 | 0.12502 | 0 | 28.48 | 1 | 0
14.8 | 29.6 | 12.23 | 0.12502 | 0 | 29.6 | 1 | 0
14.68 | 29.36 | 12.23 | 0.12502 | 0 | 29.36 | 1 | 0
15.6 | 31.2 | 12.23 | 0.12502 | 0 | 31.2 | 1 | 0
16.88 | 33.76 | 7.48 | 0.12502 | 0 | 33.76 | 1 | 0
16.68 | 33.36 | 7.48 | 0.12502 | 0 | 33.36 | 1 | 0
16.8 | 33.6 | 7.48 | 0.12502 | 0 | 28.8 | 0.2 | 4.8
17.16 | 34.32 | 7.48 | 0.10709 | 4.8 | 34.32 | 0.91885 | 0
16.96 | 33.92 | 7.48 | 0.10709 | 0.54188 | 33.92 | 1 | 0
16.96 | 33.92 | 7.48 | 0.10709 | 0 | 33.92 | 1 | 0
11.92 | 23.84 | 7.48 | 0.10709 | 0 | 23.84 | 1 | 0
10.4 | 20.8 | 7.48 | 0.10709 | 0 | 20.8 | 1 | 0
10.56 | 21.12 | 7.48 | 0.10709 | 0 | 21.12 | 1 | 0
12.96 | 25.92 | 7.48 | 0.10709 | 0 | 25.92 | 1 | 0
13.36 | 26.72 | 7.48 | 0.10709 | 0 | 26.72 | 1 | 0
14.52 | 29.04 | 7.48 | 0.10709 | 0 | 29.04 | 1 | 0
16.44 | 32.88 | 7.48 | 0.10709 | 0 | 32.88 | 1 | 0
23.52 | 47.04 | 7.48 | 0.10709 | 0 | 47.04 | 1 | 0
23.88 | 47.76 | 7.48 | 0.10709 | 0 | 47.76 | 1 | 0
23.28 | 46.56 | 7.48 | 0.10709 | 0 | 46.56 | 1 | 0
22.64 | 45.28 | 7.48 | 0.10709 | 0 | 45.28 | 1 | 0
22.48 | 44.96 | 7.48 | 0.10709 | 0 | 44.96 | 1 | 0
22.04 | 44.08 | 7.48 | 0.10709 | 0 | 44.08 | 1 | 0
21.76 | 43.52 | 7.48 | 0.10709 | 0 | 43.52 | 1 | 0
21.8 | 43.6 | 7.48 | 0.10709 | 0 | 43.6 | 1 | 0
21.28 | 42.56 | 7.48 | 0.10709 | 0 | 42.56 | 1 | 0
21.92 | 43.84 | 7.48 | 0.10709 | 0 | 43.84 | 1 | 0
23.12 | 46.24 | 7.48 | 0.10709 | 0 | 46.24 | 1 | 0
24.8 | 49.6 | 7.48 | 0.10709 | 0 | 49.6 | 1 | 0
24.96 | 49.92 | 7.48 | 0.10709 | 0 | 49.92 | 1 | 0
25.64 | 51.28 | 7.48 | 0.10709 | 0 | 51.28 | 1 | 0
26.16 | 52.32 | 7.48 | 0.10709 | 0 | 52.32 | 1 | 0
24.48 | 48.96 | 7.48 | 0.10709 | 0 | 48.96 | 1 | 0
23.4 | 46.8 | 7.48 | 0.10709 | 0 | 46.8 | 1 | 0
19.48 | 38.96 | 7.48 | 0.10709 | 0 | 38.96 | 1 | 0
18.4 | 36.8 | 7.48 | 0.10709 | 0 | 36.8 | 1 | 0
18.56 | 37.12 | 7.48 | 0.10709 | 0 | 37.12 | 1 | 0
18.2 | 36.4 | 7.48 | 0.10709 | 0 | 36.4 | 1 | 0
18.8 | 37.6 | 7.48 | 0.10709 | 0 | 37.6 | 1 | 0
19.36 | 38.72 | 7.48 | 0.10709 | 0 | 38.72 | 1 | 0
21.04 | 42.08 | 7.48 | 0.10709 | 0 | 42.08 | 1 | 0
22.44 | 44.88 | 7.48 | 0.10709 | 0 | 44.88 | 1 | 0
23.4 | 46.8 | 7.48 | 0.10709 | 0 | 46.8 | 1 | 0
24.36 | 48.72 | 7.48 | 0.10709 | 0 | 48.72 | 1 | 0
23.48 | 46.96 | 7.48 | 0.10709 | 0 | 46.96 | 1 | 0
23.32 | 46.64 | 7.48 | 0.10709 | 0 | 46.64 | 1 | 0
23 | 46 | 7.48 | 0.10709 | 0 | 46 | 1 | 0
22.64 | 45.28 | 7.48 | 0.10709 | 0 | 45.28 | 1 | 0
22.88 | 45.76 | 7.48 | 0.10709 | 0 | 45.76 | 1 | 0
22.68 | 45.36 | 7.48 | 0.10709 | 0 | 45.36 | 1 | 0
23 | 46 | 7.48 | 0.10709 | 0 | 46 | 1 | 0
24.96 | 49.92 | 7.48 | 0.10709 | 0 | 49.92 | 1 | 0
25.44 | 50.88 | 7.48 | 0.10709 | 0 | 50.88 | 1 | 0
23.56 | 47.12 | 7.48 | 0.10709 | 0 | 47.12 | 1 | 0
22.36 | 44.72 | 7.48 | 0.10709 | 0 | 44.72 | 1 | 0
21.8 | 43.6 | 7.48 | 0.10709 | 0 | 43.6 | 1 | 0
22.16 | 44.32 | 7.48 | 0.10709 | 0 | 44.32 | 1 | 0
21.88 | 43.76 | 7.48 | 0.10709 | 0 | 43.76 | 1 | 0
19.48 | 38.96 | 7.48 | 0.10709 | 0 | 38.96 | 1 | 0
18.56 | 37.12 | 7.48 | 0.10709 | 0 | 37.12 | 1 | 0
17.6 | 35.2 | 7.48 | 0.10709 | 0 | 35.2 | 1 | 0
17.88 | 35.76 | 7.48 | 0.10709 | 0 | 35.76 | 1 | 0
18.68 | 37.36 | 7.48 | 0.10709 | 0 | 37.36 | 1 | 0
18.96 | 37.92 | 7.48 | 0.10709 | 0 | 37.92 | 1 | 0
20.24 | 40.48 | 7.48 | 0.10709 | 0 | 40.48 | 1 | 0
21.32 | 42.64 | 7.48 | 0.10709 | 0 | 42.64 | 1 | 0
22.12 | 44.24 | 7.48 | 0.10709 | 0 | 44.24 | 1 | 0
24.36 | 48.72 | 7.48 | 0.10709 | 0 | 48.72 | 1 | 0
23.76 | 47.52 | 7.48 | 0.10709 | 0 | 47.52 | 1 | 0
23.32 | 46.64 | 7.48 | 0.12502 | 0 | 46.64 | 1 | 0
22.64 | 45.28 | 7.48 | 0.12502 | 0 | 45.28 | 1 | 0
21.96 | 43.92 | 7.48 | 0.12502 | 0 | 43.92 | 1 | 0
23.36 | 46.72 | 12.23 | 0.12502 | 0 | 46.72 | 1 | 0
24.36 | 48.72 | 12.23 | 0.12502 | 0 | 48.72 | 1 | 0
24.84 | 49.68 | 12.23 | 0.12502 | 0 | 49.68 | 1 | 0
24.96 | 49.92 | 12.23 | 0.12502 | 0 | 49.92 | 1 | 0
25.96 | 51.92 | 7.48 | 0.12502 | 0 | 51.92 | 1 | 0
23.64 | 47.28 | 7.48 | 0.12502 | 0 | 47.28 | 1 | 0
22.92 | 45.84 | 7.48 | 0.12502 | 0 | 41.04 | 0.2 | 4.8
24.88 | 49.76 | 7.48 | 0.10709 | 4.8 | 49.76 | 0.91885 | 0
26 | 52 | 7.48 | 0.10709 | 0.54188 | 52 | 1 | 0
23.96 | 47.92 | 7.48 | 0.10709 | 0 | 47.92 | 1 | 0
19.68 | 39.36 | 7.48 | 0.10709 | 0 | 39.36 | 1 | 0
18.68 | 37.36 | 7.48 | 0.10709 | 0 | 37.36 | 1 | 0
18.24 | 36.48 | 7.48 | 0.10709 | 0 | 36.48 | 1 | 0
17.88 | 35.76 | 7.48 | 0.10709 | 0 | 35.76 | 1 | 0
18.84 | 37.68 | 7.48 | 0.10709 | 0 | 37.68 | 1 | 0
19.2 | 38.4 | 7.48 | 0.10709 | 0 | 38.4 | 1 | 0
16.88 | 33.76 | 7.48 | 0.10709 | 0 | 33.76 | 1 | 0
24.84 | 49.68 | 7.48 | 0.10709 | 0 | 49.68 | 1 | 0
28.56 | 57.12 | 7.48 | 0.10709 | 0 | 57.12 | 1 | 0
30.4 | 60.8 | 7.48 | 0.10709 | 0 | 60.8 | 1 | 0
30.12 | 60.24 | 7.48 | 0.10709 | 0 | 60.24 | 1 | 0
31.72 | 63.44 | 7.48 | 0.12502 | 0 | 63.44 | 1 | 0
33.56 | 67.12 | 7.48 | 0.12502 | 0 | 67.12 | 1 | 0
29.4 | 58.8 | 7.48 | 0.12502 | 0 | 58.8 | 1 | 0
25.48 | 50.96 | 12.23 | 0.12502 | 0 | 50.96 | 1 | 0
24.2 | 48.4 | 12.23 | 0.12502 | 0 | 48.4 | 1 | 0
24.72 | 49.44 | 12.23 | 0.12502 | 0 | 49.44 | 1 | 0
26.12 | 52.24 | 12.23 | 0.12502 | 0 | 52.24 | 1 | 0
27.52 | 55.04 | 7.48 | 0.12502 | 0 | 55.04 | 1 | 0
29.12 | 58.24 | 7.48 | 0.12502 | 0 | 58.24 | 1 | 0
29.68 | 59.36 | 7.48 | 0.12502 | 0 | 54.56 | 0.2 | 4.8
28.72 | 57.44 | 7.48 | 0.10709 | 4.8 | 57.44 | 0.91885 | 0
26.36 | 52.72 | 7.48 | 0.10709 | 0.54188 | 52.72 | 1 | 0
19.8 | 39.6 | 7.48 | 0.10709 | 0 | 39.6 | 1 | 0
15.44 | 30.88 | 7.48 | 0.10709 | 0 | 30.88 | 1 | 0
14.04 | 28.08 | 7.48 | 0.10709 | 0 | 28.08 | 1 | 0
13.8 | 27.6 | 7.48 | 0.10709 | 0 | 27.6 | 1 | 0
13.6 | 27.2 | 7.48 | 0.10709 | 0 | 27.2 | 1 | 0
14.36 | 28.72 | 7.48 | 0.10709 | 0 | 28.72 | 1 | 0
14.76 | 29.52 | 7.48 | 0.10709 | 0 | 29.52 | 1 | 0
17.12 | 34.24 | 7.48 | 0.10709 | 0 | 34.24 | 1 | 0
24.32 | 48.64 | 7.48 | 0.10709 | 0 | 48.64 | 1 | 0
26.64 | 53.28 | 7.48 | 0.10709 | 0 | 53.28 | 1 | 0
28.4 | 56.8 | 7.48 | 0.10709 | 0 | 56.8 | 1 | 0
27.8 | 55.6 | 7.48 | 0.10709 | 0 | 55.6 | 1 | 0
32.96 | 65.92 | 7.48 | 0.12502 | 0 | 65.92 | 1 | 0
29.48 | 58.96 | 7.48 | 0.12502 | 0 | 58.96 | 1 | 0
27.64 | 55.28 | 7.48 | 0.12502 | 0 | 55.28 | 1 | 0
26.64 | 53.28 | 12.23 | 0.12502 | 0 | 53.28 | 1 | 0
27 | 54 | 12.23 | 0.12502 | 0 | 54 | 1 | 0
26.48 | 52.96 | 12.23 | 0.12502 | 0 | 52.96 | 1 | 0
26.6 | 53.2 | 12.23 | 0.12502 | 0 | 53.2 | 1 | 0
27.68 | 55.36 | 7.48 | 0.12502 | 0 | 55.36 | 1 | 0
28.72 | 57.44 | 7.48 | 0.12502 | 0 | 57.44 | 1 | 0
29.76 | 59.52 | 7.48 | 0.12502 | 0 | 54.72 | 0.2 | 4.8
29.28 | 58.56 | 7.48 | 0.10709 | 4.8 | 58.56 | 0.91885 | 0
27.92 | 55.84 | 7.48 | 0.10709 | 0.54188 | 55.84 | 1 | 0
24.12 | 48.24 | 7.48 | 0.10709 | 0 | 48.24 | 1 | 0
19.84 | 39.68 | 7.48 | 0.10709 | 0 | 39.68 | 1 | 0
18.68 | 37.36 | 7.48 | 0.10709 | 0 | 37.36 | 1 | 0
18.72 | 37.44 | 7.48 | 0.10709 | 0 | 37.44 | 1 | 0
18.6 | 37.2 | 7.48 | 0.10709 | 0 | 37.2 | 1 | 0
19.08 | 38.16 | 7.48 | 0.10709 | 0 | 38.16 | 1 | 0
19.72 | 39.44 | 7.48 | 0.10709 | 0 | 39.44 | 1 | 0
21.44 | 42.88 | 7.48 | 0.10709 | 0 | 42.88 | 1 | 0
25.16 | 50.32 | 7.48 | 0.10709 | 0 | 50.32 | 1 | 0
25.68 | 51.36 | 7.48 | 0.10709 | 0 | 51.36 | 1 | 0
28.12 | 56.24 | 7.48 | 0.10709 | 0 | 56.24 | 1 | 0
29.04 | 58.08 | 7.48 | 0.10709 | 0 | 58.08 | 1 | 0
31.32 | 62.64 | 7.48 | 0.12502 | 0 | 62.64 | 1 | 0
32.96 | 65.92 | 7.48 | 0.12502 | 0 | 65.92 | 1 | 0
28.52 | 57.04 | 7.48 | 0.12502 | 0 | 57.04 | 1 | 0
26.32 | 52.64 | 12.23 | 0.12502 | 0 | 52.64 | 1 | 0
26.04 | 52.08 | 12.23 | 0.12502 | 0 | 52.08 | 1 | 0
25.48 | 50.96 | 12.23 | 0.12502 | 0 | 50.96 | 1 | 0
26.76 | 53.52 | 12.23 | 0.12502 | 0 | 53.52 | 1 | 0
28.16 | 56.32 | 7.48 | 0.12502 | 0 | 56.32 | 1 | 0
29.16 | 58.32 | 7.48 | 0.12502 | 0 | 58.32 | 1 | 0
28.08 | 56.16 | 7.48 | 0.12502 | 0 | 51.36 | 0.2 | 4.8
27.6 | 55.2 | 7.48 | 0.10709 | 4.8 | 55.2 | 0.91885 | 0
27.28 | 54.56 | 7.48 | 0.10709 | 0.54188 | 54.56 | 1 | 0
19.6267 | 39.2533 | 7.48 | 0.10709 | 0 | 39.2533 | 1 | 0
15.2133 | 30.4267 | 7.48 | 0.10709 | 0 | 30.4267 | 1 | 0
14.84 | 29.68 | 7.48 | 0.10709 | 0 | 29.68 | 1 | 0
13.48 | 26.96 | 7.48 | 0.10709 | 0 | 26.96 | 1 | 0
14.4933 | 28.9867 | 7.48 | 0.10709 | 0 | 28.9867 | 1 | 0
16.08 | 32.16 | 7.48 | 0.10709 | 0 | 32.16 | 1 | 0
15.4533 | 30.9067 | 7.48 | 0.10709 | 0 | 30.9067 | 1 | 0
16.28 | 32.56 | 7.48 | 0.10709 | 0 | 32.56 | 1 | 0
23.52 | 47.04 | 7.48 | 0.10709 | 0 | 47.04 | 1 | 0
26.4 | 52.8 | 7.48 | 0.10709 | 0 | 52.8 | 1 | 0
28.3333 | 56.6667 | 7.48 | 0.10709 | 0 | 56.6667 | 1 | 0
28.4667 | 56.9333 | 7.48 | 0.10709 | 0 | 56.9333 | 1 | 0
29.84 | 59.68 | 7.48 | 0.12502 | 0 | 59.68 | 1 | 0
31.76 | 63.52 | 7.48 | 0.12502 | 0 | 63.52 | 1 | 0
30 | 60 | 7.48 | 0.12502 | 0 | 60 | 1 | 0
27.56 | 55.12 | 12.23 | 0.12502 | 0 | 55.12 | 1 | 0
26.44 | 52.88 | 12.23 | 0.12502 | 0 | 52.88 | 1 | 0
26.2 | 52.4 | 12.23 | 0.12502 | 0 | 52.4 | 1 | 0
26.4 | 52.8 | 12.23 | 0.12502 | 0 | 52.8 | 1 | 0
27.28 | 54.56 | 7.48 | 0.12502 | 0 | 54.56 | 1 | 0
26.96 | 53.92 | 7.48 | 0.12502 | 0 | 53.92 | 1 | 0
26.96 | 53.92 | 7.48 | 0.12502 | 0 | 49.12 | 0.2 | 4.8
27.16 | 54.32 | 7.48 | 0.10709 | 4.8 | 54.32 | 0.91885 | 0
26.68 | 53.36 | 7.48 | 0.10709 | 0.54188 | 53.36 | 1 | 0
20.32 | 40.64 | 7.48 | 0.10709 | 0 | 40.64 | 1 | 0
15.28 | 30.56 | 7.48 | 0.10709 | 0 | 30.56 | 1 | 0
13.6 | 27.2 | 7.48 | 0.10709 | 0 | 27.2 | 1 | 0
13.6 | 27.2 | 7.48 | 0.10709 | 0 | 27.2 | 1 | 0
12.32 | 24.64 | 7.48 | 0.10709 | 0 | 24.64 | 1 | 0
13.6 | 27.2 | 7.48 | 0.10709 | 0 | 27.2 | 1 | 0
18.4 | 36.8 | 7.48 | 0.10709 | 0 | 36.8 | 1 | 0
23.68 | 47.36 | 7.48 | 0.10709 | 0 | 47.36 | 1 | 0
27.2 | 54.4 | 7.48 | 0.10709 | 0 | 54.4 | 1 | 0
29.6 | 59.2 | 7.48 | 0.10709 | 0 | 59.2 | 1 | 0
33.6 | 67.2 | 7.48 | 0.10709 | 0 | 67.2 | 1 | 0
34.88 | 69.76 | 7.48 | 0.10709 | 0 | 69.76 | 1 | 0
34.4 | 68.8 | 7.48 | 0.10709 | 0 | 68.8 | 1 | 0
34.72 | 69.44 | 7.48 | 0.10709 | 0 | 69.44 | 1 | 0
35.84 | 71.68 | 7.48 | 0.10709 | 0 | 71.68 | 1 | 0
33.28 | 66.56 | 7.48 | 0.10709 | 0 | 66.56 | 1 | 0
31.52 | 63.04 | 7.48 | 0.10709 | 0 | 63.04 | 1 | 0
31.68 | 63.36 | 7.48 | 0.10709 | 0 | 63.36 | 1 | 0
32.8 | 65.6 | 7.48 | 0.10709 | 0 | 65.6 | 1 | 0
32.8 | 65.6 | 7.48 | 0.10709 | 0 | 65.6 | 1 | 0
32.64 | 65.28 | 7.48 | 0.10709 | 0 | 65.28 | 1 | 0
32 | 64 | 7.48 | 0.10709 | 0 | 64 | 1 | 0
29.76 | 59.52 | 7.48 | 0.10709 | 0 | 59.52 | 1 | 0
24.64 | 49.28 | 7.48 | 0.10709 | 0 | 49.28 | 1 | 0
18.72 | 37.44 | 7.48 | 0.10709 | 0 | 37.44 | 1 | 0
13.92 | 27.84 | 7.48 | 0.10709 | 0 | 27.84 | 1 | 0
13.12 | 26.24 | 7.48 | 0.10709 | 0 | 26.24 | 1 | 0
12.48 | 24.96 | 7.48 | 0.10709 | 0 | 24.96 | 1 | 0
12.32 | 24.64 | 7.48 | 0.10709 | 0 | 24.64 | 1 | 0
13.28 | 26.56 | 7.48 | 0.10709 | 0 | 26.56 | 1 | 0
19.04 | 38.08 | 7.48 | 0.10709 | 0 | 38.08 | 1 | 0
21.28 | 42.56 | 7.48 | 0.10709 | 0 | 42.56 | 1 | 0
22.4 | 44.8 | 7.48 | 0.10709 | 0 | 44.8 | 1 | 0
28.64 | 57.28 | 7.48 | 0.10709 | 0 | 57.28 | 1 | 0
27.68 | 55.36 | 7.48 | 0.10709 | 0 | 55.36 | 1 | 0
28.48 | 56.96 | 7.48 | 0.10709 | 0 | 56.96 | 1 | 0
27.68 | 55.36 | 7.48 | 0.10709 | 0 | 55.36 | 1 | 0
26.72 | 53.44 | 7.48 | 0.10709 | 0 | 53.44 | 1 | 0
25.44 | 50.88 | 7.48 | 0.10709 | 0 | 50.88 | 1 | 0
25.12 | 50.24 | 7.48 | 0.10709 | 0 | 50.24 | 1 | 0
25.12 | 50.24 | 7.48 | 0.10709 | 0 | 50.24 | 1 | 0
25.12 | 50.24 | 7.48 | 0.10709 | 0 | 50.24 | 1 | 0
26.24 | 52.48 | 7.48 | 0.10709 | 0 | 52.48 | 1 | 0
26.88 | 53.76 | 7.48 | 0.10709 | 0 | 53.76 | 1 | 0
26.24 | 52.48 | 7.48 | 0.10709 | 0 | 52.48 | 1 | 0
26.88 | 53.76 | 7.48 | 0.10709 | 0 | 53.76 | 1 | 0
26.88 | 53.76 | 7.48 | 0.10709 | 0 | 53.76 | 1 | 0
26.88 | 53.76 | 7.48 | 0.10709 | 0 | 53.76 | 1 | 0
21.76 | 43.52 | 7.48 | 0.10709 | 0 | 43.52 | 1 | 0
20.48 | 40.96 | 7.48 | 0.10709 | 0 | 40.96 | 1 | 0
19.52 | 39.04 | 7.48 | 0.10709 | 0 | 39.04 | 1 | 0
18.08 | 36.16 | 7.48 | 0.10709 | 0 | 36.16 | 1 | 0
18.4 | 36.8 | 7.48 | 0.10709 | 0 | 36.8 | 1 | 0
19.2 | 38.4 | 7.48 | 0.10709 | 0 | 38.4 | 1 | 0
25.12 | 50.24 | 7.48 | 0.10709 | 0 | 50.24 | 1 | 0
27.04 | 54.08 | 7.48 | 0.10709 | 0 | 54.08 | 1 | 0
22.56 | 45.12 | 7.48 | 0.10709 | 0 | 45.12 | 1 | 0
20.48 | 40.96 | 7.48 | 0.10709 | 0 | 40.96 | 1 | 0
20 | 40 | 7.48 | 0.10709 | 0 | 40 | 1 | 0
19.84 | 39.68 | 7.48 | 0.10709 | 0 | 39.68 | 1 | 0
19.84 | 39.68 | 7.48 | 0.12502 | 0 | 39.68 | 1 | 0
19.84 | 39.68 | 7.48 | 0.12502 | 0 | 39.68 | 1 | 0
19.52 | 39.04 | 7.48 | 0.12502 | 0 | 39.04 | 1 | 0
19.36 | 38.72 | 12.23 | 0.12502 | 0 | 38.72 | 1 | 0
20.16 | 40.32 | 12.23 | 0.12502 | 0 | 40.32 | 1 | 0
19.84 | 39.68 | 12.23 | 0.12502 | 0 | 39.68 | 1 | 0
20.48 | 40.96 | 12.23 | 0.12502 | 0 | 40.96 | 1 | 0
20.8 | 41.6 | 7.48 | 0.12502 | 0 | 41.6 | 1 | 0
20.8 | 41.6 | 7.48 | 0.12502 | 0 | 41.6 | 1 | 0
20.8 | 41.6 | 7.48 | 0.12502 | 0 | 36.8 | 0.2 | 4.8
20.96 | 41.92 | 7.48 | 0.10709 | 4.8 | 41.92 | 0.91885 | 0
21.28 | 42.56 | 7.48 | 0.10709 | 0.54188 | 42.56 | 1 | 0
16.8 | 33.6 | 7.48 | 0.10709 | 0 | 33.6 | 1 | 0
14.08 | 28.16 | 7.48 | 0.10709 | 0 | 28.16 | 1 | 0
14.08 | 28.16 | 7.48 | 0.10709 | 0 | 28.16 | 1 | 0
15.5733 | 31.1467 | 7.48 | 0.10709 | 0 | 31.1467 | 1 | 0
14.4 | 28.8 | 7.48 | 0.10709 | 0 | 28.8 | 1 | 0
13.7067 | 27.4133 | 7.48 | 0.10709 | 0 | 27.4133 | 1 | 0
18.1867 | 36.3733 | 7.48 | 0.10709 | 0 | 36.3733 | 1 | 0
22.0267 | 44.0533 | 7.48 | 0.10709 | 0 | 44.0533 | 1 | 0
22.24 | 44.48 | 7.48 | 0.10709 | 0 | 44.48 | 1 | 0
19.84 | 39.68 | 7.48 | 0.10709 | 0 | 39.68 | 1 | 0
18.9333 | 37.8667 | 7.48 | 0.10709 | 0 | 37.8667 | 1 | 0
21.7067 | 43.4133 | 7.48 | 0.10709 | 0 | 43.4133 | 1 | 0
29.12 | 58.24 | 7.48 | 0.12502 | 0 | 58.24 | 1 | 0
30.4 | 60.8 | 7.48 | 0.12502 | 0 | 60.8 | 1 | 0
31.36 | 62.72 | 7.48 | 0.12502 | 0 | 62.72 | 1 | 0
30.56 | 61.12 | 12.23 | 0.12502 | 0 | 61.12 | 1 | 0
30.56 | 61.12 | 12.23 | 0.12502 | 0 | 61.12 | 1 | 0
30.72 | 61.44 | 12.23 | 0.12502 | 0 | 61.44 | 1 | 0
32.32 | 64.64 | 12.23 | 0.12502 | 0 | 63.28 | 0.77334 | 1.36
32.96 | 65.92 | 7.48 | 0.12502 | 0 | 65.92 | 0.77334 | 0
32.48 | 64.96 | 7.48 | 0.12502 | 0 | 64.96 | 0.77334 | 0
31.68 | 63.36 | 7.48 | 0.12502 | 0 | 59.92 | 0.2 | 3.44
31.52 | 63.04 | 7.48 | 0.10709 | 4.8 | 63.04 | 0.91885 | 0
29.12 | 58.24 | 7.48 | 0.10709 | 0.54188 | 58.24 | 1 | 0
17.28 | 34.56 | 7.48 | 0.10709 | 0 | 34.56 | 1 | 0
14.72 | 29.44 | 7.48 | 0.10709 | 0 | 29.44 | 1 | 0
14.4 | 28.8 | 7.48 | 0.10709 | 0 | 28.8 | 1 | 0
16.96 | 33.92 | 7.48 | 0.10709 | 0 | 33.92 | 1 | 0
18.72 | 37.44 | 7.48 | 0.10709 | 0 | 37.44 | 1 | 0
15.2 | 30.4 | 7.48 | 0.10709 | 0 | 30.4 | 1 | 0
17.92 | 35.84 | 7.48 | 0.10709 | 0 | 35.84 | 1 | 0
22.4 | 44.8 | 7.48 | 0.10709 | 0 | 44.8 | 1 | 0
30.72 | 61.44 | 7.48 | 0.10709 | 0 | 61.44 | 1 | 0
30.24 | 60.48 | 7.48 | 0.10709 | 0 | 60.48 | 1 | 0
36.32 | 72.64 | 7.48 | 0.10709 | 0 | 72.64 | 1 | 0
38 | 76 | 7.48 | 0.10709 | 0 | 72.96 | 0.49333 | 3.04
37.36 | 74.72 | 7.48 | 0.12502 | 0 | 72.96 | 0.2 | 1.76
36.32 | 72.64 | 7.48 | 0.12502 | 0.32 | 72.64 | 0.24792 | 0
32.48 | 64.96 | 7.48 | 0.12502 | 0.57031 | 64.96 | 0.33333 | 0
31.84 | 63.68 | 12.23 | 0.12502 | 0 | 63.28 | 0.26667 | 0.4
31.04 | 62.08 | 12.23 | 0.12502 | 0 | 62.08 | 0.26667 | 0
30.56 | 61.12 | 12.23 | 0.12502 | 0 | 61.12 | 0.26667 | 0
31.84 | 63.68 | 12.23 | 0.12502 | 0 | 63.28 | 0.2 | 0.4
31.2 | 62.4 | 7.48 | 0.12502 | 0 | 62.4 | 0.2 | 0
30.24 | 60.48 | 7.48 | 0.12502 | 0 | 60.48 | 0.2 | 0
22.4 | 44.8 | 7.48 | 0.12502 | 0 | 44.8 | 0.2 | 0
20.32 | 40.64 | 7.48 | 0.10709 | 4.8 | 40.64 | 0.91885 | 0
20 | 40 | 7.48 | 0.10709 | 0.54188 | 40 | 1 | 0
16.8 | 33.6 | 7.48 | 0.10709 | 0 | 33.6 | 1 | 0
14.72 | 29.44 | 7.48 | 0.10709 | 0 | 29.44 | 1 | 0
14.5067 | 29.0133 | 7.48 | 0.10709 | 0 | 29.0133 | 1 | 0
16.5867 | 33.1733 | 7.48 | 0.10709 | 0 | 33.1733 | 1 | 0
17.44 | 34.88 | 7.48 | 0.10709 | 0 | 34.88 | 1 | 0
15.36 | 30.72 | 7.48 | 0.10709 | 0 | 30.72 | 1 | 0
18.08 | 36.16 | 7.48 | 0.10709 | 0 | 36.16 | 1 | 0
19.68 | 39.36 | 7.48 | 0.10709 | 0 | 39.36 | 1 | 0
19.84 | 39.68 | 7.48 | 0.10709 | 0 | 39.68 | 1 | 0
18.88 | 37.76 | 7.48 | 0.10709 | 0 | 37.76 | 1 | 0
18.72 | 37.44 | 7.48 | 0.10709 | 0 | 37.44 | 1 | 0
18.4 | 36.8 | 7.48 | 0.10709 | 0 | 36.8 | 1 | 0
18.56 | 37.12 | 7.48 | 0.12502 | 0 | 37.12 | 1 | 0
17.92 | 35.84 | 7.48 | 0.12502 | 0 | 35.84 | 1 | 0
17.44 | 34.88 | 7.48 | 0.12502 | 0 | 34.88 | 1 | 0
17.76 | 35.52 | 12.23 | 0.12502 | 0 | 35.52 | 1 | 0
18.08 | 36.16 | 12.23 | 0.12502 | 0 | 36.16 | 1 | 0
17.76 | 35.52 | 12.23 | 0.12502 | 0 | 35.52 | 1 | 0
19.2 | 38.4 | 12.23 | 0.12502 | 0 | 38.4 | 1 | 0
19.36 | 38.72 | 7.48 | 0.12502 | 0 | 38.72 | 1 | 0
20.16 | 40.32 | 7.48 | 0.12502 | 0 | 40.32 | 1 | 0
18.72 | 37.44 | 7.48 | 0.12502 | 0 | 32.64 | 0.2 | 4.8
18.72 | 37.44 | 7.48 | 0.10709 | 4.8 | 37.44 | 0.91885 | 0
18.4 | 36.8 | 7.48 | 0.10709 | 0.54188 | 36.8 | 1 | 0
14.4 | 28.8 | 7.48 | 0.10709 | 0 | 28.8 | 1 | 0
13.12 | 26.24 | 7.48 | 0.10709 | 0 | 26.24 | 1 | 0
13.44 | 26.88 | 7.48 | 0.10709 | 0 | 26.88 | 1 | 0
16.16 | 32.32 | 7.48 | 0.10709 | 0 | 32.32 | 1 | 0
12.16 | 24.32 | 7.48 | 0.10709 | 0 | 24.32 | 1 | 0
12.32 | 24.64 | 7.48 | 0.10709 | 0 | 24.64 | 1 | 0
18.24 | 36.48 | 7.48 | 0.10709 | 0 | 36.48 | 1 | 0
20 | 40 | 7.48 | 0.10709 | 0 | 40 | 1 | 0
20.32 | 40.64 | 7.48 | 0.10709 | 0 | 40.64 | 1 | 0
19.36 | 38.72 | 7.48 | 0.10709 | 0 | 38.72 | 1 | 0
18.72 | 37.44 | 7.48 | 0.10709 | 0 | 37.44 | 1 | 0
18.88 | 37.76 | 7.48 | 0.10709 | 0 | 37.76 | 1 | 0
27.2 | 54.4 | 7.48 | 0.12502 | 0 | 54.4 | 1 | 0
29.28 | 58.56 | 7.48 | 0.12502 | 0 | 58.56 | 1 | 0
28.16 | 56.32 | 7.48 | 0.12502 | 0 | 56.32 | 1 | 0
26.72 | 53.44 | 12.23 | 0.12502 | 0 | 53.44 | 1 | 0
27.2 | 54.4 | 12.23 | 0.12502 | 0 | 54.4 | 1 | 0
26.56 | 53.12 | 12.23 | 0.12502 | 0 | 53.12 | 1 | 0
28.8 | 57.6 | 12.23 | 0.12502 | 0 | 57.6 | 1 | 0
28.8 | 57.6 | 7.48 | 0.12502 | 0 | 57.6 | 1 | 0
20.48 | 40.96 | 7.48 | 0.12502 | 0 | 40.96 | 1 | 0
20.64 | 41.28 | 7.48 | 0.12502 | 0 | 36.48 | 0.2 | 4.8
20.96 | 41.92 | 7.48 | 0.10709 | 4.8 | 41.92 | 0.91885 | 0
20.96 | 41.92 | 7.48 | 0.10709 | 0.54188 | 41.92 | 1 | 0
17.76 | 35.52 | 7.48 | 0.10709 | 0 | 35.52 | 1 | 0
15.68 | 31.36 | 7.48 | 0.10709 | 0 | 31.36 | 1 | 0
14.72 | 29.44 | 7.48 | 0.10709 | 0 | 29.44 | 1 | 0
15.36 | 30.72 | 7.48 | 0.10709 | 0 | 30.72 | 1 | 0
17.44 | 34.88 | 7.48 | 0.10709 | 0 | 34.88 | 1 | 0
13.28 | 26.56 | 7.48 | 0.10709 | 0 | 26.56 | 1 | 0
19.36 | 38.72 | 7.48 | 0.10709 | 0 | 38.72 | 1 | 0
20.32 | 40.64 | 7.48 | 0.10709 | 0 | 40.64 | 1 | 0
20.32 | 40.64 | 7.48 | 0.10709 | 0 | 40.64 | 1 | 0
19.84 | 39.68 | 7.48 | 0.10709 | 0 | 39.68 | 1 | 0
19.36 | 38.72 | 7.48 | 0.10709 | 0 | 38.72 | 1 | 0
21.28 | 42.56 | 7.48 | 0.10709 | 0 | 42.56 | 1 | 0
30.56 | 61.12 | 7.48 | 0.10709 | 0 | 61.12 | 1 | 0
31.36 | 62.72 | 7.48 | 0.10709 | 0 | 62.72 | 1 | 0
30.56 | 61.12 | 7.48 | 0.10709 | 0 | 61.12 | 1 | 0
30.72 | 61.44 | 7.48 | 0.10709 | 0 | 61.44 | 1 | 0
29.44 | 58.88 | 7.48 | 0.10709 | 0 | 58.88 | 1 | 0
30.24 | 60.48 | 7.48 | 0.10709 | 0 | 60.48 | 1 | 0
29.76 | 59.52 | 7.48 | 0.10709 | 0 | 59.52 | 1 | 0
29.76 | 59.52 | 7.48 | 0.10709 | 0 | 59.52 | 1 | 0
28.64 | 57.28 | 7.48 | 0.10709 | 0 | 57.28 | 1 | 0
28.96 | 57.92 | 7.48 | 0.10709 | 0 | 57.92 | 1 | 0
27.36 | 54.72 | 7.48 | 0.10709 | 0 | 54.72 | 1 | 0
24.32 | 48.64 | 7.48 | 0.10709 | 0 | 48.64 | 1 | 0
18.72 | 37.44 | 7.48 | 0.10709 | 0 | 37.44 | 1 | 0
14.24 | 28.48 | 7.48 | 0.10709 | 0 | 28.48 | 1 | 0
13.12 | 26.24 | 7.48 | 0.10709 | 0 | 26.24 | 1 | 0
12.8 | 25.6 | 7.48 | 0.10709 | 0 | 25.6 | 1 | 0
12.64 | 25.28 | 7.48 | 0.10709 | 0 | 25.28 | 1 | 0
12.64 | 25.28 | 7.48 | 0.10709 | 0 | 25.28 | 1 | 0
19.2 | 38.4 | 7.48 | 0.10709 | 0 | 38.4 | 1 | 0
20.48 | 40.96 | 7.48 | 0.10709 | 0 | 40.96 | 1 | 0
19.36 | 38.72 | 7.48 | 0.10709 | 0 | 38.72 | 1 | 0
24.32 | 48.64 | 7.48 | 0.10709 | 0 | 48.64 | 1 | 0
25.92 | 51.84 | 7.48 | 0.10709 | 0 | 51.84 | 1 | 0
26.56 | 53.12 | 7.48 | 0.10709 | 0 | 53.12 | 1 | 0
26.72 | 53.44 | 7.48 | 0.10709 | 0 | 53.44 | 1 | 0
26.24 | 52.48 | 7.48 | 0.10709 | 0 | 52.48 | 1 | 0
25.6 | 51.2 | 7.48 | 0.10709 | 0 | 51.2 | 1 | 0
26.56 | 53.12 | 7.48 | 0.10709 | 0 | 53.12 | 1 | 0
25.76 | 51.52 | 7.48 | 0.10709 | 0 | 51.52 | 1 | 0
25.92 | 51.84 | 7.48 | 0.10709 | 0 | 51.84 | 1 | 0
27.68 | 55.36 | 7.48 | 0.10709 | 0 | 55.36 | 1 | 0
28.48 | 56.96 | 7.48 | 0.10709 | 0 | 56.96 | 1 | 0
26.72 | 53.44 | 7.48 | 0.10709 | 0 | 53.44 | 1 | 0
26.24 | 52.48 | 7.48 | 0.10709 | 0 | 52.48 | 1 | 0
26.56 | 53.12 | 7.48 | 0.10709 | 0 | 53.12 | 1 | 0
25.6 | 51.2 | 7.48 | 0.10709 | 0 | 51.2 | 1 | 0
21.28 | 42.56 | 7.48 | 0.10709 | 0 | 42.56 | 1 | 0
20.8 | 41.6 | 7.48 | 0.10709 | 0 | 41.6 | 1 | 0
18.4 | 36.8 | 7.48 | 0.10709 | 0 | 36.8 | 1 | 0
18.4 | 36.8 | 7.48 | 0.10709 | 0 | 36.8 | 1 | 0
17.44 | 34.88 | 7.48 | 0.10709 | 0 | 34.88 | 1 | 0
18.4 | 36.8 | 7.48 | 0.10709 | 0 | 36.8 | 1 | 0
24.32 | 48.64 | 7.48 | 0.10709 | 0 | 48.64 | 1 | 0
26.56 | 53.12 | 7.48 | 0.10709 | 0 | 53.12 | 1 | 0
26.4 | 52.8 | 7.48 | 0.10709 | 0 | 52.8 | 1 | 0
26.24 | 52.48 | 7.48 | 0.10709 | 0 | 52.48 | 1 | 0
29.6 | 59.2 | 7.48 | 0.10709 | 0 | 59.2 | 1 | 0
30.08 | 60.16 | 7.48 | 0.10709 | 0 | 60.16 | 1 | 0
30.24 | 60.48 | 7.48 | 0.12502 | 0 | 60.48 | 1 | 0
30.56 | 61.12 | 7.48 | 0.12502 | 0 | 61.12 | 1 | 0
27.7867 | 55.5733 | 7.48 | 0.12502 | 0 | 55.5733 | 1 | 0
23.68 | 47.36 | 12.23 | 0.12502 | 0 | 47.36 | 1 | 0
23.68 | 47.36 | 12.23 | 0.12502 | 0 | 47.36 | 1 | 0
28.48 | 56.96 | 12.23 | 0.12502 | 0 | 56.96 | 1 | 0
29.92 | 59.84 | 12.23 | 0.12502 | 0 | 59.84 | 1 | 0
30.56 | 61.12 | 7.48 | 0.12502 | 0 | 61.12 | 1 | 0
24.64 | 49.28 | 7.48 | 0.12502 | 0 | 49.28 | 1 | 0
20.48 | 40.96 | 7.48 | 0.12502 | 0 | 36.16 | 0.2 | 4.8
20.8 | 41.6 | 7.48 | 0.10709 | 4.8 | 41.6 | 0.91885 | 0
21.28 | 42.56 | 7.48 | 0.10709 | 0.54188 | 42.56 | 1 | 0
17.6 | 35.2 | 7.48 | 0.10709 | 0 | 35.2 | 1 | 0
15.36 | 30.72 | 7.48 | 0.10709 | 0 | 30.72 | 1 | 0
13.96 | 27.92 | 7.48 | 0.10709 | 0 | 27.92 | 1 | 0
15.08 | 30.16 | 7.48 | 0.10709 | 0 | 30.16 | 1 | 0
15.88 | 31.76 | 7.48 | 0.10709 | 0 | 31.76 | 1 | 0
14.36 | 28.72 | 7.48 | 0.10709 | 0 | 28.72 | 1 | 0
18.88 | 37.76 | 7.48 | 0.10709 | 0 | 37.76 | 1 | 0
21.1467 | 42.2933 | 7.48 | 0.10709 | 0 | 42.2933 | 1 | 0
24.1067 | 48.2133 | 7.48 | 0.10709 | 0 | 48.2133 | 1 | 0
23.8133 | 47.6267 | 7.48 | 0.10709 | 0 | 47.6267 | 1 | 0
23.4933 | 46.9867 | 7.48 | 0.10709 | 0 | 46.9867 | 1 | 0
24.5333 | 49.0667 | 7.48 | 0.10709 | 0 | 49.0667 | 1 | 0
29.0933 | 58.1867 | 7.48 | 0.12502 | 0 | 58.1867 | 1 | 0
28.8533 | 57.7067 | 7.48 | 0.12502 | 0 | 57.7067 | 1 | 0
27.8533 | 55.7067 | 7.48 | 0.12502 | 0 | 55.7067 | 1 | 0
27.8533 | 55.7067 | 12.23 | 0.12502 | 0 | 55.7067 | 1 | 0
26.5467 | 53.0933 | 12.23 | 0.12502 | 0 | 53.0933 | 1 | 0
26.52 | 53.04 | 12.23 | 0.12502 | 0 | 53.04 | 1 | 0
30.5733 | 61.1467 | 12.23 | 0.12502 | 0 | 61.1467 | 1 | 0
31.16 | 62.32 | 7.48 | 0.12502 | 0 | 62.32 | 1 | 0
32.96 | 65.92 | 7.48 | 0.12502 | 0 | 65.92 | 1 | 0
32.2 | 64.4 | 7.48 | 0.12502 | 0 | 59.6 | 0.2 | 4.8
32.24 | 64.48 | 7.48 | 0.10709 | 4.8 | 64.48 | 0.91885 | 0
28.76 | 57.52 | 7.48 | 0.10709 | 0.54188 | 57.52 | 1 | 0
16.48 | 32.96 | 7.48 | 0.10709 | 0 | 32.96 | 1 | 0
14.24 | 28.48 | 7.48 | 0.10709 | 0 | 28.48 | 1 | 0
14.8 | 29.6 | 7.48 | 0.10709 | 0 | 29.6 | 1 | 0
18.28 | 36.56 | 7.48 | 0.10709 | 0 | 36.56 | 1 | 0
18.52 | 37.04 | 7.48 | 0.10709 | 0 | 37.04 | 1 | 0
16.96 | 33.92 | 7.48 | 0.10709 | 0 | 33.92 | 1 | 0
18.84 | 37.68 | 7.48 | 0.10709 | 0 | 37.68 | 1 | 0
20.24 | 40.48 | 7.48 | 0.10709 | 0 | 40.48 | 1 | 0
20.28 | 40.56 | 7.48 | 0.10709 | 0 | 40.56 | 1 | 0
19.68 | 39.36 | 7.48 | 0.10709 | 0 | 39.36 | 1 | 0
19 | 38 | 7.48 | 0.10709 | 0 | 38 | 1 | 0
19 | 38 | 7.48 | 0.10709 | 0 | 38 | 1 | 0
18.84 | 37.68 | 7.48 | 0.12502 | 0 | 37.68 | 1 | 0
18.88 | 37.76 | 7.48 | 0.12502 | 0 | 37.76 | 1 | 0
18.6 | 37.2 | 7.48 | 0.12502 | 0 | 37.2 | 1 | 0
18.8 | 37.6 | 12.23 | 0.12502 | 0 | 37.6 | 1 | 0
18.64 | 37.28 | 12.23 | 0.12502 | 0 | 37.28 | 1 | 0
18.6 | 37.2 | 12.23 | 0.12502 | 0 | 37.2 | 1 | 0
20.08 | 40.16 | 12.23 | 0.12502 | 0 | 40.16 | 1 | 0
20.12 | 40.24 | 7.48 | 0.12502 | 0 | 40.24 | 1 | 0
20.16 | 40.32 | 7.48 | 0.12502 | 0 | 40.32 | 1 | 0
20.6 | 41.2 | 7.48 | 0.12502 | 0 | 36.4 | 0.2 | 4.8
20.44 | 40.88 | 7.48 | 0.10709 | 4.8 | 40.88 | 0.91885 | 0
20.52 | 41.04 | 7.48 | 0.10709 | 0.54188 | 41.04 | 1 | 0
14.96 | 29.92 | 7.48 | 0.10709 | 0 | 29.92 | 1 | 0
13.04 | 26.08 | 7.48 | 0.10709 | 0 | 26.08 | 1 | 0
12.32 | 24.64 | 7.48 | 0.10709 | 0 | 24.64 | 1 | 0
11.6 | 23.2 | 7.48 | 0.10709 | 0 | 23.2 | 1 | 0
11.68 | 23.36 | 7.48 | 0.10709 | 0 | 23.36 | 1 | 0
12.84 | 25.68 | 7.48 | 0.10709 | 0 | 25.68 | 1 | 0
18.44 | 36.88 | 7.48 | 0.10709 | 0 | 36.88 | 1 | 0
22.88 | 45.76 | 7.48 | 0.10709 | 0 | 45.76 | 1 | 0
31.72 | 63.44 | 7.48 | 0.10709 | 0 | 63.44 | 1 | 0
31.92 | 63.84 | 7.48 | 0.10709 | 0 | 63.84 | 1 | 0
32.12 | 64.24 | 7.48 | 0.10709 | 0 | 64.24 | 1 | 0
33.32 | 66.64 | 7.48 | 0.10709 | 0 | 66.64 | 1 | 0
37.88 | 75.76 | 7.48 | 0.12502 | 0 | 72.96 | 0.53334 | 2.8
36.32 | 72.64 | 7.48 | 0.12502 | 0.32 | 72.64 | 0.58126 | 0
34.4 | 68.8 | 7.48 | 0.12502 | 2.7961 | 68.8 | 1 | 0
34.04 | 68.08 | 12.23 | 0.12502 | 0 | 63.28 | 0.2 | 4.8
31.56 | 63.12 | 12.23 | 0.12502 | 0.16 | 63.12 | 0.22396 | 0
30.72 | 61.44 | 12.23 | 0.12502 | 0.10709 | 61.44 | 0.24 | 0
31.76 | 63.52 | 12.23 | 0.12502 | 0 | 63.28 | 0.2 | 0.24
32.64 | 65.28 | 7.48 | 0.12502 | 0 | 65.28 | 0.2 | 0
32.52 | 65.04 | 7.48 | 0.12502 | 0 | 65.04 | 0.2 | 0
32.56 | 65.12 | 7.48 | 0.12502 | 0 | 65.12 | 0.2 | 0
31.84 | 63.68 | 7.48 | 0.10709 | 4.8 | 63.68 | 0.91885 | 0
27.92 | 55.84 | 7.48 | 0.10709 | 0.54188 | 55.84 | 1 | 0
18.36 | 36.72 | 7.48 | 0.10709 | 0 | 36.72 | 1 | 0
13.16 | 26.32 | 7.48 | 0.10709 | 0 | 26.32 | 1 | 0
12.72 | 25.44 | 7.48 | 0.10709 | 0 | 25.44 | 1 | 0
13.88 | 27.76 | 7.48 | 0.10709 | 0 | 27.76 | 1 | 0
12 | 24 | 7.48 | 0.10709 | 0 | 24 | 1 | 0
12.96 | 25.92 | 7.48 | 0.10709 | 0 | 25.92 | 1 | 0
18.6 | 37.2 | 7.48 | 0.10709 | 0 | 37.2 | 1 | 0
23.44 | 46.88 | 7.48 | 0.10709 | 0 | 46.88 | 1 | 0
30.92 | 61.84 | 7.48 | 0.10709 | 0 | 61.84 | 1 | 0
30.72 | 61.44 | 7.48 | 0.10709 | 0 | 61.44 | 1 | 0
32.76 | 65.52 | 7.48 | 0.10709 | 0 | 65.52 | 1 | 0
31.68 | 63.36 | 7.48 | 0.10709 | 0 | 63.36 | 1 | 0
34.6 | 69.2 | 7.48 | 0.12502 | 0 | 69.2 | 1 | 0
34.04 | 68.08 | 7.48 | 0.12502 | 0 | 68.08 | 1 | 0
31.04 | 62.08 | 7.48 | 0.12502 | 0 | 62.08 | 1 | 0
30.72 | 61.44 | 12.23 | 0.12502 | 0 | 61.44 | 1 | 0
29.76 | 59.52 | 12.23 | 0.12502 | 0 | 59.52 | 1 | 0
29.4 | 58.8 | 12.23 | 0.12502 | 0 | 58.8 | 1 | 0
30.52 | 61.04 | 12.23 | 0.12502 | 0 | 61.04 | 1 | 0
30.68 | 61.36 | 7.48 | 0.12502 | 0 | 61.36 | 1 | 0
31.12 | 62.24 | 7.48 | 0.12502 | 0 | 62.24 | 1 | 0
32.48 | 64.96 | 7.48 | 0.12502 | 0 | 60.16 | 0.2 | 4.8
32.56 | 65.12 | 7.48 | 0.10709 | 4.8 | 65.12 | 0.91885 | 0
29.64 | 59.28 | 7.48 | 0.10709 | 0.54188 | 59.28 | 1 | 0
18.8 | 37.6 | 7.48 | 0.10709 | 0 | 37.6 | 1 | 0
16.24 | 32.48 | 7.48 | 0.10709 | 0 | 32.48 | 1 | 0
15.64 | 31.28 | 7.48 | 0.10709 | 0 | 31.28 | 1 | 0
17.64 | 35.28 | 7.48 | 0.10709 | 0 | 35.28 | 1 | 0
19.2 | 38.4 | 7.48 | 0.10709 | 0 | 38.4 | 1 | 0
16.56 | 33.12 | 7.48 | 0.10709 | 0 | 33.12 | 1 | 0
18.92 | 37.84 | 7.48 | 0.10709 | 0 | 37.84 | 1 | 0
23.52 | 47.04 | 7.48 | 0.10709 | 0 | 47.04 | 1 | 0
32.48 | 64.96 | 7.48 | 0.10709 | 0 | 64.96 | 1 | 0
32.52 | 65.04 | 7.48 | 0.10709 | 0 | 65.04 | 1 | 0
35.2 | 70.4 | 7.48 | 0.10709 | 0 | 70.4 | 1 | 0
35.48 | 70.96 | 7.48 | 0.10709 | 0 | 70.96 | 1 | 0
38.88 | 77.76 | 7.48 | 0.10709 | 0 | 72.96 | 0.2 | 4.8
35.92 | 71.84 | 7.48 | 0.10709 | 1.12 | 71.84 | 0.36773 | 0
33.88 | 67.76 | 7.48 | 0.10709 | 4.2219 | 67.76 | 1 | 0
32.88 | 65.76 | 7.48 | 0.10709 | 0 | 65.76 | 1 | 0
31.64 | 63.28 | 7.48 | 0.10709 | 0 | 63.28 | 1 | 0
30.68 | 61.36 | 7.48 | 0.10709 | 0 | 61.36 | 1 | 0
31.44 | 62.88 | 7.48 | 0.10709 | 0 | 62.88 | 1 | 0
30.4 | 60.8 | 7.48 | 0.10709 | 0 | 60.8 | 1 | 0
31.64 | 63.28 | 7.48 | 0.10709 | 0 | 63.28 | 1 | 0
31.44 | 62.88 | 7.48 | 0.10709 | 0 | 62.88 | 1 | 0
30.32 | 60.64 | 7.48 | 0.10709 | 0 | 60.64 | 1 | 0
26.88 | 53.76 | 7.48 | 0.10709 | 0 | 53.76 | 1 | 0
17.92 | 35.84 | 7.48 | 0.10709 | 0 | 35.84 | 1 | 0
13.36 | 26.72 | 7.48 | 0.10709 | 0 | 26.72 | 1 | 0
12.84 | 25.68 | 7.48 | 0.10709 | 0 | 25.68 | 1 | 0
12.24 | 24.48 | 7.48 | 0.10709 | 0 | 24.48 | 1 | 0
11.96 | 23.92 | 7.48 | 0.10709 | 0 | 23.92 | 1 | 0
12.96 | 25.92 | 7.48 | 0.10709 | 0 | 25.92 | 1 | 0
18.88 | 37.76 | 7.48 | 0.10709 | 0 | 37.76 | 1 | 0
20.52 | 41.04 | 7.48 | 0.10709 | 0 | 41.04 | 1 | 0
22.32 | 44.64 | 7.48 | 0.10709 | 0 | 44.64 | 1 | 0
27.64 | 55.28 | 7.48 | 0.10709 | 0 | 55.28 | 1 | 0
27.04 | 54.08 | 7.48 | 0.10709 | 0 | 54.08 | 1 | 0
28.68 | 57.36 | 7.48 | 0.10709 | 0 | 57.36 | 1 | 0
29.2 | 58.4 | 7.48 | 0.10709 | 0 | 58.4 | 1 | 0
29.16 | 58.32 | 7.48 | 0.10709 | 0 | 58.32 | 1 | 0
29.12 | 58.24 | 7.48 | 0.10709 | 0 | 58.24 | 1 | 0
30.12 | 60.24 | 7.48 | 0.10709 | 0 | 60.24 | 1 | 0
28.84 | 57.68 | 7.48 | 0.10709 | 0 | 57.68 | 1 | 0
28.64 | 57.28 | 7.48 | 0.10709 | 0 | 57.28 | 1 | 0
30.96 | 61.92 | 7.48 | 0.10709 | 0 | 61.92 | 1 | 0
30.88 | 61.76 | 7.48 | 0.10709 | 0 | 61.76 | 1 | 0
28.72 | 57.44 | 7.48 | 0.10709 | 0 | 57.44 | 1 | 0
27.2 | 54.4 | 7.48 | 0.10709 | 0 | 54.4 | 1 | 0
26.52 | 53.04 | 7.48 | 0.10709 | 0 | 53.04 | 1 | 0
26.88 | 53.76 | 7.48 | 0.10709 | 0 | 53.76 | 1 | 0
22.04 | 44.08 | 7.48 | 0.10709 | 0 | 44.08 | 1 | 0
21.68 | 43.36 | 7.48 | 0.10709 | 0 | 43.36 | 1 | 0
20.04 | 40.08 | 7.48 | 0.10709 | 0 | 40.08 | 1 | 0
17.64 | 35.28 | 7.48 | 0.10709 | 0 | 35.28 | 1 | 0
17.36 | 34.72 | 7.48 | 0.10709 | 0 | 34.72 | 1 | 0
18.16 | 36.32 | 7.48 | 0.10709 | 0 | 36.32 | 1 | 0
24.24 | 48.48 | 7.48 | 0.10709 | 0 | 48.48 | 1 | 0
25.52 | 51.04 | 7.48 | 0.10709 | 0 | 51.04 | 1 | 0
20.68 | 41.36 | 7.48 | 0.10709 | 0 | 41.36 | 1 | 0
20.32 | 40.64 | 7.48 | 0.10709 | 0 | 40.64 | 1 | 0
24.8 | 49.6 | 7.48 | 0.10709 | 0 | 49.6 | 1 | 0
27.68 | 55.36 | 7.48 | 0.10709 | 0 | 55.36 | 1 | 0
28.48 | 56.96 | 7.48 | 0.12502 | 0 | 56.96 | 1 | 0
27.84 | 55.68 | 7.48 | 0.12502 | 0 | 55.68 | 1 | 0
27.28 | 54.56 | 7.48 | 0.12502 | 0 | 54.56 | 1 | 0
27.8 | 55.6 | 12.23 | 0.12502 | 0 | 55.6 | 1 | 0
27.88 | 55.76 | 12.23 | 0.12502 | 0 | 55.76 | 1 | 0
27.24 | 54.48 | 12.23 | 0.12502 | 0 | 54.48 | 1 | 0
27.72 | 55.44 | 12.23 | 0.12502 | 0 | 55.44 | 1 | 0
28.12 | 56.24 | 7.48 | 0.12502 | 0 | 56.24 | 1 | 0
26.88 | 53.76 | 7.48 | 0.12502 | 0 | 53.76 | 1 | 0
20.52 | 41.04 | 7.48 | 0.12502 | 0 | 36.24 | 0.2 | 4.8
20.28 | 40.56 | 7.48 | 0.10709 | 4.8 | 40.56 | 0.91885 | 0
20.56 | 41.12 | 7.48 | 0.10709 | 0.54188 | 41.12 | 1 | 0
17.08 | 34.16 | 7.48 | 0.10709 | 0 | 34.16 | 1 | 0
15 | 30 | 7.48 | 0.10709 | 0 | 30 | 1 | 0
13.68 | 27.36 | 7.48 | 0.10709 | 0 | 27.36 | 1 | 0
14.88 | 29.76 | 7.48 | 0.10709 | 0 | 29.76 | 1 | 0
12.08 | 24.16 | 7.48 | 0.10709 | 0 | 24.16 | 1 | 0
12.72 | 25.44 | 7.48 | 0.10709 | 0 | 25.44 | 1 | 0
18.72 | 37.44 | 7.48 | 0.10709 | 0 | 37.44 | 1 | 0
20.2 | 40.4 | 7.48 | 0.10709 | 0 | 40.4 | 1 | 0
27.68 | 55.36 | 7.48 | 0.10709 | 0 | 55.36 | 1 | 0
30.92 | 61.84 | 7.48 | 0.10709 | 0 | 61.84 | 1 | 0
33.12 | 66.24 | 7.48 | 0.10709 | 0 | 66.24 | 1 | 0
35.28 | 70.56 | 7.48 | 0.10709 | 0 | 70.56 | 1 | 0
38.4 | 76.8 | 7.48 | 0.12502 | 0 | 72.96 | 0.36 | 3.84
36.12 | 72.24 | 7.48 | 0.12502 | 0 | 72.24 | 0.36 | 0
32.32 | 64.64 | 7.48 | 0.12502 | 0 | 64.64 | 0.36 | 0
30.92 | 61.84 | 12.23 | 0.12502 | 0 | 61.84 | 0.36 | 0
28 | 56 | 12.23 | 0.12502 | 0 | 56 | 0.36 | 0
28.04 | 56.08 | 12.23 | 0.12502 | 0 | 56.08 | 0.36 | 0
29.4 | 58.8 | 12.23 | 0.12502 | 0 | 58.8 | 0.36 | 0
30.4 | 60.8 | 7.48 | 0.12502 | 0 | 60.8 | 0.36 | 0
31.24 | 62.48 | 7.48 | 0.12502 | 0 | 62.48 | 0.36 | 0
31.8 | 63.6 | 7.48 | 0.12502 | 0 | 62.64 | 0.2 | 0.96
30.84 | 61.68 | 7.48 | 0.10709 | 4.8 | 61.68 | 0.91885 | 0
28.28 | 56.56 | 7.48 | 0.10709 | 0.54188 | 56.56 | 1 | 0
16.8 | 33.6 | 7.48 | 0.10709 | 0 | 33.6 | 1 | 0
15.04 | 30.08 | 7.48 | 0.10709 | 0 | 30.08 | 1 | 0
14.96 | 29.92 | 7.48 | 0.10709 | 0 | 29.92 | 1 | 0
15.6 | 31.2 | 7.48 | 0.10709 | 0 | 31.2 | 1 | 0
19.12 | 38.24 | 7.48 | 0.10709 | 0 | 38.24 | 1 | 0
15.68 | 31.36 | 7.48 | 0.10709 | 0 | 31.36 | 1 | 0
19.16 | 38.32 | 7.48 | 0.10709 | 0 | 38.32 | 1 | 0
22.96 | 45.92 | 7.48 | 0.10709 | 0 | 45.92 | 1 | 0
31.6 | 63.2 | 7.48 | 0.10709 | 0 | 63.2 | 1 | 0
31.44 | 62.88 | 7.48 | 0.10709 | 0 | 62.88 | 1 | 0
32.4 | 64.8 | 7.48 | 0.10709 | 0 | 64.8 | 1 | 0
33.2 | 66.4 | 7.48 | 0.10709 | 0 | 66.4 | 1 | 0
34.32 | 68.64 | 7.48 | 0.12502 | 0 | 68.64 | 1 | 0
33.08 | 66.16 | 7.48 | 0.12502 | 0 | 66.16 | 1 | 0
30.32 | 60.64 | 7.48 | 0.12502 | 0 | 60.64 | 1 | 0
29.52 | 59.04 | 12.23 | 0.12502 | 0 | 59.04 | 1 | 0
28.28 | 56.56 | 12.23 | 0.12502 | 0 | 56.56 | 1 | 0
26.88 | 53.76 | 12.23 | 0.12502 | 0 | 53.76 | 1 | 0
28.36 | 56.72 | 12.23 | 0.12502 | 0 | 56.72 | 1 | 0
30.24 | 60.48 | 7.48 | 0.12502 | 0 | 60.48 | 1 | 0
29.72 | 59.44 | 7.48 | 0.12502 | 0 | 59.44 | 1 | 0
30.4 | 60.8 | 7.48 | 0.12502 | 0 | 56 | 0.2 | 4.8
29.76 | 59.52 | 7.48 | 0.10709 | 4.8 | 59.52 | 0.91885 | 0
24.16 | 48.32 | 7.48 | 0.10709 | 0.54188 | 48.32 | 1 | 0
15.96 | 31.92 | 7.48 | 0.10709 | 0 | 31.92 | 1 | 0
14.12 | 28.24 | 7.48 | 0.10709 | 0 | 28.24 | 1 | 0
13.88 | 27.76 | 7.48 | 0.10709 | 0 | 27.76 | 1 | 0
14.4 | 28.8 | 7.48 | 0.10709 | 0 | 28.8 | 1 | 0
12.92 | 25.84 | 7.48 | 0.10709 | 0 | 25.84 | 1 | 0
13.56 | 27.12 | 7.48 | 0.10709 | 0 | 27.12 | 1 | 0
18.56 | 37.12 | 7.48 | 0.10709 | 0 | 37.12 | 1 | 0
20.32 | 40.64 | 7.48 | 0.10709 | 0 | 40.64 | 1 | 0
30.28 | 60.56 | 7.48 | 0.10709 | 0 | 60.56 | 1 | 0
31.52 | 63.04 | 7.48 | 0.10709 | 0 | 63.04 | 1 | 0
32.88 | 65.76 | 7.48 | 0.10709 | 0 | 65.76 | 1 | 0
32.36 | 64.72 | 7.48 | 0.10709 | 0 | 64.72 | 1 | 0
32.32 | 64.64 | 7.48 | 0.12502 | 0 | 64.64 | 1 | 0
35.48 | 70.96 | 7.48 | 0.12502 | 0 | 70.96 | 1 | 0
31.88 | 63.76 | 7.48 | 0.12502 | 0 | 63.76 | 1 | 0
31.16 | 62.32 | 12.23 | 0.12502 | 0 | 62.32 | 1 | 0
30.8 | 61.6 | 12.23 | 0.12502 | 0 | 61.6 | 1 | 0
26.6 | 53.2 | 12.23 | 0.12502 | 0 | 53.2 | 1 | 0
29.64 | 59.28 | 12.23 | 0.12502 | 0 | 59.28 | 1 | 0
30.2 | 60.4 | 7.48 | 0.12502 | 0 | 60.4 | 1 | 0
30.64 | 61.28 | 7.48 | 0.12502 | 0 | 61.28 | 1 | 0
30.64 | 61.28 | 7.48 | 0.12502 | 0 | 56.48 | 0.2 | 4.8
30.32 | 60.64 | 7.48 | 0.10709 | 4.8 | 60.64 | 0.91885 | 0
28.32 | 56.64 | 7.48 | 0.10709 | 0.54188 | 56.64 | 1 | 0
20.52 | 41.04 | 7.48 | 0.10709 | 0 | 41.04 | 1 | 0
14.04 | 28.08 | 7.48 | 0.10709 | 0 | 28.08 | 1 | 0
13.48 | 26.96 | 7.48 | 0.10709 | 0 | 26.96 | 1 | 0
14.56 | 29.12 | 7.48 | 0.10709 | 0 | 29.12 | 1 | 0
12.04 | 24.08 | 7.48 | 0.10709 | 0 | 24.08 | 1 | 0
13.12 | 26.24 | 7.48 | 0.10709 | 0 | 26.24 | 1 | 0
18.76 | 37.52 | 7.48 | 0.10709 | 0 | 37.52 | 1 | 0
22.84 | 45.68 | 7.48 | 0.10709 | 0 | 45.68 | 1 | 0
30.88 | 61.76 | 7.48 | 0.10709 | 0 | 61.76 | 1 | 0
28.4 | 56.8 | 7.48 | 0.10709 | 0 | 56.8 | 1 | 0
30.72 | 61.44 | 7.48 | 0.10709 | 0 | 61.44 | 1 | 0
30.96 | 61.92 | 7.48 | 0.10709 | 0 | 61.92 | 1 | 0
31.72 | 63.44 | 7.48 | 0.12502 | 0 | 63.44 | 1 | 0
35.96 | 71.92 | 7.48 | 0.12502 | 0 | 71.92 | 1 | 0
31 | 62 | 7.48 | 0.12502 | 0 | 62 | 1 | 0
26.68 | 53.36 | 12.23 | 0.12502 | 0 | 53.36 | 1 | 0
25.84 | 51.68 | 12.23 | 0.12502 | 0 | 51.68 | 1 | 0
24.32 | 48.64 | 12.23 | 0.12502 | 0 | 48.64 | 1 | 0
26.36 | 52.72 | 12.23 | 0.12502 | 0 | 52.72 | 1 | 0
25.28 | 50.56 | 7.48 | 0.12502 | 0 | 50.56 | 1 | 0
28.16 | 56.32 | 7.48 | 0.12502 | 0 | 56.32 | 1 | 0
28.92 | 57.84 | 7.48 | 0.12502 | 0 | 53.04 | 0.2 | 4.8
29.68 | 59.36 | 7.48 | 0.10709 | 4.8 | 59.36 | 0.91885 | 0
25.12 | 50.24 | 7.48 | 0.10709 | 0.54188 | 50.24 | 1 | 0
16.56 | 33.12 | 7.48 | 0.10709 | 0 | 33.12 | 1 | 0
14.96 | 29.92 | 7.48 | 0.10709 | 0 | 29.92 | 1 | 0
13.76 | 27.52 | 7.48 | 0.10709 | 0 | 27.52 | 1 | 0
14.2 | 28.4 | 7.48 | 0.10709 | 0 | 28.4 | 1 | 0
11.8 | 23.6 | 7.48 | 0.10709 | 0 | 23.6 | 1 | 0
12.72 | 25.44 | 7.48 | 0.10709 | 0 | 25.44 | 1 | 0
17.88 | 35.76 | 7.48 | 0.10709 | 0 | 35.76 | 1 | 0
22.52 | 45.04 | 7.48 | 0.10709 | 0 | 45.04 | 1 | 0
30.92 | 61.84 | 7.48 | 0.10709 | 0 | 61.84 | 1 | 0
30.96 | 61.92 | 7.48 | 0.10709 | 0 | 61.92 | 1 | 0
33.8 | 67.6 | 7.48 | 0.10709 | 0 | 67.6 | 1 | 0
32.68 | 65.36 | 7.48 | 0.10709 | 0 | 65.36 | 1 | 0
35.68 | 71.36 | 7.48 | 0.10709 | 0 | 71.36 | 1 | 0
38.08 | 76.16 | 7.48 | 0.10709 | 0 | 72.96 | 0.46667 | 3.2
35.96 | 71.92 | 7.48 | 0.10709 | 1.04 | 71.92 | 0.62242 | 0
29.12 | 58.24 | 7.48 | 0.10709 | 2.5213 | 58.24 | 1 | 0
28.28 | 56.56 | 7.48 | 0.10709 | 0 | 56.56 | 1 | 0
28.04 | 56.08 | 7.48 | 0.10709 | 0 | 56.08 | 1 | 0
28.52 | 57.04 | 7.48 | 0.10709 | 0 | 57.04 | 1 | 0
30.08 | 60.16 | 7.48 | 0.10709 | 0 | 60.16 | 1 | 0
30.12 | 60.24 | 7.48 | 0.10709 | 0 | 60.24 | 1 | 0
29.76 | 59.52 | 7.48 | 0.10709 | 0 | 59.52 | 1 | 0
29.24 | 58.48 | 7.48 | 0.10709 | 0 | 58.48 | 1 | 0
27.44 | 54.88 | 7.48 | 0.10709 | 0 | 54.88 | 1 | 0
22.28 | 44.56 | 7.48 | 0.10709 | 0 | 44.56 | 1 | 0
18.68 | 37.36 | 7.48 | 0.10709 | 0 | 37.36 | 1 | 0
18.16 | 36.32 | 7.48 | 0.10709 | 0 | 36.32 | 1 | 0
17.52 | 35.04 | 7.48 | 0.10709 | 0 | 35.04 | 1 | 0
17.56 | 35.12 | 7.48 | 0.10709 | 0 | 35.12 | 1 | 0
17.2 | 34.4 | 7.48 | 0.10709 | 0 | 34.4 | 1 | 0
17.76 | 35.52 | 7.48 | 0.10709 | 0 | 35.52 | 1 | 0
19.44 | 38.88 | 7.48 | 0.10709 | 0 | 38.88 | 1 | 0
20.44 | 40.88 | 7.48 | 0.10709 | 0 | 40.88 | 1 | 0
26.68 | 53.36 | 7.48 | 0.10709 | 0 | 53.36 | 1 | 0
27.16 | 54.32 | 7.48 | 0.10709 | 0 | 54.32 | 1 | 0
28.88 | 57.76 | 7.48 | 0.10709 | 0 | 57.76 | 1 | 0
28.88 | 57.76 | 7.48 | 0.10709 | 0 | 57.76 | 1 | 0
28.88 | 57.76 | 7.48 | 0.10709 | 0 | 57.76 | 1 | 0
27.52 | 55.04 | 7.48 | 0.10709 | 0 | 55.04 | 1 | 0
27.32 | 54.64 | 7.48 | 0.10709 | 0 | 54.64 | 1 | 0
28.04 | 56.08 | 7.48 | 0.10709 | 0 | 56.08 | 1 | 0
27.68 | 55.36 | 7.48 | 0.10709 | 0 | 55.36 | 1 | 0
29.4 | 58.8 | 7.48 | 0.10709 | 0 | 58.8 | 1 | 0
27.8 | 55.6 | 7.48 | 0.10709 | 0 | 55.6 | 1 | 0
26.72 | 53.44 | 7.48 | 0.10709 | 0 | 53.44 | 1 | 0
26.92 | 53.84 | 7.48 | 0.10709 | 0 | 53.84 | 1 | 0
26.88 | 53.76 | 7.48 | 0.10709 | 0 | 53.76 | 1 | 0
26.24 | 52.48 | 7.48 | 0.10709 | 0 | 52.48 | 1 | 0
21.68 | 43.36 | 7.48 | 0.10709 | 0 | 43.36 | 1 | 0
22 | 44 | 7.48 | 0.10709 | 0 | 44 | 1 | 0
19 | 38 | 7.48 | 0.10709 | 0 | 38 | 1 | 0
18 | 36 | 7.48 | 0.10709 | 0 | 36 | 1 | 0
17.96 | 35.92 | 7.48 | 0.10709 | 0 | 35.92 | 1 | 0
18.64 | 37.28 | 7.48 | 0.10709 | 0 | 37.28 | 1 | 0
23.36 | 46.72 | 7.48 | 0.10709 | 0 | 46.72 | 1 | 0
25.08 | 50.16 | 7.48 | 0.10709 | 0 | 50.16 | 1 | 0
22.56 | 45.12 | 7.48 | 0.10709 | 0 | 45.12 | 1 | 0
20 | 40 | 7.48 | 0.10709 | 0 | 40 | 1 | 0
24 | 48 | 7.48 | 0.10709 | 0 | 48 | 1 | 0
24.88 | 49.76 | 7.48 | 0.10709 | 0 | 49.76 | 1 | 0
26.4 | 52.8 | 7.48 | 0.12502 | 0 | 52.8 | 1 | 0
26.8 | 53.6 | 7.48 | 0.12502 | 0 | 53.6 | 1 | 0
27.28 | 54.56 | 7.48 | 0.12502 | 0 | 54.56 | 1 | 0
26.52 | 53.04 | 12.23 | 0.12502 | 0 | 53.04 | 1 | 0
25.12 | 50.24 | 12.23 | 0.12502 | 0 | 50.24 | 1 | 0
25.08 | 50.16 | 12.23 | 0.12502 | 0 | 50.16 | 1 | 0
26.44 | 52.88 | 12.23 | 0.12502 | 0 | 52.88 | 1 | 0
26.22 | 52.44 | 7.48 | 0.12502 | 0 | 52.44 | 1 | 0
22.52 | 45.04 | 7.48 | 0.12502 | 0 | 45.04 | 1 | 0
19.08 | 38.16 | 7.48 | 0.12502 | 0 | 33.36 | 0.2 | 4.8
18.8 | 37.6 | 7.48 | 0.10709 | 4.8 | 37.6 | 0.91885 | 0
19.56 | 39.12 | 7.48 | 0.10709 | 0.54188 | 39.12 | 1 | 0
16.36 | 32.72 | 7.48 | 0.10709 | 0 | 32.72 | 1 | 0
14.28 | 28.56 | 7.48 | 0.10709 | 0 | 28.56 | 1 | 0
14.12 | 28.24 | 7.48 | 0.10709 | 0 | 28.24 | 1 | 0
16.24 | 32.48 | 7.48 | 0.10709 | 0 | 32.48 | 1 | 0
19.24 | 38.48 | 7.48 | 0.10709 | 0 | 38.48 | 1 | 0
18.68 | 37.36 | 7.48 | 0.10709 | 0 | 37.36 | 1 | 0
16.76 | 33.52 | 7.48 | 0.10709 | 0 | 33.52 | 1 | 0
21.04 | 42.08 | 7.48 | 0.10709 | 0 | 42.08 | 1 | 0
29.76 | 59.52 | 7.48 | 0.10709 | 0 | 59.52 | 1 | 0
29.12 | 58.24 | 7.48 | 0.10709 | 0 | 58.24 | 1 | 0
30.8 | 61.6 | 7.48 | 0.10709 | 0 | 61.6 | 1 | 0
30.92 | 61.84 | 7.48 | 0.10709 | 0 | 61.84 | 1 | 0
31.16 | 62.32 | 7.48 | 0.12502 | 0 | 62.32 | 1 | 0
35.6 | 71.2 | 7.48 | 0.12502 | 0 | 71.2 | 1 | 0
34.72 | 69.44 | 7.48 | 0.12502 | 0 | 69.44 | 1 | 0
29.48 | 58.96 | 12.23 | 0.12502 | 0 | 58.96 | 1 | 0
28.4 | 56.8 | 12.23 | 0.12502 | 0 | 56.8 | 1 | 0
25.56 | 51.12 | 12.23 | 0.12502 | 0 | 51.12 | 1 | 0
25.88 | 51.76 | 12.23 | 0.12502 | 0 | 51.76 | 1 | 0
28.12 | 56.24 | 7.48 | 0.12502 | 0 | 56.24 | 1 | 0
29.64 | 59.28 | 7.48 | 0.12502 | 0 | 59.28 | 1 | 0
29.48 | 58.96 | 7.48 | 0.12502 | 0 | 54.16 | 0.2 | 4.8
29.2 | 58.4 | 7.48 | 0.10709 | 4.8 | 58.4 | 0.91885 | 0
25.8 | 51.6 | 7.48 | 0.10709 | 0.54188 | 51.6 | 1 | 0
16.16 | 32.32 | 7.48 | 0.10709 | 0 | 32.32 | 1 | 0
13.96 | 27.92 | 7.48 | 0.10709 | 0 | 27.92 | 1 | 0
13.84 | 27.68 | 7.48 | 0.10709 | 0 | 27.68 | 1 | 0
12.8 | 25.6 | 7.48 | 0.10709 | 0 | 25.6 | 1 | 0
11.8 | 23.6 | 7.48 | 0.10709 | 0 | 23.6 | 1 | 0
12.24 | 24.48 | 7.48 | 0.10709 | 0 | 24.48 | 1 | 0
16.16 | 32.32 | 7.48 | 0.10709 | 0 | 32.32 | 1 | 0
18.2 | 36.4 | 7.48 | 0.10709 | 0 | 36.4 | 1 | 0
29.08 | 58.16 | 7.48 | 0.10709 | 0 | 58.16 | 1 | 0
29.04 | 58.08 | 7.48 | 0.10709 | 0 | 58.08 | 1 | 0
30.96 | 61.92 | 7.48 | 0.10709 | 0 | 61.92 | 1 | 0
26.6 | 53.2 | 7.48 | 0.10709 | 0 | 53.2 | 1 | 0
26.52 | 53.04 | 7.48 | 0.12502 | 0 | 53.04 | 1 | 0
29.68 | 59.36 | 7.48 | 0.12502 | 0 | 59.36 | 1 | 0
28.6 | 57.2 | 7.48 | 0.12502 | 0 | 57.2 | 1 | 0
26.88 | 53.76 | 12.23 | 0.12502 | 0 | 53.76 | 1 | 0
26.08 | 52.16 | 12.23 | 0.12502 | 0 | 52.16 | 1 | 0
24.24 | 48.48 | 12.23 | 0.12502 | 0 | 48.48 | 1 | 0
24.56 | 49.12 | 12.23 | 0.12502 | 0 | 49.12 | 1 | 0
25.76 | 51.52 | 7.48 | 0.12502 | 0 | 51.52 | 1 | 0
26.3 | 52.6 | 7.48 | 0.12502 | 0 | 52.6 | 1 | 0
25.88 | 51.76 | 7.48 | 0.12502 | 0 | 46.96 | 0.2 | 4.8
23.44 | 46.88 | 7.48 | 0.10709 | 4.8 | 46.88 | 0.91885 | 0
21.08 | 42.16 | 7.48 | 0.10709 | 0.54188 | 42.16 | 1 | 0
15.88 | 31.76 | 7.48 | 0.10709 | 0 | 31.76 | 1 | 0
14.48 | 28.96 | 7.48 | 0.10709 | 0 | 28.96 | 1 | 0
13.56 | 27.12 | 7.48 | 0.10709 | 0 | 27.12 | 1 | 0
13.64 | 27.28 | 7.48 | 0.10709 | 0 | 27.28 | 1 | 0
13.4 | 26.8 | 7.48 | 0.10709 | 0 | 26.8 | 1 | 0
14 | 28 | 7.48 | 0.10709 | 0 | 28 | 1 | 0
14.76 | 29.52 | 7.48 | 0.10709 | 0 | 29.52 | 1 | 0
14.96 | 29.92 | 7.48 | 0.10709 | 0 | 29.92 | 1 | 0
26.12 | 52.24 | 7.48 | 0.10709 | 0 | 52.24 | 1 | 0
25.76 | 51.52 | 7.48 | 0.10709 | 0 | 51.52 | 1 | 0
26.04 | 52.08 | 7.48 | 0.10709 | 0 | 52.08 | 1 | 0
27.44 | 54.88 | 7.48 | 0.10709 | 0 | 54.88 | 1 | 0
29.84 | 59.68 | 7.48 | 0.12502 | 0 | 59.68 | 1 | 0
28.44 | 56.88 | 7.48 | 0.12502 | 0 | 56.88 | 1 | 0
27.36 | 54.72 | 7.48 | 0.12502 | 0 | 54.72 | 1 | 0
24.8 | 49.6 | 12.23 | 0.12502 | 0 | 49.6 | 1 | 0
25.16 | 50.32 | 12.23 | 0.12502 | 0 | 50.32 | 1 | 0
25.32 | 50.64 | 12.23 | 0.12502 | 0 | 50.64 | 1 | 0
26.84 | 53.68 | 12.23 | 0.12502 | 0 | 53.68 | 1 | 0
26.24 | 52.48 | 7.48 | 0.12502 | 0 | 52.48 | 1 | 0
26.4 | 52.8 | 7.48 | 0.12502 | 0 | 52.8 | 1 | 0
26.92 | 53.84 | 7.48 | 0.12502 | 0 | 49.04 | 0.2 | 4.8
26.2 | 52.4 | 7.48 | 0.10709 | 4.8 | 52.4 | 0.91885 | 0
22.68 | 45.36 | 7.48 | 0.10709 | 0.54188 | 45.36 | 1 | 0
21.28 | 42.56 | 7.48 | 0.10709 | 0 | 42.56 | 1 | 0
19.32 | 38.64 | 7.48 | 0.10709 | 0 | 38.64 | 1 | 0
18.52 | 37.04 | 7.48 | 0.10709 | 0 | 37.04 | 1 | 0
17.28 | 34.56 | 7.48 | 0.10709 | 0 | 34.56 | 1 | 0
17.64 | 35.28 | 7.48 | 0.10709 | 0 | 35.28 | 1 | 0
15.92 | 31.84 | 7.48 | 0.10709 | 0 | 31.84 | 1 | 0
14.4 | 28.8 | 7.48 | 0.10709 | 0 | 28.8 | 1 | 0
15 | 30 | 7.48 | 0.10709 | 0 | 30 | 1 | 0
25.56 | 51.12 | 7.48 | 0.10709 | 0 | 51.12 | 1 | 0
25.28 | 50.56 | 7.48 | 0.10709 | 0 | 50.56 | 1 | 0
27.72 | 55.44 | 7.48 | 0.10709 | 0 | 55.44 | 1 | 0
31.16 | 62.32 | 7.48 | 0.10709 | 0 | 62.32 | 1 | 0
31.72 | 63.44 | 7.48 | 0.12502 | 0 | 63.44 | 1 | 0
30.96 | 61.92 | 7.48 | 0.12502 | 0 | 61.92 | 1 | 0
27.52 | 55.04 | 7.48 | 0.12502 | 0 | 55.04 | 1 | 0
25.76 | 51.52 | 12.23 | 0.12502 | 0 | 51.52 | 1 | 0
25.64 | 51.28 | 12.23 | 0.12502 | 0 | 51.28 | 1 | 0
25.04 | 50.08 | 12.23 | 0.12502 | 0 | 50.08 | 1 | 0
26.12 | 52.24 | 12.23 | 0.12502 | 0 | 52.24 | 1 | 0
26.32 | 52.64 | 7.48 | 0.12502 | 0 | 52.64 | 1 | 0
27.64 | 55.28 | 7.48 | 0.12502 | 0 | 55.28 | 1 | 0
27.48 | 54.96 | 7.48 | 0.12502 | 0 | 50.16 | 0.2 | 4.8
26.96 | 53.92 | 7.48 | 0.10709 | 4.8 | 53.92 | 0.91885 | 0
23.92 | 47.84 | 7.48 | 0.10709 | 0.54188 | 47.84 | 1 | 0
18.12 | 36.24 | 7.48 | 0.10709 | 0 | 36.24 | 1 | 0
14.56 | 29.12 | 7.48 | 0.10709 | 0 | 29.12 | 1 | 0
14.24 | 28.48 | 7.48 | 0.10709 | 0 | 28.48 | 1 | 0
13.28 | 26.56 | 7.48 | 0.10709 | 0 | 26.56 | 1 | 0
12.48 | 24.96 | 7.48 | 0.10709 | 0 | 24.96 | 1 | 0
13.84 | 27.68 | 7.48 | 0.10709 | 0 | 27.68 | 1 | 0
16.28 | 32.56 | 7.48 | 0.10709 | 0 | 32.56 | 1 | 0
16.84 | 33.68 | 7.48 | 0.10709 | 0 | 33.68 | 1 | 0
16.8 | 33.6 | 7.48 | 0.10709 | 0 | 33.6 | 1 | 0
16.48 | 32.96 | 7.48 | 0.10709 | 0 | 32.96 | 1 | 0
17.48 | 34.96 | 7.48 | 0.10709 | 0 | 34.96 | 1 | 0
17.92 | 35.84 | 7.48 | 0.10709 | 0 | 35.84 | 1 | 0
20.88 | 41.76 | 7.48 | 0.10709 | 0 | 41.76 | 1 | 0
33.6 | 67.2 | 7.48 | 0.10709 | 0 | 67.2 | 1 | 0
36.32 | 72.64 | 7.48 | 0.10709 | 0 | 72.64 | 1 | 0
33.08 | 66.16 | 7.48 | 0.10709 | 0 | 66.16 | 1 | 0
31.36 | 62.72 | 7.48 | 0.10709 | 0 | 62.72 | 1 | 0
29.8 | 59.6 | 7.48 | 0.10709 | 0 | 59.6 | 1 | 0
30.4 | 60.8 | 7.48 | 0.10709 | 0 | 60.8 | 1 | 0
30.4 | 60.8 | 7.48 | 0.10709 | 0 | 60.8 | 1 | 0
30.56 | 61.12 | 7.48 | 0.10709 | 0 | 61.12 | 1 | 0
30.24 | 60.48 | 7.48 | 0.10709 | 0 | 60.48 | 1 | 0
29.16 | 58.32 | 7.48 | 0.10709 | 0 | 58.32 | 1 | 0
23.4 | 46.8 | 7.48 | 0.10709 | 0 | 46.8 | 1 | 0
21.52 | 43.04 | 7.48 | 0.10709 | 0 | 43.04 | 1 | 0
15.24 | 30.48 | 7.48 | 0.10709 | 0 | 30.48 | 1 | 0
14.24 | 28.48 | 7.48 | 0.10709 | 0 | 28.48 | 1 | 0
12.92 | 25.84 | 7.48 | 0.10709 | 0 | 25.84 | 1 | 0
12.96 | 25.92 | 7.48 | 0.10709 | 0 | 25.92 | 1 | 0
13.4 | 26.8 | 7.48 | 0.10709 | 0 | 26.8 | 1 | 0
14.52 | 29.04 | 7.48 | 0.10709 | 0 | 29.04 | 1 | 0
14.72 | 29.44 | 7.48 | 0.10709 | 0 | 29.44 | 1 | 0
16 | 32 | 7.48 | 0.10709 | 0 | 32 | 1 | 0
20.64 | 41.28 | 7.48 | 0.10709 | 0 | 41.28 | 1 | 0
20.24 | 40.48 | 7.48 | 0.10709 | 0 | 40.48 | 1 | 0
21.88 | 43.76 | 7.48 | 0.10709 | 0 | 43.76 | 1 | 0
22.44 | 44.88 | 7.48 | 0.10709 | 0 | 44.88 | 1 | 0
22.52 | 45.04 | 7.48 | 0.10709 | 0 | 45.04 | 1 | 0
21.4 | 42.8 | 7.48 | 0.10709 | 0 | 42.8 | 1 | 0
21.8 | 43.6 | 7.48 | 0.10709 | 0 | 43.6 | 1 | 0
21.2 | 42.4 | 7.48 | 0.10709 | 0 | 42.4 | 1 | 0
21.24 | 42.48 | 7.48 | 0.10709 | 0 | 42.48 | 1 | 0
23.32 | 46.64 | 7.48 | 0.10709 | 0 | 46.64 | 1 | 0
24.16 | 48.32 | 7.48 | 0.10709 | 0 | 48.32 | 1 | 0
21.76 | 43.52 | 7.48 | 0.10709 | 0 | 43.52 | 1 | 0
20.04 | 40.08 | 7.48 | 0.10709 | 0 | 40.08 | 1 | 0
20.4 | 40.8 | 7.48 | 0.10709 | 0 | 40.8 | 1 | 0
20.32 | 40.64 | 7.48 | 0.10709 | 0 | 40.64 | 1 | 0
16.8 | 33.6 | 7.48 | 0.10709 | 0 | 33.6 | 1 | 0
16.88 | 33.76 | 7.48 | 0.10709 | 0 | 33.76 | 1 | 0
16.44 | 32.88 | 7.48 | 0.10709 | 0 | 32.88 | 1 | 0
15.68 | 31.36 | 7.48 | 0.10709 | 0 | 31.36 | 1 | 0
13.52 | 27.04 | 7.48 | 0.10709 | 0 | 27.04 | 1 | 0
12.64 | 25.28 | 7.48 | 0.10709 | 0 | 25.28 | 1 | 0
13.6 | 27.2 | 7.48 | 0.10709 | 0 | 27.2 | 1 | 0
13.92 | 27.84 | 7.48 | 0.10709 | 0 | 27.84 | 1 | 0
14.4 | 28.8 | 7.48 | 0.10709 | 0 | 28.8 | 1 | 0
13.64 | 27.28 | 7.48 | 0.10709 | 0 | 27.28 | 1 | 0
20.48 | 40.96 | 7.48 | 0.10709 | 0 | 40.96 | 1 | 0
21.32 | 42.64 | 7.48 | 0.10709 | 0 | 42.64 | 1 | 0
21.44 | 42.88 | 7.48 | 0.12502 | 0 | 42.88 | 1 | 0
22.28 | 44.56 | 7.48 | 0.12502 | 0 | 44.56 | 1 | 0
22.28 | 44.56 | 7.48 | 0.12502 | 0 | 44.56 | 1 | 0
22.92 | 45.84 | 12.23 | 0.12502 | 0 | 45.84 | 1 | 0
21.44 | 42.88 | 12.23 | 0.12502 | 0 | 42.88 | 1 | 0
21.16 | 42.32 | 12.23 | 0.12502 | 0 | 42.32 | 1 | 0
22.48 | 44.96 | 12.23 | 0.12502 | 0 | 44.96 | 1 | 0
22.92 | 45.84 | 7.48 | 0.12502 | 0 | 45.84 | 1 | 0
21.84 | 43.68 | 7.48 | 0.12502 | 0 | 43.68 | 1 | 0
16.32 | 32.64 | 7.48 | 0.12502 | 0 | 27.84 | 0.2 | 4.8
16.56 | 33.12 | 7.48 | 0.10709 | 0 | 33.12 | 0.2 | 0
16.68 | 33.36 | 7.48 | 0.10709 | 0 | 33.36 | 0.2 | 0
18.44 | 36.88 | 7.48 | 0.10709 | 0 | 36.88 | 0.2 | 0
18.4 | 36.8 | 7.48 | 0.10709 | 0 | 36.8 | 0.2 | 0

## site3-With-PV_time_series
LoadProfile¦critical_load_series_kw | LoadProfile¦year_one_electric_load_series_kw | ElectricTariff¦year_one_demand_cost_series_us_dollars_per_kw | ElectricTariff¦year_one_energy_cost_series_us_dollars_per_kwh | ElectricTariff¦year_one_to_battery_series_kw | ElectricTariff¦year_one_to_load_series_kw | PV¦year_one_power_production_series_kw | PV¦year_one_to_battery_series_kw | PV¦year_one_to_grid_series_kw | PV¦year_one_to_load_series_kw | Storage¦year_one_soc_series_pct | Storage¦year_one_to_load_series_kw
19.52 | 39.04 | 7.48 | 0.10709 | 0 | 39.04 | 0 | 0 | 0 | 0 | 0.5 | 0
18.08 | 36.16 | 7.48 | 0.10709 | 0 | 36.16 | 0 | 0 | 0 | 0 | 0.5 | 0
18.4 | 36.8 | 7.48 | 0.10709 | 0 | 36.8 | 0 | 0 | 0 | 0 | 0.5 | 0
19.2 | 38.4 | 7.48 | 0.10709 | 0 | 38.4 | 0 | 0 | 0 | 0 | 0.5 | 0
25.12 | 50.24 | 7.48 | 0.10709 | 0 | 50.24 | 0 | 0 | 0 | 0 | 0.5 | 0
27.04 | 54.08 | 7.48 | 0.10709 | 0 | 54.08 | 0 | 0 | 0 | 0 | 0.5 | 0
22.56 | 45.12 | 7.48 | 0.10709 | 0 | 45.12 | 0 | 0 | 0 | 0 | 0.5 | 0
20.48 | 40.96 | 7.48 | 0.10709 | 0 | 31.885 | 9.0749 | 0 | 0 | 9.0749 | 0.5 | 0
20 | 40 | 7.48 | 0.10709 | 0 | 2.1447 | 31.5203 | 0 | 0 | 31.5203 | 0.2 | 6.335
19.84 | 39.68 | 7.48 | 0.10709 | 0 | 0 | 51.1586 | 9.3784 | 2.1002 | 39.68 | 0.59907 | 0
19.84 | 39.68 | 7.48 | 0.12502 | 0 | 0 | 62.4478 | 9.3784 | 13.3894 | 39.68 | 0.99814 | 0
19.84 | 39.68 | 7.48 | 0.12502 | 0 | 0 | 65.9084 | 0.043676 | 26.1847 | 39.68 | 1 | 0
19.52 | 39.04 | 7.48 | 0.12502 | 0 | 0 | 65.3155 | 0 | 26.2755 | 39.04 | 1 | 0
19.36 | 38.72 | 12.23 | 0.12502 | 0 | 0 | 58.2975 | 0 | 19.5775 | 38.72 | 1 | 0
20.16 | 40.32 | 12.23 | 0.12502 | 0 | 0 | 45.8104 | 0 | 5.4904 | 40.32 | 1 | 0
19.84 | 39.68 | 12.23 | 0.12502 | 0 | 12.5519 | 27.1281 | 0 | 0 | 27.1281 | 1 | 0
20.48 | 40.96 | 12.23 | 0.12502 | 0 | 34.4139 | 6.5461 | 0 | 0 | 6.5461 | 1 | 0
20.8 | 41.6 | 7.48 | 0.12502 | 0 | 41.6 | 0 | 0 | 0 | 0 | 1 | 0
20.8 | 41.6 | 7.48 | 0.12502 | 0 | 34.0851 | 0 | 0 | 0 | 0 | 0.64412 | 7.5149
20.8 | 41.6 | 7.48 | 0.12502 | 0 | 32.2216 | 0 | 0 | 0 | 0 | 0.2 | 9.3784
20.96 | 41.92 | 7.48 | 0.10709 | 4.9637 | 41.92 | 0 | 0 | 0 | 0 | 0.41122 | 0
21.28 | 42.56 | 7.48 | 0.10709 | 0 | 42.56 | 0 | 0 | 0 | 0 | 0.41122 | 0
16.8 | 33.6 | 7.48 | 0.10709 | 0 | 33.6 | 0 | 0 | 0 | 0 | 0.41122 | 0
14.08 | 28.16 | 7.48 | 0.10709 | 0 | 28.16 | 0 | 0 | 0 | 0 | 0.41122 | 0
14.08 | 28.16 | 7.48 | 0.10709 | 0 | 28.16 | 0 | 0 | 0 | 0 | 0.41122 | 0
15.5733 | 31.1467 | 7.48 | 0.10709 | 0 | 31.1467 | 0 | 0 | 0 | 0 | 0.41122 | 0
14.4 | 28.8 | 7.48 | 0.10709 | 0 | 28.8 | 0 | 0 | 0 | 0 | 0.41122 | 0
13.7067 | 27.4133 | 7.48 | 0.10709 | 0 | 27.4133 | 0 | 0 | 0 | 0 | 0.41122 | 0
18.1867 | 36.3733 | 7.48 | 0.10709 | 0 | 36.3733 | 0 | 0 | 0 | 0 | 0.41122 | 0
22.0267 | 44.0533 | 7.48 | 0.10709 | 0 | 44.0533 | 0 | 0 | 0 | 0 | 0.41122 | 0
22.24 | 44.48 | 7.48 | 0.10709 | 0 | 44.48 | 0 | 0 | 0 | 0 | 0.41122 | 0
19.84 | 39.68 | 7.48 | 0.10709 | 0 | 31.3794 | 8.3006 | 0 | 0 | 8.3006 | 0.41122 | 0
18.9333 | 37.8667 | 7.48 | 0.10709 | 0 | 7.7983 | 30.0683 | 0 | 0 | 30.0683 | 0.41122 | 0
21.7067 | 43.4133 | 7.48 | 0.10709 | 0 | 0 | 47.831 | 4.4177 | 0 | 43.4133 | 0.5992 | 0
29.12 | 58.24 | 7.48 | 0.12502 | 0 | 0 | 59.0961 | 0.85611 | 0 | 58.24 | 0.63563 | 0
30.4 | 60.8 | 7.48 | 0.12502 | 0 | 0 | 66.4529 | 5.6529 | 0 | 60.8 | 0.87617 | 0
31.36 | 62.72 | 7.48 | 0.12502 | 0 | 0 | 65.6301 | 2.9101 | 0 | 62.72 | 1 | 0
30.56 | 61.12 | 12.23 | 0.12502 | 0 | 0.342 | 60.778 | 0 | 0 | 60.778 | 1 | 0
30.56 | 61.12 | 12.23 | 0.12502 | 0 | 13.7003 | 47.4197 | 0 | 0 | 47.4197 | 1 | 0
30.72 | 61.44 | 12.23 | 0.12502 | 0 | 33.7069 | 27.7331 | 0 | 0 | 27.7331 | 1 | 0
32.32 | 64.64 | 12.23 | 0.12502 | 0 | 53.4183 | 6.534 | 0 | 0 | 6.534 | 0.77801 | 4.6877
32.96 | 65.92 | 7.48 | 0.12502 | 0 | 61.858 | 0 | 0 | 0 | 0 | 0.58565 | 4.062
32.48 | 64.96 | 7.48 | 0.12502 | 0 | 61.858 | 0 | 0 | 0 | 0 | 0.43875 | 3.102
31.68 | 63.36 | 7.48 | 0.12502 | 0 | 59.5003 | 0 | 0 | 0 | 0 | 0.25597 | 3.8597
31.52 | 63.04 | 7.48 | 0.10709 | 0 | 61.858 | 0 | 0 | 0 | 0 | 0.2 | 1.182
29.12 | 58.24 | 7.48 | 0.10709 | 3.618 | 58.24 | 0 | 0 | 0 | 0 | 0.35396 | 0
17.28 | 34.56 | 7.48 | 0.10709 | 9.3784 | 34.56 | 0 | 0 | 0 | 0 | 0.75303 | 0
14.72 | 29.44 | 7.48 | 0.10709 | 5.804 | 29.44 | 0 | 0 | 0 | 0 | 1 | 0
14.4 | 28.8 | 7.48 | 0.10709 | 0 | 28.8 | 0 | 0 | 0 | 0 | 1 | 0
16.96 | 33.92 | 7.48 | 0.10709 | 0 | 33.92 | 0 | 0 | 0 | 0 | 1 | 0
18.72 | 37.44 | 7.48 | 0.10709 | 0 | 37.44 | 0 | 0 | 0 | 0 | 1 | 0
15.2 | 30.4 | 7.48 | 0.10709 | 0 | 30.4 | 0 | 0 | 0 | 0 | 1 | 0
17.92 | 35.84 | 7.48 | 0.10709 | 0 | 35.84 | 0 | 0 | 0 | 0 | 1 | 0
22.4 | 44.8 | 7.48 | 0.10709 | 0 | 44.8 | 0 | 0 | 0 | 0 | 1 | 0
30.72 | 61.44 | 7.48 | 0.10709 | 0 | 61.44 | 0 | 0 | 0 | 0 | 1 | 0
30.24 | 60.48 | 7.48 | 0.10709 | 0 | 52.4577 | 8.0223 | 0 | 0 | 8.0223 | 1 | 0
36.32 | 72.64 | 7.48 | 0.10709 | 0 | 43.83 | 28.81 | 0 | 0 | 28.81 | 1 | 0
38 | 76 | 7.48 | 0.10709 | 0 | 29.27 | 46.73 | 0 | 0 | 46.73 | 1 | 0
37.36 | 74.72 | 7.48 | 0.12502 | 0 | 16.1805 | 58.5395 | 0 | 0 | 58.5395 | 1 | 0
36.32 | 72.64 | 7.48 | 0.12502 | 0 | 8.8854 | 63.7546 | 0 | 0 | 63.7546 | 1 | 0
32.48 | 64.96 | 7.48 | 0.12502 | 0 | 0.055924 | 64.9041 | 0 | 0 | 64.9041 | 1 | 0
31.84 | 63.68 | 12.23 | 0.12502 | 0 | 5.2373 | 58.4427 | 0 | 0 | 58.4427 | 1 | 0
31.04 | 62.08 | 12.23 | 0.12502 | 0 | 16.7899 | 45.2901 | 0 | 0 | 45.2901 | 1 | 0
30.56 | 61.12 | 12.23 | 0.12502 | 0 | 34.5364 | 26.5836 | 0 | 0 | 26.5836 | 1 | 0
31.84 | 63.68 | 12.23 | 0.12502 | 0 | 53.4183 | 6.3888 | 0 | 0 | 6.3888 | 0.8166 | 3.8729
31.2 | 62.4 | 7.48 | 0.12502 | 0 | 61.858 | 0 | 0 | 0 | 0 | 0.79093 | 0.54197
30.24 | 60.48 | 7.48 | 0.12502 | 0 | 57.3799 | 0 | 0 | 0 | 0 | 0.64412 | 3.1001
22.4 | 44.8 | 7.48 | 0.12502 | 0 | 35.4216 | 0 | 0 | 0 | 0 | 0.2 | 9.3784
20.32 | 40.64 | 7.48 | 0.10709 | 0 | 40.64 | 0 | 0 | 0 | 0 | 0.2 | 0
20 | 40 | 7.48 | 0.10709 | 0 | 40 | 0 | 0 | 0 | 0 | 0.2 | 0
16.8 | 33.6 | 7.48 | 0.10709 | 0 | 33.6 | 0 | 0 | 0 | 0 | 0.2 | 0
14.72 | 29.44 | 7.48 | 0.10709 | 0 | 29.44 | 0 | 0 | 0 | 0 | 0.2 | 0
14.5067 | 29.0133 | 7.48 | 0.10709 | 0 | 29.0133 | 0 | 0 | 0 | 0 | 0.2 | 0
16.5867 | 33.1733 | 7.48 | 0.10709 | 0 | 33.1733 | 0 | 0 | 0 | 0 | 0.2 | 0
17.44 | 34.88 | 7.48 | 0.10709 | 0 | 34.88 | 0 | 0 | 0 | 0 | 0.2 | 0
15.36 | 30.72 | 7.48 | 0.10709 | 0 | 30.72 | 0 | 0 | 0 | 0 | 0.2 | 0
18.08 | 36.16 | 7.48 | 0.10709 | 0 | 36.16 | 0 | 0 | 0 | 0 | 0.2 | 0
19.68 | 39.36 | 7.48 | 0.10709 | 0 | 39.36 | 0 | 0 | 0 | 0 | 0.2 | 0
19.84 | 39.68 | 7.48 | 0.10709 | 0 | 39.68 | 0 | 0 | 0 | 0 | 0.2 | 0
18.88 | 37.76 | 7.48 | 0.10709 | 0 | 29.7982 | 7.9618 | 0 | 0 | 7.9618 | 0.2 | 0
18.72 | 37.44 | 7.48 | 0.10709 | 0 | 8.3517 | 29.0883 | 0 | 0 | 29.0883 | 0.2 | 0
18.4 | 36.8 | 7.48 | 0.10709 | 0 | 0 | 47.0204 | 9.3784 | 0.84199 | 36.8 | 0.59907 | 0
18.56 | 37.12 | 7.48 | 0.12502 | 0 | 0 | 57.7409 | 9.3784 | 11.2425 | 37.12 | 0.99814 | 0
17.92 | 35.84 | 7.48 | 0.12502 | 0 | 0 | 62.8229 | 0.043676 | 26.9392 | 35.84 | 1 | 0
17.44 | 34.88 | 7.48 | 0.12502 | 0 | 0 | 51.1464 | 4.9397 | 0 | 46.2067 | 1 | 4.4386
17.76 | 35.52 | 12.23 | 0.12502 | 0 | 0 | 57.9103 | 0 | 22.3903 | 35.52 | 1 | 0
18.08 | 36.16 | 12.23 | 0.12502 | 0 | 0 | 45.3626 | 4.9397 | 0 | 40.4229 | 1 | 4.4386
17.76 | 35.52 | 12.23 | 0.12502 | 0 | 8.5976 | 26.9224 | 0 | 0 | 26.9224 | 1 | 0
19.2 | 38.4 | 12.23 | 0.12502 | 0 | 31.6361 | 6.7639 | 0 | 0 | 6.7639 | 1 | 0
19.36 | 38.72 | 7.48 | 0.12502 | 0 | 38.72 | 0 | 0 | 0 | 0 | 1 | 0
20.16 | 40.32 | 7.48 | 0.12502 | 0 | 32.8051 | 0 | 0 | 0 | 0 | 0.64412 | 7.5149
18.72 | 37.44 | 7.48 | 0.12502 | 0 | 28.0616 | 0 | 0 | 0 | 0 | 0.2 | 9.3784
18.72 | 37.44 | 7.48 | 0.10709 | 9.3784 | 37.44 | 0 | 0 | 0 | 0 | 0.59907 | 0
18.4 | 36.8 | 7.48 | 0.10709 | 9.3784 | 36.8 | 0 | 0 | 0 | 0 | 0.99814 | 0
14.4 | 28.8 | 7.48 | 0.10709 | 0.043676 | 28.8 | 0 | 0 | 0 | 0 | 1 | 0
13.12 | 26.24 | 7.48 | 0.10709 | 0 | 26.24 | 0 | 0 | 0 | 0 | 1 | 0
10.72 | 21.44 | 7.48 | 0.10709 | 0 | 21.44 | 0 | 0 | 0 | 0 | 1 | 0
16 | 32 | 7.48 | 0.10709 | 0 | 32 | 0 | 0 | 0 | 0 | 1 | 0
13.28 | 26.56 | 7.48 | 0.10709 | 0 | 26.56 | 0 | 0 | 0 | 0 | 1 | 0
13.28 | 26.56 | 7.48 | 0.10709 | 0 | 26.56 | 0 | 0 | 0 | 0 | 1 | 0
17.28 | 34.56 | 7.48 | 0.10709 | 0 | 34.56 | 0 | 0 | 0 | 0 | 1 | 0
20.48 | 40.96 | 7.48 | 0.10709 | 0 | 40.96 | 0 | 0 | 0 | 0 | 1 | 0
31.04 | 62.08 | 7.48 | 0.10709 | 0 | 61.858 | 0 | 0 | 0 | 0 | 0.98949 | 0.22197
30.56 | 61.12 | 7.48 | 0.10709 | 0 | 57.1804 | 4.1866 | 0.24703 | 0 | 3.9396 | 1 | 0
38.08 | 76.16 | 7.48 | 0.10709 | 0 | 46.9991 | 29.1609 | 0 | 0 | 29.1609 | 1 | 0
36.64 | 73.28 | 7.48 | 0.10709 | 0 | 25.6788 | 47.6012 | 0 | 0 | 47.6012 | 1 | 0
35.68 | 71.36 | 7.48 | 0.12502 | 0 | 11.1869 | 59.084 | 0 | 0 | 59.084 | 0.94843 | 1.0891
31.84 | 63.68 | 7.48 | 0.12502 | 0 | 0 | 63.1254 | 0 | 0 | 63.1254 | 0.92216 | 0.55461
30.4 | 60.8 | 7.48 | 0.12502 | 0 | 0 | 62.6293 | 1.8293 | 0 | 60.8 | 1 | 0
28.64 | 57.28 | 12.23 | 0.12502 | 0 | 0.72488 | 56.5551 | 0 | 0 | 56.5551 | 1 | 0
29.28 | 58.56 | 12.23 | 0.12502 | 0 | 15.2543 | 43.3057 | 0 | 0 | 43.3057 | 1 | 0
29.44 | 58.88 | 12.23 | 0.12502 | 0 | 39.1571 | 19.7229 | 0 | 0 | 19.7229 | 1 | 0
30.08 | 60.16 | 12.23 | 0.12502 | 0 | 53.0573 | 7.1027 | 0 | 0 | 7.1027 | 1 | 0
30.08 | 60.16 | 7.48 | 0.12502 | 0 | 60.16 | 0 | 0 | 0 | 0 | 1 | 0
29.28 | 58.56 | 7.48 | 0.12502 | 0 | 51.0451 | 0 | 0 | 0 | 0 | 0.64412 | 7.5149
28.64 | 57.28 | 7.48 | 0.12502 | 0 | 47.9016 | 0 | 0 | 0 | 0 | 0.2 | 9.3784
29.44 | 58.88 | 7.48 | 0.10709 | 2.978 | 58.88 | 0 | 0 | 0 | 0 | 0.32672 | 0
26.56 | 53.12 | 7.48 | 0.10709 | 7.3784 | 53.12 | 0 | 0 | 0 | 0 | 0.64069 | 0
15.36 | 30.72 | 7.48 | 0.10709 | 0 | 30.72 | 0 | 0 | 0 | 0 | 0.64069 | 0
13.76 | 27.52 | 7.48 | 0.10709 | 0 | 27.52 | 0 | 0 | 0 | 0 | 0.64069 | 0
13.6 | 27.2 | 7.48 | 0.10709 | 0 | 27.2 | 0 | 0 | 0 | 0 | 0.64069 | 0
13.6 | 27.2 | 7.48 | 0.10709 | 0 | 27.2 | 0 | 0 | 0 | 0 | 0.64069 | 0
12.32 | 24.64 | 7.48 | 0.10709 | 0 | 24.64 | 0 | 0 | 0 | 0 | 0.64069 | 0
13.6 | 27.2 | 7.48 | 0.10709 | 0 | 27.2 | 0 | 0 | 0 | 0 | 0.64069 | 0
18.4 | 36.8 | 7.48 | 0.10709 | 0 | 36.8 | 0 | 0 | 0 | 0 | 0.64069 | 0
23.68 | 47.36 | 7.48 | 0.10709 | 0 | 47.36 | 0 | 0 | 0 | 0 | 0.64069 | 0
27.2 | 54.4 | 7.48 | 0.10709 | 0 | 54.4 | 0 | 0 | 0 | 0 | 0.64069 | 0
29.6 | 59.2 | 7.48 | 0.10709 | 0 | 51.1414 | 8.0586 | 0 | 0 | 8.0586 | 0.64069 | 0
33.6 | 67.2 | 7.48 | 0.10709 | 0 | 37.7124 | 29.4876 | 0 | 0 | 29.4876 | 0.64069 | 0
34.88 | 69.76 | 7.48 | 0.10709 | 0 | 22.1104 | 47.6496 | 0 | 0 | 47.6496 | 0.64069 | 0
34.4 | 68.8 | 7.48 | 0.10709 | 0 | 9.2078 | 59.5922 | 0 | 0 | 59.5922 | 0.64069 | 0
34.72 | 69.44 | 7.48 | 0.10709 | 0 | 5.4918 | 63.9482 | 0 | 0 | 63.9482 | 0.64069 | 0
35.84 | 71.68 | 7.48 | 0.10709 | 0 | 8.3368 | 63.3432 | 0 | 0 | 63.3432 | 0.64069 | 0
33.28 | 66.56 | 7.48 | 0.10709 | 0 | 11.1907 | 55.3693 | 0 | 0 | 55.3693 | 0.64069 | 0
31.52 | 63.04 | 7.48 | 0.10709 | 0 | 19.1293 | 43.9107 | 0 | 0 | 43.9107 | 0.64069 | 0
31.68 | 63.36 | 7.48 | 0.10709 | 0 | 36.3408 | 27.0192 | 0 | 0 | 27.0192 | 0.64069 | 0
32.8 | 65.6 | 7.48 | 0.10709 | 0 | 58.3279 | 7.2721 | 0 | 0 | 7.2721 | 0.64069 | 0
32.8 | 65.6 | 7.48 | 0.10709 | 0 | 61.858 | 0 | 0 | 0 | 0 | 0.46348 | 3.742
32.64 | 65.28 | 7.48 | 0.10709 | 0 | 61.858 | 0 | 0 | 0 | 0 | 0.30144 | 3.422
32 | 64 | 7.48 | 0.10709 | 0 | 61.858 | 0 | 0 | 0 | 0 | 0.2 | 2.142
29.76 | 59.52 | 7.48 | 0.10709 | 0 | 59.52 | 0 | 0 | 0 | 0 | 0.2 | 0
24.64 | 49.28 | 7.48 | 0.10709 | 0 | 49.28 | 0 | 0 | 0 | 0 | 0.2 | 0
18.72 | 37.44 | 7.48 | 0.10709 | 0 | 37.44 | 0 | 0 | 0 | 0 | 0.2 | 0
13.92 | 27.84 | 7.48 | 0.10709 | 0 | 27.84 | 0 | 0 | 0 | 0 | 0.2 | 0
13.12 | 26.24 | 7.48 | 0.10709 | 0 | 26.24 | 0 | 0 | 0 | 0 | 0.2 | 0
12.48 | 24.96 | 7.48 | 0.10709 | 0 | 24.96 | 0 | 0 | 0 | 0 | 0.2 | 0
12.32 | 24.64 | 7.48 | 0.10709 | 0 | 24.64 | 0 | 0 | 0 | 0 | 0.2 | 0
13.28 | 26.56 | 7.48 | 0.10709 | 0 | 26.56 | 0 | 0 | 0 | 0 | 0.2 | 0
19.04 | 38.08 | 7.48 | 0.10709 | 0 | 38.08 | 0 | 0 | 0 | 0 | 0.2 | 0
21.28 | 42.56 | 7.48 | 0.10709 | 0 | 42.56 | 0 | 0 | 0 | 0 | 0.2 | 0
22.4 | 44.8 | 7.48 | 0.10709 | 0 | 44.8 | 0 | 0 | 0 | 0 | 0.2 | 0
28.64 | 57.28 | 7.48 | 0.10709 | 0 | 49.6086 | 7.6714 | 0 | 0 | 7.6714 | 0.2 | 0
27.68 | 55.36 | 7.48 | 0.10709 | 0 | 26.913 | 28.447 | 0 | 0 | 28.447 | 0.2 | 0
28.48 | 56.96 | 7.48 | 0.10709 | 0 | 10.1816 | 46.7784 | 0 | 0 | 46.7784 | 0.2 | 0
27.68 | 55.36 | 7.48 | 0.10709 | 0 | 0 | 58.2007 | 2.8407 | 0 | 55.36 | 0.32088 | 0
26.72 | 53.44 | 7.48 | 0.10709 | 0 | 0 | 61.3467 | 7.9067 | 0 | 53.44 | 0.65733 | 0
25.44 | 50.88 | 7.48 | 0.10709 | 0 | 0 | 52.5742 | 1.6942 | 0 | 50.88 | 0.72942 | 0
25.12 | 50.24 | 7.48 | 0.10709 | 0 | 3.6189 | 46.6211 | 0 | 0 | 46.6211 | 0.72942 | 0
25.12 | 50.24 | 7.48 | 0.10709 | 0 | 21.3937 | 28.8463 | 0 | 0 | 28.8463 | 0.72942 | 0
25.12 | 50.24 | 7.48 | 0.10709 | 0 | 38.9992 | 11.2408 | 0 | 0 | 11.2408 | 0.72942 | 0
26.24 | 52.48 | 7.48 | 0.10709 | 0 | 49.3219 | 3.1581 | 0 | 0 | 3.1581 | 0.72942 | 0
26.88 | 53.76 | 7.48 | 0.10709 | 0 | 53.76 | 0 | 0 | 0 | 0 | 0.72942 | 0
26.24 | 52.48 | 7.48 | 0.10709 | 0 | 52.48 | 0 | 0 | 0 | 0 | 0.72942 | 0
26.88 | 53.76 | 7.48 | 0.10709 | 0 | 53.76 | 0 | 0 | 0 | 0 | 0.72942 | 0
26.88 | 53.76 | 7.48 | 0.10709 | 0 | 53.76 | 0 | 0 | 0 | 0 | 0.72942 | 0
26.88 | 53.76 | 7.48 | 0.10709 | 0 | 53.76 | 0 | 0 | 0 | 0 | 0.72942 | 0
21.76 | 43.52 | 7.48 | 0.10709 | 0 | 43.52 | 0 | 0 | 0 | 0 | 0.72942 | 0
20.48 | 40.96 | 7.48 | 0.10709 | 0 | 40.96 | 0 | 0 | 0 | 0 | 0.72942 | 0
19.52 | 39.04 | 7.48 | 0.10709 | 0 | 39.04 | 0 | 0 | 0 | 0 | 0.72942 | 0
18.08 | 36.16 | 7.48 | 0.10709 | 0 | 36.16 | 0 | 0 | 0 | 0 | 0.72942 | 0
18.4 | 36.8 | 7.48 | 0.10709 | 0 | 36.8 | 0 | 0 | 0 | 0 | 0.72942 | 0
19.2 | 38.4 | 7.48 | 0.10709 | 0 | 38.4 | 0 | 0 | 0 | 0 | 0.72942 | 0
25.12 | 50.24 | 7.48 | 0.10709 | 0 | 50.24 | 0 | 0 | 0 | 0 | 0.72942 | 0
27.04 | 54.08 | 7.48 | 0.10709 | 0 | 54.08 | 0 | 0 | 0 | 0 | 0.72942 | 0
22.56 | 45.12 | 7.48 | 0.10709 | 0 | 45.12 | 0 | 0 | 0 | 0 | 0.72942 | 0
20.48 | 40.96 | 7.48 | 0.10709 | 0 | 37.2107 | 1.9481 | 0 | 0 | 1.9481 | 0.64412 | 1.8012
20 | 40 | 7.48 | 0.10709 | 0 | 13.6454 | 16.9762 | 0 | 0 | 16.9762 | 0.2 | 9.3784
19.84 | 39.68 | 7.48 | 0.10709 | 0 | 0 | 43.342 | 3.662 | 0 | 39.68 | 0.35583 | 0
19.84 | 39.68 | 7.48 | 0.12502 | 0 | 0 | 54.7159 | 9.3784 | 5.6575 | 39.68 | 0.7549 | 0
19.84 | 39.68 | 7.48 | 0.12502 | 0 | 0 | 61.7339 | 5.7601 | 16.2938 | 39.68 | 1 | 0
19.52 | 39.04 | 7.48 | 0.12502 | 0 | 0 | 61.504 | 0 | 22.464 | 39.04 | 1 | 0
19.36 | 38.72 | 12.23 | 0.12502 | 0 | 0 | 55.6597 | 0 | 16.9397 | 38.72 | 1 | 0
20.16 | 40.32 | 12.23 | 0.12502 | 0 | 0 | 43.5356 | 0 | 3.2156 | 40.32 | 1 | 0
19.84 | 39.68 | 12.23 | 0.12502 | 0 | 22.3408 | 17.3392 | 0 | 0 | 17.3392 | 1 | 0
20.48 | 40.96 | 12.23 | 0.12502 | 0 | 40.6333 | 0.3267 | 0 | 0 | 0.3267 | 1 | 0
20.8 | 41.6 | 7.48 | 0.12502 | 0 | 41.6 | 0 | 0 | 0 | 0 | 1 | 0
20.8 | 41.6 | 7.48 | 0.12502 | 0 | 34.0851 | 0 | 0 | 0 | 0 | 0.64412 | 7.5149
20.8 | 41.6 | 7.48 | 0.12502 | 0 | 32.2216 | 0 | 0 | 0 | 0 | 0.2 | 9.3784
20.96 | 41.92 | 7.48 | 0.10709 | 9.3784 | 41.92 | 0 | 0 | 0 | 0 | 0.59907 | 0
21.28 | 42.56 | 7.48 | 0.10709 | 9.3784 | 42.56 | 0 | 0 | 0 | 0 | 0.99814 | 0
16.8 | 33.6 | 7.48 | 0.10709 | 0.043676 | 33.6 | 0 | 0 | 0 | 0 | 1 | 0
14.08 | 28.16 | 7.48 | 0.10709 | 0 | 28.16 | 0 | 0 | 0 | 0 | 1 | 0
14.08 | 28.16 | 7.48 | 0.10709 | 0 | 28.16 | 0 | 0 | 0 | 0 | 1 | 0
15.5733 | 31.1467 | 7.48 | 0.10709 | 0 | 31.1467 | 0 | 0 | 0 | 0 | 1 | 0
14.4 | 28.8 | 7.48 | 0.10709 | 0 | 28.8 | 0 | 0 | 0 | 0 | 1 | 0
13.7067 | 27.4133 | 7.48 | 0.10709 | 0 | 27.4133 | 0 | 0 | 0 | 0 | 1 | 0
18.1867 | 36.3733 | 7.48 | 0.10709 | 0 | 36.3733 | 0 | 0 | 0 | 0 | 1 | 0
22.0267 | 44.0533 | 7.48 | 0.10709 | 0 | 44.0533 | 0 | 0 | 0 | 0 | 1 | 0
22.24 | 44.48 | 7.48 | 0.10709 | 0 | 44.48 | 0 | 0 | 0 | 0 | 1 | 0
19.84 | 39.68 | 7.48 | 0.10709 | 0 | 33.146 | 6.534 | 0 | 0 | 6.534 | 1 | 0
18.9333 | 37.8667 | 7.48 | 0.10709 | 0 | 11.5251 | 26.3416 | 0 | 0 | 26.3416 | 1 | 0
21.7067 | 43.4133 | 7.48 | 0.10709 | 0 | 11.9051 | 31.5082 | 0 | 0 | 31.5082 | 1 | 0
29.12 | 58.24 | 7.48 | 0.12502 | 0 | 16.9671 | 41.2729 | 0 | 0 | 41.2729 | 1 | 0
30.4 | 60.8 | 7.48 | 0.12502 | 0 | 7.5361 | 53.2639 | 0 | 0 | 53.2639 | 1 | 0
31.36 | 62.72 | 7.48 | 0.12502 | 0 | 16.0263 | 46.6937 | 0 | 0 | 46.6937 | 1 | 0
30.56 | 61.12 | 12.23 | 0.12502 | 0 | 19.714 | 41.406 | 0 | 0 | 41.406 | 1 | 0
30.56 | 61.12 | 12.23 | 0.12502 | 0 | 25.4857 | 35.6343 | 0 | 0 | 35.6343 | 1 | 0
30.72 | 61.44 | 12.23 | 0.12502 | 0 | 33.6222 | 27.8178 | 0 | 0 | 27.8178 | 1 | 0
32.32 | 64.64 | 12.23 | 0.12502 | 0 | 53.4183 | 7.5625 | 0 | 0 | 7.5625 | 0.82672 | 3.6592
32.96 | 65.92 | 7.48 | 0.12502 | 0 | 61.858 | 0 | 0 | 0 | 0 | 0.63436 | 4.062
32.48 | 64.96 | 7.48 | 0.12502 | 0 | 61.858 | 0 | 0 | 0 | 0 | 0.48746 | 3.102
31.68 | 63.36 | 7.48 | 0.12502 | 0 | 58.4718 | 0 | 0 | 0 | 0 | 0.25597 | 4.8882
31.52 | 63.04 | 7.48 | 0.10709 | 0 | 61.858 | 0 | 0 | 0 | 0 | 0.2 | 1.182
29.12 | 58.24 | 7.48 | 0.10709 | 3.618 | 58.24 | 0 | 0 | 0 | 0 | 0.35396 | 0
17.28 | 34.56 | 7.48 | 0.10709 | 9.3784 | 34.56 | 0 | 0 | 0 | 0 | 0.75303 | 0
14.72 | 29.44 | 7.48 | 0.10709 | 5.804 | 29.44 | 0 | 0 | 0 | 0 | 1 | 0
14.4 | 28.8 | 7.48 | 0.10709 | 0 | 28.8 | 0 | 0 | 0 | 0 | 1 | 0
16.96 | 33.92 | 7.48 | 0.10709 | 0 | 33.92 | 0 | 0 | 0 | 0 | 1 | 0
18.72 | 37.44 | 7.48 | 0.10709 | 0 | 37.44 | 0 | 0 | 0 | 0 | 1 | 0
15.2 | 30.4 | 7.48 | 0.10709 | 0 | 30.4 | 0 | 0 | 0 | 0 | 1 | 0
17.92 | 35.84 | 7.48 | 0.10709 | 0 | 35.84 | 0 | 0 | 0 | 0 | 1 | 0
22.4 | 44.8 | 7.48 | 0.10709 | 0 | 44.8 | 0 | 0 | 0 | 0 | 1 | 0
30.72 | 61.44 | 7.48 | 0.10709 | 0 | 61.44 | 0 | 0 | 0 | 0 | 1 | 0
30.24 | 60.48 | 7.48 | 0.10709 | 0 | 57.9874 | 2.4926 | 0 | 0 | 2.4926 | 1 | 0
36.32 | 72.64 | 7.48 | 0.10709 | 0 | 61.858 | 1.4036 | 0 | 0 | 1.4036 | 0.55588 | 9.3784
38 | 76 | 7.48 | 0.10709 | 0 | 61.858 | 8.2038 | 0 | 0 | 8.2038 | 0.27467 | 5.9382
37.36 | 74.72 | 7.48 | 0.12502 | 9.3784 | 49.1407 | 25.5793 | 0 | 0 | 25.5793 | 0.67374 | 0
36.32 | 72.64 | 7.48 | 0.12502 | 0 | 60.2827 | 14.895 | 2.5377 | 0 | 12.3573 | 0.78172 | 0
32.48 | 64.96 | 7.48 | 0.12502 | 0 | 48.0685 | 16.8915 | 0 | 0 | 16.8915 | 0.78172 | 0
31.84 | 63.68 | 12.23 | 0.12502 | 0 | 36.0316 | 27.6484 | 0 | 0 | 27.6484 | 0.78172 | 0
31.04 | 62.08 | 12.23 | 0.12502 | 0 | 53.4183 | 6.7155 | 0 | 0 | 6.7155 | 0.68956 | 1.9462
30.56 | 61.12 | 12.23 | 0.12502 | 0 | 53.4183 | 7.2842 | 0 | 0 | 7.2842 | 0.66979 | 0.41751
31.84 | 63.68 | 12.23 | 0.12502 | 0 | 53.4183 | 0.8833 | 0 | 0 | 0.8833 | 0.22567 | 9.3784
31.2 | 62.4 | 7.48 | 0.12502 | 0 | 61.858 | 0 | 0 | 0 | 0 | 0.2 | 0.54197
30.24 | 60.48 | 7.48 | 0.12502 | 0 | 60.48 | 0 | 0 | 0 | 0 | 0.2 | 0
22.4 | 44.8 | 7.48 | 0.12502 | 0 | 44.8 | 0 | 0 | 0 | 0 | 0.2 | 0
20.32 | 40.64 | 7.48 | 0.10709 | 9.3784 | 40.64 | 0 | 0 | 0 | 0 | 0.59907 | 0
20 | 40 | 7.48 | 0.10709 | 9.3784 | 40 | 0 | 0 | 0 | 0 | 0.99814 | 0
16.8 | 33.6 | 7.48 | 0.10709 | 0.043676 | 33.6 | 0 | 0 | 0 | 0 | 1 | 0
14.72 | 29.44 | 7.48 | 0.10709 | 0 | 29.44 | 0 | 0 | 0 | 0 | 1 | 0
14.5067 | 29.0133 | 7.48 | 0.10709 | 0 | 29.0133 | 0 | 0 | 0 | 0 | 1 | 0
16.5867 | 33.1733 | 7.48 | 0.10709 | 0 | 33.1733 | 0 | 0 | 0 | 0 | 1 | 0
17.44 | 34.88 | 7.48 | 0.10709 | 0 | 34.88 | 0 | 0 | 0 | 0 | 1 | 0
15.36 | 30.72 | 7.48 | 0.10709 | 0 | 30.72 | 0 | 0 | 0 | 0 | 1 | 0
18.08 | 36.16 | 7.48 | 0.10709 | 0 | 36.16 | 0 | 0 | 0 | 0 | 1 | 0
19.68 | 39.36 | 7.48 | 0.10709 | 0 | 39.36 | 0 | 0 | 0 | 0 | 1 | 0
19.84 | 39.68 | 7.48 | 0.10709 | 0 | 39.68 | 0 | 0 | 0 | 0 | 1 | 0
18.88 | 37.76 | 7.48 | 0.10709 | 0 | 37.76 | 0 | 0 | 0 | 0 | 1 | 0
18.72 | 37.44 | 7.48 | 0.10709 | 0 | 36.0122 | 1.4278 | 0 | 0 | 1.4278 | 1 | 0
18.4 | 36.8 | 7.48 | 0.10709 | 0 | 25.5471 | 11.2529 | 0 | 0 | 11.2529 | 1 | 0
18.56 | 37.12 | 7.48 | 0.12502 | 0 | 15.4369 | 21.6831 | 0 | 0 | 21.6831 | 1 | 0
17.92 | 35.84 | 7.48 | 0.12502 | 0 | 12.4387 | 23.4013 | 0 | 0 | 23.4013 | 1 | 0
17.44 | 34.88 | 7.48 | 0.12502 | 0 | 7.643 | 27.237 | 0 | 0 | 27.237 | 1 | 0
17.76 | 35.52 | 12.23 | 0.12502 | 0 | 10.0375 | 25.4825 | 0 | 0 | 25.4825 | 1 | 0
18.08 | 36.16 | 12.23 | 0.12502 | 0 | 29.8317 | 6.3283 | 0 | 0 | 6.3283 | 1 | 0
17.76 | 35.52 | 12.23 | 0.12502 | 0 | 29.228 | 6.292 | 0 | 0 | 6.292 | 1 | 0
19.2 | 38.4 | 12.23 | 0.12502 | 0 | 37.8313 | 0.5687 | 0 | 0 | 0.5687 | 1 | 0
19.36 | 38.72 | 7.48 | 0.12502 | 0 | 38.72 | 0 | 0 | 0 | 0 | 1 | 0
20.16 | 40.32 | 7.48 | 0.12502 | 0 | 32.8051 | 0 | 0 | 0 | 0 | 0.64412 | 7.5149
18.72 | 37.44 | 7.48 | 0.12502 | 0 | 28.0616 | 0 | 0 | 0 | 0 | 0.2 | 9.3784
18.72 | 37.44 | 7.48 | 0.10709 | 9.3784 | 37.44 | 0 | 0 | 0 | 0 | 0.59907 | 0
18.4 | 36.8 | 7.48 | 0.10709 | 9.3784 | 36.8 | 0 | 0 | 0 | 0 | 0.99814 | 0
14.4 | 28.8 | 7.48 | 0.10709 | 0.043676 | 28.8 | 0 | 0 | 0 | 0 | 1 | 0
13.12 | 26.24 | 7.48 | 0.10709 | 0 | 26.24 | 0 | 0 | 0 | 0 | 1 | 0
13.44 | 26.88 | 7.48 | 0.10709 | 0 | 26.88 | 0 | 0 | 0 | 0 | 1 | 0
16.16 | 32.32 | 7.48 | 0.10709 | 0 | 32.32 | 0 | 0 | 0 | 0 | 1 | 0
12.16 | 24.32 | 7.48 | 0.10709 | 0 | 24.32 | 0 | 0 | 0 | 0 | 1 | 0
12.32 | 24.64 | 7.48 | 0.10709 | 0 | 24.64 | 0 | 0 | 0 | 0 | 1 | 0
18.24 | 36.48 | 7.48 | 0.10709 | 0 | 36.48 | 0 | 0 | 0 | 0 | 1 | 0
20 | 40 | 7.48 | 0.10709 | 0 | 40 | 0 | 0 | 0 | 0 | 1 | 0
20.32 | 40.64 | 7.48 | 0.10709 | 0 | 40.64 | 0 | 0 | 0 | 0 | 1 | 0
19.36 | 38.72 | 7.48 | 0.10709 | 0 | 32.3554 | 6.3646 | 0 | 0 | 6.3646 | 1 | 0
18.72 | 37.44 | 7.48 | 0.10709 | 0 | 22.1215 | 15.3185 | 0 | 0 | 15.3185 | 1 | 0
18.88 | 37.76 | 7.48 | 0.10709 | 0 | 4.8966 | 32.8634 | 0 | 0 | 32.8634 | 1 | 0
27.2 | 54.4 | 7.48 | 0.12502 | 0 | 8.1782 | 46.2218 | 0 | 0 | 46.2218 | 1 | 0
29.28 | 58.56 | 7.48 | 0.12502 | 0 | 4.4612 | 54.0988 | 0 | 0 | 54.0988 | 1 | 0
28.16 | 56.32 | 7.48 | 0.12502 | 0 | 5.7565 | 46.9599 | 0 | 0 | 46.9599 | 0.82935 | 3.6037
26.72 | 53.44 | 12.23 | 0.12502 | 0 | 0 | 57.4505 | 4.0105 | 0 | 53.44 | 1 | 0
27.2 | 54.4 | 12.23 | 0.12502 | 0 | 9.2793 | 45.1207 | 0 | 0 | 45.1207 | 1 | 0
26.56 | 53.12 | 12.23 | 0.12502 | 0 | 25.5321 | 27.5879 | 0 | 0 | 27.5879 | 1 | 0
28.8 | 57.6 | 12.23 | 0.12502 | 0 | 49.8681 | 7.7319 | 0 | 0 | 7.7319 | 1 | 0
28.8 | 57.6 | 7.48 | 0.12502 | 0 | 57.6 | 0 | 0 | 0 | 0 | 1 | 0
20.48 | 40.96 | 7.48 | 0.12502 | 0 | 33.4451 | 0 | 0 | 0 | 0 | 0.64412 | 7.5149
20.64 | 41.28 | 7.48 | 0.12502 | 0 | 31.9016 | 0 | 0 | 0 | 0 | 0.2 | 9.3784
20.96 | 41.92 | 7.48 | 0.10709 | 0 | 41.92 | 0 | 0 | 0 | 0 | 0.2 | 0
20.96 | 41.92 | 7.48 | 0.10709 | 0 | 41.92 | 0 | 0 | 0 | 0 | 0.2 | 0
17.76 | 35.52 | 7.48 | 0.10709 | 0 | 35.52 | 0 | 0 | 0 | 0 | 0.2 | 0
15.68 | 31.36 | 7.48 | 0.10709 | 0 | 31.36 | 0 | 0 | 0 | 0 | 0.2 | 0
14.72 | 29.44 | 7.48 | 0.10709 | 0 | 29.44 | 0 | 0 | 0 | 0 | 0.2 | 0
15.36 | 30.72 | 7.48 | 0.10709 | 0 | 30.72 | 0 | 0 | 0 | 0 | 0.2 | 0
17.44 | 34.88 | 7.48 | 0.10709 | 0 | 34.88 | 0 | 0 | 0 | 0 | 0.2 | 0
13.28 | 26.56 | 7.48 | 0.10709 | 0 | 26.56 | 0 | 0 | 0 | 0 | 0.2 | 0
19.36 | 38.72 | 7.48 | 0.10709 | 0 | 38.72 | 0 | 0 | 0 | 0 | 0.2 | 0
20.32 | 40.64 | 7.48 | 0.10709 | 0 | 40.64 | 0 | 0 | 0 | 0 | 0.2 | 0
20.32 | 40.64 | 7.48 | 0.10709 | 0 | 40.64 | 0 | 0 | 0 | 0 | 0.2 | 0
19.84 | 39.68 | 7.48 | 0.10709 | 0 | 32.4321 | 7.2479 | 0 | 0 | 7.2479 | 0.2 | 0
19.36 | 38.72 | 7.48 | 0.10709 | 0 | 9.9947 | 28.7253 | 0 | 0 | 28.7253 | 0.2 | 0
21.28 | 42.56 | 7.48 | 0.10709 | 0 | 0 | 48.4966 | 5.9366 | 0 | 42.56 | 0.45262 | 0
30.56 | 61.12 | 7.48 | 0.10709 | 0 | 0.2815 | 60.8385 | 0 | 0 | 60.8385 | 0.45262 | 0
31.36 | 62.72 | 7.48 | 0.10709 | 0 | 0 | 67.2757 | 4.5557 | 0 | 62.72 | 0.64647 | 0
30.56 | 61.12 | 7.48 | 0.10709 | 0 | 0 | 67.6992 | 6.5792 | 0 | 61.12 | 0.92643 | 0
30.72 | 61.44 | 7.48 | 0.10709 | 0 | 0 | 61.6734 | 0.23339 | 0 | 61.44 | 0.93636 | 0
29.44 | 58.88 | 7.48 | 0.10709 | 0 | 9.3671 | 49.513 | 0 | 0 | 49.513 | 0.93636 | 0
30.24 | 60.48 | 7.48 | 0.10709 | 0 | 29.7704 | 30.7096 | 0 | 0 | 30.7096 | 0.93636 | 0
29.76 | 59.52 | 7.48 | 0.10709 | 0 | 50.5055 | 9.0145 | 0 | 0 | 9.0145 | 0.93636 | 0
29.76 | 59.52 | 7.48 | 0.10709 | 0 | 59.52 | 0 | 0 | 0 | 0 | 0.93636 | 0
28.64 | 57.28 | 7.48 | 0.10709 | 0 | 57.28 | 0 | 0 | 0 | 0 | 0.93636 | 0
28.96 | 57.92 | 7.48 | 0.10709 | 0 | 57.92 | 0 | 0 | 0 | 0 | 0.93636 | 0
27.36 | 54.72 | 7.48 | 0.10709 | 0 | 54.72 | 0 | 0 | 0 | 0 | 0.93636 | 0
24.32 | 48.64 | 7.48 | 0.10709 | 0 | 48.64 | 0 | 0 | 0 | 0 | 0.93636 | 0
18.72 | 37.44 | 7.48 | 0.10709 | 0 | 37.44 | 0 | 0 | 0 | 0 | 0.93636 | 0
14.24 | 28.48 | 7.48 | 0.10709 | 0 | 28.48 | 0 | 0 | 0 | 0 | 0.93636 | 0
13.12 | 26.24 | 7.48 | 0.10709 | 0 | 26.24 | 0 | 0 | 0 | 0 | 0.93636 | 0
12.8 | 25.6 | 7.48 | 0.10709 | 0 | 25.6 | 0 | 0 | 0 | 0 | 0.93636 | 0
12.64 | 25.28 | 7.48 | 0.10709 | 0 | 25.28 | 0 | 0 | 0 | 0 | 0.93636 | 0
12.64 | 25.28 | 7.48 | 0.10709 | 0 | 25.28 | 0 | 0 | 0 | 0 | 0.93636 | 0
19.2 | 38.4 | 7.48 | 0.10709 | 0 | 38.4 | 0 | 0 | 0 | 0 | 0.93636 | 0
20.48 | 40.96 | 7.48 | 0.10709 | 0 | 40.96 | 0 | 0 | 0 | 0 | 0.93636 | 0
19.36 | 38.72 | 7.48 | 0.10709 | 0 | 38.72 | 0 | 0 | 0 | 0 | 0.93636 | 0
24.32 | 48.64 | 7.48 | 0.10709 | 0 | 37.7755 | 8.2038 | 0 | 0 | 8.2038 | 0.81035 | 2.6608
25.92 | 51.84 | 7.48 | 0.10709 | 0 | 11.9819 | 30.4797 | 0 | 0 | 30.4797 | 0.36623 | 9.3784
26.56 | 53.12 | 7.48 | 0.10709 | 0 | 0 | 49.6098 | 0 | 0 | 49.6098 | 0.2 | 3.5103
26.72 | 53.44 | 7.48 | 0.10709 | 0 | 0 | 61.1531 | 7.7131 | 0 | 53.44 | 0.52821 | 0
26.24 | 52.48 | 7.48 | 0.10709 | 0 | 0 | 67.0821 | 9.3784 | 5.2237 | 52.48 | 0.92728 | 0
25.6 | 51.2 | 7.48 | 0.10709 | 0 | 0 | 67.2152 | 1.709 | 14.3062 | 51.2 | 1 | 0
26.56 | 53.12 | 7.48 | 0.10709 | 0 | 0 | 61.0805 | 4.9397 | 0 | 56.1408 | 1 | 4.4386
25.76 | 51.52 | 7.48 | 0.10709 | 0 | 2.4184 | 49.1016 | 0 | 0 | 49.1016 | 1 | 0
25.92 | 51.84 | 7.48 | 0.10709 | 0 | 20.7795 | 31.0605 | 0 | 0 | 31.0605 | 1 | 0
27.68 | 55.36 | 7.48 | 0.10709 | 0 | 46.043 | 9.317 | 0 | 0 | 9.317 | 1 | 0
28.48 | 56.96 | 7.48 | 0.10709 | 0 | 56.96 | 0 | 0 | 0 | 0 | 1 | 0
26.72 | 53.44 | 7.48 | 0.10709 | 0 | 53.44 | 0 | 0 | 0 | 0 | 1 | 0
26.24 | 52.48 | 7.48 | 0.10709 | 0 | 52.48 | 0 | 0 | 0 | 0 | 1 | 0
26.56 | 53.12 | 7.48 | 0.10709 | 0 | 53.12 | 0 | 0 | 0 | 0 | 1 | 0
25.6 | 51.2 | 7.48 | 0.10709 | 0 | 51.2 | 0 | 0 | 0 | 0 | 1 | 0
21.28 | 42.56 | 7.48 | 0.10709 | 0 | 42.56 | 0 | 0 | 0 | 0 | 1 | 0
20.8 | 41.6 | 7.48 | 0.10709 | 0 | 41.6 | 0 | 0 | 0 | 0 | 1 | 0
18.4 | 36.8 | 7.48 | 0.10709 | 0 | 36.8 | 0 | 0 | 0 | 0 | 1 | 0
18.4 | 36.8 | 7.48 | 0.10709 | 0 | 36.8 | 0 | 0 | 0 | 0 | 1 | 0
17.44 | 34.88 | 7.48 | 0.10709 | 0 | 34.88 | 0 | 0 | 0 | 0 | 1 | 0
18.4 | 36.8 | 7.48 | 0.10709 | 0 | 36.8 | 0 | 0 | 0 | 0 | 1 | 0
24.32 | 48.64 | 7.48 | 0.10709 | 0 | 48.64 | 0 | 0 | 0 | 0 | 1 | 0
26.56 | 53.12 | 7.48 | 0.10709 | 0 | 53.12 | 0 | 0 | 0 | 0 | 1 | 0
26.4 | 52.8 | 7.48 | 0.10709 | 0 | 52.8 | 0 | 0 | 0 | 0 | 1 | 0
26.24 | 52.48 | 7.48 | 0.10709 | 0 | 44.3367 | 8.1433 | 0 | 0 | 8.1433 | 1 | 0
29.6 | 59.2 | 7.48 | 0.10709 | 0 | 21.2416 | 30.4434 | 0 | 0 | 30.4434 | 0.64412 | 7.5149
30.08 | 60.16 | 7.48 | 0.10709 | 0 | 1.3534 | 49.4283 | 0 | 0 | 49.4283 | 0.2 | 9.3784
30.24 | 60.48 | 7.48 | 0.12502 | 0 | 0 | 60.9353 | 0.4553 | 0 | 60.48 | 0.21937 | 0
30.56 | 61.12 | 7.48 | 0.12502 | 0 | 0 | 66.8764 | 5.7564 | 0 | 61.12 | 0.46432 | 0
27.7867 | 55.5733 | 7.48 | 0.12502 | 0 | 0 | 64.4806 | 8.9072 | 0 | 55.5733 | 0.84334 | 0
23.68 | 47.36 | 12.23 | 0.12502 | 0 | 0 | 58.842 | 3.6815 | 7.8005 | 47.36 | 1 | 0
23.68 | 47.36 | 12.23 | 0.12502 | 0 | 0 | 47.4197 | 0 | 0.059653 | 47.36 | 1 | 0
28.48 | 56.96 | 12.23 | 0.12502 | 0 | 26.7102 | 30.2498 | 0 | 0 | 30.2498 | 1 | 0
29.92 | 59.84 | 12.23 | 0.12502 | 0 | 50.402 | 9.438 | 0 | 0 | 9.438 | 1 | 0
30.56 | 61.12 | 7.48 | 0.12502 | 0 | 61.12 | 0 | 0 | 0 | 0 | 1 | 0
24.64 | 49.28 | 7.48 | 0.12502 | 0 | 41.7651 | 0 | 0 | 0 | 0 | 0.64412 | 7.5149
20.48 | 40.96 | 7.48 | 0.12502 | 0 | 31.5816 | 0 | 0 | 0 | 0 | 0.2 | 9.3784
20.8 | 41.6 | 7.48 | 0.10709 | 9.3784 | 41.6 | 0 | 0 | 0 | 0 | 0.59907 | 0
21.28 | 42.56 | 7.48 | 0.10709 | 9.3784 | 42.56 | 0 | 0 | 0 | 0 | 0.99814 | 0
17.6 | 35.2 | 7.48 | 0.10709 | 0.043676 | 35.2 | 0 | 0 | 0 | 0 | 1 | 0
15.36 | 30.72 | 7.48 | 0.10709 | 0 | 30.72 | 0 | 0 | 0 | 0 | 1 | 0
13.96 | 27.92 | 7.48 | 0.10709 | 0 | 27.92 | 0 | 0 | 0 | 0 | 1 | 0
15.08 | 30.16 | 7.48 | 0.10709 | 0 | 30.16 | 0 | 0 | 0 | 0 | 1 | 0
15.88 | 31.76 | 7.48 | 0.10709 | 0 | 31.76 | 0 | 0 | 0 | 0 | 1 | 0
14.36 | 28.72 | 7.48 | 0.10709 | 0 | 28.72 | 0 | 0 | 0 | 0 | 1 | 0
18.88 | 37.76 | 7.48 | 0.10709 | 0 | 37.76 | 0 | 0 | 0 | 0 | 1 | 0
21.1467 | 42.2933 | 7.48 | 0.10709 | 0 | 42.2933 | 0 | 0 | 0 | 0 | 1 | 0
24.1067 | 48.2133 | 7.48 | 0.10709 | 0 | 48.2133 | 0 | 0 | 0 | 0 | 1 | 0
23.8133 | 47.6267 | 7.48 | 0.10709 | 0 | 39.6528 | 7.9739 | 0 | 0 | 7.9739 | 1 | 0
23.4933 | 46.9867 | 7.48 | 0.10709 | 0 | 17.4386 | 29.5481 | 0 | 0 | 29.5481 | 1 | 0
24.5333 | 49.0667 | 7.48 | 0.10709 | 0 | 1.6228 | 47.4439 | 0 | 0 | 47.4439 | 1 | 0
29.0933 | 58.1867 | 7.48 | 0.12502 | 0 | 1.505 | 48.3756 | 0 | 0 | 48.3756 | 0.60666 | 8.3061
28.8533 | 57.7067 | 7.48 | 0.12502 | 0 | 0 | 59.4954 | 1.7887 | 0 | 57.7067 | 0.68277 | 0
27.8533 | 55.7067 | 7.48 | 0.12502 | 0 | 0 | 63.1617 | 7.455 | 0 | 55.7067 | 1 | 0
27.8533 | 55.7067 | 12.23 | 0.12502 | 0 | 8.3838 | 47.3229 | 0 | 0 | 47.3229 | 1 | 0
26.5467 | 53.0933 | 12.23 | 0.12502 | 0 | 5.0445 | 48.0489 | 0 | 0 | 48.0489 | 1 | 0
26.52 | 53.04 | 12.23 | 0.12502 | 0 | 22.5965 | 30.4434 | 0 | 0 | 30.4434 | 1 | 0
30.5733 | 61.1467 | 12.23 | 0.12502 | 0 | 51.8176 | 9.3291 | 0 | 0 | 9.3291 | 1 | 0
31.16 | 62.32 | 7.48 | 0.12502 | 0 | 61.858 | 0 | 0 | 0 | 0 | 0.97813 | 0.46197
32.96 | 65.92 | 7.48 | 0.12502 | 0 | 61.489 | 0 | 0 | 0 | 0 | 0.76829 | 4.431
32.2 | 64.4 | 7.48 | 0.12502 | 0 | 55.0216 | 0 | 0 | 0 | 0 | 0.32417 | 9.3784
32.24 | 64.48 | 7.48 | 0.10709 | 0 | 61.858 | 0 | 0 | 0 | 0 | 0.2 | 2.622
28.76 | 57.52 | 7.48 | 0.10709 | 0 | 57.52 | 0 | 0 | 0 | 0 | 0.2 | 0
16.48 | 32.96 | 7.48 | 0.10709 | 0 | 32.96 | 0 | 0 | 0 | 0 | 0.2 | 0
14.24 | 28.48 | 7.48 | 0.10709 | 0 | 28.48 | 0 | 0 | 0 | 0 | 0.2 | 0
14.8 | 29.6 | 7.48 | 0.10709 | 0 | 29.6 | 0 | 0 | 0 | 0 | 0.2 | 0
18.28 | 36.56 | 7.48 | 0.10709 | 0 | 36.56 | 0 | 0 | 0 | 0 | 0.2 | 0
18.52 | 37.04 | 7.48 | 0.10709 | 0 | 37.04 | 0 | 0 | 0 | 0 | 0.2 | 0
16.96 | 33.92 | 7.48 | 0.10709 | 0 | 33.92 | 0 | 0 | 0 | 0 | 0.2 | 0
18.84 | 37.68 | 7.48 | 0.10709 | 0 | 37.68 | 0 | 0 | 0 | 0 | 0.2 | 0
20.24 | 40.48 | 7.48 | 0.10709 | 0 | 40.48 | 0 | 0 | 0 | 0 | 0.2 | 0
20.28 | 40.56 | 7.48 | 0.10709 | 0 | 40.56 | 0 | 0 | 0 | 0 | 0.2 | 0
19.68 | 39.36 | 7.48 | 0.10709 | 0 | 31.6523 | 7.7077 | 0 | 0 | 7.7077 | 0.2 | 0
19 | 38 | 7.48 | 0.10709 | 0 | 8.8996 | 29.1004 | 0 | 0 | 29.1004 | 0.2 | 0
19 | 38 | 7.48 | 0.10709 | 0 | 0 | 47.7464 | 9.3784 | 0.36799 | 38 | 0.59907 | 0
18.84 | 37.68 | 7.48 | 0.12502 | 0 | 0 | 60.3787 | 9.3784 | 13.3203 | 37.68 | 0.99814 | 0
18.88 | 37.76 | 7.48 | 0.12502 | 0 | 0 | 65.1945 | 0.043676 | 27.3908 | 37.76 | 1 | 0
18.6 | 37.2 | 7.48 | 0.12502 | 0 | 0 | 65.134 | 0 | 27.934 | 37.2 | 1 | 0
18.8 | 37.6 | 12.23 | 0.12502 | 0 | 0 | 59.5922 | 0 | 21.9922 | 37.6 | 1 | 0
18.64 | 37.28 | 12.23 | 0.12502 | 0 | 0 | 46.8752 | 0 | 9.5952 | 37.28 | 1 | 0
18.6 | 37.2 | 12.23 | 0.12502 | 0 | 7.2648 | 29.9353 | 0 | 0 | 29.9353 | 1 | 0
20.08 | 40.16 | 12.23 | 0.12502 | 0 | 30.6494 | 9.5106 | 0 | 0 | 9.5106 | 1 | 0
20.12 | 40.24 | 7.48 | 0.12502 | 0 | 40.24 | 0 | 0 | 0 | 0 | 1 | 0
20.16 | 40.32 | 7.48 | 0.12502 | 0 | 32.8051 | 0 | 0 | 0 | 0 | 0.64412 | 7.5149
20.6 | 41.2 | 7.48 | 0.12502 | 0 | 31.8216 | 0 | 0 | 0 | 0 | 0.2 | 9.3784
20.44 | 40.88 | 7.48 | 0.10709 | 9.3784 | 40.88 | 0 | 0 | 0 | 0 | 0.59907 | 0
20.52 | 41.04 | 7.48 | 0.10709 | 9.3784 | 41.04 | 0 | 0 | 0 | 0 | 0.99814 | 0
14.96 | 29.92 | 7.48 | 0.10709 | 0.043676 | 29.92 | 0 | 0 | 0 | 0 | 1 | 0
13.04 | 26.08 | 7.48 | 0.10709 | 0 | 26.08 | 0 | 0 | 0 | 0 | 1 | 0
12.32 | 24.64 | 7.48 | 0.10709 | 0 | 24.64 | 0 | 0 | 0 | 0 | 1 | 0
11.6 | 23.2 | 7.48 | 0.10709 | 0 | 23.2 | 0 | 0 | 0 | 0 | 1 | 0
11.68 | 23.36 | 7.48 | 0.10709 | 0 | 23.36 | 0 | 0 | 0 | 0 | 1 | 0
12.84 | 25.68 | 7.48 | 0.10709 | 0 | 25.68 | 0 | 0 | 0 | 0 | 1 | 0
18.44 | 36.88 | 7.48 | 0.10709 | 0 | 36.88 | 0 | 0 | 0 | 0 | 1 | 0
22.88 | 45.76 | 7.48 | 0.10709 | 0 | 45.76 | 0 | 0 | 0 | 0 | 1 | 0
31.72 | 63.44 | 7.48 | 0.10709 | 0 | 61.858 | 0 | 0 | 0 | 0 | 0.92508 | 1.582
31.92 | 63.84 | 7.48 | 0.10709 | 0 | 58.0744 | 7.5262 | 1.7606 | 0 | 5.7656 | 1 | 0
32.12 | 64.24 | 7.48 | 0.10709 | 0 | 35.551 | 28.689 | 0 | 0 | 28.689 | 1 | 0
33.32 | 66.64 | 7.48 | 0.10709 | 0 | 31.4897 | 35.1503 | 0 | 0 | 35.1503 | 1 | 0
37.88 | 75.76 | 7.48 | 0.12502 | 0 | 18.2248 | 57.5352 | 0 | 0 | 57.5352 | 1 | 0
36.32 | 72.64 | 7.48 | 0.12502 | 0 | 23.0544 | 49.5856 | 0 | 0 | 49.5856 | 1 | 0
34.4 | 68.8 | 7.48 | 0.12502 | 0 | 21.5134 | 47.2866 | 0 | 0 | 47.2866 | 1 | 0
34.04 | 68.08 | 12.23 | 0.12502 | 0 | 22.3059 | 45.7741 | 0 | 0 | 45.7741 | 1 | 0
31.56 | 63.12 | 12.23 | 0.12502 | 0 | 24.7632 | 38.3568 | 0 | 0 | 38.3568 | 1 | 0
30.72 | 61.44 | 12.23 | 0.12502 | 0 | 38.7284 | 22.7116 | 0 | 0 | 22.7116 | 1 | 0
31.76 | 63.52 | 12.23 | 0.12502 | 0 | 53.4183 | 9.2806 | 0 | 0 | 9.2806 | 0.96112 | 0.82102
32.64 | 65.28 | 7.48 | 0.12502 | 0 | 61.858 | 0 | 0 | 0 | 0 | 0.79907 | 3.422
32.52 | 65.04 | 7.48 | 0.12502 | 0 | 61.858 | 0 | 0 | 0 | 0 | 0.64839 | 3.182
32.56 | 65.12 | 7.48 | 0.12502 | 0 | 57.4736 | 0 | 0 | 0 | 0 | 0.28628 | 7.6464
31.84 | 63.68 | 7.48 | 0.10709 | 0 | 61.858 | 0 | 0 | 0 | 0 | 0.2 | 1.822
27.92 | 55.84 | 7.48 | 0.10709 | 6.018 | 55.84 | 0 | 0 | 0 | 0 | 0.45608 | 0
18.36 | 36.72 | 7.48 | 0.10709 | 9.3784 | 36.72 | 0 | 0 | 0 | 0 | 0.85515 | 0
13.16 | 26.32 | 7.48 | 0.10709 | 3.404 | 26.32 | 0 | 0 | 0 | 0 | 1 | 0
12.72 | 25.44 | 7.48 | 0.10709 | 0 | 25.44 | 0 | 0 | 0 | 0 | 1 | 0
13.88 | 27.76 | 7.48 | 0.10709 | 0 | 27.76 | 0 | 0 | 0 | 0 | 1 | 0
12 | 24 | 7.48 | 0.10709 | 0 | 24 | 0 | 0 | 0 | 0 | 1 | 0
12.96 | 25.92 | 7.48 | 0.10709 | 0 | 25.92 | 0 | 0 | 0 | 0 | 1 | 0
18.6 | 37.2 | 7.48 | 0.10709 | 0 | 37.2 | 0 | 0 | 0 | 0 | 1 | 0
23.44 | 46.88 | 7.48 | 0.10709 | 0 | 46.88 | 0 | 0 | 0 | 0 | 1 | 0
30.92 | 61.84 | 7.48 | 0.10709 | 0 | 61.84 | 0 | 0 | 0 | 0 | 1 | 0
30.72 | 61.44 | 7.48 | 0.10709 | 0 | 59.7097 | 1.7303 | 0 | 0 | 1.7303 | 1 | 0
32.76 | 65.52 | 7.48 | 0.10709 | 0 | 43.9821 | 21.5379 | 0 | 0 | 21.5379 | 1 | 0
31.68 | 63.36 | 7.48 | 0.10709 | 0 | 15.5652 | 47.7948 | 0 | 0 | 47.7948 | 1 | 0
34.6 | 69.2 | 7.48 | 0.12502 | 0 | 11.2413 | 57.9587 | 0 | 0 | 57.9587 | 1 | 0
34.04 | 68.08 | 7.48 | 0.12502 | 0 | 1.6943 | 63.2827 | 0 | 0 | 63.2827 | 0.85306 | 3.103
31.04 | 62.08 | 7.48 | 0.12502 | 0 | 0 | 65.5333 | 3.4533 | 0 | 62.08 | 1 | 0
30.72 | 61.44 | 12.23 | 0.12502 | 0 | 1.2186 | 60.2214 | 0 | 0 | 60.2214 | 1 | 0
29.76 | 59.52 | 12.23 | 0.12502 | 0 | 9.8255 | 49.6945 | 0 | 0 | 49.6945 | 1 | 0
29.4 | 58.8 | 12.23 | 0.12502 | 0 | 27.1587 | 31.6413 | 0 | 0 | 31.6413 | 1 | 0
30.52 | 61.04 | 12.23 | 0.12502 | 0 | 50.9003 | 10.1397 | 0 | 0 | 10.1397 | 1 | 0
30.68 | 61.36 | 7.48 | 0.12502 | 0 | 61.36 | 0 | 0 | 0 | 0 | 1 | 0
31.12 | 62.24 | 7.48 | 0.12502 | 0 | 57.987 | 0 | 0 | 0 | 0 | 0.7986 | 4.253
32.48 | 64.96 | 7.48 | 0.12502 | 0 | 55.5816 | 0 | 0 | 0 | 0 | 0.35447 | 9.3784
32.56 | 65.12 | 7.48 | 0.10709 | 0 | 61.858 | 0 | 0 | 0 | 0 | 0.2 | 3.262
29.64 | 59.28 | 7.48 | 0.10709 | 2.578 | 59.28 | 0 | 0 | 0 | 0 | 0.3097 | 0
18.8 | 37.6 | 7.48 | 0.10709 | 9.3784 | 37.6 | 0 | 0 | 0 | 0 | 0.70877 | 0
16.24 | 32.48 | 7.48 | 0.10709 | 0.28771 | 32.48 | 0 | 0 | 0 | 0 | 0.72101 | 0
15.64 | 31.28 | 7.48 | 0.10709 | 0 | 31.28 | 0 | 0 | 0 | 0 | 0.72101 | 0
17.64 | 35.28 | 7.48 | 0.10709 | 0 | 35.28 | 0 | 0 | 0 | 0 | 0.72101 | 0
19.2 | 38.4 | 7.48 | 0.10709 | 0 | 38.4 | 0 | 0 | 0 | 0 | 0.72101 | 0
16.56 | 33.12 | 7.48 | 0.10709 | 0 | 33.12 | 0 | 0 | 0 | 0 | 0.72101 | 0
18.92 | 37.84 | 7.48 | 0.10709 | 0 | 37.84 | 0 | 0 | 0 | 0 | 0.72101 | 0
23.52 | 47.04 | 7.48 | 0.10709 | 0 | 47.04 | 0 | 0 | 0 | 0 | 0.72101 | 0
32.48 | 64.96 | 7.48 | 0.10709 | 0 | 61.858 | 0 | 0 | 0 | 0 | 0.57412 | 3.102
32.52 | 65.04 | 7.48 | 0.10709 | 0 | 61.858 | 1.9723 | 0 | 0 | 1.9723 | 0.51683 | 1.2097
35.2 | 70.4 | 7.48 | 0.10709 | 0 | 61.858 | 4.2955 | 0 | 0 | 4.2955 | 0.31574 | 4.2465
35.48 | 70.96 | 7.48 | 0.10709 | 0 | 46.3971 | 24.5629 | 0 | 0 | 24.5629 | 0.31574 | 0
38.88 | 77.76 | 7.48 | 0.10709 | 0 | 33.6436 | 44.1164 | 0 | 0 | 44.1164 | 0.31574 | 0
35.92 | 71.84 | 7.48 | 0.10709 | 0 | 43.8528 | 27.9872 | 0 | 0 | 27.9872 | 0.31574 | 0
33.88 | 67.76 | 7.48 | 0.10709 | 0 | 24.2607 | 43.4993 | 0 | 0 | 43.4993 | 0.31574 | 0
32.88 | 65.76 | 7.48 | 0.10709 | 0 | 40.7615 | 24.9985 | 0 | 0 | 24.9985 | 0.31574 | 0
31.64 | 63.28 | 7.48 | 0.10709 | 0 | 54.6285 | 8.6515 | 0 | 0 | 8.6515 | 0.31574 | 0
30.68 | 61.36 | 7.48 | 0.10709 | 0 | 38.9267 | 22.4333 | 0 | 0 | 22.4333 | 0.31574 | 0
31.44 | 62.88 | 7.48 | 0.10709 | 0 | 52.8975 | 9.9825 | 0 | 0 | 9.9825 | 0.31574 | 0
30.4 | 60.8 | 7.48 | 0.10709 | 0 | 60.8 | 0 | 0 | 0 | 0 | 0.31574 | 0
31.64 | 63.28 | 7.48 | 0.10709 | 0 | 61.858 | 0 | 0 | 0 | 0 | 0.2484 | 1.422
31.44 | 62.88 | 7.48 | 0.10709 | 0 | 61.858 | 0 | 0 | 0 | 0 | 0.2 | 1.022
30.32 | 60.64 | 7.48 | 0.10709 | 0 | 60.64 | 0 | 0 | 0 | 0 | 0.2 | 0
26.88 | 53.76 | 7.48 | 0.10709 | 0 | 53.76 | 0 | 0 | 0 | 0 | 0.2 | 0
17.92 | 35.84 | 7.48 | 0.10709 | 0 | 35.84 | 0 | 0 | 0 | 0 | 0.2 | 0
13.36 | 26.72 | 7.48 | 0.10709 | 0 | 26.72 | 0 | 0 | 0 | 0 | 0.2 | 0
12.84 | 25.68 | 7.48 | 0.10709 | 0 | 25.68 | 0 | 0 | 0 | 0 | 0.2 | 0
12.24 | 24.48 | 7.48 | 0.10709 | 0 | 24.48 | 0 | 0 | 0 | 0 | 0.2 | 0
11.96 | 23.92 | 7.48 | 0.10709 | 0 | 23.92 | 0 | 0 | 0 | 0 | 0.2 | 0
12.96 | 25.92 | 7.48 | 0.10709 | 0 | 25.92 | 0 | 0 | 0 | 0 | 0.2 | 0
18.88 | 37.76 | 7.48 | 0.10709 | 0 | 37.76 | 0 | 0 | 0 | 0 | 0.2 | 0
20.52 | 41.04 | 7.48 | 0.10709 | 0 | 41.04 | 0 | 0 | 0 | 0 | 0.2 | 0
22.32 | 44.64 | 7.48 | 0.10709 | 0 | 44.64 | 0 | 0 | 0 | 0 | 0.2 | 0
27.64 | 55.28 | 7.48 | 0.10709 | 0 | 47.2698 | 8.0102 | 0 | 0 | 8.0102 | 0.2 | 0
27.04 | 54.08 | 7.48 | 0.10709 | 0 | 40.153 | 13.927 | 0 | 0 | 13.927 | 0.2 | 0
28.68 | 57.36 | 7.48 | 0.10709 | 0 | 7.9196 | 49.4404 | 0 | 0 | 49.4404 | 0.2 | 0
29.2 | 58.4 | 7.48 | 0.10709 | 0 | 0 | 62.0364 | 3.6364 | 0 | 58.4 | 0.35474 | 0
29.16 | 58.32 | 7.48 | 0.10709 | 0 | 0 | 67.1547 | 8.8347 | 0 | 58.32 | 0.73067 | 0
29.12 | 58.24 | 7.48 | 0.10709 | 0 | 0 | 67.4209 | 6.3294 | 2.8515 | 58.24 | 1 | 0
30.12 | 60.24 | 7.48 | 0.10709 | 0 | 0 | 61.8307 | 0 | 1.5907 | 60.24 | 1 | 0
28.84 | 57.68 | 7.48 | 0.10709 | 0 | 7.2958 | 50.3841 | 0 | 0 | 50.3841 | 1 | 0
28.64 | 57.28 | 7.48 | 0.10709 | 0 | 24.2472 | 33.0328 | 0 | 0 | 33.0328 | 1 | 0
30.96 | 61.92 | 7.48 | 0.10709 | 0 | 50.5098 | 11.4102 | 0 | 0 | 11.4102 | 1 | 0
30.88 | 61.76 | 7.48 | 0.10709 | 0 | 61.76 | 0 | 0 | 0 | 0 | 1 | 0
28.72 | 57.44 | 7.48 | 0.10709 | 0 | 57.44 | 0 | 0 | 0 | 0 | 1 | 0
27.2 | 54.4 | 7.48 | 0.10709 | 0 | 54.4 | 0 | 0 | 0 | 0 | 1 | 0
26.52 | 53.04 | 7.48 | 0.10709 | 0 | 53.04 | 0 | 0 | 0 | 0 | 1 | 0
26.88 | 53.76 | 7.48 | 0.10709 | 0 | 53.76 | 0 | 0 | 0 | 0 | 1 | 0
22.04 | 44.08 | 7.48 | 0.10709 | 0 | 44.08 | 0 | 0 | 0 | 0 | 1 | 0
21.68 | 43.36 | 7.48 | 0.10709 | 0 | 43.36 | 0 | 0 | 0 | 0 | 1 | 0
20.04 | 40.08 | 7.48 | 0.10709 | 0 | 40.08 | 0 | 0 | 0 | 0 | 1 | 0
17.64 | 35.28 | 7.48 | 0.10709 | 0 | 35.28 | 0 | 0 | 0 | 0 | 1 | 0
17.36 | 34.72 | 7.48 | 0.10709 | 0 | 34.72 | 0 | 0 | 0 | 0 | 1 | 0
18.16 | 36.32 | 7.48 | 0.10709 | 0 | 36.32 | 0 | 0 | 0 | 0 | 1 | 0
24.24 | 48.48 | 7.48 | 0.10709 | 0 | 48.48 | 0 | 0 | 0 | 0 | 1 | 0
25.52 | 51.04 | 7.48 | 0.10709 | 0 | 51.04 | 0 | 0 | 0 | 0 | 1 | 0
20.68 | 41.36 | 7.48 | 0.10709 | 0 | 41.36 | 0 | 0 | 0 | 0 | 1 | 0
20.32 | 40.64 | 7.48 | 0.10709 | 0 | 35.2918 | 5.3482 | 0 | 0 | 5.3482 | 1 | 0
24.8 | 49.6 | 7.48 | 0.10709 | 0 | 31.68 | 17.92 | 0 | 0 | 17.92 | 1 | 0
27.68 | 55.36 | 7.48 | 0.10709 | 0 | 7.5138 | 39.6757 | 0 | 0 | 39.6757 | 0.61308 | 8.1705
28.48 | 56.96 | 7.48 | 0.12502 | 0 | 0 | 53.4212 | 0 | 0 | 53.4212 | 0.44549 | 3.5388
27.84 | 55.68 | 7.48 | 0.12502 | 0 | 0 | 70.7 | 9.3784 | 5.6416 | 55.68 | 0.84456 | 0
27.28 | 54.56 | 7.48 | 0.12502 | 0 | 0 | 58.2128 | 3.6528 | 0 | 54.56 | 1 | 0
27.8 | 55.6 | 12.23 | 0.12502 | 0 | 9.112 | 46.488 | 0 | 0 | 46.488 | 1 | 0
27.88 | 55.76 | 12.23 | 0.12502 | 0 | 29.6241 | 26.1359 | 0 | 0 | 26.1359 | 1 | 0
27.24 | 54.48 | 12.23 | 0.12502 | 0 | 49.3496 | 5.1304 | 0 | 0 | 5.1304 | 1 | 0
27.72 | 55.44 | 12.23 | 0.12502 | 0 | 48.6761 | 6.7639 | 0 | 0 | 6.7639 | 1 | 0
28.12 | 56.24 | 7.48 | 0.12502 | 0 | 56.24 | 0 | 0 | 0 | 0 | 1 | 0
26.88 | 53.76 | 7.48 | 0.12502 | 0 | 46.2451 | 0 | 0 | 0 | 0 | 0.64412 | 7.5149
20.52 | 41.04 | 7.48 | 0.12502 | 0 | 31.6616 | 0 | 0 | 0 | 0 | 0.2 | 9.3784
20.28 | 40.56 | 7.48 | 0.10709 | 9.3784 | 40.56 | 0 | 0 | 0 | 0 | 0.59907 | 0
20.56 | 41.12 | 7.48 | 0.10709 | 9.3784 | 41.12 | 0 | 0 | 0 | 0 | 0.99814 | 0
17.08 | 34.16 | 7.48 | 0.10709 | 0.043676 | 34.16 | 0 | 0 | 0 | 0 | 1 | 0
15 | 30 | 7.48 | 0.10709 | 0 | 30 | 0 | 0 | 0 | 0 | 1 | 0
13.68 | 27.36 | 7.48 | 0.10709 | 0 | 27.36 | 0 | 0 | 0 | 0 | 1 | 0
14.88 | 29.76 | 7.48 | 0.10709 | 0 | 29.76 | 0 | 0 | 0 | 0 | 1 | 0
12.08 | 24.16 | 7.48 | 0.10709 | 0 | 24.16 | 0 | 0 | 0 | 0 | 1 | 0
12.72 | 25.44 | 7.48 | 0.10709 | 0 | 25.44 | 0 | 0 | 0 | 0 | 1 | 0
18.72 | 37.44 | 7.48 | 0.10709 | 0 | 37.44 | 0 | 0 | 0 | 0 | 1 | 0
20.2 | 40.4 | 7.48 | 0.10709 | 0 | 40.4 | 0 | 0 | 0 | 0 | 1 | 0
27.68 | 55.36 | 7.48 | 0.10709 | 0 | 55.36 | 0 | 0 | 0 | 0 | 1 | 0
30.92 | 61.84 | 7.48 | 0.10709 | 0 | 53.3337 | 8.5063 | 0 | 0 | 8.5063 | 1 | 0
33.12 | 66.24 | 7.48 | 0.10709 | 0 | 35.1795 | 31.0605 | 0 | 0 | 31.0605 | 1 | 0
35.28 | 70.56 | 7.48 | 0.10709 | 0 | 19.8734 | 50.6866 | 0 | 0 | 50.6866 | 1 | 0
38.4 | 76.8 | 7.48 | 0.12502 | 0 | 14.3522 | 62.4478 | 0 | 0 | 62.4478 | 1 | 0
36.12 | 72.24 | 7.48 | 0.12502 | 0 | 4.2152 | 66.3198 | 0 | 0 | 66.3198 | 0.91926 | 1.7051
32.32 | 64.64 | 7.48 | 0.12502 | 0 | 0 | 66.5376 | 1.8976 | 0 | 64.64 | 1 | 0
30.92 | 61.84 | 12.23 | 0.12502 | 0 | 0.62641 | 61.2136 | 0 | 0 | 61.2136 | 1 | 0
28 | 56 | 12.23 | 0.12502 | 0 | 5.9305 | 50.0696 | 0 | 0 | 50.0696 | 1 | 0
28.04 | 56.08 | 12.23 | 0.12502 | 0 | 23.0351 | 33.0449 | 0 | 0 | 33.0449 | 1 | 0
29.4 | 58.8 | 12.23 | 0.12502 | 0 | 47.0268 | 11.7732 | 0 | 0 | 11.7732 | 1 | 0
30.4 | 60.8 | 7.48 | 0.12502 | 0 | 60.8 | 0 | 0 | 0 | 0 | 1 | 0
31.24 | 62.48 | 7.48 | 0.12502 | 0 | 54.9651 | 0 | 0 | 0 | 0 | 0.64412 | 7.5149
31.8 | 63.6 | 7.48 | 0.12502 | 0 | 54.2216 | 0 | 0 | 0 | 0 | 0.2 | 9.3784
30.84 | 61.68 | 7.48 | 0.10709 | 0.17803 | 61.68 | 0 | 0 | 0 | 0 | 0.20758 | 0
28.28 | 56.56 | 7.48 | 0.10709 | 4.6652 | 56.56 | 0 | 0 | 0 | 0 | 0.40609 | 0
16.8 | 33.6 | 7.48 | 0.10709 | 0 | 33.6 | 0 | 0 | 0 | 0 | 0.40609 | 0
15.04 | 30.08 | 7.48 | 0.10709 | 0 | 30.08 | 0 | 0 | 0 | 0 | 0.40609 | 0
14.96 | 29.92 | 7.48 | 0.10709 | 0 | 29.92 | 0 | 0 | 0 | 0 | 0.40609 | 0
15.6 | 31.2 | 7.48 | 0.10709 | 0 | 31.2 | 0 | 0 | 0 | 0 | 0.40609 | 0
19.12 | 38.24 | 7.48 | 0.10709 | 0 | 38.24 | 0 | 0 | 0 | 0 | 0.40609 | 0
15.68 | 31.36 | 7.48 | 0.10709 | 0 | 31.36 | 0 | 0 | 0 | 0 | 0.40609 | 0
19.16 | 38.32 | 7.48 | 0.10709 | 0 | 38.32 | 0 | 0 | 0 | 0 | 0.40609 | 0
22.96 | 45.92 | 7.48 | 0.10709 | 0 | 45.92 | 0 | 0 | 0 | 0 | 0.40609 | 0
31.6 | 63.2 | 7.48 | 0.10709 | 0 | 61.858 | 0 | 0 | 0 | 0 | 0.34254 | 1.342
31.44 | 62.88 | 7.48 | 0.10709 | 0 | 53.8413 | 9.0387 | 0 | 0 | 9.0387 | 0.34254 | 0
32.4 | 64.8 | 7.48 | 0.10709 | 0 | 32.8199 | 31.9801 | 0 | 0 | 31.9801 | 0.34254 | 0
33.2 | 66.4 | 7.48 | 0.10709 | 0 | 14.1404 | 52.2596 | 0 | 0 | 52.2596 | 0.34254 | 0
34.32 | 68.64 | 7.48 | 0.12502 | 0 | 0 | 65.6301 | 0 | 0 | 65.6301 | 0.2 | 3.0099
33.08 | 66.16 | 7.48 | 0.12502 | 0 | 0 | 72.5512 | 6.3912 | 0 | 66.16 | 0.47196 | 0
30.32 | 60.64 | 7.48 | 0.12502 | 0 | 0 | 72.5996 | 9.3784 | 2.5813 | 60.64 | 0.87103 | 0
29.52 | 59.04 | 12.23 | 0.12502 | 0 | 0 | 66.4408 | 3.0308 | 4.37 | 59.04 | 1 | 0
28.28 | 56.56 | 12.23 | 0.12502 | 0 | 3.1388 | 53.4212 | 0 | 0 | 53.4212 | 1 | 0
26.88 | 53.76 | 12.23 | 0.12502 | 0 | 19.0695 | 34.6905 | 0 | 0 | 34.6905 | 1 | 0
28.36 | 56.72 | 12.23 | 0.12502 | 0 | 44.5233 | 12.1967 | 0 | 0 | 12.1967 | 1 | 0
30.24 | 60.48 | 7.48 | 0.12502 | 0 | 60.48 | 0 | 0 | 0 | 0 | 1 | 0
29.72 | 59.44 | 7.48 | 0.12502 | 0 | 51.9251 | 0 | 0 | 0 | 0 | 0.64412 | 7.5149
30.4 | 60.8 | 7.48 | 0.12502 | 0 | 51.4216 | 0 | 0 | 0 | 0 | 0.2 | 9.3784
29.76 | 59.52 | 7.48 | 0.10709 | 2.338 | 59.52 | 0 | 0 | 0 | 0 | 0.29949 | 0
24.16 | 48.32 | 7.48 | 0.10709 | 9.3784 | 48.32 | 0 | 0 | 0 | 0 | 0.69856 | 0
15.96 | 31.92 | 7.48 | 0.10709 | 3.0752 | 31.92 | 0 | 0 | 0 | 0 | 0.82942 | 0
14.12 | 28.24 | 7.48 | 0.10709 | 0 | 28.24 | 0 | 0 | 0 | 0 | 0.82942 | 0
13.88 | 27.76 | 7.48 | 0.10709 | 0 | 27.76 | 0 | 0 | 0 | 0 | 0.82942 | 0
14.4 | 28.8 | 7.48 | 0.10709 | 0 | 28.8 | 0 | 0 | 0 | 0 | 0.82942 | 0
12.92 | 25.84 | 7.48 | 0.10709 | 0 | 25.84 | 0 | 0 | 0 | 0 | 0.82942 | 0
13.56 | 27.12 | 7.48 | 0.10709 | 0 | 27.12 | 0 | 0 | 0 | 0 | 0.82942 | 0
18.56 | 37.12 | 7.48 | 0.10709 | 0 | 37.12 | 0 | 0 | 0 | 0 | 0.82942 | 0
20.32 | 40.64 | 7.48 | 0.10709 | 0 | 40.64 | 0 | 0 | 0 | 0 | 0.82942 | 0
30.28 | 60.56 | 7.48 | 0.10709 | 0 | 60.56 | 0 | 0 | 0 | 0 | 0.82942 | 0
31.52 | 63.04 | 7.48 | 0.10709 | 0 | 53.965 | 9.0749 | 0 | 0 | 9.0749 | 0.82942 | 0
32.88 | 65.76 | 7.48 | 0.10709 | 0 | 33.9372 | 31.8228 | 0 | 0 | 31.8228 | 0.82942 | 0
32.36 | 64.72 | 7.48 | 0.10709 | 0 | 13.5857 | 51.1343 | 0 | 0 | 51.1343 | 0.82942 | 0
32.32 | 64.64 | 7.48 | 0.12502 | 0 | 0 | 63.6457 | 0 | 0 | 63.6457 | 0.78233 | 0.99432
35.48 | 70.96 | 7.48 | 0.12502 | 0 | 0 | 70.0103 | 0 | 0 | 70.0103 | 0.73735 | 0.94975
31.88 | 63.76 | 7.48 | 0.12502 | 0 | 0 | 69.006 | 5.246 | 0 | 63.76 | 0.96058 | 0
31.16 | 62.32 | 12.23 | 0.12502 | 0 | 0 | 63.2464 | 0.92638 | 0 | 62.32 | 1 | 0
30.8 | 61.6 | 12.23 | 0.12502 | 0 | 28.664 | 32.936 | 0 | 0 | 32.936 | 1 | 0
26.6 | 53.2 | 12.23 | 0.12502 | 0 | 43.0845 | 10.1155 | 0 | 0 | 10.1155 | 1 | 0
29.64 | 59.28 | 12.23 | 0.12502 | 0 | 53.4183 | 1.0527 | 0 | 0 | 1.0527 | 0.77227 | 4.809
30.2 | 60.4 | 7.48 | 0.12502 | 0 | 60.4 | 0 | 0 | 0 | 0 | 0.77227 | 0
30.64 | 61.28 | 7.48 | 0.12502 | 0 | 58.574 | 0 | 0 | 0 | 0 | 0.64412 | 2.706
30.64 | 61.28 | 7.48 | 0.12502 | 0 | 51.9016 | 0 | 0 | 0 | 0 | 0.2 | 9.3784
30.32 | 60.64 | 7.48 | 0.10709 | 1.218 | 60.64 | 0 | 0 | 0 | 0 | 0.25183 | 0
28.32 | 56.64 | 7.48 | 0.10709 | 5.218 | 56.64 | 0 | 0 | 0 | 0 | 0.47387 | 0
20.52 | 41.04 | 7.48 | 0.10709 | 9.3784 | 41.04 | 0 | 0 | 0 | 0 | 0.87294 | 0
14.04 | 28.08 | 7.48 | 0.10709 | 2.986 | 28.08 | 0 | 0 | 0 | 0 | 1 | 0
13.48 | 26.96 | 7.48 | 0.10709 | 0 | 26.96 | 0 | 0 | 0 | 0 | 1 | 0
14.56 | 29.12 | 7.48 | 0.10709 | 0 | 29.12 | 0 | 0 | 0 | 0 | 1 | 0
12.04 | 24.08 | 7.48 | 0.10709 | 0 | 24.08 | 0 | 0 | 0 | 0 | 1 | 0
13.12 | 26.24 | 7.48 | 0.10709 | 0 | 26.24 | 0 | 0 | 0 | 0 | 1 | 0
18.76 | 37.52 | 7.48 | 0.10709 | 0 | 37.52 | 0 | 0 | 0 | 0 | 1 | 0
22.84 | 45.68 | 7.48 | 0.10709 | 0 | 45.68 | 0 | 0 | 0 | 0 | 1 | 0
30.88 | 61.76 | 7.48 | 0.10709 | 0 | 61.76 | 0 | 0 | 0 | 0 | 1 | 0
28.4 | 56.8 | 7.48 | 0.10709 | 0 | 56.0377 | 0.7623 | 0 | 0 | 0.7623 | 1 | 0
30.72 | 61.44 | 7.48 | 0.10709 | 0 | 44.2702 | 17.1698 | 0 | 0 | 17.1698 | 1 | 0
30.96 | 61.92 | 7.48 | 0.10709 | 0 | 34.9492 | 26.9708 | 0 | 0 | 26.9708 | 1 | 0
31.72 | 63.44 | 7.48 | 0.12502 | 0 | 27.1281 | 36.3119 | 0 | 0 | 36.3119 | 1 | 0
35.96 | 71.92 | 7.48 | 0.12502 | 0 | 19.5394 | 52.3806 | 0 | 0 | 52.3806 | 1 | 0
31 | 62 | 7.48 | 0.12502 | 0 | 40.1596 | 21.8404 | 0 | 0 | 21.8404 | 1 | 0
26.68 | 53.36 | 12.23 | 0.12502 | 0 | 24.4774 | 28.8826 | 0 | 0 | 28.8826 | 1 | 0
25.84 | 51.68 | 12.23 | 0.12502 | 0 | 40.2819 | 11.3981 | 0 | 0 | 11.3981 | 1 | 0
24.32 | 48.64 | 12.23 | 0.12502 | 0 | 44.4776 | 4.1624 | 0 | 0 | 4.1624 | 1 | 0
26.36 | 52.72 | 12.23 | 0.12502 | 0 | 51.6431 | 1.0769 | 0 | 0 | 1.0769 | 1 | 0
25.28 | 50.56 | 7.48 | 0.12502 | 0 | 50.56 | 0 | 0 | 0 | 0 | 1 | 0
28.16 | 56.32 | 7.48 | 0.12502 | 0 | 48.8051 | 0 | 0 | 0 | 0 | 0.64412 | 7.5149
28.92 | 57.84 | 7.48 | 0.12502 | 0 | 48.4616 | 0 | 0 | 0 | 0 | 0.2 | 9.3784
29.68 | 59.36 | 7.48 | 0.10709 | 2.498 | 59.36 | 0 | 0 | 0 | 0 | 0.3063 | 0
25.12 | 50.24 | 7.48 | 0.10709 | 9.3784 | 50.24 | 0 | 0 | 0 | 0 | 0.70537 | 0
16.56 | 33.12 | 7.48 | 0.10709 | 2.934 | 33.12 | 0 | 0 | 0 | 0 | 0.83022 | 0
14.96 | 29.92 | 7.48 | 0.10709 | 0 | 29.92 | 0 | 0 | 0 | 0 | 0.83022 | 0
13.76 | 27.52 | 7.48 | 0.10709 | 0 | 27.52 | 0 | 0 | 0 | 0 | 0.83022 | 0
14.2 | 28.4 | 7.48 | 0.10709 | 0 | 28.4 | 0 | 0 | 0 | 0 | 0.83022 | 0
11.8 | 23.6 | 7.48 | 0.10709 | 0 | 23.6 | 0 | 0 | 0 | 0 | 0.83022 | 0
12.72 | 25.44 | 7.48 | 0.10709 | 0 | 25.44 | 0 | 0 | 0 | 0 | 0.83022 | 0
17.88 | 35.76 | 7.48 | 0.10709 | 0 | 35.76 | 0 | 0 | 0 | 0 | 0.83022 | 0
22.52 | 45.04 | 7.48 | 0.10709 | 0 | 45.04 | 0 | 0 | 0 | 0 | 0.83022 | 0
30.92 | 61.84 | 7.48 | 0.10709 | 0 | 61.84 | 0 | 0 | 0 | 0 | 0.83022 | 0
30.96 | 61.92 | 7.48 | 0.10709 | 0 | 59.9598 | 1.9602 | 0 | 0 | 1.9602 | 0.83022 | 0
33.8 | 67.6 | 7.48 | 0.10709 | 0 | 39.1409 | 28.4591 | 0 | 0 | 28.4591 | 0.83022 | 0
32.68 | 65.36 | 7.48 | 0.10709 | 0 | 18.0371 | 47.3229 | 0 | 0 | 47.3229 | 0.83022 | 0
35.68 | 71.36 | 7.48 | 0.10709 | 0 | 10.3037 | 61.0563 | 0 | 0 | 61.0563 | 0.83022 | 0
38.08 | 76.16 | 7.48 | 0.10709 | 0 | 8.969 | 67.191 | 0 | 0 | 67.191 | 0.83022 | 0
35.96 | 71.92 | 7.48 | 0.10709 | 0 | 4.1724 | 67.7476 | 0 | 0 | 67.7476 | 0.83022 | 0
29.12 | 58.24 | 7.48 | 0.10709 | 0 | 0 | 62.23 | 3.99 | 0 | 58.24 | 1 | 0
28.28 | 56.56 | 7.48 | 0.10709 | 0 | 5.3531 | 51.2069 | 0 | 0 | 51.2069 | 1 | 0
28.04 | 56.08 | 7.48 | 0.10709 | 0 | 22.4422 | 33.6378 | 0 | 0 | 33.6378 | 1 | 0
28.52 | 57.04 | 7.48 | 0.10709 | 0 | 44.6739 | 12.3661 | 0 | 0 | 12.3661 | 1 | 0
30.08 | 60.16 | 7.48 | 0.10709 | 0 | 60.16 | 0 | 0 | 0 | 0 | 1 | 0
30.12 | 60.24 | 7.48 | 0.10709 | 0 | 60.24 | 0 | 0 | 0 | 0 | 1 | 0
29.76 | 59.52 | 7.48 | 0.10709 | 0 | 59.52 | 0 | 0 | 0 | 0 | 1 | 0
29.24 | 58.48 | 7.48 | 0.10709 | 0 | 58.48 | 0 | 0 | 0 | 0 | 1 | 0
27.44 | 54.88 | 7.48 | 0.10709 | 0 | 54.88 | 0 | 0 | 0 | 0 | 1 | 0
22.28 | 44.56 | 7.48 | 0.10709 | 0 | 44.56 | 0 | 0 | 0 | 0 | 1 | 0
18.68 | 37.36 | 7.48 | 0.10709 | 0 | 37.36 | 0 | 0 | 0 | 0 | 1 | 0
18.16 | 36.32 | 7.48 | 0.10709 | 0 | 36.32 | 0 | 0 | 0 | 0 | 1 | 0
17.52 | 35.04 | 7.48 | 0.10709 | 0 | 35.04 | 0 | 0 | 0 | 0 | 1 | 0
17.56 | 35.12 | 7.48 | 0.10709 | 0 | 35.12 | 0 | 0 | 0 | 0 | 1 | 0
17.2 | 34.4 | 7.48 | 0.10709 | 0 | 34.4 | 0 | 0 | 0 | 0 | 1 | 0
17.76 | 35.52 | 7.48 | 0.10709 | 0 | 35.52 | 0 | 0 | 0 | 0 | 1 | 0
19.44 | 38.88 | 7.48 | 0.10709 | 0 | 38.88 | 0 | 0 | 0 | 0 | 1 | 0
20.44 | 40.88 | 7.48 | 0.10709 | 0 | 40.88 | 0 | 0 | 0 | 0 | 1 | 0
26.68 | 53.36 | 7.48 | 0.10709 | 0 | 51.2062 | 2.1538 | 0 | 0 | 2.1538 | 1 | 0
27.16 | 54.32 | 7.48 | 0.10709 | 0 | 38.2513 | 16.0687 | 0 | 0 | 16.0687 | 1 | 0
28.88 | 57.76 | 7.48 | 0.10709 | 0 | 24.6183 | 33.1417 | 0 | 0 | 33.1417 | 1 | 0
28.88 | 57.76 | 7.48 | 0.10709 | 0 | 7.8841 | 49.876 | 0 | 0 | 49.876 | 1 | 0
28.88 | 57.76 | 7.48 | 0.10709 | 0 | 4.4356 | 53.3244 | 0 | 0 | 53.3244 | 1 | 0
27.52 | 55.04 | 7.48 | 0.10709 | 0 | 5.0309 | 50.0091 | 0 | 0 | 50.0091 | 1 | 0
27.32 | 54.64 | 7.48 | 0.10709 | 0 | 11.7941 | 42.8459 | 0 | 0 | 42.8459 | 1 | 0
28.04 | 56.08 | 7.48 | 0.10709 | 0 | 29.2907 | 26.7893 | 0 | 0 | 26.7893 | 1 | 0
27.68 | 55.36 | 7.48 | 0.10709 | 0 | 42.7277 | 12.6323 | 0 | 0 | 12.6323 | 1 | 0
29.4 | 58.8 | 7.48 | 0.10709 | 0 | 56.38 | 2.42 | 0 | 0 | 2.42 | 1 | 0
27.8 | 55.6 | 7.48 | 0.10709 | 0 | 55.6 | 0 | 0 | 0 | 0 | 1 | 0
26.72 | 53.44 | 7.48 | 0.10709 | 0 | 53.44 | 0 | 0 | 0 | 0 | 1 | 0
26.92 | 53.84 | 7.48 | 0.10709 | 0 | 53.84 | 0 | 0 | 0 | 0 | 1 | 0
26.88 | 53.76 | 7.48 | 0.10709 | 0 | 53.76 | 0 | 0 | 0 | 0 | 1 | 0
26.24 | 52.48 | 7.48 | 0.10709 | 0 | 52.48 | 0 | 0 | 0 | 0 | 1 | 0
21.68 | 43.36 | 7.48 | 0.10709 | 0 | 43.36 | 0 | 0 | 0 | 0 | 1 | 0
22 | 44 | 7.48 | 0.10709 | 0 | 44 | 0 | 0 | 0 | 0 | 1 | 0
19 | 38 | 7.48 | 0.10709 | 0 | 38 | 0 | 0 | 0 | 0 | 1 | 0
18 | 36 | 7.48 | 0.10709 | 0 | 36 | 0 | 0 | 0 | 0 | 1 | 0
17.96 | 35.92 | 7.48 | 0.10709 | 0 | 35.92 | 0 | 0 | 0 | 0 | 1 | 0
18.64 | 37.28 | 7.48 | 0.10709 | 0 | 37.28 | 0 | 0 | 0 | 0 | 1 | 0
23.36 | 46.72 | 7.48 | 0.10709 | 0 | 46.72 | 0 | 0 | 0 | 0 | 1 | 0
25.08 | 50.16 | 7.48 | 0.10709 | 0 | 50.16 | 0 | 0 | 0 | 0 | 1 | 0
22.56 | 45.12 | 7.48 | 0.10709 | 0 | 45.12 | 0 | 0 | 0 | 0 | 1 | 0
20 | 40 | 7.48 | 0.10709 | 0 | 37.2896 | 2.7104 | 0 | 0 | 2.7104 | 1 | 0
24 | 48 | 7.48 | 0.10709 | 0 | 37.7272 | 10.2728 | 0 | 0 | 10.2728 | 1 | 0
24.88 | 49.76 | 7.48 | 0.10709 | 0 | 26.0683 | 23.6917 | 0 | 0 | 23.6917 | 1 | 0
26.4 | 52.8 | 7.48 | 0.12502 | 0 | 15.1692 | 37.6308 | 0 | 0 | 37.6308 | 1 | 0
26.8 | 53.6 | 7.48 | 0.12502 | 0 | 6.9547 | 46.6453 | 0 | 0 | 46.6453 | 1 | 0
27.28 | 54.56 | 7.48 | 0.12502 | 0 | 7.4186 | 47.1414 | 0 | 0 | 47.1414 | 1 | 0
26.52 | 53.04 | 12.23 | 0.12502 | 0 | 19.2812 | 33.7588 | 0 | 0 | 33.7588 | 1 | 0
25.12 | 50.24 | 12.23 | 0.12502 | 0 | 24.5639 | 25.6761 | 0 | 0 | 25.6761 | 1 | 0
25.08 | 50.16 | 12.23 | 0.12502 | 0 | 35.8095 | 14.3505 | 0 | 0 | 14.3505 | 1 | 0
26.44 | 52.88 | 12.23 | 0.12502 | 0 | 48.0037 | 4.8763 | 0 | 0 | 4.8763 | 1 | 0
26.22 | 52.44 | 7.48 | 0.12502 | 0 | 52.44 | 0 | 0 | 0 | 0 | 1 | 0
22.52 | 45.04 | 7.48 | 0.12502 | 0 | 37.5251 | 0 | 0 | 0 | 0 | 0.64412 | 7.5149
19.08 | 38.16 | 7.48 | 0.12502 | 0 | 28.7816 | 0 | 0 | 0 | 0 | 0.2 | 9.3784
18.8 | 37.6 | 7.48 | 0.10709 | 9.3784 | 37.6 | 0 | 0 | 0 | 0 | 0.59907 | 0
19.56 | 39.12 | 7.48 | 0.10709 | 9.3784 | 39.12 | 0 | 0 | 0 | 0 | 0.99814 | 0
16.36 | 32.72 | 7.48 | 0.10709 | 0.043676 | 32.72 | 0 | 0 | 0 | 0 | 1 | 0
14.28 | 28.56 | 7.48 | 0.10709 | 0 | 28.56 | 0 | 0 | 0 | 0 | 1 | 0
14.12 | 28.24 | 7.48 | 0.10709 | 0 | 28.24 | 0 | 0 | 0 | 0 | 1 | 0
16.24 | 32.48 | 7.48 | 0.10709 | 0 | 32.48 | 0 | 0 | 0 | 0 | 1 | 0
19.24 | 38.48 | 7.48 | 0.10709 | 0 | 38.48 | 0 | 0 | 0 | 0 | 1 | 0
18.68 | 37.36 | 7.48 | 0.10709 | 0 | 37.36 | 0 | 0 | 0 | 0 | 1 | 0
16.76 | 33.52 | 7.48 | 0.10709 | 0 | 33.52 | 0 | 0 | 0 | 0 | 1 | 0
21.04 | 42.08 | 7.48 | 0.10709 | 0 | 42.08 | 0 | 0 | 0 | 0 | 1 | 0
29.76 | 59.52 | 7.48 | 0.10709 | 0 | 59.52 | 0 | 0 | 0 | 0 | 1 | 0
29.12 | 58.24 | 7.48 | 0.10709 | 0 | 57.03 | 1.21 | 0 | 0 | 1.21 | 1 | 0
30.8 | 61.6 | 7.48 | 0.10709 | 0 | 52.3677 | 9.2323 | 0 | 0 | 9.2323 | 1 | 0
30.92 | 61.84 | 7.48 | 0.10709 | 0 | 56.2498 | 5.5902 | 0 | 0 | 5.5902 | 1 | 0
31.16 | 62.32 | 7.48 | 0.12502 | 0 | 24.9917 | 37.3283 | 0 | 0 | 37.3283 | 1 | 0
35.6 | 71.2 | 7.48 | 0.12502 | 0 | 26.8779 | 44.3221 | 0 | 0 | 44.3221 | 1 | 0
34.72 | 69.44 | 7.48 | 0.12502 | 0 | 16.2971 | 53.1429 | 0 | 0 | 53.1429 | 1 | 0
29.48 | 58.96 | 12.23 | 0.12502 | 0 | 11.1773 | 47.7827 | 0 | 0 | 47.7827 | 1 | 0
28.4 | 56.8 | 12.23 | 0.12502 | 0 | 35.4799 | 21.3201 | 0 | 0 | 21.3201 | 1 | 0
25.56 | 51.12 | 12.23 | 0.12502 | 0 | 48.0829 | 3.0371 | 0 | 0 | 3.0371 | 1 | 0
25.88 | 51.76 | 12.23 | 0.12502 | 0 | 44.6089 | 7.1511 | 0 | 0 | 7.1511 | 1 | 0
28.12 | 56.24 | 7.48 | 0.12502 | 0 | 56.24 | 0 | 0 | 0 | 0 | 1 | 0
29.64 | 59.28 | 7.48 | 0.12502 | 0 | 51.7651 | 0 | 0 | 0 | 0 | 0.64412 | 7.5149
29.48 | 58.96 | 7.48 | 0.12502 | 0 | 49.5816 | 0 | 0 | 0 | 0 | 0.2 | 9.3784
29.2 | 58.4 | 7.48 | 0.10709 | 0 | 58.4 | 0 | 0 | 0 | 0 | 0.2 | 0
25.8 | 51.6 | 7.48 | 0.10709 | 0 | 51.6 | 0 | 0 | 0 | 0 | 0.2 | 0
16.16 | 32.32 | 7.48 | 0.10709 | 0 | 32.32 | 0 | 0 | 0 | 0 | 0.2 | 0
13.96 | 27.92 | 7.48 | 0.10709 | 0 | 27.92 | 0 | 0 | 0 | 0 | 0.2 | 0
13.84 | 27.68 | 7.48 | 0.10709 | 0 | 27.68 | 0 | 0 | 0 | 0 | 0.2 | 0
12.8 | 25.6 | 7.48 | 0.10709 | 0 | 25.6 | 0 | 0 | 0 | 0 | 0.2 | 0
11.8 | 23.6 | 7.48 | 0.10709 | 0 | 23.6 | 0 | 0 | 0 | 0 | 0.2 | 0
12.24 | 24.48 | 7.48 | 0.10709 | 0 | 24.48 | 0 | 0 | 0 | 0 | 0.2 | 0
16.16 | 32.32 | 7.48 | 0.10709 | 0 | 32.32 | 0 | 0 | 0 | 0 | 0.2 | 0
18.2 | 36.4 | 7.48 | 0.10709 | 0 | 36.4 | 0 | 0 | 0 | 0 | 0.2 | 0
29.08 | 58.16 | 7.48 | 0.10709 | 0 | 58.16 | 0 | 0 | 0 | 0 | 0.2 | 0
29.04 | 58.08 | 7.48 | 0.10709 | 0 | 54.7525 | 3.3275 | 0 | 0 | 3.3275 | 0.2 | 0
30.96 | 61.92 | 7.48 | 0.10709 | 0 | 53.3532 | 8.5668 | 0 | 0 | 8.5668 | 0.2 | 0
26.6 | 53.2 | 7.48 | 0.10709 | 0 | 3.0215 | 50.1784 | 0 | 0 | 50.1784 | 0.2 | 0
26.52 | 53.04 | 7.48 | 0.12502 | 0 | 0 | 63.6094 | 9.3784 | 1.191 | 53.04 | 0.59907 | 0
29.68 | 59.36 | 7.48 | 0.12502 | 0 | 0 | 69.8772 | 9.3784 | 1.1388 | 59.36 | 0.99814 | 0
28.6 | 57.2 | 7.48 | 0.12502 | 0 | 0 | 70.0345 | 0.043676 | 12.7908 | 57.2 | 1 | 0
26.88 | 53.76 | 12.23 | 0.12502 | 0 | 5.8676 | 46.8026 | 0 | 0 | 46.8026 | 0.94839 | 1.0898
26.08 | 52.16 | 12.23 | 0.12502 | 0 | 0 | 53.3728 | 1.2128 | 0 | 52.16 | 1 | 0
24.24 | 48.48 | 12.23 | 0.12502 | 0 | 13.6564 | 34.8236 | 0 | 0 | 34.8236 | 1 | 0
24.56 | 49.12 | 12.23 | 0.12502 | 0 | 36.7539 | 12.3661 | 0 | 0 | 12.3661 | 1 | 0
25.76 | 51.52 | 7.48 | 0.12502 | 0 | 51.52 | 0 | 0 | 0 | 0 | 1 | 0
26.3 | 52.6 | 7.48 | 0.12502 | 0 | 45.0851 | 0 | 0 | 0 | 0 | 0.64412 | 7.5149
25.88 | 51.76 | 7.48 | 0.12502 | 0 | 42.3816 | 0 | 0 | 0 | 0 | 0.2 | 9.3784
23.44 | 46.88 | 7.48 | 0.10709 | 1.2962 | 46.88 | 0 | 0 | 0 | 0 | 0.25516 | 0
21.08 | 42.16 | 7.48 | 0.10709 | 0 | 42.16 | 0 | 0 | 0 | 0 | 0.25516 | 0
15.88 | 31.76 | 7.48 | 0.10709 | 0 | 31.76 | 0 | 0 | 0 | 0 | 0.25516 | 0
14.48 | 28.96 | 7.48 | 0.10709 | 0 | 28.96 | 0 | 0 | 0 | 0 | 0.25516 | 0
13.56 | 27.12 | 7.48 | 0.10709 | 0 | 27.12 | 0 | 0 | 0 | 0 | 0.25516 | 0
13.64 | 27.28 | 7.48 | 0.10709 | 0 | 27.28 | 0 | 0 | 0 | 0 | 0.25516 | 0
13.4 | 26.8 | 7.48 | 0.10709 | 0 | 26.8 | 0 | 0 | 0 | 0 | 0.25516 | 0
14 | 28 | 7.48 | 0.10709 | 0 | 28 | 0 | 0 | 0 | 0 | 0.25516 | 0
14.76 | 29.52 | 7.48 | 0.10709 | 0 | 29.52 | 0 | 0 | 0 | 0 | 0.25516 | 0
14.96 | 29.92 | 7.48 | 0.10709 | 0 | 29.92 | 0 | 0 | 0 | 0 | 0.25516 | 0
26.12 | 52.24 | 7.48 | 0.10709 | 0 | 52.24 | 0 | 0 | 0 | 0 | 0.25516 | 0
25.76 | 51.52 | 7.48 | 0.10709 | 0 | 48.6402 | 2.8798 | 0 | 0 | 2.8798 | 0.25516 | 0
26.04 | 52.08 | 7.48 | 0.10709 | 0 | 37.7295 | 14.3505 | 0 | 0 | 14.3505 | 0.25516 | 0
27.44 | 54.88 | 7.48 | 0.10709 | 0 | 11.659 | 43.221 | 0 | 0 | 43.221 | 0.25516 | 0
29.84 | 59.68 | 7.48 | 0.12502 | 0 | 0 | 58.5153 | 0 | 0 | 58.5153 | 0.2 | 1.1647
28.44 | 56.88 | 7.48 | 0.12502 | 0 | 0 | 64.1297 | 7.2497 | 0 | 56.88 | 0.50849 | 0
27.36 | 54.72 | 7.48 | 0.12502 | 0 | 0 | 60.9353 | 6.2153 | 0 | 54.72 | 0.77296 | 0
24.8 | 49.6 | 12.23 | 0.12502 | 0 | 0 | 55.1515 | 5.3354 | 0.21607 | 49.6 | 1 | 0
25.16 | 50.32 | 12.23 | 0.12502 | 0 | 7.7524 | 42.5676 | 0 | 0 | 42.5676 | 1 | 0
25.32 | 50.64 | 12.23 | 0.12502 | 0 | 24.129 | 26.511 | 0 | 0 | 26.511 | 1 | 0
26.84 | 53.68 | 12.23 | 0.12502 | 0 | 44.1452 | 9.5348 | 0 | 0 | 9.5348 | 1 | 0
26.24 | 52.48 | 7.48 | 0.12502 | 0 | 52.48 | 0 | 0 | 0 | 0 | 1 | 0
26.4 | 52.8 | 7.48 | 0.12502 | 0 | 45.2851 | 0 | 0 | 0 | 0 | 0.64412 | 7.5149
26.92 | 53.84 | 7.48 | 0.12502 | 0 | 44.4616 | 0 | 0 | 0 | 0 | 0.2 | 9.3784
26.2 | 52.4 | 7.48 | 0.10709 | 7.4099 | 52.4 | 0 | 0 | 0 | 0 | 0.51531 | 0
22.68 | 45.36 | 7.48 | 0.10709 | 9.3784 | 45.36 | 0 | 0 | 0 | 0 | 0.91438 | 0
21.28 | 42.56 | 7.48 | 0.10709 | 2.0122 | 42.56 | 0 | 0 | 0 | 0 | 1 | 0
19.32 | 38.64 | 7.48 | 0.10709 | 0 | 38.64 | 0 | 0 | 0 | 0 | 1 | 0
18.52 | 37.04 | 7.48 | 0.10709 | 0 | 37.04 | 0 | 0 | 0 | 0 | 1 | 0
17.28 | 34.56 | 7.48 | 0.10709 | 0 | 34.56 | 0 | 0 | 0 | 0 | 1 | 0
17.64 | 35.28 | 7.48 | 0.10709 | 0 | 35.28 | 0 | 0 | 0 | 0 | 1 | 0
15.92 | 31.84 | 7.48 | 0.10709 | 0 | 31.84 | 0 | 0 | 0 | 0 | 1 | 0
14.4 | 28.8 | 7.48 | 0.10709 | 0 | 28.8 | 0 | 0 | 0 | 0 | 1 | 0
15 | 30 | 7.48 | 0.10709 | 0 | 30 | 0 | 0 | 0 | 0 | 1 | 0
25.56 | 51.12 | 7.48 | 0.10709 | 0 | 51.12 | 0 | 0 | 0 | 0 | 1 | 0
25.28 | 50.56 | 7.48 | 0.10709 | 0 | 47.4503 | 3.1097 | 0 | 0 | 3.1097 | 1 | 0
27.72 | 55.44 | 7.48 | 0.10709 | 0 | 53.6976 | 1.7424 | 0 | 0 | 1.7424 | 1 | 0
31.16 | 62.32 | 7.48 | 0.10709 | 0 | 26.8309 | 35.4891 | 0 | 0 | 35.4891 | 1 | 0
31.72 | 63.44 | 7.48 | 0.12502 | 0 | 4.598 | 58.842 | 0 | 0 | 58.842 | 1 | 0
30.96 | 61.92 | 7.48 | 0.12502 | 0 | 1.6623 | 60.2577 | 0 | 0 | 60.2577 | 1 | 0
27.52 | 55.04 | 7.48 | 0.12502 | 0 | 6.1078 | 48.9322 | 0 | 0 | 48.9322 | 1 | 0
25.76 | 51.52 | 12.23 | 0.12502 | 0 | 2.8177 | 48.7023 | 0 | 0 | 48.7023 | 1 | 0
25.64 | 51.28 | 12.23 | 0.12502 | 0 | 13.8065 | 37.4735 | 0 | 0 | 37.4735 | 1 | 0
25.04 | 50.08 | 12.23 | 0.12502 | 0 | 18.6807 | 31.3993 | 0 | 0 | 31.3993 | 1 | 0
26.12 | 52.24 | 12.23 | 0.12502 | 0 | 42.4027 | 9.8372 | 0 | 0 | 9.8372 | 1 | 0
26.32 | 52.64 | 7.48 | 0.12502 | 0 | 52.64 | 0 | 0 | 0 | 0 | 1 | 0
27.64 | 55.28 | 7.48 | 0.12502 | 0 | 47.7651 | 0 | 0 | 0 | 0 | 0.64412 | 7.5149
27.48 | 54.96 | 7.48 | 0.12502 | 0 | 45.5816 | 0 | 0 | 0 | 0 | 0.2 | 9.3784
26.96 | 53.92 | 7.48 | 0.10709 | 0 | 53.92 | 0 | 0 | 0 | 0 | 0.2 | 0
23.92 | 47.84 | 7.48 | 0.10709 | 0 | 47.84 | 0 | 0 | 0 | 0 | 0.2 | 0
18.12 | 36.24 | 7.48 | 0.10709 | 0 | 36.24 | 0 | 0 | 0 | 0 | 0.2 | 0
14.56 | 29.12 | 7.48 | 0.10709 | 0 | 29.12 | 0 | 0 | 0 | 0 | 0.2 | 0
14.24 | 28.48 | 7.48 | 0.10709 | 0 | 28.48 | 0 | 0 | 0 | 0 | 0.2 | 0
13.28 | 26.56 | 7.48 | 0.10709 | 0 | 26.56 | 0 | 0 | 0 | 0 | 0.2 | 0
12.48 | 24.96 | 7.48 | 0.10709 | 0 | 24.96 | 0 | 0 | 0 | 0 | 0.2 | 0
13.84 | 27.68 | 7.48 | 0.10709 | 0 | 27.68 | 0 | 0 | 0 | 0 | 0.2 | 0
16.28 | 32.56 | 7.48 | 0.10709 | 0 | 32.56 | 0 | 0 | 0 | 0 | 0.2 | 0
16.84 | 33.68 | 7.48 | 0.10709 | 0 | 33.68 | 0 | 0 | 0 | 0 | 0.2 | 0
16.8 | 33.6 | 7.48 | 0.10709 | 0 | 33.6 | 0 | 0 | 0 | 0 | 0.2 | 0
16.48 | 32.96 | 7.48 | 0.10709 | 0 | 23.159 | 9.801 | 0 | 0 | 9.801 | 0.2 | 0
17.48 | 34.96 | 7.48 | 0.10709 | 0 | 2.7379 | 32.2221 | 0 | 0 | 32.2221 | 0.2 | 0
17.92 | 35.84 | 7.48 | 0.10709 | 0 | 0 | 51.4852 | 9.3784 | 6.2669 | 35.84 | 0.59907 | 0
20.88 | 41.76 | 7.48 | 0.10709 | 0 | 0 | 64.7226 | 9.3784 | 13.5842 | 41.76 | 0.99814 | 0
33.6 | 67.2 | 7.48 | 0.10709 | 0 | 0 | 72.5754 | 0.043676 | 5.3318 | 67.2 | 1 | 0
36.32 | 72.64 | 7.48 | 0.10709 | 0 | 0 | 73.2288 | 0 | 0.58883 | 72.64 | 1 | 0
33.08 | 66.16 | 7.48 | 0.10709 | 0 | 0 | 67.9291 | 0 | 1.7691 | 66.16 | 1 | 0
31.36 | 62.72 | 7.48 | 0.10709 | 0 | 6.3948 | 56.3252 | 0 | 0 | 56.3252 | 1 | 0
29.8 | 59.6 | 7.48 | 0.10709 | 0 | 21.4005 | 38.1995 | 0 | 0 | 38.1995 | 1 | 0
30.4 | 60.8 | 7.48 | 0.10709 | 0 | 45.2395 | 15.5605 | 0 | 0 | 15.5605 | 1 | 0
30.4 | 60.8 | 7.48 | 0.10709 | 0 | 59.8099 | 0 | 0 | 0 | 0 | 0.95311 | 0.99011
30.56 | 61.12 | 7.48 | 0.10709 | 0 | 59.8099 | 0 | 0 | 0 | 0 | 0.89107 | 1.3101
30.24 | 60.48 | 7.48 | 0.10709 | 0 | 59.8099 | 0 | 0 | 0 | 0 | 0.85934 | 0.6701
29.16 | 58.32 | 7.48 | 0.10709 | 0 | 58.32 | 0 | 0 | 0 | 0 | 0.85934 | 0
23.4 | 46.8 | 7.48 | 0.10709 | 0 | 46.8 | 0 | 0 | 0 | 0 | 0.85934 | 0
21.52 | 43.04 | 7.48 | 0.10709 | 0 | 43.04 | 0 | 0 | 0 | 0 | 0.85934 | 0
15.24 | 30.48 | 7.48 | 0.10709 | 0 | 30.48 | 0 | 0 | 0 | 0 | 0.85934 | 0
14.24 | 28.48 | 7.48 | 0.10709 | 0 | 28.48 | 0 | 0 | 0 | 0 | 0.85934 | 0
12.92 | 25.84 | 7.48 | 0.10709 | 0 | 25.84 | 0 | 0 | 0 | 0 | 0.85934 | 0
12.96 | 25.92 | 7.48 | 0.10709 | 0 | 25.92 | 0 | 0 | 0 | 0 | 0.85934 | 0
13.4 | 26.8 | 7.48 | 0.10709 | 0 | 26.8 | 0 | 0 | 0 | 0 | 0.85934 | 0
14.52 | 29.04 | 7.48 | 0.10709 | 0 | 29.04 | 0 | 0 | 0 | 0 | 0.85934 | 0
14.72 | 29.44 | 7.48 | 0.10709 | 0 | 29.44 | 0 | 0 | 0 | 0 | 0.85934 | 0
16 | 32 | 7.48 | 0.10709 | 0 | 32 | 0 | 0 | 0 | 0 | 0.85934 | 0
20.64 | 41.28 | 7.48 | 0.10709 | 0 | 32.0929 | 8.9298 | 0 | 0 | 8.9298 | 0.84715 | 0.25737
20.24 | 40.48 | 7.48 | 0.10709 | 0 | 10.9431 | 20.1585 | 0 | 0 | 20.1585 | 0.40303 | 9.3784
21.88 | 43.76 | 7.48 | 0.10709 | 0 | 0 | 46.9115 | 3.1515 | 0 | 43.76 | 0.53713 | 0
22.44 | 44.88 | 7.48 | 0.10709 | 0 | 0 | 37.8002 | 0 | 0 | 37.8002 | 0.20186 | 7.0798
22.52 | 45.04 | 7.48 | 0.10709 | 0 | 0 | 57.4626 | 9.3784 | 3.0442 | 45.04 | 0.60093 | 0
21.4 | 42.8 | 7.48 | 0.10709 | 0 | 0 | 57.7288 | 9.3784 | 5.5504 | 42.8 | 1 | 0
21.8 | 43.6 | 7.48 | 0.10709 | 0 | 14.427 | 29.173 | 0 | 0 | 29.173 | 1 | 0
21.2 | 42.4 | 7.48 | 0.10709 | 0 | 14.4007 | 27.9993 | 0 | 0 | 27.9993 | 1 | 0
21.24 | 42.48 | 7.48 | 0.10709 | 0 | 15.7875 | 26.6925 | 0 | 0 | 26.6925 | 1 | 0
23.32 | 46.64 | 7.48 | 0.10709 | 0 | 41.0619 | 5.5781 | 0 | 0 | 5.5781 | 1 | 0
24.16 | 48.32 | 7.48 | 0.10709 | 0 | 48.32 | 0 | 0 | 0 | 0 | 1 | 0
21.76 | 43.52 | 7.48 | 0.10709 | 0 | 43.52 | 0 | 0 | 0 | 0 | 1 | 0
20.04 | 40.08 | 7.48 | 0.10709 | 0 | 40.08 | 0 | 0 | 0 | 0 | 1 | 0
20.4 | 40.8 | 7.48 | 0.10709 | 0 | 40.8 | 0 | 0 | 0 | 0 | 1 | 0
20.32 | 40.64 | 7.48 | 0.10709 | 0 | 40.64 | 0 | 0 | 0 | 0 | 1 | 0
16.8 | 33.6 | 7.48 | 0.10709 | 0 | 33.6 | 0 | 0 | 0 | 0 | 1 | 0
16.88 | 33.76 | 7.48 | 0.10709 | 0 | 33.76 | 0 | 0 | 0 | 0 | 1 | 0
16.44 | 32.88 | 7.48 | 0.10709 | 0 | 32.88 | 0 | 0 | 0 | 0 | 1 | 0
15.68 | 31.36 | 7.48 | 0.10709 | 0 | 31.36 | 0 | 0 | 0 | 0 | 1 | 0
13.52 | 27.04 | 7.48 | 0.10709 | 0 | 27.04 | 0 | 0 | 0 | 0 | 1 | 0
12.64 | 25.28 | 7.48 | 0.10709 | 0 | 25.28 | 0 | 0 | 0 | 0 | 1 | 0
13.6 | 27.2 | 7.48 | 0.10709 | 0 | 27.2 | 0 | 0 | 0 | 0 | 1 | 0
13.92 | 27.84 | 7.48 | 0.10709 | 0 | 27.84 | 0 | 0 | 0 | 0 | 1 | 0
14.4 | 28.8 | 7.48 | 0.10709 | 0 | 28.8 | 0 | 0 | 0 | 0 | 1 | 0
13.64 | 27.28 | 7.48 | 0.10709 | 0 | 26.0579 | 1.2221 | 0 | 0 | 1.2221 | 1 | 0
20.48 | 40.96 | 7.48 | 0.10709 | 0 | 39.3144 | 1.6456 | 0 | 0 | 1.6456 | 1 | 0
21.32 | 42.64 | 7.48 | 0.10709 | 0 | 30.0924 | 12.5476 | 0 | 0 | 12.5476 | 1 | 0
21.44 | 42.88 | 7.48 | 0.12502 | 0 | 30.9374 | 11.9426 | 0 | 0 | 11.9426 | 1 | 0
22.28 | 44.56 | 7.48 | 0.12502 | 0 | 21.3039 | 23.2561 | 0 | 0 | 23.2561 | 1 | 0
22.28 | 44.56 | 7.48 | 0.12502 | 0 | 28.0557 | 16.5043 | 0 | 0 | 16.5043 | 1 | 0
22.92 | 45.84 | 12.23 | 0.12502 | 0 | 15.0094 | 30.8306 | 0 | 0 | 30.8306 | 1 | 0
21.44 | 42.88 | 12.23 | 0.12502 | 0 | 23.2539 | 19.6261 | 0 | 0 | 19.6261 | 1 | 0
21.16 | 42.32 | 12.23 | 0.12502 | 0 | 41.3278 | 0.9922 | 0 | 0 | 0.9922 | 1 | 0
22.48 | 44.96 | 12.23 | 0.12502 | 0 | 41.3663 | 3.5937 | 0 | 0 | 3.5937 | 1 | 0
22.92 | 45.84 | 7.48 | 0.12502 | 0 | 45.84 | 0 | 0 | 0 | 0 | 1 | 0
21.84 | 43.68 | 7.48 | 0.12502 | 0 | 36.1651 | 0 | 0 | 0 | 0 | 0.64412 | 7.5149
16.32 | 32.64 | 7.48 | 0.12502 | 0 | 23.2616 | 0 | 0 | 0 | 0 | 0.2 | 9.3784
16.56 | 33.12 | 7.48 | 0.10709 | 9.3784 | 33.12 | 0 | 0 | 0 | 0 | 0.59907 | 0
16.68 | 33.36 | 7.48 | 0.10709 | 9.3784 | 33.36 | 0 | 0 | 0 | 0 | 0.99814 | 0
18.44 | 36.88 | 7.48 | 0.10709 | 0.043676 | 36.88 | 0 | 0 | 0 | 0 | 1 | 0
18.4 | 36.8 | 7.48 | 0.10709 | 0 | 36.8 | 0 | 0 | 0 | 0 | 1 | 0
17.16 | 34.32 | 7.48 | 0.10709 | 0 | 34.32 | 0 | 0 | 0 | 0 | 1 | 0
17.36 | 34.72 | 7.48 | 0.10709 | 0 | 34.72 | 0 | 0 | 0 | 0 | 1 | 0
19.04 | 38.08 | 7.48 | 0.10709 | 0 | 38.08 | 0 | 0 | 0 | 0 | 1 | 0
15.16 | 30.32 | 7.48 | 0.10709 | 0 | 30.32 | 0 | 0 | 0 | 0 | 1 | 0
12.96 | 25.92 | 7.48 | 0.10709 | 0 | 25.92 | 0 | 0 | 0 | 0 | 1 | 0
14.04 | 28.08 | 7.48 | 0.10709 | 0 | 28.08 | 0 | 0 | 0 | 0 | 1 | 0
20.04 | 40.08 | 7.48 | 0.10709 | 0 | 40.08 | 0 | 0 | 0 | 0 | 1 | 0
23.36 | 46.72 | 7.48 | 0.10709 | 0 | 46.2602 | 0.4598 | 0 | 0 | 0.4598 | 1 | 0
30.2 | 60.4 | 7.48 | 0.10709 | 0 | 58.5608 | 1.8392 | 0 | 0 | 1.8392 | 1 | 0
32.84 | 65.68 | 7.48 | 0.10709 | 0 | 58.3353 | 7.3447 | 0 | 0 | 7.3447 | 1 | 0
35.72 | 71.44 | 7.48 | 0.12502 | 0 | 51.6445 | 19.7955 | 0 | 0 | 19.7955 | 1 | 0
39.36 | 78.72 | 7.48 | 0.12502 | 0 | 59.8099 | 14.6288 | 0 | 0 | 14.6288 | 0.79725 | 4.2813
35.16 | 70.32 | 7.48 | 0.12502 | 0 | 59.8099 | 3.3396 | 0 | 0 | 3.3396 | 0.45769 | 7.1705
30.52 | 61.04 | 12.23 | 0.12502 | 0 | 48.7707 | 12.2693 | 0 | 0 | 12.2693 | 0.45769 | 0
28.8 | 57.6 | 12.23 | 0.12502 | 0 | 48.7707 | 7.7924 | 0 | 0 | 7.7924 | 0.40858 | 1.037
27.04 | 54.08 | 12.23 | 0.12502 | 0 | 48.7707 | 6.4493 | 1.1399 | 0 | 5.3093 | 0.45709 | 0
28.2 | 56.4 | 12.23 | 0.12502 | 3.7688 | 45.0019 | 11.3981 | 0 | 0 | 11.3981 | 0.61746 | 0
29.24 | 58.48 | 7.48 | 0.12502 | 1.3299 | 58.48 | 0 | 0 | 0 | 0 | 0.67405 | 0
31.28 | 62.56 | 7.48 | 0.12502 | 0 | 59.8099 | 0 | 0 | 0 | 0 | 0.54381 | 2.7501
32.48 | 64.96 | 7.48 | 0.12502 | 0 | 59.8099 | 0 | 0 | 0 | 0 | 0.29993 | 5.1501
30.96 | 61.92 | 7.48 | 0.10709 | 0 | 59.8099 | 0 | 0 | 0 | 0 | 0.2 | 2.1101
28.04 | 56.08 | 7.48 | 0.10709 | 0 | 56.08 | 0 | 0 | 0 | 0 | 0.2 | 0
20.08 | 40.16 | 7.48 | 0.10709 | 0 | 40.16 | 0 | 0 | 0 | 0 | 0.2 | 0
19.92 | 39.84 | 7.48 | 0.10709 | 0 | 39.84 | 0 | 0 | 0 | 0 | 0.2 | 0
19.08 | 38.16 | 7.48 | 0.10709 | 0 | 38.16 | 0 | 0 | 0 | 0 | 0.2 | 0
21.28 | 42.56 | 7.48 | 0.10709 | 0 | 42.56 | 0 | 0 | 0 | 0 | 0.2 | 0
24.16 | 48.32 | 7.48 | 0.10709 | 0 | 48.32 | 0 | 0 | 0 | 0 | 0.2 | 0
19.84 | 39.68 | 7.48 | 0.10709 | 0 | 39.68 | 0 | 0 | 0 | 0 | 0.2 | 0
18.24 | 36.48 | 7.48 | 0.10709 | 0 | 36.48 | 0 | 0 | 0 | 0 | 0.2 | 0
20.96 | 41.92 | 7.48 | 0.10709 | 0 | 41.92 | 0 | 0 | 0 | 0 | 0.2 | 0
29.44 | 58.88 | 7.48 | 0.10709 | 0 | 58.88 | 0 | 0 | 0 | 0 | 0.2 | 0
26.84 | 53.68 | 7.48 | 0.10709 | 0 | 42.0278 | 11.6522 | 0 | 0 | 11.6522 | 0.2 | 0
29.72 | 59.44 | 7.48 | 0.10709 | 0 | 23.7452 | 35.6948 | 0 | 0 | 35.6948 | 0.2 | 0
31.48 | 62.96 | 7.48 | 0.10709 | 0 | 6.6106 | 56.3494 | 0 | 0 | 56.3494 | 0.2 | 0
32.48 | 64.96 | 7.48 | 0.12502 | 0 | 0 | 70.3854 | 5.4253 | 0 | 64.96 | 0.43086 | 0
36.08 | 72.16 | 7.48 | 0.12502 | 0 | 0 | 78.1293 | 5.9693 | 0 | 72.16 | 0.68487 | 0
31.56 | 63.12 | 7.48 | 0.12502 | 0 | 0 | 78.4802 | 7.4058 | 7.9544 | 63.12 | 1 | 0
29 | 58 | 12.23 | 0.12502 | 0 | 0 | 72.1882 | 0 | 14.1882 | 58 | 1 | 0
28.32 | 56.64 | 12.23 | 0.12502 | 0 | 0 | 59.0477 | 0 | 2.4077 | 56.64 | 1 | 0
27.36 | 54.72 | 12.23 | 0.12502 | 0 | 15.008 | 39.712 | 0 | 0 | 39.712 | 1 | 0
29.12 | 58.24 | 12.23 | 0.12502 | 0 | 41.5542 | 16.6858 | 0 | 0 | 16.6858 | 1 | 0
30.36 | 60.72 | 7.48 | 0.12502 | 0 | 59.8099 | 0 | 0 | 0 | 0 | 0.9569 | 0.91011
30.2 | 60.4 | 7.48 | 0.12502 | 0 | 53.7952 | 0 | 0 | 0 | 0 | 0.64412 | 6.6048
30.08 | 60.16 | 7.48 | 0.12502 | 0 | 50.7816 | 0 | 0 | 0 | 0 | 0.2 | 9.3784
28.24 | 56.48 | 7.48 | 0.10709 | 3.3299 | 56.48 | 0 | 0 | 0 | 0 | 0.34169 | 0
21.4 | 42.8 | 7.48 | 0.10709 | 9.3784 | 42.8 | 0 | 0 | 0 | 0 | 0.74077 | 0
21.52 | 43.04 | 7.48 | 0.10709 | 6.0922 | 43.04 | 0 | 0 | 0 | 0 | 1 | 0
24.84 | 49.68 | 7.48 | 0.10709 | 0 | 49.68 | 0 | 0 | 0 | 0 | 1 | 0
24.64 | 49.28 | 7.48 | 0.10709 | 0 | 49.28 | 0 | 0 | 0 | 0 | 1 | 0
23.76 | 47.52 | 7.48 | 0.10709 | 0 | 47.52 | 0 | 0 | 0 | 0 | 1 | 0
24.32 | 48.64 | 7.48 | 0.10709 | 0 | 48.64 | 0 | 0 | 0 | 0 | 1 | 0
22.04 | 44.08 | 7.48 | 0.10709 | 0 | 44.08 | 0 | 0 | 0 | 0 | 1 | 0
18.16 | 36.32 | 7.48 | 0.10709 | 0 | 36.32 | 0 | 0 | 0 | 0 | 1 | 0
21.72 | 43.44 | 7.48 | 0.10709 | 0 | 43.44 | 0 | 0 | 0 | 0 | 1 | 0
30.64 | 61.28 | 7.48 | 0.10709 | 0 | 59.8099 | 0 | 0 | 0 | 0 | 0.93038 | 1.4701
30.6467 | 61.2933 | 7.48 | 0.10709 | 0 | 49.762 | 11.6643 | 0.133 | 0 | 11.5313 | 0.93604 | 0
30.0133 | 60.0266 | 7.48 | 0.10709 | 0 | 25.2393 | 34.7873 | 0 | 0 | 34.7873 | 0.93604 | 0
33.96 | 67.92 | 7.48 | 0.10709 | 0 | 14.0027 | 53.9173 | 0 | 0 | 53.9173 | 0.93604 | 0
36.72 | 73.44 | 7.48 | 0.12502 | 0 | 0 | 67.2757 | 0 | 0 | 67.2757 | 0.64412 | 6.1643
33.6 | 67.2 | 7.48 | 0.12502 | 0 | 4.7271 | 53.0945 | 0 | 0 | 53.0945 | 0.2 | 9.3784
27.28 | 54.56 | 7.48 | 0.12502 | 0 | 0 | 74.4752 | 9.3784 | 10.5368 | 54.56 | 0.59907 | 0
25.36 | 50.72 | 12.23 | 0.12502 | 0 | 0 | 70.1192 | 9.3784 | 10.0208 | 50.72 | 0.99814 | 0
24.2 | 48.4 | 12.23 | 0.12502 | 0 | 0 | 58.3096 | 0.043676 | 9.8659 | 48.4 | 1 | 0
22.56 | 45.12 | 12.23 | 0.12502 | 0 | 5.2991 | 39.8209 | 0 | 0 | 39.8209 | 1 | 0
23.84 | 47.68 | 12.23 | 0.12502 | 0 | 30.8853 | 16.7947 | 0 | 0 | 16.7947 | 1 | 0
28.12 | 56.24 | 7.48 | 0.12502 | 0 | 56.24 | 0 | 0 | 0 | 0 | 1 | 0
31.8 | 63.6 | 7.48 | 0.12502 | 0 | 58.5152 | 0 | 0 | 0 | 0 | 0.7592 | 5.0848
32.4 | 64.8 | 7.48 | 0.12502 | 0 | 55.4216 | 0 | 0 | 0 | 0 | 0.31508 | 9.3784
31.12 | 62.24 | 7.48 | 0.10709 | 0 | 59.8099 | 0 | 0 | 0 | 0 | 0.2 | 2.4301
27.2 | 54.4 | 7.48 | 0.10709 | 5.4099 | 54.4 | 0 | 0 | 0 | 0 | 0.4302 | 0
24.56 | 49.12 | 7.48 | 0.10709 | 9.3784 | 49.12 | 0 | 0 | 0 | 0 | 0.82927 | 0
20.72 | 41.44 | 7.48 | 0.10709 | 4.0122 | 41.44 | 0 | 0 | 0 | 0 | 1 | 0
20.44 | 40.88 | 7.48 | 0.10709 | 0 | 40.88 | 0 | 0 | 0 | 0 | 1 | 0
21.52 | 43.04 | 7.48 | 0.10709 | 0 | 43.04 | 0 | 0 | 0 | 0 | 1 | 0
24.44 | 48.88 | 7.48 | 0.10709 | 0 | 48.88 | 0 | 0 | 0 | 0 | 1 | 0
22.16 | 44.32 | 7.48 | 0.10709 | 0 | 44.32 | 0 | 0 | 0 | 0 | 1 | 0
18.28 | 36.56 | 7.48 | 0.10709 | 0 | 36.56 | 0 | 0 | 0 | 0 | 1 | 0
21.28 | 42.56 | 7.48 | 0.10709 | 0 | 42.56 | 0 | 0 | 0 | 0 | 1 | 0
30.32 | 60.64 | 7.48 | 0.10709 | 0 | 59.8099 | 0 | 0 | 0 | 0 | 0.96069 | 0.8301
27.92 | 55.84 | 7.48 | 0.10709 | 0 | 52.5167 | 4.2471 | 0.92382 | 0 | 3.3233 | 1 | 0
27.68 | 55.36 | 7.48 | 0.10709 | 0 | 51.5485 | 3.8115 | 0 | 0 | 3.8115 | 1 | 0
27.84 | 55.68 | 7.48 | 0.10709 | 0 | 50.8158 | 4.8642 | 0 | 0 | 4.8642 | 1 | 0
31.08 | 62.16 | 7.48 | 0.12502 | 0 | 37.7423 | 24.4177 | 0 | 0 | 24.4177 | 1 | 0
33.36 | 66.72 | 7.48 | 0.12502 | 0 | 47.7231 | 18.9969 | 0 | 0 | 18.9969 | 1 | 0
27 | 54 | 7.48 | 0.12502 | 0 | 50.8419 | 3.1581 | 0 | 0 | 3.1581 | 1 | 0
25.68 | 51.36 | 12.23 | 0.12502 | 0 | 48.7707 | 1.6698 | 0 | 0 | 1.6698 | 0.95646 | 0.91955
25.08 | 50.16 | 12.23 | 0.12502 | 0 | 39.5363 | 10.6237 | 0 | 0 | 10.6237 | 0.95646 | 0
24.64 | 49.28 | 12.23 | 0.12502 | 0 | 34.5181 | 14.7619 | 0 | 0 | 14.7619 | 0.95646 | 0
25.96 | 51.92 | 12.23 | 0.12502 | 0 | 47.4067 | 4.5133 | 0 | 0 | 4.5133 | 0.95646 | 0
27 | 54 | 7.48 | 0.12502 | 0 | 54 | 0 | 0 | 0 | 0 | 0.95646 | 0
26.48 | 52.96 | 7.48 | 0.12502 | 0 | 46.3646 | 0 | 0 | 0 | 0 | 0.64412 | 6.5954
26.4 | 52.8 | 7.48 | 0.12502 | 0 | 43.4216 | 0 | 0 | 0 | 0 | 0.2 | 9.3784
26.56 | 53.12 | 7.48 | 0.10709 | 0 | 53.12 | 0 | 0 | 0 | 0 | 0.2 | 0
21.96 | 43.92 | 7.48 | 0.10709 | 0 | 43.92 | 0 | 0 | 0 | 0 | 0.2 | 0
16.16 | 32.32 | 7.48 | 0.10709 | 0 | 32.32 | 0 | 0 | 0 | 0 | 0.2 | 0
14.48 | 28.96 | 7.48 | 0.10709 | 0 | 28.96 | 0 | 0 | 0 | 0 | 0.2 | 0
14.3467 | 28.6933 | 7.48 | 0.10709 | 0 | 28.6933 | 0 | 0 | 0 | 0 | 0.2 | 0
15.04 | 30.08 | 7.48 | 0.10709 | 0 | 30.08 | 0 | 0 | 0 | 0 | 0.2 | 0
14.4933 | 28.9867 | 7.48 | 0.10709 | 0 | 28.9867 | 0 | 0 | 0 | 0 | 0.2 | 0
14.3733 | 28.7467 | 7.48 | 0.10709 | 0 | 28.7467 | 0 | 0 | 0 | 0 | 0.2 | 0
17.6933 | 35.3867 | 7.48 | 0.10709 | 0 | 35.3867 | 0 | 0 | 0 | 0 | 0.2 | 0
20.96 | 41.92 | 7.48 | 0.10709 | 0 | 41.92 | 0 | 0 | 0 | 0 | 0.2 | 0
26.7333 | 53.4667 | 7.48 | 0.10709 | 0 | 53.4667 | 0 | 0 | 0 | 0 | 0.2 | 0
26.6533 | 53.3067 | 7.48 | 0.10709 | 0 | 41.4608 | 11.8458 | 0 | 0 | 11.8458 | 0.2 | 0
28.8267 | 57.6533 | 7.48 | 0.10709 | 0 | 33.6591 | 23.9942 | 0 | 0 | 23.9942 | 0.2 | 0
28.6933 | 57.3867 | 7.48 | 0.10709 | 0 | 11.5642 | 45.8225 | 0 | 0 | 45.8225 | 0.2 | 0
31.8133 | 63.6267 | 7.48 | 0.10709 | 0 | 0 | 70.1676 | 6.5409 | 0 | 63.6267 | 0.47833 | 0
35.8667 | 71.7333 | 7.48 | 0.10709 | 0 | 0 | 75.9392 | 4.2059 | 0 | 71.7333 | 0.6573 | 0
35.3867 | 70.7733 | 7.48 | 0.10709 | 0 | 0 | 74.1605 | 3.3872 | 0 | 70.7733 | 0.80143 | 0
31.6933 | 63.3867 | 7.48 | 0.10709 | 0 | 0 | 69.5142 | 4.6665 | 1.461 | 63.3867 | 1 | 0
30.4267 | 60.8533 | 7.48 | 0.10709 | 0 | 2.701 | 58.1523 | 0 | 0 | 58.1523 | 1 | 0
29.5067 | 59.0133 | 7.48 | 0.10709 | 0 | 18.3696 | 40.6437 | 0 | 0 | 40.6437 | 1 | 0
30.12 | 60.24 | 7.48 | 0.10709 | 0 | 42.1869 | 18.0531 | 0 | 0 | 18.0531 | 1 | 0
30.2933 | 60.5867 | 7.48 | 0.10709 | 0 | 59.8099 | 0 | 0 | 0 | 0 | 0.96322 | 0.77677
30.7733 | 61.5467 | 7.48 | 0.10709 | 0 | 59.8099 | 0 | 0 | 0 | 0 | 0.88097 | 1.7368
30.48 | 60.96 | 7.48 | 0.10709 | 0 | 59.8099 | 0 | 0 | 0 | 0 | 0.8265 | 1.1501
29.5733 | 59.1467 | 7.48 | 0.10709 | 0 | 59.1467 | 0 | 0 | 0 | 0 | 0.8265 | 0
25.9067 | 51.8133 | 7.48 | 0.10709 | 0 | 51.8133 | 0 | 0 | 0 | 0 | 0.8265 | 0
20.5733 | 41.1467 | 7.48 | 0.10709 | 0 | 41.1467 | 0 | 0 | 0 | 0 | 0.8265 | 0
15.76 | 31.52 | 7.48 | 0.10709 | 0 | 31.52 | 0 | 0 | 0 | 0 | 0.8265 | 0
15.08 | 30.16 | 7.48 | 0.10709 | 0 | 30.16 | 0 | 0 | 0 | 0 | 0.8265 | 0
14.2267 | 28.4533 | 7.48 | 0.10709 | 0 | 28.4533 | 0 | 0 | 0 | 0 | 0.8265 | 0
14.16 | 28.32 | 7.48 | 0.10709 | 0 | 28.32 | 0 | 0 | 0 | 0 | 0.8265 | 0
14.52 | 29.04 | 7.48 | 0.10709 | 0 | 29.04 | 0 | 0 | 0 | 0 | 0.8265 | 0
17.0533 | 34.1067 | 7.48 | 0.10709 | 0 | 34.1067 | 0 | 0 | 0 | 0 | 0.8265 | 0
18.2267 | 36.4533 | 7.48 | 0.10709 | 0 | 36.4533 | 0 | 0 | 0 | 0 | 0.8265 | 0
19.5867 | 39.1733 | 7.48 | 0.10709 | 0 | 39.1733 | 0 | 0 | 0 | 0 | 0.8265 | 0
24.9867 | 49.9733 | 7.48 | 0.10709 | 0 | 37.5104 | 12.4629 | 0 | 0 | 12.4629 | 0.8265 | 0
24.8133 | 49.6267 | 7.48 | 0.10709 | 0 | 4.8631 | 35.6222 | 0 | 0 | 35.6222 | 0.39361 | 9.1413
26.48 | 52.96 | 7.48 | 0.10709 | 0 | 0 | 48.8717 | 0 | 0 | 48.8717 | 0.2 | 4.0883
26.84 | 53.68 | 7.48 | 0.10709 | 0 | 0 | 67.0942 | 9.3784 | 4.0358 | 53.68 | 0.59907 | 0
26.8533 | 53.7067 | 7.48 | 0.10709 | 0 | 0 | 62.4841 | 8.7774 | 0 | 53.7067 | 0.97257 | 0
26.0133 | 52.0267 | 7.48 | 0.10709 | 0 | 0 | 60.4513 | 0.64463 | 7.78 | 52.0267 | 1 | 0
26.4133 | 52.8267 | 7.48 | 0.10709 | 0 | 0 | 54.5345 | 0 | 1.7078 | 52.8267 | 1 | 0
26.0267 | 52.0533 | 7.48 | 0.10709 | 0 | 5.1661 | 46.8873 | 0 | 0 | 46.8873 | 1 | 0
25.8533 | 51.7067 | 7.48 | 0.10709 | 0 | 24.0583 | 27.6484 | 0 | 0 | 27.6484 | 1 | 0
27.8933 | 55.7867 | 7.48 | 0.10709 | 0 | 48.6719 | 7.1148 | 0 | 0 | 7.1148 | 1 | 0
27.6133 | 55.2267 | 7.48 | 0.10709 | 0 | 55.2267 | 0 | 0 | 0 | 0 | 1 | 0
25.7333 | 51.4667 | 7.48 | 0.10709 | 0 | 51.4667 | 0 | 0 | 0 | 0 | 1 | 0
24.72 | 49.44 | 7.48 | 0.10709 | 0 | 49.44 | 0 | 0 | 0 | 0 | 1 | 0
24.6 | 49.2 | 7.48 | 0.10709 | 0 | 49.2 | 0 | 0 | 0 | 0 | 1 | 0
24.48 | 48.96 | 7.48 | 0.10709 | 0 | 48.96 | 0 | 0 | 0 | 0 | 1 | 0
20.1733 | 40.3467 | 7.48 | 0.10709 | 0 | 40.3467 | 0 | 0 | 0 | 0 | 1 | 0
20.1867 | 40.3733 | 7.48 | 0.10709 | 0 | 40.3733 | 0 | 0 | 0 | 0 | 1 | 0
18.56 | 37.12 | 7.48 | 0.10709 | 0 | 37.12 | 0 | 0 | 0 | 0 | 1 | 0
17.1333 | 34.2667 | 7.48 | 0.10709 | 0 | 34.2667 | 0 | 0 | 0 | 0 | 1 | 0
16.4267 | 32.8533 | 7.48 | 0.10709 | 0 | 32.8533 | 0 | 0 | 0 | 0 | 1 | 0
16.6667 | 33.3333 | 7.48 | 0.10709 | 0 | 33.3333 | 0 | 0 | 0 | 0 | 1 | 0
20.9867 | 41.9733 | 7.48 | 0.10709 | 0 | 41.9733 | 0 | 0 | 0 | 0 | 1 | 0
22.16 | 44.32 | 7.48 | 0.10709 | 0 | 44.32 | 0 | 0 | 0 | 0 | 1 | 0
19.2133 | 38.4267 | 7.48 | 0.10709 | 0 | 38.4267 | 0 | 0 | 0 | 0 | 1 | 0
18.1467 | 36.2933 | 7.48 | 0.10709 | 0 | 21.5668 | 7.2116 | 0 | 0 | 7.2116 | 0.64412 | 7.5149
21.76 | 43.52 | 7.48 | 0.10709 | 0 | 9.0464 | 25.0953 | 0 | 0 | 25.0953 | 0.2 | 9.3784
22.9467 | 45.8933 | 7.48 | 0.10709 | 0 | 0 | 55.5508 | 9.3784 | 0.27912 | 45.8933 | 0.59907 | 0
23.2533 | 46.5067 | 7.48 | 0.12502 | 0 | 0 | 68.7156 | 9.3784 | 12.8305 | 46.5067 | 0.99814 | 0
23.32 | 46.64 | 7.48 | 0.12502 | 0 | 0 | 76.6289 | 0.043676 | 29.9452 | 46.64 | 1 | 0
23.0267 | 46.0533 | 7.48 | 0.12502 | 0 | 0 | 76.7136 | 0 | 30.6603 | 46.0533 | 1 | 0
23.36 | 46.72 | 12.23 | 0.12502 | 0 | 0 | 71.0266 | 4.9397 | 0 | 66.0869 | 1 | 4.4386
23.16 | 46.32 | 12.23 | 0.12502 | 0 | 0 | 58.9993 | 0 | 12.6793 | 46.32 | 1 | 0
22.7467 | 45.4933 | 12.23 | 0.12502 | 0 | 4.8617 | 40.6316 | 0 | 0 | 40.6316 | 1 | 0
23.56 | 47.12 | 12.23 | 0.12502 | 0 | 29.3815 | 17.7385 | 0 | 0 | 17.7385 | 1 | 0
23.9467 | 47.8933 | 7.48 | 0.12502 | 0 | 47.8933 | 0 | 0 | 0 | 0 | 1 | 0
23.1733 | 46.3467 | 7.48 | 0.12502 | 0 | 38.8317 | 0 | 0 | 0 | 0 | 0.64412 | 7.5149
19.2133 | 38.4267 | 7.48 | 0.12502 | 0 | 29.0483 | 0 | 0 | 0 | 0 | 0.2 | 9.3784
19.2667 | 38.5333 | 7.48 | 0.10709 | 9.3784 | 38.5333 | 0 | 0 | 0 | 0 | 0.59907 | 0
19.5067 | 39.0133 | 7.48 | 0.10709 | 4.5372 | 39.0133 | 0 | 0 | 0 | 0 | 0.79214 | 0
17.44 | 34.88 | 7.48 | 0.10709 | 0 | 34.88 | 0 | 0 | 0 | 0 | 0.79214 | 0
15.8267 | 31.6533 | 7.48 | 0.10709 | 0 | 31.6533 | 0 | 0 | 0 | 0 | 0.79214 | 0
16.3333 | 32.6667 | 7.48 | 0.10709 | 0 | 32.6667 | 0 | 0 | 0 | 0 | 0.79214 | 0
18.2933 | 36.5867 | 7.48 | 0.10709 | 0 | 36.5867 | 0 | 0 | 0 | 0 | 0.79214 | 0
20.8133 | 41.6267 | 7.48 | 0.10709 | 0 | 41.6267 | 0 | 0 | 0 | 0 | 0.79214 | 0
17.8933 | 35.7867 | 7.48 | 0.10709 | 0 | 35.7867 | 0 | 0 | 0 | 0 | 0.79214 | 0
15.9867 | 31.9733 | 7.48 | 0.10709 | 0 | 31.9733 | 0 | 0 | 0 | 0 | 0.79214 | 0
18.68 | 37.36 | 7.48 | 0.10709 | 0 | 37.36 | 0 | 0 | 0 | 0 | 0.79214 | 0
26.4133 | 52.8267 | 7.48 | 0.10709 | 0 | 52.8267 | 0 | 0 | 0 | 0 | 0.79214 | 0
26.44 | 52.88 | 7.48 | 0.10709 | 0 | 40.0541 | 12.8259 | 0 | 0 | 12.8259 | 0.79214 | 0
30.24 | 60.48 | 7.48 | 0.10709 | 0 | 23.914 | 36.566 | 0 | 0 | 36.566 | 0.79214 | 0
31.7467 | 63.4933 | 7.48 | 0.10709 | 0 | 7.7489 | 55.7444 | 0 | 0 | 55.7444 | 0.79214 | 0
33.12 | 66.24 | 7.48 | 0.12502 | 0 | 0 | 66.4771 | 0.23707 | 0 | 66.24 | 0.80222 | 0
37.0133 | 74.0267 | 7.48 | 0.12502 | 0 | 0 | 70.2401 | 0 | 0 | 70.2401 | 0.62291 | 3.7865
33.8133 | 67.6267 | 7.48 | 0.12502 | 0 | 0 | 70.2886 | 2.6619 | 0 | 67.6267 | 0.73618 | 0
29.6667 | 59.3333 | 12.23 | 0.12502 | 0 | 0 | 65.5332 | 6.1999 | 0 | 59.3333 | 1 | 0
28.5067 | 57.0133 | 12.23 | 0.12502 | 0 | 0.54292 | 56.4704 | 0 | 0 | 56.4704 | 1 | 0
26.6533 | 53.3067 | 12.23 | 0.12502 | 0 | 13.9819 | 39.3248 | 0 | 0 | 39.3248 | 1 | 0
27.7333 | 55.4667 | 12.23 | 0.12502 | 0 | 38.1517 | 17.315 | 0 | 0 | 17.315 | 1 | 0
29.24 | 58.48 | 7.48 | 0.12502 | 0 | 58.48 | 0 | 0 | 0 | 0 | 1 | 0
30.3733 | 60.7467 | 7.48 | 0.12502 | 0 | 53.2317 | 0 | 0 | 0 | 0 | 0.64412 | 7.5149
30.68 | 61.36 | 7.48 | 0.12502 | 0 | 51.9816 | 0 | 0 | 0 | 0 | 0.2 | 9.3784
29.4667 | 58.9333 | 7.48 | 0.10709 | 0 | 58.9333 | 0 | 0 | 0 | 0 | 0.2 | 0
25.08 | 50.16 | 7.48 | 0.10709 | 0 | 50.16 | 0 | 0 | 0 | 0 | 0.2 | 0
19.2533 | 38.5067 | 7.48 | 0.10709 | 0 | 38.5067 | 0 | 0 | 0 | 0 | 0.2 | 0
19.5733 | 39.1467 | 7.48 | 0.10709 | 0 | 39.1467 | 0 | 0 | 0 | 0 | 0.2 | 0
17.44 | 34.88 | 7.48 | 0.10709 | 0 | 34.88 | 0 | 0 | 0 | 0 | 0.2 | 0
18.6 | 37.2 | 7.48 | 0.10709 | 0 | 37.2 | 0 | 0 | 0 | 0 | 0.2 | 0
21.44 | 42.88 | 7.48 | 0.10709 | 0 | 42.88 | 0 | 0 | 0 | 0 | 0.2 | 0
17.96 | 35.92 | 7.48 | 0.10709 | 0 | 35.92 | 0 | 0 | 0 | 0 | 0.2 | 0
16.96 | 33.92 | 7.48 | 0.10709 | 0 | 33.92 | 0 | 0 | 0 | 0 | 0.2 | 0
19.8 | 39.6 | 7.48 | 0.10709 | 0 | 39.6 | 0 | 0 | 0 | 0 | 0.2 | 0
28.4 | 56.8 | 7.48 | 0.10709 | 0 | 56.8 | 0 | 0 | 0 | 0 | 0.2 | 0
27.52 | 55.04 | 7.48 | 0.10709 | 0 | 42.2746 | 12.7654 | 0 | 0 | 12.7654 | 0.2 | 0
29.76 | 59.52 | 7.48 | 0.10709 | 0 | 23.2444 | 36.2756 | 0 | 0 | 36.2756 | 0.2 | 0
30 | 60 | 7.48 | 0.10709 | 0 | 4.3161 | 55.6839 | 0 | 0 | 55.6839 | 0.2 | 0
32.28 | 64.56 | 7.48 | 0.12502 | 0 | 0 | 68.1469 | 3.5869 | 0 | 64.56 | 0.35263 | 0
31.96 | 63.92 | 7.48 | 0.12502 | 0 | 0 | 72.648 | 8.728 | 0 | 63.92 | 0.72403 | 0
28.28 | 56.56 | 7.48 | 0.12502 | 0 | 0 | 70.3733 | 6.4855 | 7.3277 | 56.56 | 1 | 0
26.8 | 53.6 | 12.23 | 0.12502 | 0 | 0 | 65.9205 | 0 | 12.3205 | 53.6 | 1 | 0
25.96 | 51.92 | 12.23 | 0.12502 | 0 | 0 | 56.906 | 4.9397 | 0 | 51.9663 | 1 | 4.4386
25.64 | 51.28 | 12.23 | 0.12502 | 0 | 11.4833 | 39.7967 | 0 | 0 | 39.7967 | 1 | 0
25.8 | 51.6 | 12.23 | 0.12502 | 0 | 33.6679 | 17.9321 | 0 | 0 | 17.9321 | 1 | 0
28.4 | 56.8 | 7.48 | 0.12502 | 0 | 56.8 | 0 | 0 | 0 | 0 | 1 | 0
27.72 | 55.44 | 7.48 | 0.12502 | 0 | 47.9251 | 0 | 0 | 0 | 0 | 0.64412 | 7.5149
26.52 | 53.04 | 7.48 | 0.12502 | 0 | 43.6616 | 0 | 0 | 0 | 0 | 0.2 | 9.3784
25.4 | 50.8 | 7.48 | 0.10709 | 0 | 50.8 | 0 | 0 | 0 | 0 | 0.2 | 0
19.504 | 39.008 | 7.48 | 0.10709 | 0 | 39.008 | 0 | 0 | 0 | 0 | 0.2 | 0
17.136 | 34.272 | 7.48 | 0.10709 | 0 | 34.272 | 0 | 0 | 0 | 0 | 0.2 | 0
17.24 | 34.48 | 7.48 | 0.10709 | 0 | 34.48 | 0 | 0 | 0 | 0 | 0.2 | 0
15.8 | 31.6 | 7.48 | 0.10709 | 0 | 31.6 | 0 | 0 | 0 | 0 | 0.2 | 0
16.72 | 33.44 | 7.48 | 0.10709 | 0 | 33.44 | 0 | 0 | 0 | 0 | 0.2 | 0
21.12 | 42.24 | 7.48 | 0.10709 | 0 | 42.24 | 0 | 0 | 0 | 0 | 0.2 | 0
21.08 | 42.16 | 7.48 | 0.10709 | 0 | 42.16 | 0 | 0 | 0 | 0 | 0.2 | 0
15.48 | 30.96 | 7.48 | 0.10709 | 0 | 30.96 | 0 | 0 | 0 | 0 | 0.2 | 0
18.76 | 37.52 | 7.48 | 0.10709 | 0 | 37.52 | 0 | 0 | 0 | 0 | 0.2 | 0
26.56 | 53.12 | 7.48 | 0.10709 | 0 | 53.12 | 0 | 0 | 0 | 0 | 0.2 | 0
26.92 | 53.84 | 7.48 | 0.10709 | 0 | 40.276 | 13.564 | 0 | 0 | 13.564 | 0.2 | 0
28.72 | 57.44 | 7.48 | 0.10709 | 0 | 20.2811 | 37.1589 | 0 | 0 | 37.1589 | 0.2 | 0
29.28 | 58.56 | 7.48 | 0.10709 | 0 | 1.9323 | 56.6277 | 0 | 0 | 56.6277 | 0.2 | 0
29.64 | 59.28 | 7.48 | 0.12502 | 0 | 0 | 67.6145 | 8.3345 | 0 | 59.28 | 0.55465 | 0
33.32 | 66.64 | 7.48 | 0.12502 | 0 | 0 | 71.0387 | 4.3987 | 0 | 66.64 | 0.74183 | 0
27.84 | 55.68 | 7.48 | 0.12502 | 0 | 0 | 70.9782 | 6.0672 | 9.231 | 55.68 | 1 | 0
24.64 | 49.28 | 12.23 | 0.12502 | 0 | 0 | 66.1988 | 0 | 16.9188 | 49.28 | 1 | 0
24.12 | 48.24 | 12.23 | 0.12502 | 0 | 0 | 55.7928 | 0 | 7.5528 | 48.24 | 1 | 0
22.64 | 45.28 | 12.23 | 0.12502 | 0 | 4.721 | 40.559 | 0 | 0 | 40.559 | 1 | 0
24.68 | 49.36 | 12.23 | 0.12502 | 0 | 30.8229 | 18.5371 | 0 | 0 | 18.5371 | 1 | 0
25.12 | 50.24 | 7.48 | 0.12502 | 0 | 50.24 | 0 | 0 | 0 | 0 | 1 | 0
25.84 | 51.68 | 7.48 | 0.12502 | 0 | 44.1651 | 0 | 0 | 0 | 0 | 0.64412 | 7.5149
25.2 | 50.4 | 7.48 | 0.12502 | 0 | 41.0216 | 0 | 0 | 0 | 0 | 0.2 | 9.3784
24.08 | 48.16 | 7.48 | 0.10709 | 0 | 48.16 | 0 | 0 | 0 | 0 | 0.2 | 0
21.8 | 43.6 | 7.48 | 0.10709 | 0 | 43.6 | 0 | 0 | 0 | 0 | 0.2 | 0
17.4 | 34.8 | 7.48 | 0.10709 | 0 | 34.8 | 0 | 0 | 0 | 0 | 0.2 | 0
14.92 | 29.84 | 7.48 | 0.10709 | 0 | 29.84 | 0 | 0 | 0 | 0 | 0.2 | 0
14.4 | 28.8 | 7.48 | 0.10709 | 0 | 28.8 | 0 | 0 | 0 | 0 | 0.2 | 0
14.44 | 28.88 | 7.48 | 0.10709 | 0 | 28.88 | 0 | 0 | 0 | 0 | 0.2 | 0
12.84 | 25.68 | 7.48 | 0.10709 | 0 | 25.68 | 0 | 0 | 0 | 0 | 0.2 | 0
13.08 | 26.16 | 7.48 | 0.10709 | 0 | 26.16 | 0 | 0 | 0 | 0 | 0.2 | 0
13 | 26 | 7.48 | 0.10709 | 0 | 26 | 0 | 0 | 0 | 0 | 0.2 | 0
16.24 | 32.48 | 7.48 | 0.10709 | 0 | 32.48 | 0 | 0 | 0 | 0 | 0.2 | 0
24 | 48 | 7.48 | 0.10709 | 0 | 48 | 0 | 0 | 0 | 0 | 0.2 | 0
23.2 | 46.4 | 7.48 | 0.10709 | 0 | 32.2673 | 14.1327 | 0 | 0 | 14.1327 | 0.2 | 0
25.28 | 50.56 | 7.48 | 0.10709 | 0 | 12.7961 | 37.7639 | 0 | 0 | 37.7639 | 0.2 | 0
25.2 | 50.4 | 7.48 | 0.10709 | 0 | 0 | 57.3416 | 6.9416 | 0 | 50.4 | 0.49538 | 0
27.68 | 55.36 | 7.48 | 0.12502 | 0 | 0 | 68.9939 | 9.3784 | 4.2555 | 55.36 | 0.89445 | 0
32 | 64 | 7.48 | 0.12502 | 0 | 0 | 75.2858 | 2.4804 | 8.8054 | 64 | 1 | 0
26.64 | 53.28 | 7.48 | 0.12502 | 0 | 0 | 73.9185 | 4.9397 | 0 | 68.9788 | 1 | 4.4386
24.28 | 48.56 | 12.23 | 0.12502 | 0 | 0 | 66.3561 | 0 | 17.7961 | 48.56 | 1 | 0
22.48 | 44.96 | 12.23 | 0.12502 | 0 | 0 | 56.0348 | 0 | 11.0748 | 44.96 | 1 | 0
21.32 | 42.64 | 12.23 | 0.12502 | 0 | 3.2305 | 39.4095 | 0 | 0 | 39.4095 | 1 | 0
24.28 | 48.56 | 12.23 | 0.12502 | 0 | 30.0471 | 18.5129 | 0 | 0 | 18.5129 | 1 | 0
24.36 | 48.72 | 7.48 | 0.12502 | 0 | 48.72 | 0 | 0 | 0 | 0 | 1 | 0
23.88 | 47.76 | 7.48 | 0.12502 | 0 | 40.2451 | 0 | 0 | 0 | 0 | 0.64412 | 7.5149
23.52 | 47.04 | 7.48 | 0.12502 | 0 | 37.6616 | 0 | 0 | 0 | 0 | 0.2 | 9.3784
23.32 | 46.64 | 7.48 | 0.10709 | 0 | 46.64 | 0 | 0 | 0 | 0 | 0.2 | 0
21.08 | 42.16 | 7.48 | 0.10709 | 0 | 42.16 | 0 | 0 | 0 | 0 | 0.2 | 0
14.6 | 29.2 | 7.48 | 0.10709 | 0 | 29.2 | 0 | 0 | 0 | 0 | 0.2 | 0
13.96 | 27.92 | 7.48 | 0.10709 | 0 | 27.92 | 0 | 0 | 0 | 0 | 0.2 | 0
13.24 | 26.48 | 7.48 | 0.10709 | 0 | 26.48 | 0 | 0 | 0 | 0 | 0.2 | 0
13.64 | 27.28 | 7.48 | 0.10709 | 0 | 27.28 | 0 | 0 | 0 | 0 | 0.2 | 0
11.6 | 23.2 | 7.48 | 0.10709 | 0 | 23.2 | 0 | 0 | 0 | 0 | 0.2 | 0
12 | 24 | 7.48 | 0.10709 | 0 | 24 | 0 | 0 | 0 | 0 | 0.2 | 0
12.76 | 25.52 | 7.48 | 0.10709 | 0 | 25.52 | 0 | 0 | 0 | 0 | 0.2 | 0
15.96 | 31.92 | 7.48 | 0.10709 | 0 | 31.92 | 0 | 0 | 0 | 0 | 0.2 | 0
24.48 | 48.96 | 7.48 | 0.10709 | 0 | 48.96 | 0 | 0 | 0 | 0 | 0.2 | 0
23.84 | 47.68 | 7.48 | 0.10709 | 0 | 33.8377 | 13.8423 | 0 | 0 | 13.8423 | 0.2 | 0
28.24 | 56.48 | 7.48 | 0.10709 | 0 | 19.4421 | 37.0379 | 0 | 0 | 37.0379 | 0.2 | 0
31.36 | 62.72 | 7.48 | 0.10709 | 0 | 7.6411 | 55.0789 | 0 | 0 | 55.0789 | 0.2 | 0
33.64 | 67.28 | 7.48 | 0.10709 | 0 | 0 | 67.6266 | 0.34656 | 0 | 67.28 | 0.21475 | 0
34.68 | 69.36 | 7.48 | 0.10709 | 0 | 0 | 70.954 | 1.594 | 0 | 69.36 | 0.28258 | 0
30.2 | 60.4 | 7.48 | 0.10709 | 0 | 0 | 70.9903 | 9.3784 | 1.212 | 60.4 | 0.68165 | 0
27.56 | 55.12 | 7.48 | 0.10709 | 0 | 0 | 66.5134 | 7.4814 | 3.9119 | 55.12 | 1 | 0
27.08 | 54.16 | 7.48 | 0.10709 | 0 | 0 | 57.7046 | 0 | 3.5446 | 54.16 | 1 | 0
26.2333 | 52.4667 | 7.48 | 0.10709 | 0 | 11.944 | 40.5227 | 0 | 0 | 40.5227 | 1 | 0
27.1867 | 54.3734 | 7.48 | 0.10709 | 0 | 35.4007 | 18.9727 | 0 | 0 | 18.9727 | 1 | 0
28 | 56 | 7.48 | 0.10709 | 0 | 56 | 0 | 0 | 0 | 0 | 1 | 0
27.16 | 54.32 | 7.48 | 0.10709 | 0 | 54.32 | 0 | 0 | 0 | 0 | 1 | 0
26.8 | 53.6 | 7.48 | 0.10709 | 0 | 53.6 | 0 | 0 | 0 | 0 | 1 | 0
25.4 | 50.8 | 7.48 | 0.10709 | 0 | 50.8 | 0 | 0 | 0 | 0 | 1 | 0
21.6 | 43.2 | 7.48 | 0.10709 | 0 | 43.2 | 0 | 0 | 0 | 0 | 1 | 0
19.4 | 38.8 | 7.48 | 0.10709 | 0 | 38.8 | 0 | 0 | 0 | 0 | 1 | 0
15.84 | 31.68 | 7.48 | 0.10709 | 0 | 31.68 | 0 | 0 | 0 | 0 | 1 | 0
14.56 | 29.12 | 7.48 | 0.10709 | 0 | 29.12 | 0 | 0 | 0 | 0 | 1 | 0
13.04 | 26.08 | 7.48 | 0.10709 | 0 | 26.08 | 0 | 0 | 0 | 0 | 1 | 0
13.96 | 27.92 | 7.48 | 0.10709 | 0 | 27.92 | 0 | 0 | 0 | 0 | 1 | 0
14.68 | 29.36 | 7.48 | 0.10709 | 0 | 29.36 | 0 | 0 | 0 | 0 | 1 | 0
14.88 | 29.76 | 7.48 | 0.10709 | 0 | 29.76 | 0 | 0 | 0 | 0 | 1 | 0
14.48 | 28.96 | 7.48 | 0.10709 | 0 | 28.96 | 0 | 0 | 0 | 0 | 1 | 0
14.96 | 29.92 | 7.48 | 0.10709 | 0 | 29.92 | 0 | 0 | 0 | 0 | 1 | 0
21.64 | 43.28 | 7.48 | 0.10709 | 0 | 20.6365 | 14.3505 | 0 | 0 | 14.3505 | 0.60728 | 8.2929
22.68 | 45.36 | 7.48 | 0.10709 | 0 | 0 | 36.7596 | 0 | 0 | 36.7596 | 0.2 | 8.6004
24.48 | 48.96 | 7.48 | 0.10709 | 0 | 0 | 54.5223 | 5.5623 | 0 | 48.96 | 0.43669 | 0
25 | 50 | 7.48 | 0.10709 | 0 | 0 | 67.675 | 9.3784 | 8.2966 | 50 | 0.83576 | 0
24.24 | 48.48 | 7.48 | 0.10709 | 0 | 0 | 74.1 | 3.8597 | 21.7603 | 48.48 | 1 | 0
23.44 | 46.88 | 7.48 | 0.10709 | 0 | 0 | 71.559 | 0 | 24.679 | 46.88 | 1 | 0
22.6 | 45.2 | 7.48 | 0.10709 | 0 | 0 | 66.1746 | 0 | 20.9746 | 45.2 | 1 | 0
21.4 | 42.8 | 7.48 | 0.10709 | 0 | 0 | 45.532 | 4.9397 | 0 | 40.5923 | 1 | 4.4386
22.12 | 44.24 | 7.48 | 0.10709 | 0 | 9.2228 | 35.0172 | 0 | 0 | 35.0172 | 1 | 0
23.8 | 47.6 | 7.48 | 0.10709 | 0 | 31.5918 | 16.0082 | 0 | 0 | 16.0082 | 1 | 0
23.64 | 47.28 | 7.48 | 0.10709 | 0 | 47.1469 | 0.1331 | 0 | 0 | 0.1331 | 1 | 0
22.16 | 44.32 | 7.48 | 0.10709 | 0 | 44.32 | 0 | 0 | 0 | 0 | 1 | 0
20.84 | 41.68 | 7.48 | 0.10709 | 0 | 41.68 | 0 | 0 | 0 | 0 | 1 | 0
20.88 | 41.76 | 7.48 | 0.10709 | 0 | 41.76 | 0 | 0 | 0 | 0 | 1 | 0
21.2 | 42.4 | 7.48 | 0.10709 | 0 | 42.4 | 0 | 0 | 0 | 0 | 1 | 0
20.8 | 41.6 | 7.48 | 0.10709 | 0 | 41.6 | 0 | 0 | 0 | 0 | 1 | 0
22.32 | 44.64 | 7.48 | 0.10709 | 0 | 44.64 | 0 | 0 | 0 | 0 | 1 | 0
20.32 | 40.64 | 7.48 | 0.10709 | 0 | 40.64 | 0 | 0 | 0 | 0 | 1 | 0
19.32 | 38.64 | 7.48 | 0.10709 | 0 | 38.64 | 0 | 0 | 0 | 0 | 1 | 0
18.88 | 37.76 | 7.48 | 0.10709 | 0 | 37.76 | 0 | 0 | 0 | 0 | 1 | 0
20.16 | 40.32 | 7.48 | 0.10709 | 0 | 40.32 | 0 | 0 | 0 | 0 | 1 | 0
21.4 | 42.8 | 7.48 | 0.10709 | 0 | 42.8 | 0 | 0 | 0 | 0 | 1 | 0
17.12 | 34.24 | 7.48 | 0.10709 | 0 | 34.24 | 0 | 0 | 0 | 0 | 1 | 0
16.88 | 33.76 | 7.48 | 0.10709 | 0 | 33.76 | 0 | 0 | 0 | 0 | 1 | 0
15.8 | 31.6 | 7.48 | 0.10709 | 0 | 31.6 | 0 | 0 | 0 | 0 | 1 | 0
20.68 | 41.36 | 7.48 | 0.10709 | 0 | 37.0282 | 4.3318 | 0 | 0 | 4.3318 | 1 | 0
22.32 | 44.64 | 7.48 | 0.10709 | 0 | 39.4854 | 5.1546 | 0 | 0 | 5.1546 | 1 | 0
22.08 | 44.16 | 7.48 | 0.12502 | 0 | 31.6608 | 12.4992 | 0 | 0 | 12.4992 | 1 | 0
22 | 44 | 7.48 | 0.12502 | 0 | 11.4429 | 29.4029 | 0 | 0 | 29.4029 | 0.85063 | 3.1542
21.76 | 43.52 | 7.48 | 0.12502 | 0 | 22.2716 | 11.87 | 0 | 0 | 11.87 | 0.40651 | 9.3784
22.44 | 44.88 | 12.23 | 0.12502 | 0 | 0 | 57.4505 | 9.3784 | 3.1921 | 44.88 | 0.80558 | 0
22.72 | 45.44 | 12.23 | 0.12502 | 0 | 0 | 50.009 | 4.569 | 0 | 45.44 | 1 | 0
24.24 | 48.48 | 12.23 | 0.12502 | 0 | 12.5432 | 35.9368 | 0 | 0 | 35.9368 | 1 | 0
25.48 | 50.96 | 12.23 | 0.12502 | 0 | 39.9491 | 11.0109 | 0 | 0 | 11.0109 | 1 | 0
23.84 | 47.68 | 7.48 | 0.12502 | 0 | 47.5348 | 0.1452 | 0 | 0 | 0.1452 | 1 | 0
18.48 | 36.96 | 7.48 | 0.12502 | 0 | 29.4451 | 0 | 0 | 0 | 0 | 0.64412 | 7.5149
16.32 | 32.64 | 7.48 | 0.12502 | 0 | 23.2616 | 0 | 0 | 0 | 0 | 0.2 | 9.3784
15.88 | 31.76 | 7.48 | 0.10709 | 0 | 31.76 | 0 | 0 | 0 | 0 | 0.2 | 0
17.64 | 35.28 | 7.48 | 0.10709 | 0 | 35.28 | 0 | 0 | 0 | 0 | 0.2 | 0
16.88 | 33.76 | 7.48 | 0.10709 | 0 | 33.76 | 0 | 0 | 0 | 0 | 0.2 | 0
16.76 | 33.52 | 7.48 | 0.10709 | 0 | 33.52 | 0 | 0 | 0 | 0 | 0.2 | 0
16.52 | 33.04 | 7.48 | 0.10709 | 0 | 33.04 | 0 | 0 | 0 | 0 | 0.2 | 0
15.96 | 31.92 | 7.48 | 0.10709 | 0 | 31.92 | 0 | 0 | 0 | 0 | 0.2 | 0
13.16 | 26.32 | 7.48 | 0.10709 | 0 | 26.32 | 0 | 0 | 0 | 0 | 0.2 | 0
13.6 | 27.2 | 7.48 | 0.10709 | 0 | 27.2 | 0 | 0 | 0 | 0 | 0.2 | 0
14.6 | 29.2 | 7.48 | 0.10709 | 0 | 29.2 | 0 | 0 | 0 | 0 | 0.2 | 0
14.72 | 29.44 | 7.48 | 0.10709 | 0 | 29.44 | 0 | 0 | 0 | 0 | 0.2 | 0
20.84 | 41.68 | 7.48 | 0.10709 | 0 | 41.68 | 0 | 0 | 0 | 0 | 0.2 | 0
21.56 | 43.12 | 7.48 | 0.10709 | 0 | 28.104 | 15.016 | 0 | 0 | 15.016 | 0.2 | 0
22.24 | 44.48 | 7.48 | 0.10709 | 0 | 5.978 | 38.502 | 0 | 0 | 38.502 | 0.2 | 0
22.6 | 45.2 | 7.48 | 0.10709 | 0 | 0 | 58.6726 | 9.3784 | 4.0942 | 45.2 | 0.59907 | 0
22.52 | 45.04 | 7.48 | 0.12502 | 0 | 0 | 53.5906 | 8.5506 | 0 | 45.04 | 0.96292 | 0
22 | 44 | 7.48 | 0.12502 | 0 | 0 | 50.8197 | 0.87142 | 5.9483 | 44 | 1 | 0
20.36 | 40.72 | 7.48 | 0.12502 | 0 | 26.1517 | 14.5683 | 0 | 0 | 14.5683 | 1 | 0
20.92 | 41.84 | 12.23 | 0.12502 | 0 | 11.0798 | 26.8256 | 0 | 0 | 26.8256 | 0.81367 | 3.9347
20.04 | 40.08 | 12.23 | 0.12502 | 0 | 0 | 41.0793 | 0.9993 | 0 | 40.08 | 0.85619 | 0
20.32 | 40.64 | 12.23 | 0.12502 | 0 | 0 | 44.0196 | 3.3796 | 0 | 40.64 | 1 | 0
22.4 | 44.8 | 12.23 | 0.12502 | 0 | 24.6536 | 20.1464 | 0 | 0 | 20.1464 | 1 | 0
22.72 | 45.44 | 7.48 | 0.12502 | 0 | 44.5446 | 0.8954 | 0 | 0 | 0.8954 | 1 | 0
23.56 | 47.12 | 7.48 | 0.12502 | 0 | 39.6051 | 0 | 0 | 0 | 0 | 0.64412 | 7.5149
22.48 | 44.96 | 7.48 | 0.12502 | 0 | 35.5816 | 0 | 0 | 0 | 0 | 0.2 | 9.3784
24 | 48 | 7.48 | 0.10709 | 9.3784 | 48 | 0 | 0 | 0 | 0 | 0.59907 | 0
23.68 | 47.36 | 7.48 | 0.10709 | 9.3784 | 47.36 | 0 | 0 | 0 | 0 | 0.99814 | 0
16.96 | 33.92 | 7.48 | 0.10709 | 0.043676 | 33.92 | 0 | 0 | 0 | 0 | 1 | 0
15.08 | 30.16 | 7.48 | 0.10709 | 0 | 30.16 | 0 | 0 | 0 | 0 | 1 | 0
14.52 | 29.04 | 7.48 | 0.10709 | 0 | 29.04 | 0 | 0 | 0 | 0 | 1 | 0
16.56 | 33.12 | 7.48 | 0.10709 | 0 | 33.12 | 0 | 0 | 0 | 0 | 1 | 0
14.76 | 29.52 | 7.48 | 0.10709 | 0 | 29.52 | 0 | 0 | 0 | 0 | 1 | 0
14.4 | 28.8 | 7.48 | 0.10709 | 0 | 28.8 | 0 | 0 | 0 | 0 | 1 | 0
15.36 | 30.72 | 7.48 | 0.10709 | 0 | 30.72 | 0 | 0 | 0 | 0 | 1 | 0
17.8 | 35.6 | 7.48 | 0.10709 | 0 | 35.6 | 0 | 0 | 0 | 0 | 1 | 0
24.88 | 49.76 | 7.48 | 0.10709 | 0 | 49.76 | 0 | 0 | 0 | 0 | 1 | 0
24.44 | 48.88 | 7.48 | 0.10709 | 0 | 43.4713 | 5.4087 | 0 | 0 | 5.4087 | 1 | 0
25.96 | 51.92 | 7.48 | 0.10709 | 0 | 12.6557 | 39.2643 | 0 | 0 | 39.2643 | 1 | 0
26.72 | 53.44 | 7.48 | 0.10709 | 0 | 19.0399 | 34.4001 | 0 | 0 | 34.4001 | 1 | 0
29.36 | 58.72 | 7.48 | 0.12502 | 0 | 14.2285 | 44.4915 | 0 | 0 | 44.4915 | 1 | 0
31.6 | 63.2 | 7.48 | 0.12502 | 0 | 53.3264 | 9.8735 | 0 | 0 | 9.8735 | 1 | 0
26.6 | 53.2 | 7.48 | 0.12502 | 0 | 1.6785 | 51.5215 | 0 | 0 | 51.5215 | 1 | 0
25.12 | 50.24 | 12.23 | 0.12502 | 0 | 21.3574 | 28.8826 | 0 | 0 | 28.8826 | 1 | 0
24.2 | 48.4 | 12.23 | 0.12502 | 0 | 10.3215 | 38.0785 | 0 | 0 | 38.0785 | 1 | 0
22.96 | 45.92 | 12.23 | 0.12502 | 0 | 11.7256 | 34.1944 | 0 | 0 | 34.1944 | 1 | 0
25.12 | 50.24 | 12.23 | 0.12502 | 0 | 34.3286 | 15.9114 | 0 | 0 | 15.9114 | 1 | 0
26.4 | 52.8 | 7.48 | 0.12502 | 0 | 52.1224 | 0.6776 | 0 | 0 | 0.6776 | 1 | 0
26.16 | 52.32 | 7.48 | 0.12502 | 0 | 44.8051 | 0 | 0 | 0 | 0 | 0.64412 | 7.5149
25.76 | 51.52 | 7.48 | 0.12502 | 0 | 42.1416 | 0 | 0 | 0 | 0 | 0.2 | 9.3784
25.52 | 51.04 | 7.48 | 0.10709 | 0 | 51.04 | 0 | 0 | 0 | 0 | 0.2 | 0
20.64 | 41.28 | 7.48 | 0.10709 | 0 | 41.28 | 0 | 0 | 0 | 0 | 0.2 | 0
17.28 | 34.56 | 7.48 | 0.10709 | 0 | 34.56 | 0 | 0 | 0 | 0 | 0.2 | 0
16.2 | 32.4 | 7.48 | 0.10709 | 0 | 32.4 | 0 | 0 | 0 | 0 | 0.2 | 0
15.64 | 31.28 | 7.48 | 0.10709 | 0 | 31.28 | 0 | 0 | 0 | 0 | 0.2 | 0
16.4 | 32.8 | 7.48 | 0.10709 | 0 | 32.8 | 0 | 0 | 0 | 0 | 0.2 | 0
14.84 | 29.68 | 7.48 | 0.10709 | 0 | 29.68 | 0 | 0 | 0 | 0 | 0.2 | 0
15.24 | 30.48 | 7.48 | 0.10709 | 0 | 30.48 | 0 | 0 | 0 | 0 | 0.2 | 0
15.6 | 31.2 | 7.48 | 0.10709 | 0 | 31.2 | 0 | 0 | 0 | 0 | 0.2 | 0
17.4 | 34.8 | 7.48 | 0.10709 | 0 | 34.8 | 0 | 0 | 0 | 0 | 0.2 | 0
24.24 | 48.48 | 7.48 | 0.10709 | 0 | 48.48 | 0 | 0 | 0 | 0 | 0.2 | 0
23.28 | 46.56 | 7.48 | 0.10709 | 0 | 30.092 | 16.468 | 0 | 0 | 16.468 | 0.2 | 0
25.76 | 51.52 | 7.48 | 0.10709 | 0 | 10.1503 | 41.3697 | 0 | 0 | 41.3697 | 0.2 | 0
27.44 | 54.88 | 7.48 | 0.10709 | 0 | 0 | 62.0727 | 7.1927 | 0 | 54.88 | 0.50607 | 0
28.92 | 57.84 | 7.48 | 0.12502 | 0 | 0 | 75.9513 | 9.3784 | 8.733 | 57.84 | 0.90514 | 0
32.76 | 65.52 | 7.48 | 0.12502 | 0 | 0 | 83.4895 | 5.9948 | 0 | 77.4947 | 1 | 3.3835
32.76 | 65.52 | 7.48 | 0.12502 | 0 | 0 | 84.1067 | 0 | 18.5867 | 65.52 | 1 | 0
25.64 | 51.28 | 12.23 | 0.12502 | 0 | 0 | 78.9037 | 4.9397 | 0 | 73.964 | 1 | 4.4386
23.96 | 47.92 | 12.23 | 0.12502 | 0 | 0 | 66.9006 | 0 | 18.9806 | 47.92 | 1 | 0
23.52 | 47.04 | 12.23 | 0.12502 | 0 | 0 | 47.4439 | 3.9813 | 0 | 43.4626 | 1 | 3.5774
26.8 | 53.6 | 12.23 | 0.12502 | 0 | 30.2471 | 23.3529 | 0 | 0 | 23.3529 | 1 | 0
26.52 | 53.04 | 7.48 | 0.12502 | 0 | 50.7894 | 2.2506 | 0 | 0 | 2.2506 | 1 | 0
26.28 | 52.56 | 7.48 | 0.12502 | 0 | 45.0451 | 0 | 0 | 0 | 0 | 0.64412 | 7.5149
26.44 | 52.88 | 7.48 | 0.12502 | 0 | 43.5016 | 0 | 0 | 0 | 0 | 0.2 | 9.3784
25.36 | 50.72 | 7.48 | 0.10709 | 0.3935 | 50.72 | 0 | 0 | 0 | 0 | 0.21674 | 0
22.56 | 45.12 | 7.48 | 0.10709 | 0 | 45.12 | 0 | 0 | 0 | 0 | 0.21674 | 0
18.68 | 37.36 | 7.48 | 0.10709 | 0 | 37.36 | 0 | 0 | 0 | 0 | 0.21674 | 0
15.64 | 31.28 | 7.48 | 0.10709 | 0 | 31.28 | 0 | 0 | 0 | 0 | 0.21674 | 0
14.8 | 29.6 | 7.48 | 0.10709 | 0 | 29.6 | 0 | 0 | 0 | 0 | 0.21674 | 0
16.68 | 33.36 | 7.48 | 0.10709 | 0 | 33.36 | 0 | 0 | 0 | 0 | 0.21674 | 0
20.52 | 41.04 | 7.48 | 0.10709 | 0 | 41.04 | 0 | 0 | 0 | 0 | 0.21674 | 0
18.92 | 37.84 | 7.48 | 0.10709 | 0 | 37.84 | 0 | 0 | 0 | 0 | 0.21674 | 0
15.16 | 30.32 | 7.48 | 0.10709 | 0 | 30.32 | 0 | 0 | 0 | 0 | 0.21674 | 0
17.16 | 34.32 | 7.48 | 0.10709 | 0 | 34.32 | 0 | 0 | 0 | 0 | 0.21674 | 0
23.04 | 46.08 | 7.48 | 0.10709 | 0 | 46.08 | 0 | 0 | 0 | 0 | 0.21674 | 0
23.88 | 47.76 | 7.48 | 0.10709 | 0 | 29.8279 | 17.9321 | 0 | 0 | 17.9321 | 0.21674 | 0
27.84 | 55.68 | 7.48 | 0.10709 | 0 | 20.9169 | 34.7631 | 0 | 0 | 34.7631 | 0.21674 | 0
28.2 | 56.4 | 7.48 | 0.10709 | 0 | 0 | 57.4021 | 1.0021 | 0 | 56.4 | 0.25939 | 0
30.24 | 60.48 | 7.48 | 0.12502 | 0 | 0 | 67.7113 | 7.2313 | 0 | 60.48 | 0.56709 | 0
32 | 64 | 7.48 | 0.12502 | 0 | 0 | 64.7952 | 0.79518 | 0 | 64 | 0.60093 | 0
27.84 | 55.68 | 7.48 | 0.12502 | 0 | 0 | 66.5013 | 9.3784 | 1.4429 | 55.68 | 1 | 0
25.56 | 51.12 | 12.23 | 0.12502 | 0 | 3.8455 | 47.2745 | 0 | 0 | 47.2745 | 1 | 0
23.72 | 47.44 | 12.23 | 0.12502 | 0 | 10.3295 | 37.1105 | 0 | 0 | 37.1105 | 1 | 0
24.88 | 49.76 | 12.23 | 0.12502 | 0 | 13.8111 | 35.9489 | 0 | 0 | 35.9489 | 1 | 0
25.24 | 50.48 | 12.23 | 0.12502 | 0 | 48.1326 | 2.3474 | 0 | 0 | 2.3474 | 1 | 0
25.735 | 51.47 | 7.48 | 0.12502 | 0 | 51.47 | 0 | 0 | 0 | 0 | 1 | 0
26.37 | 52.74 | 7.48 | 0.12502 | 0 | 45.2251 | 0 | 0 | 0 | 0 | 0.64412 | 7.5149
26.315 | 52.63 | 7.48 | 0.12502 | 0 | 43.2516 | 0 | 0 | 0 | 0 | 0.2 | 9.3784
27.52 | 55.04 | 7.48 | 0.10709 | 0 | 55.04 | 0 | 0 | 0 | 0 | 0.2 | 0
24.6 | 49.2 | 7.48 | 0.10709 | 0 | 49.2 | 0 | 0 | 0 | 0 | 0.2 | 0
18.16 | 36.32 | 7.48 | 0.10709 | 0 | 36.32 | 0 | 0 | 0 | 0 | 0.2 | 0
17.76 | 35.52 | 7.48 | 0.10709 | 0 | 35.52 | 0 | 0 | 0 | 0 | 0.2 | 0
16.08 | 32.16 | 7.48 | 0.10709 | 0 | 32.16 | 0 | 0 | 0 | 0 | 0.2 | 0
15.76 | 31.52 | 7.48 | 0.10709 | 0 | 31.52 | 0 | 0 | 0 | 0 | 0.2 | 0
15.12 | 30.24 | 7.48 | 0.10709 | 0 | 30.24 | 0 | 0 | 0 | 0 | 0.2 | 0
14.72 | 29.44 | 7.48 | 0.10709 | 0 | 29.44 | 0 | 0 | 0 | 0 | 0.2 | 0
15.16 | 30.32 | 7.48 | 0.10709 | 0 | 30.32 | 0 | 0 | 0 | 0 | 0.2 | 0
17.8 | 35.6 | 7.48 | 0.10709 | 0 | 35.6 | 0 | 0 | 0 | 0 | 0.2 | 0
23.72 | 47.44 | 7.48 | 0.10709 | 0 | 47.44 | 0 | 0 | 0 | 0 | 0.2 | 0
25.08 | 50.16 | 7.48 | 0.10709 | 0 | 38.7256 | 11.4344 | 0 | 0 | 11.4344 | 0.2 | 0
26.92 | 53.84 | 7.48 | 0.10709 | 0 | 30.2935 | 23.5465 | 0 | 0 | 23.5465 | 0.2 | 0
25.68 | 51.36 | 7.48 | 0.10709 | 0 | 38.4252 | 12.9348 | 0 | 0 | 12.9348 | 0.2 | 0
30.76 | 61.52 | 7.48 | 0.10709 | 0 | 37.2233 | 24.2967 | 0 | 0 | 24.2967 | 0.2 | 0
32.32 | 64.64 | 7.48 | 0.10709 | 0 | 16.1797 | 48.4603 | 0 | 0 | 48.4603 | 0.2 | 0
29.2 | 58.4 | 7.48 | 0.10709 | 0 | 19.8254 | 38.5746 | 0 | 0 | 38.5746 | 0.2 | 0
26.52 | 53.04 | 7.48 | 0.10709 | 0 | 33.3655 | 19.6745 | 0 | 0 | 19.6745 | 0.2 | 0
24.36 | 48.72 | 7.48 | 0.10709 | 0 | 35.1318 | 13.5882 | 0 | 0 | 13.5882 | 0.2 | 0
24.48 | 48.96 | 7.48 | 0.10709 | 0 | 30.9432 | 18.0168 | 0 | 0 | 18.0168 | 0.2 | 0
26.6 | 53.2 | 7.48 | 0.10709 | 0 | 47.7066 | 5.4934 | 0 | 0 | 5.4934 | 0.2 | 0
24.52 | 49.04 | 7.48 | 0.10709 | 0 | 48.8948 | 0.1452 | 0 | 0 | 0.1452 | 0.2 | 0
26.12 | 52.24 | 7.48 | 0.10709 | 0 | 52.24 | 0 | 0 | 0 | 0 | 0.2 | 0
25.6 | 51.2 | 7.48 | 0.10709 | 0 | 51.2 | 0 | 0 | 0 | 0 | 0.2 | 0
24.76 | 49.52 | 7.48 | 0.10709 | 0 | 49.52 | 0 | 0 | 0 | 0 | 0.2 | 0
23.64 | 47.28 | 7.48 | 0.10709 | 0 | 47.28 | 0 | 0 | 0 | 0 | 0.2 | 0
22.92 | 45.84 | 7.48 | 0.10709 | 0 | 45.84 | 0 | 0 | 0 | 0 | 0.2 | 0
20.56 | 41.12 | 7.48 | 0.10709 | 0 | 41.12 | 0 | 0 | 0 | 0 | 0.2 | 0
19.6 | 39.2 | 7.48 | 0.10709 | 0 | 39.2 | 0 | 0 | 0 | 0 | 0.2 | 0
18.72 | 37.44 | 7.48 | 0.10709 | 0 | 37.44 | 0 | 0 | 0 | 0 | 0.2 | 0
18.8 | 37.6 | 7.48 | 0.10709 | 0 | 37.6 | 0 | 0 | 0 | 0 | 0.2 | 0
19.96 | 39.92 | 7.48 | 0.10709 | 0 | 39.92 | 0 | 0 | 0 | 0 | 0.2 | 0
21.68 | 43.36 | 7.48 | 0.10709 | 0 | 43.36 | 0 | 0 | 0 | 0 | 0.2 | 0
16.68 | 33.36 | 7.48 | 0.10709 | 0 | 33.36 | 0 | 0 | 0 | 0 | 0.2 | 0
14.8578 | 29.7156 | 7.48 | 0.10709 | 0 | 29.7156 | 0 | 0 | 0 | 0 | 0.2 | 0
18.1689 | 36.3378 | 7.48 | 0.10709 | 0 | 18.3815 | 17.9563 | 0 | 0 | 17.9563 | 0.2 | 0
22.2934 | 44.5868 | 7.48 | 0.10709 | 0 | 2.4306 | 42.1562 | 0 | 0 | 42.1562 | 0.2 | 0
23.76 | 47.52 | 7.48 | 0.10709 | 0 | 0 | 61.5645 | 9.3784 | 4.6661 | 47.52 | 0.59907 | 0
23.72 | 47.44 | 7.48 | 0.10709 | 0 | 0 | 71.8737 | 9.3784 | 15.0553 | 47.44 | 0.99814 | 0
23.8 | 47.6 | 7.48 | 0.10709 | 0 | 0 | 77.73 | 0.043676 | 30.0863 | 47.6 | 1 | 0
22.92 | 45.84 | 7.48 | 0.10709 | 0 | 0 | 75.2132 | 0 | 29.3732 | 45.84 | 1 | 0
21.8 | 43.6 | 7.48 | 0.10709 | 0 | 0 | 69.9618 | 4.9397 | 0 | 65.0221 | 1 | 4.4386
24.104 | 48.208 | 7.48 | 0.10709 | 0 | 0 | 61.5161 | 0 | 13.3081 | 48.208 | 1 | 0
24.616 | 49.232 | 7.48 | 0.10709 | 0 | 4.9462 | 44.2858 | 0 | 0 | 44.2858 | 1 | 0
25.92 | 51.84 | 7.48 | 0.10709 | 0 | 36.6546 | 15.1854 | 0 | 0 | 15.1854 | 1 | 0
26.36 | 52.72 | 7.48 | 0.10709 | 0 | 51.5342 | 1.1858 | 0 | 0 | 1.1858 | 1 | 0
24.12 | 48.24 | 7.48 | 0.10709 | 0 | 48.24 | 0 | 0 | 0 | 0 | 1 | 0
23.12 | 46.24 | 7.48 | 0.10709 | 0 | 46.24 | 0 | 0 | 0 | 0 | 1 | 0
22.16 | 44.32 | 7.48 | 0.10709 | 0 | 44.32 | 0 | 0 | 0 | 0 | 1 | 0
22.12 | 44.24 | 7.48 | 0.10709 | 0 | 44.24 | 0 | 0 | 0 | 0 | 1 | 0
17.88 | 35.76 | 7.48 | 0.10709 | 0 | 35.76 | 0 | 0 | 0 | 0 | 1 | 0
18.68 | 37.36 | 7.48 | 0.10709 | 0 | 37.36 | 0 | 0 | 0 | 0 | 1 | 0
16.36 | 32.72 | 7.48 | 0.10709 | 0 | 32.72 | 0 | 0 | 0 | 0 | 1 | 0
14.4 | 28.8 | 7.48 | 0.10709 | 0 | 28.8 | 0 | 0 | 0 | 0 | 1 | 0
14.2 | 28.4 | 7.48 | 0.10709 | 0 | 28.4 | 0 | 0 | 0 | 0 | 1 | 0
14.96 | 29.92 | 7.48 | 0.10709 | 0 | 29.92 | 0 | 0 | 0 | 0 | 1 | 0
16.52 | 33.04 | 7.48 | 0.10709 | 0 | 33.04 | 0 | 0 | 0 | 0 | 1 | 0
16.76 | 33.52 | 7.48 | 0.10709 | 0 | 33.52 | 0 | 0 | 0 | 0 | 1 | 0
16.52 | 33.04 | 7.48 | 0.10709 | 0 | 33.04 | 0 | 0 | 0 | 0 | 1 | 0
15.48 | 30.96 | 7.48 | 0.10709 | 0 | 15.7625 | 8.47 | 0 | 0 | 8.47 | 0.68141 | 6.7275
22.24 | 44.48 | 7.48 | 0.10709 | 0 | 23.764 | 11.3376 | 0 | 0 | 11.3376 | 0.23729 | 9.3784
24.4 | 48.8 | 7.48 | 0.10709 | 0 | 0 | 48.0126 | 0 | 0 | 48.0126 | 0.2 | 0.78744
24.16 | 48.32 | 7.48 | 0.12502 | 0 | 0 | 61.2862 | 9.3784 | 3.5878 | 48.32 | 0.59907 | 0
23.32 | 46.64 | 7.48 | 0.12502 | 0 | 0 | 55.1636 | 8.5236 | 0 | 46.64 | 0.96177 | 0
22.72 | 45.44 | 7.48 | 0.12502 | 0 | 0 | 63.5852 | 0.89843 | 17.2468 | 45.44 | 1 | 0
21.72 | 43.44 | 12.23 | 0.12502 | 0 | 0 | 58.1402 | 0 | 14.7002 | 43.44 | 1 | 0
20.72 | 41.44 | 12.23 | 0.12502 | 0 | 0 | 41.4907 | 0 | 0.050693 | 41.44 | 1 | 0
21.64 | 43.28 | 12.23 | 0.12502 | 0 | 16.0672 | 27.2128 | 0 | 0 | 27.2128 | 1 | 0
22.88 | 45.76 | 12.23 | 0.12502 | 0 | 34.0715 | 11.6885 | 0 | 0 | 11.6885 | 1 | 0
22.48 | 44.96 | 7.48 | 0.12502 | 0 | 43.9678 | 0.9922 | 0 | 0 | 0.9922 | 1 | 0
23.2 | 46.4 | 7.48 | 0.12502 | 0 | 38.8851 | 0 | 0 | 0 | 0 | 0.64412 | 7.5149
17.44 | 34.88 | 7.48 | 0.12502 | 0 | 25.5016 | 0 | 0 | 0 | 0 | 0.2 | 9.3784
15.6 | 31.2 | 7.48 | 0.10709 | 9.3784 | 31.2 | 0 | 0 | 0 | 0 | 0.59907 | 0
16.68 | 33.36 | 7.48 | 0.10709 | 7.5926 | 33.36 | 0 | 0 | 0 | 0 | 0.92215 | 0
16.44 | 32.88 | 7.48 | 0.10709 | 0 | 32.88 | 0 | 0 | 0 | 0 | 0.92215 | 0
16.08 | 32.16 | 7.48 | 0.10709 | 0 | 32.16 | 0 | 0 | 0 | 0 | 0.92215 | 0
16.6 | 33.2 | 7.48 | 0.10709 | 0 | 33.2 | 0 | 0 | 0 | 0 | 0.92215 | 0
18.2 | 36.4 | 7.48 | 0.10709 | 0 | 36.4 | 0 | 0 | 0 | 0 | 0.92215 | 0
13.96 | 27.92 | 7.48 | 0.10709 | 0 | 27.92 | 0 | 0 | 0 | 0 | 0.92215 | 0
13.76 | 27.52 | 7.48 | 0.10709 | 0 | 27.52 | 0 | 0 | 0 | 0 | 0.92215 | 0
14.84 | 29.68 | 7.48 | 0.10709 | 0 | 29.68 | 0 | 0 | 0 | 0 | 0.92215 | 0
15.68 | 31.36 | 7.48 | 0.10709 | 0 | 31.36 | 0 | 0 | 0 | 0 | 0.92215 | 0
22.4 | 44.8 | 7.48 | 0.10709 | 0 | 44.8 | 0 | 0 | 0 | 0 | 0.92215 | 0
25.6 | 51.2 | 7.48 | 0.10709 | 0 | 42.4517 | 8.7483 | 0 | 0 | 8.7483 | 0.92215 | 0
27.76 | 55.52 | 7.48 | 0.10709 | 0 | 39.1851 | 16.3349 | 0 | 0 | 16.3349 | 0.92215 | 0
28.12 | 56.24 | 7.48 | 0.10709 | 0 | 46.3301 | 9.9099 | 0 | 0 | 9.9099 | 0.92215 | 0
28.96 | 57.92 | 7.48 | 0.12502 | 0 | 0 | 59.7495 | 1.8295 | 0 | 57.92 | 1 | 0
30.48 | 60.96 | 7.48 | 0.12502 | 0 | 12.6758 | 39.8572 | 0 | 0 | 39.8572 | 0.60093 | 8.427
27 | 54 | 7.48 | 0.12502 | 0 | 0 | 65.1824 | 9.3784 | 1.804 | 54 | 1 | 0
24.56 | 49.12 | 12.23 | 0.12502 | 0 | 23.7827 | 25.3373 | 0 | 0 | 25.3373 | 1 | 0
24.44 | 48.88 | 12.23 | 0.12502 | 0 | 40.2043 | 8.6757 | 0 | 0 | 8.6757 | 1 | 0
24.48 | 48.96 | 12.23 | 0.12502 | 0 | 47.75 | 1.21 | 0 | 0 | 1.21 | 1 | 0
25.32 | 50.64 | 12.23 | 0.12502 | 0 | 30.3968 | 20.2432 | 0 | 0 | 20.2432 | 1 | 0
25.36 | 50.72 | 7.48 | 0.12502 | 0 | 49.0623 | 1.6577 | 0 | 0 | 1.6577 | 1 | 0
26.92 | 53.84 | 7.48 | 0.12502 | 0 | 46.3251 | 0 | 0 | 0 | 0 | 0.64412 | 7.5149
26.36 | 52.72 | 7.48 | 0.12502 | 0 | 43.3416 | 0 | 0 | 0 | 0 | 0.2 | 9.3784
26.44 | 52.88 | 7.48 | 0.10709 | 0 | 52.88 | 0 | 0 | 0 | 0 | 0.2 | 0
24.64 | 49.28 | 7.48 | 0.10709 | 0 | 49.28 | 0 | 0 | 0 | 0 | 0.2 | 0
15.8 | 31.6 | 7.48 | 0.10709 | 0 | 31.6 | 0 | 0 | 0 | 0 | 0.2 | 0
14.88 | 29.76 | 7.48 | 0.10709 | 0 | 29.76 | 0 | 0 | 0 | 0 | 0.2 | 0
14.12 | 28.24 | 7.48 | 0.10709 | 0 | 28.24 | 0 | 0 | 0 | 0 | 0.2 | 0
14.84 | 29.68 | 7.48 | 0.10709 | 0 | 29.68 | 0 | 0 | 0 | 0 | 0.2 | 0
13.48 | 26.96 | 7.48 | 0.10709 | 0 | 26.96 | 0 | 0 | 0 | 0 | 0.2 | 0
14.12 | 28.24 | 7.48 | 0.10709 | 0 | 28.24 | 0 | 0 | 0 | 0 | 0.2 | 0
15.08 | 30.16 | 7.48 | 0.10709 | 0 | 30.16 | 0 | 0 | 0 | 0 | 0.2 | 0
17.48 | 34.96 | 7.48 | 0.10709 | 0 | 34.96 | 0 | 0 | 0 | 0 | 0.2 | 0
23.36 | 46.72 | 7.48 | 0.10709 | 0 | 46.72 | 0 | 0 | 0 | 0 | 0.2 | 0
23.48 | 46.96 | 7.48 | 0.10709 | 0 | 27.4791 | 19.4809 | 0 | 0 | 19.4809 | 0.2 | 0
26.04 | 52.08 | 7.48 | 0.10709 | 0 | 8.1451 | 43.9349 | 0 | 0 | 43.9349 | 0.2 | 0
31.4 | 62.8 | 7.48 | 0.10709 | 0 | 1.0661 | 61.7339 | 0 | 0 | 61.7339 | 0.2 | 0
27.56 | 55.12 | 7.48 | 0.12502 | 0 | 0 | 71.438 | 9.3784 | 6.9397 | 55.12 | 0.59907 | 0
27.28 | 54.56 | 7.48 | 0.12502 | 0 | 0 | 76.6531 | 9.3784 | 12.7147 | 54.56 | 0.99814 | 0
26.2 | 52.4 | 7.48 | 0.12502 | 0 | 0 | 79.6055 | 0.043676 | 27.1618 | 52.4 | 1 | 0
23.8 | 47.6 | 12.23 | 0.12502 | 0 | 0 | 73.8701 | 0 | 26.2701 | 47.6 | 1 | 0
22.88 | 45.76 | 12.23 | 0.12502 | 0 | 0 | 53.0582 | 0 | 7.2982 | 45.76 | 1 | 0
22.92 | 45.84 | 12.23 | 0.12502 | 0 | 7.9067 | 37.9333 | 0 | 0 | 37.9333 | 1 | 0
25.04 | 50.08 | 12.23 | 0.12502 | 0 | 24.8516 | 25.2284 | 0 | 0 | 25.2284 | 1 | 0
25.72 | 51.44 | 7.48 | 0.12502 | 0 | 47.8463 | 3.5937 | 0 | 0 | 3.5937 | 1 | 0
25.72 | 51.44 | 7.48 | 0.12502 | 0 | 43.9251 | 0 | 0 | 0 | 0 | 0.64412 | 7.5149
26.48 | 52.96 | 7.48 | 0.12502 | 0 | 43.5816 | 0 | 0 | 0 | 0 | 0.2 | 9.3784
24.48 | 48.96 | 7.48 | 0.10709 | 0 | 48.96 | 0 | 0 | 0 | 0 | 0.2 | 0
19.28 | 38.56 | 7.48 | 0.10709 | 0 | 38.56 | 0 | 0 | 0 | 0 | 0.2 | 0
14.88 | 29.76 | 7.48 | 0.10709 | 0 | 29.76 | 0 | 0 | 0 | 0 | 0.2 | 0
14.56 | 29.12 | 7.48 | 0.10709 | 0 | 29.12 | 0 | 0 | 0 | 0 | 0.2 | 0
13.96 | 27.92 | 7.48 | 0.10709 | 0 | 27.92 | 0 | 0 | 0 | 0 | 0.2 | 0
16.6 | 33.2 | 7.48 | 0.10709 | 0 | 33.2 | 0 | 0 | 0 | 0 | 0.2 | 0
18.28 | 36.56 | 7.48 | 0.10709 | 0 | 36.56 | 0 | 0 | 0 | 0 | 0.2 | 0
16.24 | 32.48 | 7.48 | 0.10709 | 0 | 32.48 | 0 | 0 | 0 | 0 | 0.2 | 0
14.8 | 29.6 | 7.48 | 0.10709 | 0 | 29.6 | 0 | 0 | 0 | 0 | 0.2 | 0
16.36 | 32.72 | 7.48 | 0.10709 | 0 | 32.72 | 0 | 0 | 0 | 0 | 0.2 | 0
22.84 | 45.68 | 7.48 | 0.10709 | 0 | 45.68 | 0 | 0 | 0 | 0 | 0.2 | 0
23.4 | 46.8 | 7.48 | 0.10709 | 0 | 25.4315 | 21.3685 | 0 | 0 | 21.3685 | 0.2 | 0
24.16 | 48.32 | 7.48 | 0.10709 | 0 | 1.5295 | 46.7905 | 0 | 0 | 46.7905 | 0.2 | 0
26.48 | 52.96 | 7.48 | 0.10709 | 0 | 0 | 64.9041 | 9.3784 | 2.5657 | 52.96 | 0.59907 | 0
28.92 | 57.84 | 7.48 | 0.12502 | 0 | 0 | 74.3299 | 9.3784 | 7.1116 | 57.84 | 0.99814 | 0
29.8 | 59.6 | 7.48 | 0.12502 | 0 | 0 | 79.7628 | 0.043676 | 20.1191 | 59.6 | 1 | 0
26.52 | 53.04 | 7.48 | 0.12502 | 0 | 0 | 82.5095 | 4.9397 | 0 | 77.5698 | 1 | 4.4386
25.04 | 50.08 | 12.23 | 0.12502 | 0 | 0 | 76.9919 | 0 | 26.9119 | 50.08 | 1 | 0
24.72 | 49.44 | 12.23 | 0.12502 | 0 | 0 | 67.0336 | 4.9397 | 0 | 62.0939 | 1 | 4.4386
23.2 | 46.4 | 12.23 | 0.12502 | 0 | 0 | 49.1862 | 0 | 2.7862 | 46.4 | 1 | 0
25 | 50 | 12.23 | 0.12502 | 0 | 25.062 | 24.938 | 0 | 0 | 24.938 | 1 | 0
24.92 | 49.84 | 7.48 | 0.12502 | 0 | 46.1253 | 3.7147 | 0 | 0 | 3.7147 | 1 | 0
25.56 | 51.12 | 7.48 | 0.12502 | 0 | 43.6051 | 0 | 0 | 0 | 0 | 0.64412 | 7.5149
25.72 | 51.44 | 7.48 | 0.12502 | 0 | 42.0616 | 0 | 0 | 0 | 0 | 0.2 | 9.3784
24.56 | 49.12 | 7.48 | 0.10709 | 0 | 49.12 | 0 | 0 | 0 | 0 | 0.2 | 0
21.64 | 43.28 | 7.48 | 0.10709 | 0 | 43.28 | 0 | 0 | 0 | 0 | 0.2 | 0
16 | 32 | 7.48 | 0.10709 | 0 | 32 | 0 | 0 | 0 | 0 | 0.2 | 0
13.88 | 27.76 | 7.48 | 0.10709 | 0 | 27.76 | 0 | 0 | 0 | 0 | 0.2 | 0
13.56 | 27.12 | 7.48 | 0.10709 | 0 | 27.12 | 0 | 0 | 0 | 0 | 0.2 | 0
16.84 | 33.68 | 7.48 | 0.10709 | 0 | 33.68 | 0 | 0 | 0 | 0 | 0.2 | 0
18.16 | 36.32 | 7.48 | 0.10709 | 0 | 36.32 | 0 | 0 | 0 | 0 | 0.2 | 0
14.36 | 28.72 | 7.48 | 0.10709 | 0 | 28.72 | 0 | 0 | 0 | 0 | 0.2 | 0
13.2 | 26.4 | 7.48 | 0.10709 | 0 | 26.4 | 0 | 0 | 0 | 0 | 0.2 | 0
15 | 30 | 7.48 | 0.10709 | 0 | 30 | 0 | 0 | 0 | 0 | 0.2 | 0
21.72 | 43.44 | 7.48 | 0.10709 | 0 | 42.1937 | 1.2463 | 0 | 0 | 1.2463 | 0.2 | 0
22.88 | 45.76 | 7.48 | 0.10709 | 0 | 24.2463 | 21.5137 | 0 | 0 | 21.5137 | 0.2 | 0
25.56 | 51.12 | 7.48 | 0.10709 | 0 | 3.5793 | 47.5407 | 0 | 0 | 47.5407 | 0.2 | 0
27.88 | 55.76 | 7.48 | 0.10709 | 0 | 0 | 67.2273 | 9.3784 | 2.0889 | 55.76 | 0.59907 | 0
32.48 | 64.96 | 7.48 | 0.12502 | 0 | 0 | 80.7187 | 9.3784 | 6.3803 | 64.96 | 0.99814 | 0
33.52 | 67.04 | 7.48 | 0.12502 | 0 | 0 | 86.5509 | 0.043676 | 19.4672 | 67.04 | 1 | 0
29 | 58 | 7.48 | 0.12502 | 0 | 0 | 85.0626 | 0 | 27.0626 | 58 | 1 | 0
27.56 | 55.12 | 12.23 | 0.12502 | 0 | 0 | 76.7499 | 0 | 21.6299 | 55.12 | 1 | 0
26.88 | 53.76 | 12.23 | 0.12502 | 0 | 0 | 54.2319 | 0 | 0.47193 | 53.76 | 1 | 0
25.64 | 51.28 | 12.23 | 0.12502 | 0 | 13.7097 | 37.5703 | 0 | 0 | 37.5703 | 1 | 0
26.44 | 52.88 | 12.23 | 0.12502 | 0 | 27.8573 | 25.0227 | 0 | 0 | 25.0227 | 1 | 0
26.04 | 52.08 | 7.48 | 0.12502 | 0 | 48.2806 | 3.7994 | 0 | 0 | 3.7994 | 1 | 0
26.24 | 52.48 | 7.48 | 0.12502 | 0 | 44.9651 | 0 | 0 | 0 | 0 | 0.64412 | 7.5149
25.96 | 51.92 | 7.48 | 0.12502 | 0 | 42.5416 | 0 | 0 | 0 | 0 | 0.2 | 9.3784
25.92 | 51.84 | 7.48 | 0.10709 | 0 | 51.84 | 0 | 0 | 0 | 0 | 0.2 | 0
23.36 | 46.72 | 7.48 | 0.10709 | 0 | 46.72 | 0 | 0 | 0 | 0 | 0.2 | 0
20.96 | 41.92 | 7.48 | 0.10709 | 0 | 41.92 | 0 | 0 | 0 | 0 | 0.2 | 0
20.56 | 41.12 | 7.48 | 0.10709 | 0 | 41.12 | 0 | 0 | 0 | 0 | 0.2 | 0
19.96 | 39.92 | 7.48 | 0.10709 | 0 | 39.92 | 0 | 0 | 0 | 0 | 0.2 | 0
18.48 | 36.96 | 7.48 | 0.10709 | 0 | 36.96 | 0 | 0 | 0 | 0 | 0.2 | 0
14.8 | 29.6 | 7.48 | 0.10709 | 0 | 29.6 | 0 | 0 | 0 | 0 | 0.2 | 0
14.52 | 29.04 | 7.48 | 0.10709 | 0 | 29.04 | 0 | 0 | 0 | 0 | 0.2 | 0
14.96 | 29.92 | 7.48 | 0.10709 | 0 | 29.92 | 0 | 0 | 0 | 0 | 0.2 | 0
16.4 | 32.8 | 7.48 | 0.10709 | 0 | 32.8 | 0 | 0 | 0 | 0 | 0.2 | 0
23.68 | 47.36 | 7.48 | 0.10709 | 0 | 46.4646 | 0.8954 | 0 | 0 | 0.8954 | 0.2 | 0
24.6 | 49.2 | 7.48 | 0.10709 | 0 | 27.771 | 21.429 | 0 | 0 | 21.429 | 0.2 | 0
27.36 | 54.72 | 7.48 | 0.10709 | 0 | 7.9295 | 46.7905 | 0 | 0 | 46.7905 | 0.2 | 0
26.76 | 53.52 | 7.48 | 0.10709 | 0 | 0 | 66.344 | 9.3784 | 3.4456 | 53.52 | 0.59907 | 0
27.48 | 54.96 | 7.48 | 0.10709 | 0 | 0 | 78.3955 | 9.3784 | 14.0571 | 54.96 | 0.99814 | 0
27.92 | 55.84 | 7.48 | 0.10709 | 0 | 0 | 83.3565 | 0.043676 | 27.4728 | 55.84 | 1 | 0
26.88 | 53.76 | 7.48 | 0.10709 | 0 | 0 | 83.2839 | 4.9397 | 0 | 78.3442 | 1 | 4.4386
25.44 | 50.88 | 7.48 | 0.10709 | 0 | 0 | 64.2507 | 0 | 13.3707 | 50.88 | 1 | 0
24.36 | 48.72 | 7.48 | 0.10709 | 0 | 0 | 57.4021 | 0 | 8.6821 | 48.72 | 1 | 0
25.04 | 50.08 | 7.48 | 0.10709 | 0 | 14.361 | 35.719 | 0 | 0 | 35.719 | 1 | 0
26.24 | 52.48 | 7.48 | 0.10709 | 0 | 34.2454 | 18.2346 | 0 | 0 | 18.2346 | 1 | 0
26.08 | 52.16 | 7.48 | 0.10709 | 0 | 48.7357 | 3.4243 | 0 | 0 | 3.4243 | 1 | 0
26.92 | 53.84 | 7.48 | 0.10709 | 0 | 53.84 | 0 | 0 | 0 | 0 | 1 | 0
26.44 | 52.88 | 7.48 | 0.10709 | 0 | 52.88 | 0 | 0 | 0 | 0 | 1 | 0
25.44 | 50.88 | 7.48 | 0.10709 | 0 | 50.88 | 0 | 0 | 0 | 0 | 1 | 0
22.64 | 45.28 | 7.48 | 0.10709 | 0 | 45.28 | 0 | 0 | 0 | 0 | 1 | 0
20.08 | 40.16 | 7.48 | 0.10709 | 0 | 40.16 | 0 | 0 | 0 | 0 | 1 | 0
18 | 36 | 7.48 | 0.10709 | 0 | 36 | 0 | 0 | 0 | 0 | 1 | 0
17.12 | 34.24 | 7.48 | 0.10709 | 0 | 34.24 | 0 | 0 | 0 | 0 | 1 | 0
16.2 | 32.4 | 7.48 | 0.10709 | 0 | 32.4 | 0 | 0 | 0 | 0 | 1 | 0
15.4 | 30.8 | 7.48 | 0.10709 | 0 | 30.8 | 0 | 0 | 0 | 0 | 1 | 0
14.72 | 29.44 | 7.48 | 0.10709 | 0 | 29.44 | 0 | 0 | 0 | 0 | 1 | 0
15.96 | 31.92 | 7.48 | 0.10709 | 0 | 31.92 | 0 | 0 | 0 | 0 | 1 | 0
16.72 | 33.44 | 7.48 | 0.10709 | 0 | 33.44 | 0 | 0 | 0 | 0 | 1 | 0
16.4 | 32.8 | 7.48 | 0.10709 | 0 | 25.6883 | 0.5687 | 0 | 0 | 0.5687 | 0.69015 | 6.543
19.84 | 39.68 | 7.48 | 0.10709 | 0 | 15.6728 | 14.6288 | 0 | 0 | 14.6288 | 0.24603 | 9.3784
21.8 | 43.6 | 7.48 | 0.10709 | 0 | 0 | 42.6281 | 0 | 0 | 42.6281 | 0.2 | 0.97191
24.56 | 49.12 | 7.48 | 0.10709 | 0 | 0 | 55.5266 | 6.4066 | 0 | 49.12 | 0.47261 | 0
24.5333 | 49.0667 | 7.48 | 0.10709 | 0 | 0 | 71.1719 | 9.3784 | 12.7268 | 49.0667 | 0.87169 | 0
25.2133 | 50.4267 | 7.48 | 0.10709 | 0 | 0 | 54.9338 | 3.0154 | 1.4916 | 50.4267 | 1 | 0
24.12 | 48.24 | 7.48 | 0.10709 | 0 | 0 | 67.6508 | 0 | 19.4108 | 48.24 | 1 | 0
23.9067 | 47.8133 | 7.48 | 0.10709 | 0 | 0 | 64.3837 | 4.9397 | 0 | 59.444 | 1 | 4.4386
24.1067 | 48.2133 | 7.48 | 0.10709 | 0 | 0 | 49.2709 | 0 | 1.0576 | 48.2133 | 1 | 0
23.84 | 47.68 | 7.48 | 0.10709 | 0 | 13.0984 | 34.5816 | 0 | 0 | 34.5816 | 1 | 0
26.28 | 52.56 | 7.48 | 0.10709 | 0 | 49.0147 | 3.5453 | 0 | 0 | 3.5453 | 1 | 0
27.16 | 54.32 | 7.48 | 0.10709 | 0 | 52.5171 | 1.8029 | 0 | 0 | 1.8029 | 1 | 0
23.56 | 47.12 | 7.48 | 0.10709 | 0 | 47.12 | 0 | 0 | 0 | 0 | 1 | 0
21.56 | 43.12 | 7.48 | 0.10709 | 0 | 43.12 | 0 | 0 | 0 | 0 | 1 | 0
21.8 | 43.6 | 7.48 | 0.10709 | 0 | 43.6 | 0 | 0 | 0 | 0 | 1 | 0
21.92 | 43.84 | 7.48 | 0.10709 | 0 | 43.84 | 0 | 0 | 0 | 0 | 1 | 0
17.28 | 34.56 | 7.48 | 0.10709 | 0 | 34.56 | 0 | 0 | 0 | 0 | 1 | 0
12.88 | 25.76 | 7.48 | 0.10709 | 0 | 25.76 | 0 | 0 | 0 | 0 | 1 | 0
15.68 | 31.36 | 7.48 | 0.10709 | 0 | 31.36 | 0 | 0 | 0 | 0 | 1 | 0
14.84 | 29.68 | 7.48 | 0.10709 | 0 | 29.68 | 0 | 0 | 0 | 0 | 1 | 0
17.72 | 35.44 | 7.48 | 0.10709 | 0 | 35.44 | 0 | 0 | 0 | 0 | 1 | 0
18.36 | 36.72 | 7.48 | 0.10709 | 0 | 36.72 | 0 | 0 | 0 | 0 | 1 | 0
17.08 | 34.16 | 7.48 | 0.10709 | 0 | 34.16 | 0 | 0 | 0 | 0 | 1 | 0
16.84 | 33.68 | 7.48 | 0.10709 | 0 | 33.68 | 0 | 0 | 0 | 0 | 1 | 0
16.4 | 32.8 | 7.48 | 0.10709 | 0 | 23.7726 | 1.5125 | 0 | 0 | 1.5125 | 0.64412 | 7.5149
16.76 | 33.52 | 7.48 | 0.10709 | 0 | 2.6158 | 21.5258 | 0 | 0 | 21.5258 | 0.2 | 9.3784
21.88 | 43.76 | 7.48 | 0.10709 | 0 | 0 | 44.5762 | 0.81618 | 0 | 43.76 | 0.23473 | 0
23.92 | 47.84 | 7.48 | 0.10709 | 0 | 0 | 61.9638 | 9.3784 | 4.7454 | 47.84 | 0.6338 | 0
23.16 | 46.32 | 7.48 | 0.12502 | 0 | 0 | 73.4588 | 8.6059 | 18.5329 | 46.32 | 1 | 0
22.84 | 45.68 | 7.48 | 0.12502 | 0 | 0 | 78.9037 | 4.9397 | 0 | 73.964 | 1 | 4.4386
23.04 | 46.08 | 7.48 | 0.12502 | 0 | 0 | 78.8674 | 0 | 32.7874 | 46.08 | 1 | 0
22.84 | 45.68 | 12.23 | 0.12502 | 0 | 0 | 75.2374 | 4.9397 | 0 | 70.2977 | 1 | 4.4386
23.02 | 46.04 | 12.23 | 0.12502 | 0 | 0 | 57.1117 | 0 | 11.0717 | 46.04 | 1 | 0
22.84 | 45.68 | 12.23 | 0.12502 | 0 | 7.6499 | 38.0301 | 0 | 0 | 38.0301 | 1 | 0
24.6 | 49.2 | 12.23 | 0.12502 | 0 | 30.554 | 18.646 | 0 | 0 | 18.646 | 1 | 0
23.32 | 46.64 | 7.48 | 0.12502 | 0 | 42.8164 | 3.8236 | 0 | 0 | 3.8236 | 1 | 0
21.32 | 42.64 | 7.48 | 0.12502 | 0 | 35.1251 | 0 | 0 | 0 | 0 | 0.64412 | 7.5149
17 | 34 | 7.48 | 0.12502 | 0 | 24.6216 | 0 | 0 | 0 | 0 | 0.2 | 9.3784
16.56 | 33.12 | 7.48 | 0.10709 | 5.3262 | 33.12 | 0 | 0 | 0 | 0 | 0.42664 | 0
18.44 | 36.88 | 7.48 | 0.10709 | 0 | 36.88 | 0 | 0 | 0 | 0 | 0.42664 | 0
16.52 | 33.04 | 7.48 | 0.10709 | 0 | 33.04 | 0 | 0 | 0 | 0 | 0.42664 | 0
11.4 | 22.8 | 7.48 | 0.10709 | 0 | 22.8 | 0 | 0 | 0 | 0 | 0.42664 | 0
10 | 20 | 7.48 | 0.10709 | 0 | 20 | 0 | 0 | 0 | 0 | 0.42664 | 0
13.04 | 26.08 | 7.48 | 0.10709 | 0 | 26.08 | 0 | 0 | 0 | 0 | 0.42664 | 0
14.88 | 29.76 | 7.48 | 0.10709 | 0 | 29.76 | 0 | 0 | 0 | 0 | 0.42664 | 0
16.44 | 32.88 | 7.48 | 0.10709 | 0 | 32.88 | 0 | 0 | 0 | 0 | 0.42664 | 0
16.16 | 32.32 | 7.48 | 0.10709 | 0 | 32.32 | 0 | 0 | 0 | 0 | 0.42664 | 0
17.08 | 34.16 | 7.48 | 0.10709 | 0 | 34.16 | 0 | 0 | 0 | 0 | 0.42664 | 0
22.64 | 45.28 | 7.48 | 0.10709 | 0 | 45.28 | 0 | 0 | 0 | 0 | 0.42664 | 0
25.92 | 51.84 | 7.48 | 0.10709 | 0 | 47.3751 | 4.4649 | 0 | 0 | 4.4649 | 0.42664 | 0
28.72 | 57.44 | 7.48 | 0.10709 | 0 | 31.655 | 25.785 | 0 | 0 | 25.785 | 0.42664 | 0
29.56 | 59.12 | 7.48 | 0.10709 | 0 | 6.8604 | 52.2596 | 0 | 0 | 52.2596 | 0.42664 | 0
34.24 | 68.48 | 7.48 | 0.12502 | 0 | 0 | 63.6941 | 0 | 0 | 63.6941 | 0.2 | 4.7859
33.24 | 66.48 | 7.48 | 0.12502 | 0 | 0 | 79.3635 | 9.3784 | 3.5051 | 66.48 | 0.59907 | 0
29 | 58 | 7.48 | 0.12502 | 0 | 0 | 80.6703 | 9.3784 | 13.2919 | 58 | 0.99814 | 0
26.08 | 52.16 | 12.23 | 0.12502 | 0 | 0 | 75.6851 | 0.043676 | 23.4814 | 52.16 | 1 | 0
23.72 | 47.44 | 12.23 | 0.12502 | 0 | 0 | 57.7046 | 0 | 10.2646 | 47.44 | 1 | 0
22.08 | 44.16 | 12.23 | 0.12502 | 0 | 0 | 46.5485 | 0 | 2.3885 | 44.16 | 1 | 0
23.88 | 47.76 | 12.23 | 0.12502 | 0 | 28.1581 | 19.6019 | 0 | 0 | 19.6019 | 1 | 0
26.28 | 52.56 | 7.48 | 0.12502 | 0 | 49.6439 | 2.9161 | 0 | 0 | 2.9161 | 1 | 0
27.28 | 54.56 | 7.48 | 0.12502 | 0 | 47.0451 | 0 | 0 | 0 | 0 | 0.64412 | 7.5149
27.08 | 54.16 | 7.48 | 0.12502 | 0 | 44.7816 | 0 | 0 | 0 | 0 | 0.2 | 9.3784
27.2 | 54.4 | 7.48 | 0.10709 | 0 | 54.4 | 0 | 0 | 0 | 0 | 0.2 | 0
25.12 | 50.24 | 7.48 | 0.10709 | 0 | 50.24 | 0 | 0 | 0 | 0 | 0.2 | 0
18.56 | 37.12 | 7.48 | 0.10709 | 0 | 37.12 | 0 | 0 | 0 | 0 | 0.2 | 0
12.08 | 24.16 | 7.48 | 0.10709 | 0 | 24.16 | 0 | 0 | 0 | 0 | 0.2 | 0
10.28 | 20.56 | 7.48 | 0.10709 | 0 | 20.56 | 0 | 0 | 0 | 0 | 0.2 | 0
13.16 | 26.32 | 7.48 | 0.10709 | 0 | 26.32 | 0 | 0 | 0 | 0 | 0.2 | 0
16.32 | 32.64 | 7.48 | 0.10709 | 0 | 32.64 | 0 | 0 | 0 | 0 | 0.2 | 0
16.68 | 33.36 | 7.48 | 0.10709 | 0 | 33.36 | 0 | 0 | 0 | 0 | 0.2 | 0
16.12 | 32.24 | 7.48 | 0.10709 | 0 | 32.24 | 0 | 0 | 0 | 0 | 0.2 | 0
17.6 | 35.2 | 7.48 | 0.10709 | 0 | 35.2 | 0 | 0 | 0 | 0 | 0.2 | 0
21.88 | 43.76 | 7.48 | 0.10709 | 0 | 43.76 | 0 | 0 | 0 | 0 | 0.2 | 0
23.96 | 47.92 | 7.48 | 0.10709 | 0 | 34.7553 | 13.1647 | 0 | 0 | 13.1647 | 0.2 | 0
26 | 52 | 7.48 | 0.10709 | 0 | 23.4683 | 28.5317 | 0 | 0 | 28.5317 | 0.2 | 0
26.6 | 53.2 | 7.48 | 0.10709 | 0 | 7.5348 | 45.6652 | 0 | 0 | 45.6652 | 0.2 | 0
27.4 | 54.8 | 7.48 | 0.12502 | 0 | 0 | 59.568 | 4.768 | 0 | 54.8 | 0.40289 | 0
27.4 | 54.8 | 7.48 | 0.12502 | 0 | 0 | 62.3994 | 7.5994 | 0 | 54.8 | 0.72626 | 0
25.56 | 51.12 | 7.48 | 0.12502 | 0 | 0 | 80.1621 | 6.433 | 22.6091 | 51.12 | 1 | 0
24.8 | 49.6 | 12.23 | 0.12502 | 0 | 0 | 63.561 | 0 | 13.961 | 49.6 | 1 | 0
23.24 | 46.48 | 12.23 | 0.12502 | 0 | 0 | 49.5976 | 0 | 3.1176 | 46.48 | 1 | 0
22.88 | 45.76 | 12.23 | 0.12502 | 0 | 2.176 | 43.584 | 0 | 0 | 43.584 | 1 | 0
25.72 | 51.44 | 12.23 | 0.12502 | 0 | 27.0949 | 24.3451 | 0 | 0 | 24.3451 | 1 | 0
26.44 | 52.88 | 7.48 | 0.12502 | 0 | 49.0322 | 3.8478 | 0 | 0 | 3.8478 | 1 | 0
26.08 | 52.16 | 7.48 | 0.12502 | 0 | 44.6451 | 0 | 0 | 0 | 0 | 0.64412 | 7.5149
26.08 | 52.16 | 7.48 | 0.12502 | 0 | 42.7816 | 0 | 0 | 0 | 0 | 0.2 | 9.3784
25.56 | 51.12 | 7.48 | 0.10709 | 0 | 51.12 | 0 | 0 | 0 | 0 | 0.2 | 0
19.84 | 39.68 | 7.48 | 0.10709 | 0 | 39.68 | 0 | 0 | 0 | 0 | 0.2 | 0
15.12 | 30.24 | 7.48 | 0.10709 | 0 | 30.24 | 0 | 0 | 0 | 0 | 0.2 | 0
10.4 | 20.8 | 7.48 | 0.10709 | 0 | 20.8 | 0 | 0 | 0 | 0 | 0.2 | 0
8.52 | 17.04 | 7.48 | 0.10709 | 0 | 17.04 | 0 | 0 | 0 | 0 | 0.2 | 0
10.48 | 20.96 | 7.48 | 0.10709 | 0 | 20.96 | 0 | 0 | 0 | 0 | 0.2 | 0
13.4 | 26.8 | 7.48 | 0.10709 | 0 | 26.8 | 0 | 0 | 0 | 0 | 0.2 | 0
15.08 | 30.16 | 7.48 | 0.10709 | 0 | 30.16 | 0 | 0 | 0 | 0 | 0.2 | 0
15.52 | 31.04 | 7.48 | 0.10709 | 0 | 31.04 | 0 | 0 | 0 | 0 | 0.2 | 0
17 | 34 | 7.48 | 0.10709 | 0 | 34 | 0 | 0 | 0 | 0 | 0.2 | 0
22.36 | 44.72 | 7.48 | 0.10709 | 0 | 42.4452 | 2.2748 | 0 | 0 | 2.2748 | 0.2 | 0
23.8 | 47.6 | 7.48 | 0.10709 | 0 | 25.4813 | 22.1187 | 0 | 0 | 22.1187 | 0.2 | 0
29 | 58 | 7.48 | 0.10709 | 0 | 12.5284 | 45.4716 | 0 | 0 | 45.4716 | 0.2 | 0
32.28 | 64.56 | 7.48 | 0.10709 | 0 | 1.0837 | 63.4763 | 0 | 0 | 63.4763 | 0.2 | 0
33.92 | 67.84 | 7.48 | 0.12502 | 0 | 0 | 69.8772 | 2.0372 | 0 | 67.84 | 0.28669 | 0
32.64 | 65.28 | 7.48 | 0.12502 | 0 | 0 | 73.0473 | 7.7673 | 0 | 65.28 | 0.61721 | 0
29.48 | 58.96 | 7.48 | 0.12502 | 0 | 0 | 73.1925 | 8.9959 | 5.2366 | 58.96 | 1 | 0
28 | 56 | 12.23 | 0.12502 | 0 | 0 | 67.9775 | 0 | 11.9775 | 56 | 1 | 0
27.12 | 54.24 | 12.23 | 0.12502 | 0 | 0 | 67.3604 | 0 | 13.1204 | 54.24 | 1 | 0
25.6 | 51.2 | 12.23 | 0.12502 | 0 | 2.2073 | 48.9927 | 0 | 0 | 48.9927 | 1 | 0
25.84 | 51.68 | 12.23 | 0.12502 | 0 | 25.9555 | 25.7245 | 0 | 0 | 25.7245 | 1 | 0
26.36 | 52.72 | 7.48 | 0.12502 | 0 | 48.4487 | 4.2713 | 0 | 0 | 4.2713 | 1 | 0
26 | 52 | 7.48 | 0.12502 | 0 | 44.4851 | 0 | 0 | 0 | 0 | 0.64412 | 7.5149
26.28 | 52.56 | 7.48 | 0.12502 | 0 | 43.1816 | 0 | 0 | 0 | 0 | 0.2 | 9.3784
25.1333 | 50.2667 | 7.48 | 0.10709 | 0 | 50.2667 | 0 | 0 | 0 | 0 | 0.2 | 0
22.04 | 44.08 | 7.48 | 0.10709 | 0 | 44.08 | 0 | 0 | 0 | 0 | 0.2 | 0
18.2267 | 36.4533 | 7.48 | 0.10709 | 0 | 36.4533 | 0 | 0 | 0 | 0 | 0.2 | 0
16.04 | 32.08 | 7.48 | 0.10709 | 0 | 32.08 | 0 | 0 | 0 | 0 | 0.2 | 0
13.0133 | 26.0267 | 7.48 | 0.10709 | 0 | 26.0267 | 0 | 0 | 0 | 0 | 0.2 | 0
10.76 | 21.52 | 7.48 | 0.10709 | 0 | 21.52 | 0 | 0 | 0 | 0 | 0.2 | 0
13.64 | 27.28 | 7.48 | 0.10709 | 0 | 27.28 | 0 | 0 | 0 | 0 | 0.2 | 0
14.96 | 29.92 | 7.48 | 0.10709 | 0 | 29.92 | 0 | 0 | 0 | 0 | 0.2 | 0
15.72 | 31.44 | 7.48 | 0.10709 | 0 | 31.44 | 0 | 0 | 0 | 0 | 0.2 | 0
15.6 | 31.2 | 7.48 | 0.10709 | 0 | 31.2 | 0 | 0 | 0 | 0 | 0.2 | 0
19.92 | 39.84 | 7.48 | 0.10709 | 0 | 39.84 | 0 | 0 | 0 | 0 | 0.2 | 0
23.08 | 46.16 | 7.48 | 0.10709 | 0 | 42.0581 | 4.1019 | 0 | 0 | 4.1019 | 0.2 | 0
26.8 | 53.6 | 7.48 | 0.10709 | 0 | 38.826 | 14.774 | 0 | 0 | 14.774 | 0.2 | 0
27.44 | 54.88 | 7.48 | 0.10709 | 0 | 2.5115 | 52.3685 | 0 | 0 | 52.3685 | 0.2 | 0
29.16 | 58.32 | 7.48 | 0.12502 | 0 | 0 | 62.4236 | 4.1036 | 0 | 58.32 | 0.37462 | 0
31.84 | 63.68 | 7.48 | 0.12502 | 0 | 0 | 73.8701 | 9.3784 | 0.81176 | 63.68 | 0.77369 | 0
27.96 | 55.92 | 7.48 | 0.12502 | 0 | 0 | 65.7511 | 5.3185 | 4.5126 | 55.92 | 1 | 0
24.8 | 49.6 | 12.23 | 0.12502 | 0 | 0 | 63.9845 | 0 | 14.3845 | 49.6 | 1 | 0
24.24 | 48.48 | 12.23 | 0.12502 | 0 | 0 | 58.5516 | 0 | 10.0716 | 48.48 | 1 | 0
24.88 | 49.76 | 12.23 | 0.12502 | 0 | 9.3583 | 40.4017 | 0 | 0 | 40.4017 | 1 | 0
27.12 | 54.24 | 12.23 | 0.12502 | 0 | 28.7938 | 25.4462 | 0 | 0 | 25.4462 | 1 | 0
26.08 | 52.16 | 7.48 | 0.12502 | 0 | 47.9129 | 4.2471 | 0 | 0 | 4.2471 | 1 | 0
26 | 52 | 7.48 | 0.12502 | 0 | 44.4851 | 0 | 0 | 0 | 0 | 0.64412 | 7.5149
25.64 | 51.28 | 7.48 | 0.12502 | 0 | 41.9016 | 0 | 0 | 0 | 0 | 0.2 | 9.3784
25.72 | 51.44 | 7.48 | 0.10709 | 0 | 51.44 | 0 | 0 | 0 | 0 | 0.2 | 0
24.04 | 48.08 | 7.48 | 0.10709 | 0 | 48.08 | 0 | 0 | 0 | 0 | 0.2 | 0
16.08 | 32.16 | 7.48 | 0.10709 | 0 | 32.16 | 0 | 0 | 0 | 0 | 0.2 | 0
10.2 | 20.4 | 7.48 | 0.10709 | 0 | 20.4 | 0 | 0 | 0 | 0 | 0.2 | 0
8.56 | 17.12 | 7.48 | 0.10709 | 0 | 17.12 | 0 | 0 | 0 | 0 | 0.2 | 0
9.72 | 19.44 | 7.48 | 0.10709 | 0 | 19.44 | 0 | 0 | 0 | 0 | 0.2 | 0
12.76 | 25.52 | 7.48 | 0.10709 | 0 | 25.52 | 0 | 0 | 0 | 0 | 0.2 | 0
14.8 | 29.6 | 7.48 | 0.10709 | 0 | 29.6 | 0 | 0 | 0 | 0 | 0.2 | 0
15.28 | 30.56 | 7.48 | 0.10709 | 0 | 30.56 | 0 | 0 | 0 | 0 | 0.2 | 0
15.68 | 31.36 | 7.48 | 0.10709 | 0 | 31.36 | 0 | 0 | 0 | 0 | 0.2 | 0
22.92 | 45.84 | 7.48 | 0.10709 | 0 | 42.8755 | 2.9645 | 0 | 0 | 2.9645 | 0.2 | 0
24.44 | 48.88 | 7.48 | 0.10709 | 0 | 35.8363 | 13.0437 | 0 | 0 | 13.0437 | 0.2 | 0
25.96 | 51.92 | 7.48 | 0.10709 | 0 | 19.3833 | 32.5367 | 0 | 0 | 32.5367 | 0.2 | 0
29.6 | 59.2 | 7.48 | 0.10709 | 0 | 0 | 65.7753 | 6.5753 | 0 | 59.2 | 0.47979 | 0
30.68 | 61.36 | 7.48 | 0.10709 | 0 | 0 | 74.7655 | 9.3784 | 4.0271 | 61.36 | 0.87886 | 0
29.2 | 58.4 | 7.48 | 0.10709 | 0 | 0 | 79.9564 | 2.8468 | 18.7096 | 58.4 | 1 | 0
26.68 | 53.36 | 7.48 | 0.10709 | 0 | 0 | 76.9193 | 0 | 23.5593 | 53.36 | 1 | 0
25.76 | 51.52 | 7.48 | 0.10709 | 0 | 0 | 71.5227 | 0 | 20.0027 | 51.52 | 1 | 0
27.4 | 54.8 | 7.48 | 0.10709 | 0 | 0 | 60.8748 | 0 | 6.0748 | 54.8 | 1 | 0
23.68 | 47.36 | 7.48 | 0.10709 | 0 | 2.3119 | 45.0481 | 0 | 0 | 45.0481 | 1 | 0
23.86 | 47.72 | 7.48 | 0.10709 | 0 | 33.0307 | 14.6893 | 0 | 0 | 14.6893 | 1 | 0
24.88 | 49.76 | 7.48 | 0.10709 | 0 | 47.461 | 2.299 | 0 | 0 | 2.299 | 1 | 0
25.96 | 51.92 | 7.48 | 0.10709 | 0 | 51.92 | 0 | 0 | 0 | 0 | 1 | 0
26.12 | 52.24 | 7.48 | 0.10709 | 0 | 52.24 | 0 | 0 | 0 | 0 | 1 | 0
24.9371 | 49.8743 | 7.48 | 0.10709 | 0 | 49.8743 | 0 | 0 | 0 | 0 | 1 | 0
22.7428 | 45.4856 | 7.48 | 0.10709 | 0 | 45.4856 | 0 | 0 | 0 | 0 | 1 | 0
23.6 | 47.2 | 7.48 | 0.10709 | 0 | 47.2 | 0 | 0 | 0 | 0 | 1 | 0
16.6 | 33.2 | 7.48 | 0.10709 | 0 | 33.2 | 0 | 0 | 0 | 0 | 1 | 0
13.96 | 27.92 | 7.48 | 0.10709 | 0 | 27.92 | 0 | 0 | 0 | 0 | 1 | 0
13.6 | 27.2 | 7.48 | 0.10709 | 0 | 27.2 | 0 | 0 | 0 | 0 | 1 | 0
17.68 | 35.36 | 7.48 | 0.10709 | 0 | 35.36 | 0 | 0 | 0 | 0 | 1 | 0
15.36 | 30.72 | 7.48 | 0.10709 | 0 | 30.72 | 0 | 0 | 0 | 0 | 1 | 0
15.88 | 31.76 | 7.48 | 0.10709 | 0 | 31.76 | 0 | 0 | 0 | 0 | 1 | 0
15.72 | 31.44 | 7.48 | 0.10709 | 0 | 31.44 | 0 | 0 | 0 | 0 | 1 | 0
17.28 | 34.56 | 7.48 | 0.10709 | 0 | 25.5689 | 1.4762 | 0 | 0 | 1.4762 | 0.64412 | 7.5149
21.12 | 42.24 | 7.48 | 0.10709 | 0 | 8.1898 | 24.6718 | 0 | 0 | 24.6718 | 0.2 | 9.3784
23.92 | 47.84 | 7.48 | 0.10709 | 0 | 0 | 49.0169 | 1.1769 | 0 | 47.84 | 0.25008 | 0
24.28 | 48.56 | 7.48 | 0.10709 | 0 | 0 | 67.675 | 9.3784 | 9.7366 | 48.56 | 0.64915 | 0
23.52 | 47.04 | 7.48 | 0.10709 | 0 | 0 | 79.8838 | 8.2452 | 24.5986 | 47.04 | 1 | 0
23.96 | 47.92 | 7.48 | 0.10709 | 0 | 0 | 84.8327 | 0 | 36.9127 | 47.92 | 1 | 0
23.56 | 47.12 | 7.48 | 0.10709 | 0 | 0 | 83.0419 | 4.9397 | 0 | 78.1022 | 1 | 4.4386
23.12 | 46.24 | 7.48 | 0.10709 | 0 | 0 | 75.068 | 0 | 28.828 | 46.24 | 1 | 0
21.64 | 43.28 | 7.48 | 0.10709 | 0 | 0 | 62.2905 | 0 | 19.0105 | 43.28 | 1 | 0
21.56 | 43.12 | 7.48 | 0.10709 | 0 | 0 | 46.73 | 0 | 3.61 | 43.12 | 1 | 0
21.72 | 43.44 | 7.48 | 0.10709 | 0 | 17.7518 | 25.6882 | 0 | 0 | 25.6882 | 1 | 0
22.6 | 45.2 | 7.48 | 0.10709 | 0 | 40.3721 | 4.8279 | 0 | 0 | 4.8279 | 1 | 0
21.96 | 43.92 | 7.48 | 0.10709 | 0 | 43.92 | 0 | 0 | 0 | 0 | 1 | 0
22.04 | 44.08 | 7.48 | 0.10709 | 0 | 44.08 | 0 | 0 | 0 | 0 | 1 | 0
21.08 | 42.16 | 7.48 | 0.10709 | 0 | 42.16 | 0 | 0 | 0 | 0 | 1 | 0
21.24 | 42.48 | 7.48 | 0.10709 | 0 | 42.48 | 0 | 0 | 0 | 0 | 1 | 0
21 | 42 | 7.48 | 0.10709 | 0 | 42 | 0 | 0 | 0 | 0 | 1 | 0
17.84 | 35.68 | 7.48 | 0.10709 | 0 | 35.68 | 0 | 0 | 0 | 0 | 1 | 0
14 | 28 | 7.48 | 0.10709 | 0 | 28 | 0 | 0 | 0 | 0 | 1 | 0
13.44 | 26.88 | 7.48 | 0.10709 | 0 | 26.88 | 0 | 0 | 0 | 0 | 1 | 0
3.92 | 7.84 | 7.48 | 0.10709 | 0 | 7.84 | 0 | 0 | 0 | 0 | 1 | 0
14.64 | 29.28 | 7.48 | 0.10709 | 0 | 29.28 | 0 | 0 | 0 | 0 | 1 | 0
21.08 | 42.16 | 7.48 | 0.10709 | 0 | 42.16 | 0 | 0 | 0 | 0 | 1 | 0
19.72 | 39.44 | 7.48 | 0.10709 | 0 | 38.6234 | 0 | 0 | 0 | 0 | 0.96133 | 0.81661
15.12 | 30.24 | 7.48 | 0.10709 | 0 | 17.159 | 3.7026 | 0 | 0 | 3.7026 | 0.51721 | 9.3784
15.8 | 31.6 | 7.48 | 0.10709 | 0 | 0 | 24.9017 | 0 | 0 | 24.9017 | 0.2 | 6.6983
22.68 | 45.36 | 7.48 | 0.10709 | 0 | 0 | 48.0973 | 2.7373 | 0 | 45.36 | 0.31648 | 0
21.96 | 43.92 | 7.48 | 0.10709 | 0 | 0 | 63.9482 | 9.3784 | 10.6498 | 43.92 | 0.71555 | 0
22.48 | 44.96 | 7.48 | 0.12502 | 0 | 0 | 74.3662 | 8.1035 | 0 | 66.2627 | 1 | 1.2748
22.96 | 45.92 | 7.48 | 0.12502 | 0 | 0 | 79.787 | 0 | 33.867 | 45.92 | 1 | 0
23.9333 | 47.8667 | 7.48 | 0.12502 | 0 | 0 | 79.7023 | 4.9397 | 0 | 74.7626 | 1 | 4.4386
24.0867 | 48.1733 | 12.23 | 0.12502 | 0 | 0 | 76.3143 | 0 | 28.141 | 48.1733 | 1 | 0
22.88 | 45.76 | 12.23 | 0.12502 | 0 | 0 | 65.1703 | 0 | 19.4103 | 45.76 | 1 | 0
22.8 | 45.6 | 12.23 | 0.12502 | 0 | 0 | 48.3393 | 0 | 2.7393 | 45.6 | 1 | 0
21.72 | 43.44 | 12.23 | 0.12502 | 0 | 17.1105 | 26.3295 | 0 | 0 | 26.3295 | 1 | 0
23.04 | 46.08 | 7.48 | 0.12502 | 0 | 41.3126 | 4.7674 | 0 | 0 | 4.7674 | 1 | 0
20.88 | 41.76 | 7.48 | 0.12502 | 0 | 34.2451 | 0 | 0 | 0 | 0 | 0.64412 | 7.5149
19.64 | 39.28 | 7.48 | 0.12502 | 0 | 29.9016 | 0 | 0 | 0 | 0 | 0.2 | 9.3784
19.96 | 39.92 | 7.48 | 0.10709 | 0 | 39.92 | 0 | 0 | 0 | 0 | 0.2 | 0
21.76 | 43.52 | 7.48 | 0.10709 | 0 | 43.52 | 0 | 0 | 0 | 0 | 0.2 | 0
21.56 | 43.12 | 7.48 | 0.10709 | 0 | 43.12 | 0 | 0 | 0 | 0 | 0.2 | 0
17.04 | 34.08 | 7.48 | 0.10709 | 0 | 34.08 | 0 | 0 | 0 | 0 | 0.2 | 0
15.72 | 31.44 | 7.48 | 0.10709 | 0 | 31.44 | 0 | 0 | 0 | 0 | 0.2 | 0
12.4 | 24.8 | 7.48 | 0.10709 | 0 | 24.8 | 0 | 0 | 0 | 0 | 0.2 | 0
10.9829 | 21.9657 | 7.48 | 0.10709 | 0 | 21.9657 | 0 | 0 | 0 | 0 | 0.2 | 0
13.8172 | 27.6344 | 7.48 | 0.10709 | 0 | 27.6344 | 0 | 0 | 0 | 0 | 0.2 | 0
14.52 | 29.04 | 7.48 | 0.10709 | 0 | 29.04 | 0 | 0 | 0 | 0 | 0.2 | 0
15.6 | 31.2 | 7.48 | 0.10709 | 0 | 31.2 | 0 | 0 | 0 | 0 | 0.2 | 0
21.84 | 43.68 | 7.48 | 0.10709 | 0 | 39.9048 | 3.7752 | 0 | 0 | 3.7752 | 0.2 | 0
25.64 | 51.28 | 7.48 | 0.10709 | 0 | 26.463 | 24.817 | 0 | 0 | 24.817 | 0.2 | 0
28.16 | 56.32 | 7.48 | 0.10709 | 0 | 8.5615 | 47.7585 | 0 | 0 | 47.7585 | 0.2 | 0
27.64 | 55.28 | 7.48 | 0.10709 | 0 | 0 | 64.65 | 9.37 | 0 | 55.28 | 0.59872 | 0
26.6 | 53.2 | 7.48 | 0.12502 | 0 | 0 | 75.673 | 9.3784 | 13.0946 | 53.2 | 0.99779 | 0
30 | 60 | 7.48 | 0.12502 | 0 | 0 | 82.9088 | 0.052074 | 22.8567 | 60 | 1 | 0
30.92 | 61.84 | 7.48 | 0.12502 | 0 | 0 | 82.8604 | 4.9397 | 0 | 77.9207 | 1 | 4.4386
23.52 | 47.04 | 12.23 | 0.12502 | 0 | 0 | 77.6453 | 0 | 30.6053 | 47.04 | 1 | 0
23.92 | 47.84 | 12.23 | 0.12502 | 0 | 0 | 66.3682 | 0 | 18.5282 | 47.84 | 1 | 0
21.76 | 43.52 | 12.23 | 0.12502 | 0 | 0 | 49.0169 | 0 | 5.4969 | 43.52 | 1 | 0
21.84 | 43.68 | 12.23 | 0.12502 | 0 | 17.3626 | 26.3174 | 0 | 0 | 26.3174 | 1 | 0
24.8 | 49.6 | 7.48 | 0.12502 | 0 | 44.7963 | 4.8037 | 0 | 0 | 4.8037 | 1 | 0
26.28 | 52.56 | 7.48 | 0.12502 | 0 | 45.0451 | 0 | 0 | 0 | 0 | 0.64412 | 7.5149
28.08 | 56.16 | 7.48 | 0.12502 | 0 | 46.7816 | 0 | 0 | 0 | 0 | 0.2 | 9.3784
27.4 | 54.8 | 7.48 | 0.10709 | 0 | 54.8 | 0 | 0 | 0 | 0 | 0.2 | 0
25.92 | 51.84 | 7.48 | 0.10709 | 0 | 51.84 | 0 | 0 | 0 | 0 | 0.2 | 0
18.04 | 36.08 | 7.48 | 0.10709 | 0 | 36.08 | 0 | 0 | 0 | 0 | 0.2 | 0
13.64 | 27.28 | 7.48 | 0.10709 | 0 | 27.28 | 0 | 0 | 0 | 0 | 0.2 | 0
12 | 24 | 7.48 | 0.10709 | 0 | 24 | 0 | 0 | 0 | 0 | 0.2 | 0
11.6 | 23.2 | 7.48 | 0.10709 | 0 | 23.2 | 0 | 0 | 0 | 0 | 0.2 | 0
16 | 32 | 7.48 | 0.10709 | 0 | 32 | 0 | 0 | 0 | 0 | 0.2 | 0
15.12 | 30.24 | 7.48 | 0.10709 | 0 | 30.24 | 0 | 0 | 0 | 0 | 0.2 | 0
13.8 | 27.6 | 7.48 | 0.10709 | 0 | 27.6 | 0 | 0 | 0 | 0 | 0.2 | 0
17.12 | 34.24 | 7.48 | 0.10709 | 0 | 34.24 | 0 | 0 | 0 | 0 | 0.2 | 0
23.92 | 47.84 | 7.48 | 0.10709 | 0 | 43.7502 | 4.0898 | 0 | 0 | 4.0898 | 0.2 | 0
24 | 48 | 7.48 | 0.10709 | 0 | 38.32 | 9.6799 | 0 | 0 | 9.6799 | 0.2 | 0
25.96 | 51.92 | 7.48 | 0.10709 | 0 | 4.2462 | 47.6738 | 0 | 0 | 47.6738 | 0.2 | 0
25.6 | 51.2 | 7.48 | 0.10709 | 0 | 0 | 63.5247 | 9.3784 | 2.9463 | 51.2 | 0.59907 | 0
25.58 | 51.16 | 7.48 | 0.12502 | 0 | 0 | 76.1207 | 9.3784 | 15.5823 | 51.16 | 0.99814 | 0
25.88 | 51.76 | 7.48 | 0.12502 | 0 | 0 | 81.1664 | 0.043676 | 29.3627 | 51.76 | 1 | 0
25.08 | 50.16 | 7.48 | 0.12502 | 0 | 0 | 82.8604 | 0 | 32.7004 | 50.16 | 1 | 0
24.72 | 49.44 | 12.23 | 0.12502 | 0 | 0 | 78.8553 | 4.9397 | 0 | 73.9156 | 1 | 4.4386
24.84 | 49.68 | 12.23 | 0.12502 | 0 | 0 | 67.2515 | 0 | 17.5715 | 49.68 | 1 | 0
24 | 48 | 12.23 | 0.12502 | 0 | 0 | 48.7507 | 0 | 0.75066 | 48 | 1 | 0
24.56 | 49.12 | 12.23 | 0.12502 | 0 | 22.6211 | 26.4989 | 0 | 0 | 26.4989 | 1 | 0
25.84 | 51.68 | 7.48 | 0.12502 | 0 | 46.6706 | 5.0094 | 0 | 0 | 5.0094 | 1 | 0
26.28 | 52.56 | 7.48 | 0.12502 | 0 | 45.0451 | 0 | 0 | 0 | 0 | 0.64412 | 7.5149
25.88 | 51.76 | 7.48 | 0.12502 | 0 | 42.3816 | 0 | 0 | 0 | 0 | 0.2 | 9.3784
25.2 | 50.4 | 7.48 | 0.10709 | 0 | 50.4 | 0 | 0 | 0 | 0 | 0.2 | 0
20.24 | 40.48 | 7.48 | 0.10709 | 0 | 40.48 | 0 | 0 | 0 | 0 | 0.2 | 0
18.64 | 37.28 | 7.48 | 0.10709 | 0 | 37.28 | 0 | 0 | 0 | 0 | 0.2 | 0
13.64 | 27.28 | 7.48 | 0.10709 | 0 | 27.28 | 0 | 0 | 0 | 0 | 0.2 | 0
12.2 | 24.4 | 7.48 | 0.10709 | 0 | 24.4 | 0 | 0 | 0 | 0 | 0.2 | 0
12.32 | 24.64 | 7.48 | 0.10709 | 0 | 24.64 | 0 | 0 | 0 | 0 | 0.2 | 0
15.72 | 31.44 | 7.48 | 0.10709 | 0 | 31.44 | 0 | 0 | 0 | 0 | 0.2 | 0
15.44 | 30.88 | 7.48 | 0.10709 | 0 | 30.88 | 0 | 0 | 0 | 0 | 0.2 | 0
14.36 | 28.72 | 7.48 | 0.10709 | 0 | 28.72 | 0 | 0 | 0 | 0 | 0.2 | 0
16.48 | 32.96 | 7.48 | 0.10709 | 0 | 32.96 | 0 | 0 | 0 | 0 | 0.2 | 0
24.32 | 48.64 | 7.48 | 0.10709 | 0 | 44.2719 | 4.3681 | 0 | 0 | 4.3681 | 0.2 | 0
25.52 | 51.04 | 7.48 | 0.10709 | 0 | 32.8054 | 18.2346 | 0 | 0 | 18.2346 | 0.2 | 0
27.4 | 54.8 | 7.48 | 0.10709 | 0 | 6.4002 | 48.3998 | 0 | 0 | 48.3998 | 0.2 | 0
28.32 | 56.64 | 7.48 | 0.10709 | 0 | 0 | 64.0692 | 7.4292 | 0 | 56.64 | 0.51613 | 0
32.28 | 64.56 | 7.48 | 0.12502 | 0 | 0 | 74.0032 | 9.3784 | 0.064855 | 64.56 | 0.9152 | 0
29.4 | 58.8 | 7.48 | 0.12502 | 0 | 0 | 81.6746 | 1.9929 | 20.8817 | 58.8 | 1 | 0
27.08 | 54.16 | 7.48 | 0.12502 | 0 | 0 | 81.7351 | 0 | 27.5751 | 54.16 | 1 | 0
25.36 | 50.72 | 12.23 | 0.12502 | 0 | 0 | 78.0809 | 0 | 27.3609 | 50.72 | 1 | 0
25.8 | 51.6 | 12.23 | 0.12502 | 0 | 0 | 66.9006 | 0 | 15.3006 | 51.6 | 1 | 0
24.72 | 49.44 | 12.23 | 0.12502 | 0 | 0 | 49.6824 | 0 | 0.24235 | 49.44 | 1 | 0
25.72 | 51.44 | 12.23 | 0.12502 | 0 | 24.7233 | 26.7167 | 0 | 0 | 26.7167 | 1 | 0
27.16 | 54.32 | 7.48 | 0.12502 | 0 | 49.1896 | 5.1304 | 0 | 0 | 5.1304 | 1 | 0
26.48 | 52.96 | 7.48 | 0.12502 | 0 | 45.4451 | 0 | 0 | 0 | 0 | 0.64412 | 7.5149
26.6 | 53.2 | 7.48 | 0.12502 | 0 | 43.8216 | 0 | 0 | 0 | 0 | 0.2 | 9.3784
26.64 | 53.28 | 7.48 | 0.10709 | 0 | 53.28 | 0 | 0 | 0 | 0 | 0.2 | 0
25.08 | 50.16 | 7.48 | 0.10709 | 0 | 50.16 | 0 | 0 | 0 | 0 | 0.2 | 0
18.72 | 37.44 | 7.48 | 0.10709 | 0 | 37.44 | 0 | 0 | 0 | 0 | 0.2 | 0
10.8 | 21.6 | 7.48 | 0.10709 | 0 | 21.6 | 0 | 0 | 0 | 0 | 0.2 | 0
8.68 | 17.36 | 7.48 | 0.10709 | 0 | 17.36 | 0 | 0 | 0 | 0 | 0.2 | 0
9.28 | 18.56 | 7.48 | 0.10709 | 0 | 18.56 | 0 | 0 | 0 | 0 | 0.2 | 0
16.92 | 33.84 | 7.48 | 0.10709 | 0 | 33.84 | 0 | 0 | 0 | 0 | 0.2 | 0
17.16 | 34.32 | 7.48 | 0.10709 | 0 | 34.32 | 0 | 0 | 0 | 0 | 0.2 | 0
14.92 | 29.84 | 7.48 | 0.10709 | 0 | 29.84 | 0 | 0 | 0 | 0 | 0.2 | 0
18.04 | 36.08 | 7.48 | 0.10709 | 0 | 36.08 | 0 | 0 | 0 | 0 | 0.2 | 0
25.6 | 51.2 | 7.48 | 0.10709 | 0 | 46.7956 | 4.4044 | 0 | 0 | 4.4044 | 0.2 | 0
25.92 | 51.84 | 7.48 | 0.10709 | 0 | 26.6237 | 25.2163 | 0 | 0 | 25.2163 | 0.2 | 0
27.64 | 55.28 | 7.48 | 0.10709 | 0 | 8.5379 | 46.7421 | 0 | 0 | 46.7421 | 0.2 | 0
27.48 | 54.96 | 7.48 | 0.10709 | 0 | 0 | 62.5446 | 7.5846 | 0 | 54.96 | 0.52274 | 0
28.28 | 56.56 | 7.48 | 0.12502 | 0 | 0 | 75.1527 | 9.3784 | 9.2143 | 56.56 | 0.92181 | 0
30.488 | 60.976 | 7.48 | 0.12502 | 0 | 0 | 80.1742 | 1.8375 | 17.3607 | 60.976 | 1 | 0
26.672 | 53.344 | 7.48 | 0.12502 | 0 | 0 | 80.1863 | 4.9397 | 0 | 75.2466 | 1 | 4.4386
23.96 | 47.92 | 12.23 | 0.12502 | 0 | 0 | 77.246 | 0 | 29.326 | 47.92 | 1 | 0
23.64 | 47.28 | 12.23 | 0.12502 | 0 | 0 | 66.102 | 0 | 18.822 | 47.28 | 1 | 0
23.56 | 47.12 | 12.23 | 0.12502 | 0 | 0 | 49.1137 | 0 | 1.9936 | 47.12 | 1 | 0
24.68 | 49.36 | 12.23 | 0.12502 | 0 | 22.8853 | 26.4747 | 0 | 0 | 26.4747 | 1 | 0
26.44 | 52.88 | 7.48 | 0.12502 | 0 | 47.7375 | 5.1425 | 0 | 0 | 5.1425 | 1 | 0
26.56 | 53.12 | 7.48 | 0.12502 | 0 | 45.6051 | 0 | 0 | 0 | 0 | 0.64412 | 7.5149
24.8 | 49.6 | 7.48 | 0.12502 | 0 | 40.2216 | 0 | 0 | 0 | 0 | 0.2 | 9.3784
25.16 | 50.32 | 7.48 | 0.10709 | 0 | 50.32 | 0 | 0 | 0 | 0 | 0.2 | 0
22.4 | 44.8 | 7.48 | 0.10709 | 0 | 44.8 | 0 | 0 | 0 | 0 | 0.2 | 0
19.4 | 38.8 | 7.48 | 0.10709 | 0 | 38.8 | 0 | 0 | 0 | 0 | 0.2 | 0
15.5467 | 31.0933 | 7.48 | 0.10709 | 0 | 31.0933 | 0 | 0 | 0 | 0 | 0.2 | 0
15.0133 | 30.0267 | 7.48 | 0.10709 | 0 | 30.0267 | 0 | 0 | 0 | 0 | 0.2 | 0
14.6533 | 29.3067 | 7.48 | 0.10709 | 0 | 29.3067 | 0 | 0 | 0 | 0 | 0.2 | 0
14.2267 | 28.4533 | 7.48 | 0.10709 | 0 | 28.4533 | 0 | 0 | 0 | 0 | 0.2 | 0
14.68 | 29.36 | 7.48 | 0.10709 | 0 | 29.36 | 0 | 0 | 0 | 0 | 0.2 | 0
15.1333 | 30.2667 | 7.48 | 0.10709 | 0 | 30.2667 | 0 | 0 | 0 | 0 | 0.2 | 0
16.6267 | 33.2533 | 7.48 | 0.10709 | 0 | 33.2533 | 0 | 0 | 0 | 0 | 0.2 | 0
23.44 | 46.88 | 7.48 | 0.10709 | 0 | 42.0884 | 4.7916 | 0 | 0 | 4.7916 | 0.2 | 0
26.08 | 52.16 | 7.48 | 0.10709 | 0 | 42.0082 | 10.1518 | 0 | 0 | 10.1518 | 0.2 | 0
28.36 | 56.72 | 7.48 | 0.10709 | 0 | 7.691 | 49.029 | 0 | 0 | 49.029 | 0.2 | 0
27.24 | 54.48 | 7.48 | 0.10709 | 0 | 0 | 64.3596 | 9.3784 | 0.5012 | 54.48 | 0.59907 | 0
29.4 | 58.8 | 7.48 | 0.10709 | 0 | 0 | 77.1855 | 9.3784 | 9.0071 | 58.8 | 0.99814 | 0
28.68 | 57.36 | 7.48 | 0.10709 | 0 | 0 | 84.6754 | 0.043676 | 27.2717 | 57.36 | 1 | 0
28.12 | 56.24 | 7.48 | 0.10709 | 0 | 0 | 86.5025 | 0 | 30.2625 | 56.24 | 1 | 0
25.92 | 51.84 | 7.48 | 0.10709 | 0 | 0 | 80.271 | 4.9397 | 0 | 75.3313 | 1 | 4.4386
25.48 | 50.96 | 7.48 | 0.10709 | 0 | 0 | 67.6145 | 0 | 16.6545 | 50.96 | 1 | 0
25.92 | 51.84 | 7.48 | 0.10709 | 0 | 1.347 | 50.493 | 0 | 0 | 50.493 | 1 | 0
26.08 | 52.16 | 7.48 | 0.10709 | 0 | 24.9351 | 27.2249 | 0 | 0 | 27.2249 | 1 | 0
28 | 56 | 7.48 | 0.10709 | 0 | 50.676 | 5.324 | 0 | 0 | 5.324 | 1 | 0
28.96 | 57.92 | 7.48 | 0.10709 | 0 | 55.0453 | 0 | 0 | 0 | 0 | 0.86387 | 2.8747
28.72 | 57.44 | 7.48 | 0.10709 | 0 | 55.0453 | 0 | 0 | 0 | 0 | 0.75047 | 2.3947
28.32 | 56.64 | 7.48 | 0.10709 | 0 | 55.0453 | 0 | 0 | 0 | 0 | 0.67495 | 1.5947
26.28 | 52.56 | 7.48 | 0.10709 | 0 | 52.56 | 0 | 0 | 0 | 0 | 0.67495 | 0
25 | 50 | 7.48 | 0.10709 | 0 | 50 | 0 | 0 | 0 | 0 | 0.67495 | 0
19.72 | 39.44 | 7.48 | 0.10709 | 0 | 39.44 | 0 | 0 | 0 | 0 | 0.67495 | 0
15.44 | 30.88 | 7.48 | 0.10709 | 0 | 30.88 | 0 | 0 | 0 | 0 | 0.67495 | 0
14.04 | 28.08 | 7.48 | 0.10709 | 0 | 28.08 | 0 | 0 | 0 | 0 | 0.67495 | 0
15.6 | 31.2 | 7.48 | 0.10709 | 0 | 31.2 | 0 | 0 | 0 | 0 | 0.67495 | 0
18.12 | 36.24 | 7.48 | 0.10709 | 0 | 36.24 | 0 | 0 | 0 | 0 | 0.67495 | 0
19.72 | 39.44 | 7.48 | 0.10709 | 0 | 39.44 | 0 | 0 | 0 | 0 | 0.67495 | 0
16.4 | 32.8 | 7.48 | 0.10709 | 0 | 32.8 | 0 | 0 | 0 | 0 | 0.67495 | 0
16.28 | 32.56 | 7.48 | 0.10709 | 0 | 27.7079 | 4.8521 | 0 | 0 | 4.8521 | 0.67495 | 0
23.84 | 47.68 | 7.48 | 0.10709 | 0 | 44.2557 | 3.4243 | 0 | 0 | 3.4243 | 0.67495 | 0
23.68 | 47.36 | 7.48 | 0.10709 | 0 | 41.2495 | 6.1105 | 0 | 0 | 6.1105 | 0.67495 | 0
22.8 | 45.6 | 7.48 | 0.10709 | 0 | 27.3799 | 17.5691 | 0 | 0 | 17.5691 | 0.64412 | 0.65095
23.84 | 47.68 | 7.48 | 0.10709 | 0 | 0.79181 | 37.5098 | 0 | 0 | 37.5098 | 0.2 | 9.3784
25 | 50 | 7.48 | 0.10709 | 0 | 0 | 55.6355 | 5.6355 | 0 | 50 | 0.4398 | 0
24.92 | 49.84 | 7.48 | 0.10709 | 0 | 0 | 86.3452 | 9.3784 | 27.1268 | 49.84 | 0.83888 | 0
25.32 | 50.64 | 7.48 | 0.10709 | 0 | 0 | 80.2831 | 3.7865 | 25.8566 | 50.64 | 1 | 0
24.8 | 49.6 | 7.48 | 0.10709 | 0 | 0 | 68.1469 | 0 | 18.5469 | 49.6 | 1 | 0
24.48 | 48.96 | 7.48 | 0.10709 | 0 | 0 | 49.9728 | 0 | 1.0128 | 48.96 | 1 | 0
23.52 | 47.04 | 7.48 | 0.10709 | 0 | 29.5193 | 17.5207 | 0 | 0 | 17.5207 | 1 | 0
23.4667 | 46.9333 | 7.48 | 0.10709 | 0 | 41.5247 | 5.4087 | 0 | 0 | 5.4087 | 1 | 0
21.96 | 43.92 | 7.48 | 0.10709 | 0 | 43.92 | 0 | 0 | 0 | 0 | 1 | 0
20.9733 | 41.9467 | 7.48 | 0.10709 | 0 | 41.9467 | 0 | 0 | 0 | 0 | 1 | 0
20.7867 | 41.5733 | 7.48 | 0.10709 | 0 | 41.5733 | 0 | 0 | 0 | 0 | 1 | 0
23.64 | 47.28 | 7.48 | 0.10709 | 0 | 47.28 | 0 | 0 | 0 | 0 | 1 | 0
21.84 | 43.68 | 7.48 | 0.10709 | 0 | 43.68 | 0 | 0 | 0 | 0 | 1 | 0
19.68 | 39.36 | 7.48 | 0.10709 | 0 | 39.36 | 0 | 0 | 0 | 0 | 1 | 0
16.56 | 33.12 | 7.48 | 0.10709 | 0 | 33.12 | 0 | 0 | 0 | 0 | 1 | 0
15.24 | 30.48 | 7.48 | 0.10709 | 0 | 30.48 | 0 | 0 | 0 | 0 | 1 | 0
18.04 | 36.08 | 7.48 | 0.10709 | 0 | 36.08 | 0 | 0 | 0 | 0 | 1 | 0
18.72 | 37.44 | 7.48 | 0.10709 | 0 | 37.44 | 0 | 0 | 0 | 0 | 1 | 0
19.24 | 38.48 | 7.48 | 0.10709 | 0 | 38.48 | 0 | 0 | 0 | 0 | 1 | 0
17.04 | 34.08 | 7.48 | 0.10709 | 0 | 34.08 | 0 | 0 | 0 | 0 | 1 | 0
17.52 | 35.04 | 7.48 | 0.10709 | 0 | 29.8854 | 5.1546 | 0 | 0 | 5.1546 | 1 | 0
18.32 | 36.64 | 7.48 | 0.10709 | 0 | 34.6798 | 1.9602 | 0 | 0 | 1.9602 | 1 | 0
23.56 | 47.12 | 7.48 | 0.10709 | 0 | 41.796 | 5.324 | 0 | 0 | 5.324 | 1 | 0
24.12 | 48.24 | 7.48 | 0.10709 | 0 | 33.466 | 14.774 | 0 | 0 | 14.774 | 1 | 0
24 | 48 | 7.48 | 0.12502 | 0 | 20.0733 | 27.9267 | 0 | 0 | 27.9267 | 1 | 0
22.72 | 45.44 | 7.48 | 0.12502 | 0 | 5.5949 | 39.8451 | 0 | 0 | 39.8451 | 1 | 0
22.5067 | 45.0133 | 7.48 | 0.12502 | 0 | 1.8737 | 39.5547 | 0 | 0 | 39.5547 | 0.83024 | 3.5849
23.28 | 46.56 | 12.23 | 0.12502 | 0 | 2.8904 | 34.2912 | 0 | 0 | 34.2912 | 0.38611 | 9.3784
22.76 | 45.52 | 12.23 | 0.12502 | 0 | 0 | 68.7882 | 9.3784 | 13.8898 | 45.52 | 0.78518 | 0
22.68 | 45.36 | 12.23 | 0.12502 | 0 | 0 | 50.4084 | 5.0484 | 0 | 45.36 | 1 | 0
22.64 | 45.28 | 12.23 | 0.12502 | 0 | 18.1761 | 27.1039 | 0 | 0 | 27.1039 | 1 | 0
23.36 | 46.72 | 7.48 | 0.12502 | 0 | 41.2266 | 5.4934 | 0 | 0 | 5.4934 | 1 | 0
22.9733 | 45.9467 | 7.48 | 0.12502 | 0 | 38.4317 | 0 | 0 | 0 | 0 | 0.64412 | 7.5149
18.0933 | 36.1867 | 7.48 | 0.12502 | 0 | 26.8083 | 0 | 0 | 0 | 0 | 0.2 | 9.3784
17.48 | 34.96 | 7.48 | 0.10709 | 9.3784 | 34.96 | 0 | 0 | 0 | 0 | 0.59907 | 0
17.9733 | 35.9467 | 7.48 | 0.10709 | 9.3784 | 35.9467 | 0 | 0 | 0 | 0 | 0.99814 | 0
17.32 | 34.64 | 7.48 | 0.10709 | 0.043676 | 34.64 | 0 | 0 | 0 | 0 | 1 | 0
15.12 | 30.24 | 7.48 | 0.10709 | 0 | 30.24 | 0 | 0 | 0 | 0 | 1 | 0
14.16 | 28.32 | 7.48 | 0.10709 | 0 | 28.32 | 0 | 0 | 0 | 0 | 1 | 0
12.52 | 25.04 | 7.48 | 0.10709 | 0 | 25.04 | 0 | 0 | 0 | 0 | 1 | 0
11.84 | 23.68 | 7.48 | 0.10709 | 0 | 23.68 | 0 | 0 | 0 | 0 | 1 | 0
12.72 | 25.44 | 7.48 | 0.10709 | 0 | 25.44 | 0 | 0 | 0 | 0 | 1 | 0
13.24 | 26.48 | 7.48 | 0.10709 | 0 | 26.48 | 0 | 0 | 0 | 0 | 1 | 0
16.12 | 32.24 | 7.48 | 0.10709 | 0 | 32.24 | 0 | 0 | 0 | 0 | 1 | 0
21.4 | 42.8 | 7.48 | 0.10709 | 0 | 37.8753 | 4.9247 | 0 | 0 | 4.9247 | 1 | 0
23.12 | 46.24 | 7.48 | 0.10709 | 0 | 24.206 | 22.034 | 0 | 0 | 22.034 | 1 | 0
29.12 | 58.24 | 7.48 | 0.10709 | 0 | 46.1643 | 12.0757 | 0 | 0 | 12.0757 | 1 | 0
28.72 | 57.44 | 7.48 | 0.10709 | 0 | 52.7089 | 4.7311 | 0 | 0 | 4.7311 | 1 | 0
29.68 | 59.36 | 7.48 | 0.12502 | 0 | 55.0453 | 3.1581 | 0 | 0 | 3.1581 | 0.94523 | 1.1566
32.52 | 65.04 | 7.48 | 0.12502 | 0 | 55.0453 | 5.7596 | 0 | 0 | 5.7596 | 0.74467 | 4.2351
27.72 | 55.44 | 7.48 | 0.12502 | 6.0004 | 44.8284 | 10.6116 | 0 | 0 | 10.6116 | 1 | 0
25.64 | 51.28 | 12.23 | 0.12502 | 0 | 38.8403 | 3.0613 | 0 | 0 | 3.0613 | 0.55588 | 9.3784
24.32 | 48.64 | 12.23 | 0.12502 | 0 | 38.8403 | 4.2471 | 0 | 0 | 4.2471 | 0.29293 | 5.5526
23.6 | 47.2 | 12.23 | 0.12502 | 0 | 33.0628 | 14.653 | 0.51581 | 0 | 14.1372 | 0.31488 | 0
22.12 | 44.24 | 12.23 | 0.12502 | 0 | 38.8403 | 3.4485 | 0 | 0 | 3.4485 | 0.22248 | 1.9512
26.56 | 53.12 | 7.48 | 0.12502 | 0 | 52.2246 | 0.8954 | 0 | 0 | 0.8954 | 0.22248 | 0
27.76 | 55.52 | 7.48 | 0.12502 | 0 | 55.0453 | 0 | 0 | 0 | 0 | 0.2 | 0.47466
27.44 | 54.88 | 7.48 | 0.12502 | 0 | 54.88 | 0 | 0 | 0 | 0 | 0.2 | 0
26.8 | 53.6 | 7.48 | 0.10709 | 1.4453 | 53.6 | 0 | 0 | 0 | 0 | 0.2615 | 0
25.32 | 50.64 | 7.48 | 0.10709 | 4.4053 | 50.64 | 0 | 0 | 0 | 0 | 0.44896 | 0
20 | 40 | 7.48 | 0.10709 | 9.3784 | 40 | 0 | 0 | 0 | 0 | 0.84803 | 0
13.04 | 26.08 | 7.48 | 0.10709 | 3.5714 | 26.08 | 0 | 0 | 0 | 0 | 1 | 0
9.88 | 19.76 | 7.48 | 0.10709 | 0 | 19.76 | 0 | 0 | 0 | 0 | 1 | 0
11.8 | 23.6 | 7.48 | 0.10709 | 0 | 23.6 | 0 | 0 | 0 | 0 | 1 | 0
13.6 | 27.2 | 7.48 | 0.10709 | 0 | 27.2 | 0 | 0 | 0 | 0 | 1 | 0
13.68 | 27.36 | 7.48 | 0.10709 | 0 | 27.36 | 0 | 0 | 0 | 0 | 1 | 0
14.2 | 28.4 | 7.48 | 0.10709 | 0 | 28.4 | 0 | 0 | 0 | 0 | 1 | 0
18.4 | 36.8 | 7.48 | 0.10709 | 0 | 36.8 | 0 | 0 | 0 | 0 | 1 | 0
25.64 | 51.28 | 7.48 | 0.10709 | 0 | 48.5333 | 2.7467 | 0 | 0 | 2.7467 | 1 | 0
25 | 50 | 7.48 | 0.10709 | 0 | 29.5753 | 20.4247 | 0 | 0 | 20.4247 | 1 | 0
28.28 | 56.56 | 7.48 | 0.10709 | 0 | 22.0631 | 34.4969 | 0 | 0 | 34.4969 | 1 | 0
27.92 | 55.84 | 7.48 | 0.10709 | 0 | 27.0542 | 28.7858 | 0 | 0 | 28.7858 | 1 | 0
29.88 | 59.76 | 7.48 | 0.12502 | 0 | 29.4981 | 30.2619 | 0 | 0 | 30.2619 | 1 | 0
31.92 | 63.84 | 7.48 | 0.12502 | 0 | 18.7072 | 45.1328 | 0 | 0 | 45.1328 | 1 | 0
26.68 | 53.36 | 7.48 | 0.12502 | 0 | 13.2979 | 36.4934 | 0 | 0 | 36.4934 | 0.831 | 3.5686
26.8 | 53.6 | 12.23 | 0.12502 | 0 | 0 | 57.5715 | 3.9715 | 0 | 53.6 | 1 | 0
26.16 | 52.32 | 12.23 | 0.12502 | 0 | 7.5986 | 44.7214 | 0 | 0 | 44.7214 | 1 | 0
26.32 | 52.64 | 12.23 | 0.12502 | 0 | 19.9944 | 32.6456 | 0 | 0 | 32.6456 | 1 | 0
25.68 | 51.36 | 12.23 | 0.12502 | 0 | 38.8403 | 5.566 | 0 | 0 | 5.566 | 0.6707 | 6.9537
28.28 | 56.56 | 7.48 | 0.12502 | 0 | 53.6318 | 2.9282 | 0 | 0 | 2.9282 | 0.6707 | 0
25.44 | 50.88 | 7.48 | 0.12502 | 0 | 50.3188 | 0 | 0 | 0 | 0 | 0.64412 | 0.56125
25.16 | 50.32 | 7.48 | 0.12502 | 0 | 40.9416 | 0 | 0 | 0 | 0 | 0.2 | 9.3784
25.04 | 50.08 | 7.48 | 0.10709 | 0 | 50.08 | 0 | 0 | 0 | 0 | 0.2 | 0
19 | 38 | 7.48 | 0.10709 | 0 | 38 | 0 | 0 | 0 | 0 | 0.2 | 0
16.12 | 32.24 | 7.48 | 0.10709 | 0 | 32.24 | 0 | 0 | 0 | 0 | 0.2 | 0
11.24 | 22.48 | 7.48 | 0.10709 | 0 | 22.48 | 0 | 0 | 0 | 0 | 0.2 | 0
9.12 | 18.24 | 7.48 | 0.10709 | 0 | 18.24 | 0 | 0 | 0 | 0 | 0.2 | 0
11.52 | 23.04 | 7.48 | 0.10709 | 0 | 23.04 | 0 | 0 | 0 | 0 | 0.2 | 0
12.08 | 24.16 | 7.48 | 0.10709 | 0 | 24.16 | 0 | 0 | 0 | 0 | 0.2 | 0
13.36 | 26.72 | 7.48 | 0.10709 | 0 | 26.72 | 0 | 0 | 0 | 0 | 0.2 | 0
14.96 | 29.92 | 7.48 | 0.10709 | 0 | 29.92 | 0 | 0 | 0 | 0 | 0.2 | 0
17.28 | 34.56 | 7.48 | 0.10709 | 0 | 34.56 | 0 | 0 | 0 | 0 | 0.2 | 0
24.56 | 49.12 | 7.48 | 0.10709 | 0 | 43.07 | 6.05 | 0 | 0 | 6.05 | 0.2 | 0
26.52 | 53.04 | 7.48 | 0.10709 | 0 | 23.9638 | 29.0762 | 0 | 0 | 29.0762 | 0.2 | 0
28.4 | 56.8 | 7.48 | 0.10709 | 0 | 3.8265 | 52.9735 | 0 | 0 | 52.9735 | 0.2 | 0
28.76 | 57.52 | 7.48 | 0.10709 | 0 | 0 | 70.4942 | 9.3784 | 3.5959 | 57.52 | 0.59907 | 0
29.68 | 59.36 | 7.48 | 0.12502 | 0 | 0 | 81.3237 | 9.3784 | 12.5853 | 59.36 | 0.99814 | 0
31.2 | 62.4 | 7.48 | 0.12502 | 0 | 0 | 85.0142 | 0.043676 | 22.5705 | 62.4 | 1 | 0
28.28 | 56.56 | 7.48 | 0.12502 | 0 | 0 | 84.2156 | 0 | 27.6556 | 56.56 | 1 | 0
27 | 54 | 12.23 | 0.12502 | 0 | 0 | 78.1293 | 0 | 24.1293 | 54 | 1 | 0
25.04 | 50.08 | 12.23 | 0.12502 | 0 | 0 | 66.5376 | 0 | 16.4576 | 50.08 | 1 | 0
23 | 46 | 12.23 | 0.12502 | 0 | 0 | 49.2951 | 4.9397 | 0 | 44.3554 | 1 | 4.4386
24 | 48 | 12.23 | 0.12502 | 0 | 21.1381 | 26.8619 | 0 | 0 | 26.8619 | 1 | 0
25.36 | 50.72 | 7.48 | 0.12502 | 0 | 45.0451 | 5.6749 | 0 | 0 | 5.6749 | 1 | 0
25.24 | 50.48 | 7.48 | 0.12502 | 0 | 42.9651 | 0 | 0 | 0 | 0 | 0.64412 | 7.5149
24.52 | 49.04 | 7.48 | 0.12502 | 0 | 39.6616 | 0 | 0 | 0 | 0 | 0.2 | 9.3784
25.56 | 51.12 | 7.48 | 0.10709 | 0 | 51.12 | 0 | 0 | 0 | 0 | 0.2 | 0
25.56 | 51.12 | 7.48 | 0.10709 | 0 | 51.12 | 0 | 0 | 0 | 0 | 0.2 | 0
21.88 | 43.76 | 7.48 | 0.10709 | 0 | 43.76 | 0 | 0 | 0 | 0 | 0.2 | 0
13.4 | 26.8 | 7.48 | 0.10709 | 0 | 26.8 | 0 | 0 | 0 | 0 | 0.2 | 0
11.6 | 23.2 | 7.48 | 0.10709 | 0 | 23.2 | 0 | 0 | 0 | 0 | 0.2 | 0
13.8 | 27.6 | 7.48 | 0.10709 | 0 | 27.6 | 0 | 0 | 0 | 0 | 0.2 | 0
20.68 | 41.36 | 7.48 | 0.10709 | 0 | 41.36 | 0 | 0 | 0 | 0 | 0.2 | 0
17.16 | 34.32 | 7.48 | 0.10709 | 0 | 34.32 | 0 | 0 | 0 | 0 | 0.2 | 0
13.72 | 27.44 | 7.48 | 0.10709 | 0 | 27.44 | 0 | 0 | 0 | 0 | 0.2 | 0
16.76 | 33.52 | 7.48 | 0.10709 | 0 | 33.52 | 0 | 0 | 0 | 0 | 0.2 | 0
25.2 | 50.4 | 7.48 | 0.10709 | 0 | 44.8582 | 5.5418 | 0 | 0 | 5.5418 | 0.2 | 0
26.28 | 52.56 | 7.48 | 0.10709 | 0 | 28.469 | 24.091 | 0 | 0 | 24.091 | 0.2 | 0
28.24 | 56.48 | 7.48 | 0.10709 | 0 | 14.106 | 42.374 | 0 | 0 | 42.374 | 0.2 | 0
28.48 | 56.96 | 7.48 | 0.10709 | 0 | 0 | 64.7589 | 7.7989 | 0 | 56.96 | 0.53186 | 0
29.84 | 59.68 | 7.48 | 0.12502 | 0 | 0 | 77.488 | 9.3784 | 8.4296 | 59.68 | 0.93093 | 0
29.8 | 59.6 | 7.48 | 0.12502 | 0 | 0 | 82.4732 | 1.6232 | 21.25 | 59.6 | 1 | 0
27.72 | 55.44 | 7.48 | 0.12502 | 0 | 0 | 84.506 | 0 | 29.066 | 55.44 | 1 | 0
25.8 | 51.6 | 12.23 | 0.12502 | 0 | 0 | 80.2589 | 0 | 28.6589 | 51.6 | 1 | 0
24.56 | 49.12 | 12.23 | 0.12502 | 0 | 0 | 69.4053 | 0 | 20.2853 | 49.12 | 1 | 0
24.6 | 49.2 | 12.23 | 0.12502 | 0 | 0 | 50.7593 | 0 | 1.5593 | 49.2 | 1 | 0
23.92 | 47.84 | 12.23 | 0.12502 | 0 | 19.8165 | 28.0235 | 0 | 0 | 28.0235 | 1 | 0
24.2 | 48.4 | 7.48 | 0.12502 | 0 | 42.4831 | 5.9169 | 0 | 0 | 5.9169 | 1 | 0
25 | 50 | 7.48 | 0.12502 | 0 | 42.4851 | 0 | 0 | 0 | 0 | 0.64412 | 7.5149
25.84 | 51.68 | 7.48 | 0.12502 | 0 | 42.3016 | 0 | 0 | 0 | 0 | 0.2 | 9.3784
27.08 | 54.16 | 7.48 | 0.10709 | 0 | 54.16 | 0 | 0 | 0 | 0 | 0.2 | 0
24.68 | 49.36 | 7.48 | 0.10709 | 0 | 49.36 | 0 | 0 | 0 | 0 | 0.2 | 0
16.96 | 33.92 | 7.48 | 0.10709 | 0 | 33.92 | 0 | 0 | 0 | 0 | 0.2 | 0
11.52 | 23.04 | 7.48 | 0.10709 | 0 | 23.04 | 0 | 0 | 0 | 0 | 0.2 | 0
9.8 | 19.6 | 7.48 | 0.10709 | 0 | 19.6 | 0 | 0 | 0 | 0 | 0.2 | 0
11.68 | 23.36 | 7.48 | 0.10709 | 0 | 23.36 | 0 | 0 | 0 | 0 | 0.2 | 0
11.64 | 23.28 | 7.48 | 0.10709 | 0 | 23.28 | 0 | 0 | 0 | 0 | 0.2 | 0
12.76 | 25.52 | 7.48 | 0.10709 | 0 | 25.52 | 0 | 0 | 0 | 0 | 0.2 | 0
14.48 | 28.96 | 7.48 | 0.10709 | 0 | 28.96 | 0 | 0 | 0 | 0 | 0.2 | 0
17.48 | 34.96 | 7.48 | 0.10709 | 0 | 34.96 | 0 | 0 | 0 | 0 | 0.2 | 0
23.72 | 47.44 | 7.48 | 0.10709 | 0 | 40.8334 | 6.6066 | 0 | 0 | 6.6066 | 0.2 | 0
26.24 | 52.48 | 7.48 | 0.10709 | 0 | 41.8079 | 10.6721 | 0 | 0 | 10.6721 | 0.2 | 0
29.6 | 59.2 | 7.48 | 0.10709 | 0 | 49.0966 | 10.1034 | 0 | 0 | 10.1034 | 0.2 | 0
28.32 | 56.64 | 7.48 | 0.10709 | 0 | 38.6111 | 18.0289 | 0 | 0 | 18.0289 | 0.2 | 0
30.24 | 60.48 | 7.48 | 0.10709 | 0 | 24.9062 | 35.5738 | 0 | 0 | 35.5738 | 0.2 | 0
32.4 | 64.8 | 7.48 | 0.10709 | 0 | 27.7379 | 37.0621 | 0 | 0 | 37.0621 | 0.2 | 0
28 | 56 | 7.48 | 0.10709 | 0 | 5.3133 | 50.6866 | 0 | 0 | 50.6866 | 0.2 | 0
26.28 | 52.56 | 7.48 | 0.10709 | 0 | 0 | 61.2257 | 8.6657 | 0 | 52.56 | 0.56875 | 0
25.56 | 51.12 | 7.48 | 0.10709 | 0 | 0 | 69.0302 | 9.3784 | 8.5318 | 51.12 | 0.96782 | 0
25.48 | 50.96 | 7.48 | 0.10709 | 0 | 0.32175 | 50.6382 | 0 | 0 | 50.6382 | 0.96782 | 0
24.72 | 49.44 | 7.48 | 0.10709 | 0 | 21.7311 | 27.7089 | 0 | 0 | 27.7089 | 0.96782 | 0
25.6 | 51.2 | 7.48 | 0.10709 | 0 | 45.029 | 6.171 | 0 | 0 | 6.171 | 0.96782 | 0
27.48 | 54.96 | 7.48 | 0.10709 | 0 | 54.96 | 0 | 0 | 0 | 0 | 0.96782 | 0
26.44 | 52.88 | 7.48 | 0.10709 | 0 | 52.88 | 0 | 0 | 0 | 0 | 0.96782 | 0
25.64 | 51.28 | 7.48 | 0.10709 | 0 | 51.28 | 0 | 0 | 0 | 0 | 0.96782 | 0
20.24 | 40.48 | 7.48 | 0.10709 | 0 | 40.48 | 0 | 0 | 0 | 0 | 0.96782 | 0
19.92 | 39.84 | 7.48 | 0.10709 | 0 | 39.84 | 0 | 0 | 0 | 0 | 0.96782 | 0
13.52 | 27.04 | 7.48 | 0.10709 | 0 | 27.04 | 0 | 0 | 0 | 0 | 0.96782 | 0
10.16 | 20.32 | 7.48 | 0.10709 | 0 | 20.32 | 0 | 0 | 0 | 0 | 0.96782 | 0
9.6 | 19.2 | 7.48 | 0.10709 | 0 | 19.2 | 0 | 0 | 0 | 0 | 0.96782 | 0
12.32 | 24.64 | 7.48 | 0.10709 | 0 | 24.64 | 0 | 0 | 0 | 0 | 0.96782 | 0
13.84 | 27.68 | 7.48 | 0.10709 | 0 | 27.68 | 0 | 0 | 0 | 0 | 0.96782 | 0
16.12 | 32.24 | 7.48 | 0.10709 | 0 | 32.24 | 0 | 0 | 0 | 0 | 0.96782 | 0
16.76 | 33.52 | 7.48 | 0.10709 | 0 | 33.52 | 0 | 0 | 0 | 0 | 0.96782 | 0
18.24 | 36.48 | 7.48 | 0.10709 | 0 | 28.4226 | 1.2221 | 0 | 0 | 1.2221 | 0.64412 | 6.8353
24.68 | 49.36 | 7.48 | 0.10709 | 0 | 31.1971 | 8.7846 | 0 | 0 | 8.7846 | 0.2 | 9.3784
24.68 | 49.36 | 7.48 | 0.10709 | 0 | 0 | 49.5372 | 0.17715 | 0 | 49.36 | 0.20754 | 0
24.32 | 48.64 | 7.48 | 0.10709 | 0 | 0 | 66.1867 | 9.3784 | 8.1683 | 48.64 | 0.60661 | 0
22.04 | 44.08 | 7.48 | 0.10709 | 0 | 0 | 77.8147 | 9.2449 | 24.4898 | 44.08 | 1 | 0
23.68 | 47.36 | 7.48 | 0.10709 | 0 | 0 | 73.3014 | 0 | 25.9414 | 47.36 | 1 | 0
23.32 | 46.64 | 7.48 | 0.10709 | 0 | 0 | 72.9142 | 0 | 26.2742 | 46.64 | 1 | 0
23.88 | 47.76 | 7.48 | 0.10709 | 0 | 0 | 69.4537 | 0 | 21.6937 | 47.76 | 1 | 0
22.96 | 45.92 | 7.48 | 0.10709 | 0 | 0 | 59.7858 | 0 | 13.8658 | 45.92 | 1 | 0
22.76 | 45.52 | 7.48 | 0.10709 | 0 | 0 | 50.1664 | 0 | 4.6463 | 45.52 | 1 | 0
22.12 | 44.24 | 7.48 | 0.10709 | 0 | 28.4375 | 15.8025 | 0 | 0 | 15.8025 | 1 | 0
23.32 | 46.64 | 7.48 | 0.10709 | 0 | 40.3601 | 6.2799 | 0 | 0 | 6.2799 | 1 | 0
22.12 | 44.24 | 7.48 | 0.10709 | 0 | 44.24 | 0 | 0 | 0 | 0 | 1 | 0
21.16 | 42.32 | 7.48 | 0.10709 | 0 | 42.32 | 0 | 0 | 0 | 0 | 1 | 0
22.92 | 45.84 | 7.48 | 0.10709 | 0 | 45.84 | 0 | 0 | 0 | 0 | 1 | 0
22.84 | 45.68 | 7.48 | 0.10709 | 0 | 45.68 | 0 | 0 | 0 | 0 | 1 | 0
22.8 | 45.6 | 7.48 | 0.10709 | 0 | 45.6 | 0 | 0 | 0 | 0 | 1 | 0
19.2 | 38.4 | 7.48 | 0.10709 | 0 | 38.4 | 0 | 0 | 0 | 0 | 1 | 0
17.04 | 34.08 | 7.48 | 0.10709 | 0 | 34.08 | 0 | 0 | 0 | 0 | 1 | 0
15.04 | 30.08 | 7.48 | 0.10709 | 0 | 30.08 | 0 | 0 | 0 | 0 | 1 | 0
16.64 | 33.28 | 7.48 | 0.10709 | 0 | 33.28 | 0 | 0 | 0 | 0 | 1 | 0
18.2 | 36.4 | 7.48 | 0.10709 | 0 | 36.4 | 0 | 0 | 0 | 0 | 1 | 0
20.4 | 40.8 | 7.48 | 0.10709 | 0 | 40.8 | 0 | 0 | 0 | 0 | 1 | 0
18.96 | 37.92 | 7.48 | 0.10709 | 0 | 37.92 | 0 | 0 | 0 | 0 | 1 | 0
16.76 | 33.52 | 7.48 | 0.10709 | 0 | 33.52 | 0 | 0 | 0 | 0 | 1 | 0
19.2 | 38.4 | 7.48 | 0.10709 | 0 | 36.8754 | 1.5246 | 0 | 0 | 1.5246 | 1 | 0
23.76 | 47.52 | 7.48 | 0.10709 | 0 | 35.7226 | 11.7974 | 0 | 0 | 11.7974 | 1 | 0
23.56 | 47.12 | 7.48 | 0.10709 | 0 | 35.5767 | 11.5433 | 0 | 0 | 11.5433 | 1 | 0
24.76 | 49.52 | 7.48 | 0.12502 | 0 | 24.7393 | 24.7807 | 0 | 0 | 24.7807 | 1 | 0
24.24 | 48.48 | 7.48 | 0.12502 | 0 | 22.1263 | 26.3537 | 0 | 0 | 26.3537 | 1 | 0
24.56 | 49.12 | 7.48 | 0.12502 | 0 | 33.4627 | 15.6573 | 0 | 0 | 15.6573 | 1 | 0
24.6 | 49.2 | 12.23 | 0.12502 | 0 | 18.563 | 30.637 | 0 | 0 | 30.637 | 1 | 0
23.32 | 46.64 | 12.23 | 0.12502 | 0 | 14.2969 | 32.3431 | 0 | 0 | 32.3431 | 1 | 0
23.32 | 46.64 | 12.23 | 0.12502 | 0 | 23.0572 | 23.5828 | 0 | 0 | 23.5828 | 1 | 0
23.9 | 47.8 | 12.23 | 0.12502 | 0 | 37.999 | 9.801 | 0 | 0 | 9.801 | 1 | 0
23.16 | 46.32 | 7.48 | 0.12502 | 0 | 39.6529 | 6.6671 | 0 | 0 | 6.6671 | 1 | 0
22.26 | 44.52 | 7.48 | 0.12502 | 0 | 37.0051 | 0 | 0 | 0 | 0 | 0.64412 | 7.5149
21.56 | 43.12 | 7.48 | 0.12502 | 0 | 33.7416 | 0 | 0 | 0 | 0 | 0.2 | 9.3784
21.32 | 42.64 | 7.48 | 0.10709 | 0 | 42.64 | 0 | 0 | 0 | 0 | 0.2 | 0
23.44 | 46.88 | 7.48 | 0.10709 | 0 | 46.88 | 0 | 0 | 0 | 0 | 0.2 | 0
22.96 | 45.92 | 7.48 | 0.10709 | 0 | 45.92 | 0 | 0 | 0 | 0 | 0.2 | 0
17.68 | 35.36 | 7.48 | 0.10709 | 0 | 35.36 | 0 | 0 | 0 | 0 | 0.2 | 0
16.04 | 32.08 | 7.48 | 0.10709 | 0 | 32.08 | 0 | 0 | 0 | 0 | 0.2 | 0
15.16 | 30.32 | 7.48 | 0.10709 | 0 | 30.32 | 0 | 0 | 0 | 0 | 0.2 | 0
13.56 | 27.12 | 7.48 | 0.10709 | 0 | 27.12 | 0 | 0 | 0 | 0 | 0.2 | 0
14.04 | 28.08 | 7.48 | 0.10709 | 0 | 28.08 | 0 | 0 | 0 | 0 | 0.2 | 0
15.6 | 31.2 | 7.48 | 0.10709 | 0 | 31.2 | 0 | 0 | 0 | 0 | 0.2 | 0
17.44 | 34.88 | 7.48 | 0.10709 | 0 | 34.88 | 0 | 0 | 0 | 0 | 0.2 | 0
23.84 | 47.68 | 7.48 | 0.10709 | 0 | 39.6214 | 8.0586 | 0 | 0 | 8.0586 | 0.2 | 0
25.2 | 50.4 | 7.48 | 0.10709 | 0 | 17.7544 | 32.6456 | 0 | 0 | 32.6456 | 0.2 | 0
28.88 | 57.76 | 7.48 | 0.10709 | 0 | 0 | 57.8982 | 0.13821 | 0 | 57.76 | 0.20588 | 0
28.52 | 57.04 | 7.48 | 0.10709 | 0 | 0 | 77.1371 | 9.3784 | 10.7187 | 57.04 | 0.60495 | 0
31.4 | 62.8 | 7.48 | 0.12502 | 0 | 0 | 79.8475 | 9.2838 | 7.7637 | 62.8 | 1 | 0
33.44 | 66.88 | 7.48 | 0.12502 | 0 | 55.0453 | 2.4563 | 0 | 0 | 2.4563 | 0.55588 | 9.3784
28.92 | 57.84 | 7.48 | 0.12502 | 0 | 0 | 85.8854 | 9.3784 | 18.667 | 57.84 | 0.95495 | 0
25.44 | 50.88 | 12.23 | 0.12502 | 0 | 0 | 91.1246 | 1.0587 | 39.1859 | 50.88 | 1 | 0
24.04 | 48.08 | 12.23 | 0.12502 | 0 | 0 | 77.367 | 0 | 29.287 | 48.08 | 1 | 0
23.32 | 46.64 | 12.23 | 0.12502 | 0 | 0 | 56.9786 | 0 | 10.3386 | 46.64 | 1 | 0
23.04 | 46.08 | 12.23 | 0.12502 | 0 | 14.3903 | 31.6897 | 0 | 0 | 31.6897 | 1 | 0
23.36 | 46.72 | 7.48 | 0.12502 | 0 | 39.4963 | 7.2237 | 0 | 0 | 7.2237 | 1 | 0
26.56 | 53.12 | 7.48 | 0.12502 | 0 | 45.6051 | 0 | 0 | 0 | 0 | 0.64412 | 7.5149
26.36 | 52.72 | 7.48 | 0.12502 | 0 | 43.3416 | 0 | 0 | 0 | 0 | 0.2 | 9.3784
25.52 | 51.04 | 7.48 | 0.10709 | 0 | 51.04 | 0 | 0 | 0 | 0 | 0.2 | 0
25.48 | 50.96 | 7.48 | 0.10709 | 0 | 50.96 | 0 | 0 | 0 | 0 | 0.2 | 0
17.88 | 35.76 | 7.48 | 0.10709 | 0 | 35.76 | 0 | 0 | 0 | 0 | 0.2 | 0
12.04 | 24.08 | 7.48 | 0.10709 | 0 | 24.08 | 0 | 0 | 0 | 0 | 0.2 | 0
10.4 | 20.8 | 7.48 | 0.10709 | 0 | 20.8 | 0 | 0 | 0 | 0 | 0.2 | 0
11.88 | 23.76 | 7.48 | 0.10709 | 0 | 23.76 | 0 | 0 | 0 | 0 | 0.2 | 0
13.56 | 27.12 | 7.48 | 0.10709 | 0 | 27.12 | 0 | 0 | 0 | 0 | 0.2 | 0
14 | 28 | 7.48 | 0.10709 | 0 | 28 | 0 | 0 | 0 | 0 | 0.2 | 0
15.64 | 31.28 | 7.48 | 0.10709 | 0 | 31.28 | 0 | 0 | 0 | 0 | 0.2 | 0
19.32 | 38.64 | 7.48 | 0.10709 | 0 | 38.64 | 0 | 0 | 0 | 0 | 0.2 | 0
25.32 | 50.64 | 7.48 | 0.10709 | 0 | 42.0248 | 8.6152 | 0 | 0 | 8.6152 | 0.2 | 0
25.44 | 50.88 | 7.48 | 0.10709 | 0 | 17.2664 | 33.6136 | 0 | 0 | 33.6136 | 0.2 | 0
27.28 | 54.56 | 7.48 | 0.10709 | 0 | 0 | 57.8982 | 3.3382 | 0 | 54.56 | 0.34205 | 0
28.44 | 56.88 | 7.48 | 0.10709 | 0 | 0 | 74.8381 | 9.3784 | 8.5798 | 56.88 | 0.74112 | 0
32 | 64 | 7.48 | 0.12502 | 0 | 0 | 86.3814 | 6.0838 | 16.2976 | 64 | 1 | 0
30.92 | 61.84 | 7.48 | 0.12502 | 0 | 0 | 91.4029 | 0 | 29.5629 | 61.84 | 1 | 0
28.08 | 56.16 | 7.48 | 0.12502 | 0 | 0 | 90.4107 | 4.9397 | 0 | 85.471 | 1 | 4.4386
26.2 | 52.4 | 12.23 | 0.12502 | 0 | 0 | 83.6106 | 0 | 31.2106 | 52.4 | 1 | 0
24.4 | 48.8 | 12.23 | 0.12502 | 0 | 0 | 71.68 | 0 | 22.88 | 48.8 | 1 | 0
25 | 50 | 12.23 | 0.12502 | 0 | 0 | 53.4454 | 0 | 3.4454 | 50 | 1 | 0
25.64 | 51.28 | 12.23 | 0.12502 | 0 | 21.0786 | 30.2014 | 0 | 0 | 30.2014 | 1 | 0
25.28 | 50.56 | 7.48 | 0.12502 | 0 | 43.5057 | 7.0543 | 0 | 0 | 7.0543 | 1 | 0
24.68 | 49.36 | 7.48 | 0.12502 | 0 | 41.8451 | 0 | 0 | 0 | 0 | 0.64412 | 7.5149
23.72 | 47.44 | 7.48 | 0.12502 | 0 | 38.0616 | 0 | 0 | 0 | 0 | 0.2 | 9.3784
24.12 | 48.24 | 7.48 | 0.10709 | 0 | 48.24 | 0 | 0 | 0 | 0 | 0.2 | 0
18.48 | 36.96 | 7.48 | 0.10709 | 0 | 36.96 | 0 | 0 | 0 | 0 | 0.2 | 0
18 | 36 | 7.48 | 0.10709 | 0 | 36 | 0 | 0 | 0 | 0 | 0.2 | 0
12.68 | 25.36 | 7.48 | 0.10709 | 0 | 25.36 | 0 | 0 | 0 | 0 | 0.2 | 0
11.08 | 22.16 | 7.48 | 0.10709 | 0 | 22.16 | 0 | 0 | 0 | 0 | 0.2 | 0
13.6 | 27.2 | 7.48 | 0.10709 | 0 | 27.2 | 0 | 0 | 0 | 0 | 0.2 | 0
19.1133 | 38.2267 | 7.48 | 0.10709 | 0 | 38.2267 | 0 | 0 | 0 | 0 | 0.2 | 0
16.8667 | 33.7334 | 7.48 | 0.10709 | 0 | 33.7334 | 0 | 0 | 0 | 0 | 0.2 | 0
15.2 | 30.4 | 7.48 | 0.10709 | 0 | 30.4 | 0 | 0 | 0 | 0 | 0.2 | 0
18.04 | 36.08 | 7.48 | 0.10709 | 0 | 36.08 | 0 | 0 | 0 | 0 | 0.2 | 0
24.76 | 49.52 | 7.48 | 0.10709 | 0 | 43.1554 | 6.3646 | 0 | 0 | 6.3646 | 0.2 | 0
26.8 | 53.6 | 7.48 | 0.10709 | 0 | 20.0469 | 33.5531 | 0 | 0 | 33.5531 | 0.2 | 0
26.12 | 52.24 | 7.48 | 0.10709 | 0 | 0 | 56.7245 | 4.4845 | 0 | 52.24 | 0.39083 | 0
27.36 | 54.72 | 7.48 | 0.10709 | 0 | 0 | 72.1761 | 9.3784 | 8.0778 | 54.72 | 0.7899 | 0
27.6 | 55.2 | 7.48 | 0.12502 | 0 | 0 | 82.4611 | 4.9375 | 22.3236 | 55.2 | 1 | 0
30.52 | 61.04 | 7.48 | 0.12502 | 0 | 0 | 86.9381 | 0 | 25.8981 | 61.04 | 1 | 0
29.08 | 58.16 | 7.48 | 0.12502 | 0 | 0 | 88.8982 | 4.9397 | 0 | 83.9585 | 1 | 4.4386
27.04 | 54.08 | 12.23 | 0.12502 | 0 | 0 | 82.8725 | 0 | 28.7925 | 54.08 | 1 | 0
27.28 | 54.56 | 12.23 | 0.12502 | 0 | 0 | 71.8857 | 0 | 17.3257 | 54.56 | 1 | 0
25.28 | 50.56 | 12.23 | 0.12502 | 0 | 0 | 53.6269 | 0 | 3.0669 | 50.56 | 1 | 0
23.32 | 46.64 | 12.23 | 0.12502 | 0 | 16.5354 | 30.1046 | 0 | 0 | 30.1046 | 1 | 0
25.24 | 50.48 | 7.48 | 0.12502 | 0 | 43.4136 | 7.0664 | 0 | 0 | 7.0664 | 1 | 0
25 | 50 | 7.48 | 0.12502 | 0 | 42.4851 | 0 | 0 | 0 | 0 | 0.64412 | 7.5149
24.32 | 48.64 | 7.48 | 0.12502 | 0 | 39.2616 | 0 | 0 | 0 | 0 | 0.2 | 9.3784
25.32 | 50.64 | 7.48 | 0.10709 | 0 | 50.64 | 0 | 0 | 0 | 0 | 0.2 | 0
20.24 | 40.48 | 7.48 | 0.10709 | 0 | 40.48 | 0 | 0 | 0 | 0 | 0.2 | 0
17.48 | 34.96 | 7.48 | 0.10709 | 0 | 34.96 | 0 | 0 | 0 | 0 | 0.2 | 0
12.12 | 24.24 | 7.48 | 0.10709 | 0 | 24.24 | 0 | 0 | 0 | 0 | 0.2 | 0
10.4 | 20.8 | 7.48 | 0.10709 | 0 | 20.8 | 0 | 0 | 0 | 0 | 0.2 | 0
11.92 | 23.84 | 7.48 | 0.10709 | 0 | 23.84 | 0 | 0 | 0 | 0 | 0.2 | 0
12.24 | 24.48 | 7.48 | 0.10709 | 0 | 24.48 | 0 | 0 | 0 | 0 | 0.2 | 0
13.76 | 27.52 | 7.48 | 0.10709 | 0 | 27.52 | 0 | 0 | 0 | 0 | 0.2 | 0
15.48 | 30.96 | 7.48 | 0.10709 | 0 | 30.96 | 0 | 0 | 0 | 0 | 0.2 | 0
18.88 | 37.76 | 7.48 | 0.10709 | 0 | 37.76 | 0 | 0 | 0 | 0 | 0.2 | 0
25.28 | 50.56 | 7.48 | 0.10709 | 0 | 41.6181 | 8.9419 | 0 | 0 | 8.9419 | 0.2 | 0
26 | 52 | 7.48 | 0.10709 | 0 | 19.3181 | 32.6819 | 0 | 0 | 32.6819 | 0.2 | 0
28.48 | 56.96 | 7.48 | 0.10709 | 0 | 2.3409 | 54.6191 | 0 | 0 | 54.6191 | 0.2 | 0
31.32 | 62.64 | 7.48 | 0.10709 | 0 | 0 | 70.8693 | 8.2294 | 0 | 62.64 | 0.55018 | 0
27.64 | 55.28 | 7.48 | 0.12502 | 0 | 0 | 81.0091 | 9.3784 | 16.3507 | 55.28 | 0.94925 | 0
28.36 | 56.72 | 7.48 | 0.12502 | 0 | 0 | 85.4498 | 1.1927 | 27.5371 | 56.72 | 1 | 0
27.68 | 55.36 | 7.48 | 0.12502 | 0 | 0 | 86.926 | 0 | 31.566 | 55.36 | 1 | 0
26.4 | 52.8 | 12.23 | 0.12502 | 0 | 0 | 83.0056 | 4.9397 | 0 | 78.0659 | 1 | 4.4386
25.92 | 51.84 | 12.23 | 0.12502 | 0 | 0 | 71.2202 | 4.9397 | 0 | 66.2805 | 1 | 4.4386
25.12 | 50.24 | 12.23 | 0.12502 | 0 | 0 | 53.3123 | 0 | 3.0723 | 50.24 | 1 | 0
24.48 | 48.96 | 12.23 | 0.12502 | 0 | 18.9038 | 30.0562 | 0 | 0 | 30.0562 | 1 | 0
25.72 | 51.44 | 7.48 | 0.12502 | 0 | 44.2526 | 7.1874 | 0 | 0 | 7.1874 | 1 | 0
26.2 | 52.4 | 7.48 | 0.12502 | 0 | 44.8851 | 0 | 0 | 0 | 0 | 0.64412 | 7.5149
24.72 | 49.44 | 7.48 | 0.12502 | 0 | 40.0616 | 0 | 0 | 0 | 0 | 0.2 | 9.3784
24.7333 | 49.4667 | 7.48 | 0.10709 | 0 | 49.4667 | 0 | 0 | 0 | 0 | 0.2 | 0
21.2267 | 42.4534 | 7.48 | 0.10709 | 0 | 42.4534 | 0 | 0 | 0 | 0 | 0.2 | 0
17.24 | 34.48 | 7.48 | 0.10709 | 0 | 34.48 | 0 | 0 | 0 | 0 | 0.2 | 0
11.92 | 23.84 | 7.48 | 0.10709 | 0 | 23.84 | 0 | 0 | 0 | 0 | 0.2 | 0
10.08 | 20.16 | 7.48 | 0.10709 | 0 | 20.16 | 0 | 0 | 0 | 0 | 0.2 | 0
12.08 | 24.16 | 7.48 | 0.10709 | 0 | 24.16 | 0 | 0 | 0 | 0 | 0.2 | 0
13.24 | 26.48 | 7.48 | 0.10709 | 0 | 26.48 | 0 | 0 | 0 | 0 | 0.2 | 0
14.2 | 28.4 | 7.48 | 0.10709 | 0 | 28.4 | 0 | 0 | 0 | 0 | 0.2 | 0
15.88 | 31.76 | 7.48 | 0.10709 | 0 | 31.76 | 0 | 0 | 0 | 0 | 0.2 | 0
18.36 | 36.72 | 7.48 | 0.10709 | 0 | 36.72 | 0 | 0 | 0 | 0 | 0.2 | 0
25.36 | 50.72 | 7.48 | 0.10709 | 0 | 41.6934 | 9.0266 | 0 | 0 | 9.0266 | 0.2 | 0
26.72 | 53.44 | 7.48 | 0.10709 | 0 | 21.6898 | 31.7502 | 0 | 0 | 31.7502 | 0.2 | 0
28.24 | 56.48 | 7.48 | 0.10709 | 0 | 3.8453 | 52.6347 | 0 | 0 | 52.6347 | 0.2 | 0
28 | 56 | 7.48 | 0.10709 | 0 | 0 | 67.796 | 9.3784 | 2.4176 | 56 | 0.59907 | 0
32.88 | 65.76 | 7.48 | 0.10709 | 0 | 0 | 80.2952 | 9.3784 | 5.1568 | 65.76 | 0.99814 | 0
29.76 | 59.52 | 7.48 | 0.10709 | 0 | 0 | 87.1317 | 0.043676 | 27.568 | 59.52 | 1 | 0
29.12 | 58.24 | 7.48 | 0.10709 | 0 | 0 | 86.3088 | 4.9397 | 0 | 81.3691 | 1 | 4.4386
28.32 | 56.64 | 7.48 | 0.10709 | 0 | 0 | 82.2675 | 0 | 25.6275 | 56.64 | 1 | 0
29.44 | 58.88 | 7.48 | 0.10709 | 0 | 0 | 70.6273 | 0 | 11.7473 | 58.88 | 1 | 0
27.24 | 54.48 | 7.48 | 0.10709 | 0 | 2.1357 | 52.3443 | 0 | 0 | 52.3443 | 1 | 0
25.8 | 51.6 | 7.48 | 0.10709 | 0 | 20.8662 | 30.7338 | 0 | 0 | 30.7338 | 1 | 0
25.76 | 51.52 | 7.48 | 0.10709 | 0 | 43.9333 | 7.5867 | 0 | 0 | 7.5867 | 1 | 0
26 | 52 | 7.48 | 0.10709 | 0 | 52 | 0 | 0 | 0 | 0 | 1 | 0
26.32 | 52.64 | 7.48 | 0.10709 | 0 | 52.64 | 0 | 0 | 0 | 0 | 1 | 0
25.4 | 50.8 | 7.48 | 0.10709 | 0 | 50.8 | 0 | 0 | 0 | 0 | 1 | 0
20.28 | 40.56 | 7.48 | 0.10709 | 0 | 40.56 | 0 | 0 | 0 | 0 | 1 | 0
18.96 | 37.92 | 7.48 | 0.10709 | 0 | 37.92 | 0 | 0 | 0 | 0 | 1 | 0
11.24 | 22.48 | 7.48 | 0.10709 | 0 | 22.48 | 0 | 0 | 0 | 0 | 1 | 0
9.52 | 19.04 | 7.48 | 0.10709 | 0 | 19.04 | 0 | 0 | 0 | 0 | 1 | 0
9.44 | 18.88 | 7.48 | 0.10709 | 0 | 18.88 | 0 | 0 | 0 | 0 | 1 | 0
11.88 | 23.76 | 7.48 | 0.10709 | 0 | 23.76 | 0 | 0 | 0 | 0 | 1 | 0
13.64 | 27.28 | 7.48 | 0.10709 | 0 | 27.28 | 0 | 0 | 0 | 0 | 1 | 0
15.56 | 31.12 | 7.48 | 0.10709 | 0 | 31.12 | 0 | 0 | 0 | 0 | 1 | 0
16.44 | 32.88 | 7.48 | 0.10709 | 0 | 32.88 | 0 | 0 | 0 | 0 | 1 | 0
16.08 | 32.16 | 7.48 | 0.10709 | 0 | 14.4569 | 10.1881 | 0 | 0 | 10.1881 | 0.64412 | 7.5149
24.6 | 49.2 | 7.48 | 0.10709 | 0 | 5.0101 | 34.8115 | 0 | 0 | 34.8115 | 0.2 | 9.3784
23.48 | 46.96 | 7.48 | 0.10709 | 0 | 0 | 58.3943 | 9.3784 | 2.0559 | 46.96 | 0.59907 | 0
24.28 | 48.56 | 7.48 | 0.10709 | 0 | 0 | 75.068 | 9.3784 | 17.1296 | 48.56 | 0.99814 | 0
22.04 | 44.08 | 7.48 | 0.10709 | 0 | 0 | 86.1153 | 0.043676 | 41.9916 | 44.08 | 1 | 0
22.6 | 45.2 | 7.48 | 0.10709 | 0 | 0 | 89.2007 | 4.9397 | 0 | 84.261 | 1 | 4.4386
22.56 | 45.12 | 7.48 | 0.10709 | 0 | 0 | 88.0028 | 4.9397 | 0 | 83.0631 | 1 | 4.4386
22.84 | 45.68 | 7.48 | 0.10709 | 0 | 0 | 81.9287 | 0 | 36.2487 | 45.68 | 1 | 0
23.8 | 47.6 | 7.48 | 0.10709 | 0 | 0 | 70.107 | 0 | 22.507 | 47.6 | 1 | 0
23.56 | 47.12 | 7.48 | 0.10709 | 0 | 0 | 52.4774 | 0 | 5.3574 | 47.12 | 1 | 0
23.92 | 47.84 | 7.48 | 0.10709 | 0 | 18.0499 | 29.7901 | 0 | 0 | 29.7901 | 1 | 0
25.72 | 51.44 | 7.48 | 0.10709 | 0 | 43.9138 | 7.5262 | 0 | 0 | 7.5262 | 1 | 0
23.4 | 46.8 | 7.48 | 0.10709 | 0 | 46.8 | 0 | 0 | 0 | 0 | 1 | 0
23 | 46 | 7.48 | 0.10709 | 0 | 46 | 0 | 0 | 0 | 0 | 1 | 0
23.04 | 46.08 | 7.48 | 0.10709 | 0 | 46.08 | 0 | 0 | 0 | 0 | 1 | 0
23.84 | 47.68 | 7.48 | 0.10709 | 0 | 47.68 | 0 | 0 | 0 | 0 | 1 | 0
20.84 | 41.68 | 7.48 | 0.10709 | 0 | 41.68 | 0 | 0 | 0 | 0 | 1 | 0
14 | 28 | 7.48 | 0.10709 | 0 | 28 | 0 | 0 | 0 | 0 | 1 | 0
10.32 | 20.64 | 7.48 | 0.10709 | 0 | 20.64 | 0 | 0 | 0 | 0 | 1 | 0
10 | 20 | 7.48 | 0.10709 | 0 | 20 | 0 | 0 | 0 | 0 | 1 | 0
12.8 | 25.6 | 7.48 | 0.10709 | 0 | 25.6 | 0 | 0 | 0 | 0 | 1 | 0
15.04 | 30.08 | 7.48 | 0.10709 | 0 | 30.08 | 0 | 0 | 0 | 0 | 1 | 0
21.56 | 43.12 | 7.48 | 0.10709 | 0 | 43.12 | 0 | 0 | 0 | 0 | 1 | 0
19.12 | 38.24 | 7.48 | 0.10709 | 0 | 34.6939 | 0 | 0 | 0 | 0 | 0.83207 | 3.5461
17.44 | 34.88 | 7.48 | 0.10709 | 0 | 17.7698 | 7.7319 | 0 | 0 | 7.7319 | 0.38795 | 9.3784
18.64 | 37.28 | 7.48 | 0.10709 | 0 | 0 | 33.3111 | 0 | 0 | 33.3111 | 0.2 | 3.9689
23 | 46 | 7.48 | 0.10709 | 0 | 0 | 54.6554 | 8.6554 | 0 | 46 | 0.56831 | 0
23.32 | 46.64 | 7.48 | 0.10709 | 0 | 0 | 67.6629 | 9.3784 | 11.6445 | 46.64 | 0.96738 | 0
23.24 | 46.48 | 7.48 | 0.12502 | 0 | 0 | 77.2339 | 0.76662 | 29.9873 | 46.48 | 1 | 0
23.64 | 47.28 | 7.48 | 0.12502 | 0 | 0 | 84.155 | 4.9397 | 0 | 79.2153 | 1 | 4.4386
23.08 | 46.16 | 7.48 | 0.12502 | 0 | 0 | 85.8491 | 0 | 39.6891 | 46.16 | 1 | 0
23.44 | 46.88 | 12.23 | 0.12502 | 0 | 0 | 80.5251 | 4.9397 | 0 | 75.5854 | 1 | 4.4386
23.68 | 47.36 | 12.23 | 0.12502 | 0 | 0 | 70.1796 | 0 | 22.8196 | 47.36 | 1 | 0
23.72 | 47.44 | 12.23 | 0.12502 | 0 | 0 | 52.5863 | 0 | 5.1463 | 47.44 | 1 | 0
23.6 | 47.2 | 12.23 | 0.12502 | 0 | 17.7124 | 29.4876 | 0 | 0 | 29.4876 | 1 | 0
21.96 | 43.92 | 7.48 | 0.12502 | 0 | 36.418 | 7.502 | 0 | 0 | 7.502 | 1 | 0
21.4 | 42.8 | 7.48 | 0.12502 | 0 | 35.2851 | 0 | 0 | 0 | 0 | 0.64412 | 7.5149
20.36 | 40.72 | 7.48 | 0.12502 | 0 | 31.3416 | 0 | 0 | 0 | 0 | 0.2 | 9.3784
21.32 | 42.64 | 7.48 | 0.10709 | 0 | 42.64 | 0 | 0 | 0 | 0 | 0.2 | 0
22.96 | 45.92 | 7.48 | 0.10709 | 0 | 45.92 | 0 | 0 | 0 | 0 | 0.2 | 0
23.24 | 46.48 | 7.48 | 0.10709 | 0 | 46.48 | 0 | 0 | 0 | 0 | 0.2 | 0
17.88 | 35.76 | 7.48 | 0.10709 | 0 | 35.76 | 0 | 0 | 0 | 0 | 0.2 | 0
16.04 | 32.08 | 7.48 | 0.10709 | 0 | 32.08 | 0 | 0 | 0 | 0 | 0.2 | 0
16.44 | 32.88 | 7.48 | 0.10709 | 0 | 32.88 | 0 | 0 | 0 | 0 | 0.2 | 0
18.84 | 37.68 | 7.48 | 0.10709 | 0 | 37.68 | 0 | 0 | 0 | 0 | 0.2 | 0
14.28 | 28.56 | 7.48 | 0.10709 | 0 | 28.56 | 0 | 0 | 0 | 0 | 0.2 | 0
15.56 | 31.12 | 7.48 | 0.10709 | 0 | 31.12 | 0 | 0 | 0 | 0 | 0.2 | 0
18.16 | 36.32 | 7.48 | 0.10709 | 0 | 36.32 | 0 | 0 | 0 | 0 | 0.2 | 0
23.92 | 47.84 | 7.48 | 0.10709 | 0 | 37.6398 | 10.2002 | 0 | 0 | 10.2002 | 0.2 | 0
27.72 | 55.44 | 7.48 | 0.10709 | 0 | 21.9232 | 33.5168 | 0 | 0 | 33.5168 | 0.2 | 0
30 | 60 | 7.48 | 0.10709 | 0 | 5.2115 | 54.7885 | 0 | 0 | 54.7885 | 0.2 | 0
32.52 | 65.04 | 7.48 | 0.10709 | 0 | 0 | 70.0102 | 4.9703 | 0 | 65.04 | 0.4115 | 0
34.4 | 68.8 | 7.48 | 0.12502 | 0 | 0 | 79.8596 | 9.3784 | 1.6812 | 68.8 | 0.81057 | 0
30.64 | 61.28 | 7.48 | 0.12502 | 0 | 0 | 86.4662 | 4.4518 | 20.7344 | 61.28 | 1 | 0
29.4 | 58.8 | 7.48 | 0.12502 | 0 | 0 | 85.8127 | 4.9397 | 0 | 80.873 | 1 | 4.4386
28.28 | 56.56 | 12.23 | 0.12502 | 0 | 0 | 80.5493 | 4.9397 | 0 | 75.6096 | 1 | 4.4386
27.4 | 54.8 | 12.23 | 0.12502 | 0 | 0 | 68.8971 | 0 | 14.0971 | 54.8 | 1 | 0
25.04 | 50.08 | 12.23 | 0.12502 | 0 | 0 | 51.9813 | 4.9397 | 0 | 47.0416 | 1 | 4.4386
24.72 | 49.44 | 12.23 | 0.12502 | 0 | 19.6257 | 29.8143 | 0 | 0 | 29.8143 | 1 | 0
24.92 | 49.84 | 7.48 | 0.12502 | 0 | 42.2049 | 7.6351 | 0 | 0 | 7.6351 | 1 | 0
26.36 | 52.72 | 7.48 | 0.12502 | 0 | 47.0495 | 0 | 0 | 0 | 0 | 0.73147 | 5.6705
26.64 | 53.28 | 7.48 | 0.12502 | 0 | 43.9016 | 0 | 0 | 0 | 0 | 0.28735 | 9.3784
27.16 | 54.32 | 7.48 | 0.10709 | 0 | 52.4756 | 0 | 0 | 0 | 0 | 0.2 | 1.8444
24.04 | 48.08 | 7.48 | 0.10709 | 0 | 48.08 | 0 | 0 | 0 | 0 | 0.2 | 0
17.68 | 35.36 | 7.48 | 0.10709 | 0 | 35.36 | 0 | 0 | 0 | 0 | 0.2 | 0
12.76 | 25.52 | 7.48 | 0.10709 | 0 | 25.52 | 0 | 0 | 0 | 0 | 0.2 | 0
11.16 | 22.32 | 7.48 | 0.10709 | 0 | 22.32 | 0 | 0 | 0 | 0 | 0.2 | 0
11.2 | 22.4 | 7.48 | 0.10709 | 0 | 22.4 | 0 | 0 | 0 | 0 | 0.2 | 0
13.4 | 26.8 | 7.48 | 0.10709 | 0 | 26.8 | 0 | 0 | 0 | 0 | 0.2 | 0
13.4 | 26.8 | 7.48 | 0.10709 | 0 | 26.8 | 0 | 0 | 0 | 0 | 0.2 | 0
15.16 | 30.32 | 7.48 | 0.10709 | 0 | 30.32 | 0 | 0 | 0 | 0 | 0.2 | 0
18 | 36 | 7.48 | 0.10709 | 0 | 36 | 0 | 0 | 0 | 0 | 0.2 | 0
24.48 | 48.96 | 7.48 | 0.10709 | 0 | 38.2758 | 10.6842 | 0 | 0 | 10.6842 | 0.2 | 0
25.16 | 50.32 | 7.48 | 0.10709 | 0 | 16.8637 | 33.4563 | 0 | 0 | 33.4563 | 0.2 | 0
27.72 | 55.44 | 7.48 | 0.10709 | 0 | 1.8131 | 53.6269 | 0 | 0 | 53.6269 | 0.2 | 0
30.04 | 60.08 | 7.48 | 0.10709 | 0 | 0 | 70.2886 | 9.3784 | 0.83017 | 60.08 | 0.59907 | 0
32.08 | 64.16 | 7.48 | 0.12502 | 0 | 0 | 81.8924 | 9.3784 | 8.354 | 64.16 | 0.99814 | 0
29.72 | 59.44 | 7.48 | 0.12502 | 0 | 0 | 86.7445 | 0.043676 | 27.2608 | 59.44 | 1 | 0
27.64 | 55.28 | 7.48 | 0.12502 | 0 | 0 | 87.8092 | 4.9397 | 0 | 82.8695 | 1 | 4.4386
26.08 | 52.16 | 12.23 | 0.12502 | 0 | 0 | 81.7351 | 0 | 29.5751 | 52.16 | 1 | 0
25.08 | 50.16 | 12.23 | 0.12502 | 0 | 0 | 70.2885 | 4.9397 | 0 | 65.3488 | 1 | 4.4386
24.6 | 49.2 | 12.23 | 0.12502 | 0 | 0 | 53.034 | 0 | 3.834 | 49.2 | 1 | 0
24.12 | 48.24 | 12.23 | 0.12502 | 0 | 17.9539 | 30.2861 | 0 | 0 | 30.2861 | 1 | 0
27.12 | 54.24 | 7.48 | 0.12502 | 0 | 46.2419 | 7.9981 | 0 | 0 | 7.9981 | 1 | 0
26.72 | 53.44 | 7.48 | 0.12502 | 0 | 46.3295 | 0 | 0 | 0 | 0 | 0.66328 | 7.1105
26.44 | 52.88 | 7.48 | 0.12502 | 0 | 43.5016 | 0 | 0 | 0 | 0 | 0.21915 | 9.3784
26.44 | 52.88 | 7.48 | 0.10709 | 0 | 52.4756 | 0 | 0 | 0 | 0 | 0.2 | 0.40444
25.24 | 50.48 | 7.48 | 0.10709 | 0 | 50.48 | 0 | 0 | 0 | 0 | 0.2 | 0
18 | 36 | 7.48 | 0.10709 | 0 | 36 | 0 | 0 | 0 | 0 | 0.2 | 0
13.24 | 26.48 | 7.48 | 0.10709 | 0 | 26.48 | 0 | 0 | 0 | 0 | 0.2 | 0
10.48 | 20.96 | 7.48 | 0.10709 | 0 | 20.96 | 0 | 0 | 0 | 0 | 0.2 | 0
14 | 28 | 7.48 | 0.10709 | 0 | 28 | 0 | 0 | 0 | 0 | 0.2 | 0
17.04 | 34.08 | 7.48 | 0.10709 | 0 | 34.08 | 0 | 0 | 0 | 0 | 0.2 | 0
13.52 | 27.04 | 7.48 | 0.10709 | 0 | 27.04 | 0 | 0 | 0 | 0 | 0.2 | 0
14.52 | 29.04 | 7.48 | 0.10709 | 0 | 29.04 | 0 | 0 | 0 | 0 | 0.2 | 0
16.56 | 33.12 | 7.48 | 0.10709 | 0 | 33.12 | 0 | 0 | 0 | 0 | 0.2 | 0
24.8444 | 49.6889 | 7.48 | 0.10709 | 0 | 38.6658 | 11.023 | 0 | 0 | 11.023 | 0.2 | 0
25.5822 | 51.1645 | 7.48 | 0.10709 | 0 | 24.4115 | 26.753 | 0 | 0 | 26.753 | 0.2 | 0
26.2933 | 52.5867 | 7.48 | 0.10709 | 0 | 0 | 56.1195 | 3.5328 | 0 | 52.5867 | 0.35033 | 0
28.12 | 56.24 | 7.48 | 0.10709 | 0 | 0 | 71.5228 | 9.3784 | 5.9044 | 56.24 | 0.7494 | 0
30.44 | 60.88 | 7.48 | 0.12502 | 0 | 0 | 83.6348 | 5.8892 | 16.8656 | 60.88 | 1 | 0
31.28 | 62.56 | 7.48 | 0.12502 | 0 | 0 | 88.4506 | 0 | 25.8906 | 62.56 | 1 | 0
32 | 64 | 7.48 | 0.12502 | 0 | 0 | 87.3737 | 0 | 23.3737 | 64 | 1 | 0
29.08 | 58.16 | 12.23 | 0.12502 | 0 | 0 | 82.9693 | 4.9397 | 0 | 78.0296 | 1 | 4.4386
25.32 | 50.64 | 12.23 | 0.12502 | 0 | 0 | 71.4259 | 0 | 20.7859 | 50.64 | 1 | 0
23.16 | 46.32 | 12.23 | 0.12502 | 0 | 0 | 52.9372 | 0 | 6.6172 | 46.32 | 1 | 0
24.32 | 48.64 | 12.23 | 0.12502 | 0 | 18.3781 | 30.2619 | 0 | 0 | 30.2619 | 1 | 0
27.2 | 54.4 | 7.48 | 0.12502 | 0 | 46.1841 | 8.2159 | 0 | 0 | 8.2159 | 1 | 0
26.68 | 53.36 | 7.48 | 0.12502 | 0 | 45.8451 | 0 | 0 | 0 | 0 | 0.64412 | 7.5149
26 | 52 | 7.48 | 0.12502 | 0 | 42.6216 | 0 | 0 | 0 | 0 | 0.2 | 9.3784
25.36 | 50.72 | 7.48 | 0.10709 | 0 | 50.72 | 0 | 0 | 0 | 0 | 0.2 | 0
24.28 | 48.56 | 7.48 | 0.10709 | 0 | 48.56 | 0 | 0 | 0 | 0 | 0.2 | 0
20.68 | 41.36 | 7.48 | 0.10709 | 0 | 41.36 | 0 | 0 | 0 | 0 | 0.2 | 0
16.04 | 32.08 | 7.48 | 0.10709 | 0 | 32.08 | 0 | 0 | 0 | 0 | 0.2 | 0
14.8 | 29.6 | 7.48 | 0.10709 | 0 | 29.6 | 0 | 0 | 0 | 0 | 0.2 | 0
12.28 | 24.56 | 7.48 | 0.10709 | 0 | 24.56 | 0 | 0 | 0 | 0 | 0.2 | 0
10.84 | 21.68 | 7.48 | 0.10709 | 0 | 21.68 | 0 | 0 | 0 | 0 | 0.2 | 0
13.64 | 27.28 | 7.48 | 0.10709 | 0 | 27.28 | 0 | 0 | 0 | 0 | 0.2 | 0
14.68 | 29.36 | 7.48 | 0.10709 | 0 | 29.36 | 0 | 0 | 0 | 0 | 0.2 | 0
16.68 | 33.36 | 7.48 | 0.10709 | 0 | 33.36 | 0 | 0 | 0 | 0 | 0.2 | 0
24.84 | 49.68 | 7.48 | 0.10709 | 0 | 49.2081 | 0.4719 | 0 | 0 | 0.4719 | 0.2 | 0
25.64 | 51.28 | 7.48 | 0.10709 | 0 | 45.472 | 5.808 | 0 | 0 | 5.808 | 0.2 | 0
27.12 | 54.24 | 7.48 | 0.10709 | 0 | 37.5542 | 16.6858 | 0 | 0 | 16.6858 | 0.2 | 0
27.48 | 54.96 | 7.48 | 0.10709 | 0 | 17.1356 | 37.8244 | 0 | 0 | 37.8244 | 0.2 | 0
29.28 | 58.56 | 7.48 | 0.12502 | 0 | 0 | 82.9572 | 9.3784 | 15.0188 | 58.56 | 0.59907 | 0
30.48 | 60.96 | 7.48 | 0.12502 | 0 | 0 | 88.8136 | 9.3784 | 18.4752 | 60.96 | 0.99814 | 0
27.84 | 55.68 | 7.48 | 0.12502 | 0 | 0 | 89.1887 | 0.043676 | 33.465 | 55.68 | 1 | 0
24.52 | 49.04 | 12.23 | 0.12502 | 0 | 0 | 82.4611 | 0 | 33.4211 | 49.04 | 1 | 0
24.12 | 48.24 | 12.23 | 0.12502 | 0 | 0 | 71.7163 | 0 | 23.4763 | 48.24 | 1 | 0
27.12 | 54.24 | 12.23 | 0.12502 | 0 | 0.51627 | 53.7237 | 0 | 0 | 53.7237 | 1 | 0
27.48 | 54.96 | 12.23 | 0.12502 | 0 | 24.0205 | 30.9395 | 0 | 0 | 30.9395 | 1 | 0
26.32 | 52.64 | 7.48 | 0.12502 | 0 | 44.2789 | 8.3611 | 0 | 0 | 8.3611 | 1 | 0
26.64 | 53.28 | 7.48 | 0.12502 | 0 | 45.7651 | 0 | 0 | 0 | 0 | 0.64412 | 7.5149
26.2 | 52.4 | 7.48 | 0.12502 | 0 | 43.0216 | 0 | 0 | 0 | 0 | 0.2 | 9.3784
26.04 | 52.08 | 7.48 | 0.10709 | 0 | 52.08 | 0 | 0 | 0 | 0 | 0.2 | 0
22.88 | 45.76 | 7.48 | 0.10709 | 0 | 45.76 | 0 | 0 | 0 | 0 | 0.2 | 0
16.6 | 33.2 | 7.48 | 0.10709 | 0 | 33.2 | 0 | 0 | 0 | 0 | 0.2 | 0
12.56 | 25.12 | 7.48 | 0.10709 | 0 | 25.12 | 0 | 0 | 0 | 0 | 0.2 | 0
11 | 22 | 7.48 | 0.10709 | 0 | 22 | 0 | 0 | 0 | 0 | 0.2 | 0
11.0267 | 22.0533 | 7.48 | 0.10709 | 0 | 22.0533 | 0 | 0 | 0 | 0 | 0.2 | 0
12.5467 | 25.0933 | 7.48 | 0.10709 | 0 | 25.0933 | 0 | 0 | 0 | 0 | 0.2 | 0
13.92 | 27.84 | 7.48 | 0.10709 | 0 | 27.84 | 0 | 0 | 0 | 0 | 0.2 | 0
14.0267 | 28.0533 | 7.48 | 0.10709 | 0 | 28.0533 | 0 | 0 | 0 | 0 | 0.2 | 0
16.6 | 33.2 | 7.48 | 0.10709 | 0 | 33.2 | 0 | 0 | 0 | 0 | 0.2 | 0
24.68 | 49.36 | 7.48 | 0.10709 | 0 | 47.9201 | 1.4399 | 0 | 0 | 1.4399 | 0.2 | 0
25.36 | 50.72 | 7.48 | 0.10709 | 0 | 44.0045 | 6.7155 | 0 | 0 | 6.7155 | 0.2 | 0
27.4 | 54.8 | 7.48 | 0.10709 | 0 | 38.9249 | 15.8751 | 0 | 0 | 15.8751 | 0.2 | 0
27.44 | 54.88 | 7.48 | 0.10709 | 0 | 9.8077 | 45.0723 | 0 | 0 | 45.0723 | 0.2 | 0
31.76 | 63.52 | 7.48 | 0.10709 | 0 | 0 | 79.7749 | 9.3784 | 6.8765 | 63.52 | 0.59907 | 0
30.68 | 61.36 | 7.48 | 0.10709 | 0 | 0 | 78.6254 | 9.3784 | 7.887 | 61.36 | 0.99814 | 0
28.04 | 56.08 | 7.48 | 0.10709 | 0 | 0 | 78.335 | 0.043676 | 22.2113 | 56.08 | 1 | 0
25.96 | 51.92 | 7.48 | 0.10709 | 0 | 0 | 74.5719 | 0 | 22.6519 | 51.92 | 1 | 0
25.56 | 51.12 | 7.48 | 0.10709 | 0 | 0 | 55.1878 | 0 | 4.0678 | 51.12 | 1 | 0
25.4 | 50.8 | 7.48 | 0.10709 | 0 | 21.8206 | 28.9794 | 0 | 0 | 28.9794 | 1 | 0
26.04 | 52.08 | 7.48 | 0.10709 | 0 | 37.1003 | 14.9797 | 0 | 0 | 14.9797 | 1 | 0
28.04 | 56.08 | 7.48 | 0.10709 | 0 | 52.4756 | 0.121 | 0 | 0 | 0.121 | 0.83504 | 3.4834
28.36 | 56.72 | 7.48 | 0.10709 | 0 | 52.4756 | 0 | 0 | 0 | 0 | 0.63404 | 4.2444
27.36 | 54.72 | 7.48 | 0.10709 | 0 | 52.4756 | 0 | 0 | 0 | 0 | 0.52775 | 2.2444
27.8 | 55.6 | 7.48 | 0.10709 | 0 | 52.4756 | 0 | 0 | 0 | 0 | 0.37979 | 3.1244
27.16 | 54.32 | 7.48 | 0.10709 | 0 | 52.4756 | 0 | 0 | 0 | 0 | 0.29245 | 1.8444
25.36 | 50.72 | 7.48 | 0.10709 | 0 | 50.72 | 0 | 0 | 0 | 0 | 0.29245 | 0
17.12 | 34.24 | 7.48 | 0.10709 | 0 | 34.24 | 0 | 0 | 0 | 0 | 0.29245 | 0
15.44 | 30.88 | 7.48 | 0.10709 | 0 | 30.88 | 0 | 0 | 0 | 0 | 0.29245 | 0
15.32 | 30.64 | 7.48 | 0.10709 | 0 | 30.64 | 0 | 0 | 0 | 0 | 0.29245 | 0
17.84 | 35.68 | 7.48 | 0.10709 | 0 | 35.68 | 0 | 0 | 0 | 0 | 0.29245 | 0
19.6 | 39.2 | 7.48 | 0.10709 | 0 | 39.2 | 0 | 0 | 0 | 0 | 0.29245 | 0
21.52 | 43.04 | 7.48 | 0.10709 | 0 | 43.04 | 0 | 0 | 0 | 0 | 0.29245 | 0
19.04 | 38.08 | 7.48 | 0.10709 | 0 | 38.08 | 0 | 0 | 0 | 0 | 0.29245 | 0
18.12 | 36.24 | 7.48 | 0.10709 | 0 | 23.9707 | 12.2693 | 0 | 0 | 12.2693 | 0.29245 | 0
23.68 | 47.36 | 7.48 | 0.10709 | 0 | 9.1444 | 36.2635 | 0 | 0 | 36.2635 | 0.2 | 1.9521
26.28 | 52.56 | 7.48 | 0.10709 | 0 | 0 | 57.9345 | 5.3745 | 0 | 52.56 | 0.4287 | 0
27.32 | 54.64 | 7.48 | 0.10709 | 0 | 0 | 74.693 | 9.3784 | 10.6746 | 54.64 | 0.82777 | 0
25.64 | 51.28 | 7.48 | 0.10709 | 0 | 0 | 86.0668 | 4.0475 | 30.7393 | 51.28 | 1 | 0
26.64 | 53.28 | 7.48 | 0.10709 | 0 | 0 | 90.7495 | 0 | 37.4695 | 53.28 | 1 | 0
24.72 | 49.44 | 7.48 | 0.10709 | 0 | 0 | 91.7175 | 4.9397 | 0 | 86.7778 | 1 | 4.4386
26.08 | 52.16 | 7.48 | 0.10709 | 0 | 0 | 85.5587 | 0 | 33.3987 | 52.16 | 1 | 0
25.52 | 51.04 | 7.48 | 0.10709 | 0 | 0 | 73.5676 | 4.9397 | 0 | 68.6279 | 1 | 4.4386
24.4 | 48.8 | 7.48 | 0.10709 | 0 | 0 | 55.2241 | 0 | 6.4241 | 48.8 | 1 | 0
24.84 | 49.68 | 7.48 | 0.10709 | 0 | 17.5184 | 32.1616 | 0 | 0 | 32.1616 | 1 | 0
25.08 | 50.16 | 7.48 | 0.10709 | 0 | 41.448 | 8.712 | 0 | 0 | 8.712 | 1 | 0
22.6 | 45.2 | 7.48 | 0.10709 | 0 | 45.2 | 0 | 0 | 0 | 0 | 1 | 0
22.2 | 44.4 | 7.48 | 0.10709 | 0 | 44.4 | 0 | 0 | 0 | 0 | 1 | 0
23.28 | 46.56 | 7.48 | 0.10709 | 0 | 46.56 | 0 | 0 | 0 | 0 | 1 | 0
23.72 | 47.44 | 7.48 | 0.10709 | 0 | 47.44 | 0 | 0 | 0 | 0 | 1 | 0
22.96 | 45.92 | 7.48 | 0.10709 | 0 | 45.92 | 0 | 0 | 0 | 0 | 1 | 0
18.68 | 37.36 | 7.48 | 0.10709 | 0 | 37.36 | 0 | 0 | 0 | 0 | 1 | 0
15.48 | 30.96 | 7.48 | 0.10709 | 0 | 30.96 | 0 | 0 | 0 | 0 | 1 | 0
15.12 | 30.24 | 7.48 | 0.10709 | 0 | 30.24 | 0 | 0 | 0 | 0 | 1 | 0
18.04 | 36.08 | 7.48 | 0.10709 | 0 | 36.08 | 0 | 0 | 0 | 0 | 1 | 0
18.96 | 37.92 | 7.48 | 0.10709 | 0 | 37.92 | 0 | 0 | 0 | 0 | 1 | 0
20.36 | 40.72 | 7.48 | 0.10709 | 0 | 40.72 | 0 | 0 | 0 | 0 | 1 | 0
20.52 | 41.04 | 7.48 | 0.10709 | 0 | 33.5251 | 0 | 0 | 0 | 0 | 0.64412 | 7.5149
17.4 | 34.8 | 7.48 | 0.10709 | 0 | 14.6527 | 10.7689 | 0 | 0 | 10.7689 | 0.2 | 9.3784
17.32 | 34.64 | 7.48 | 0.10709 | 0 | 0 | 37.6187 | 2.9787 | 0 | 34.64 | 0.32675 | 0
23.24 | 46.48 | 7.48 | 0.10709 | 0 | 0 | 58.9146 | 9.3784 | 3.0562 | 46.48 | 0.72582 | 0
23.44 | 46.88 | 7.48 | 0.10709 | 0 | 0 | 74.0637 | 6.4433 | 20.7404 | 46.88 | 1 | 0
23.96 | 47.92 | 7.48 | 0.12502 | 0 | 0 | 79.8959 | 0 | 31.9759 | 47.92 | 1 | 0
23.04 | 46.08 | 7.48 | 0.12502 | 0 | 0 | 91.7659 | 0 | 45.6859 | 46.08 | 1 | 0
22.76 | 45.52 | 7.48 | 0.12502 | 0 | 0 | 90.2776 | 4.9397 | 0 | 85.3379 | 1 | 4.4386
23.48 | 46.96 | 12.23 | 0.12502 | 0 | 0 | 84.4213 | 0 | 37.4613 | 46.96 | 1 | 0
24.28 | 48.56 | 12.23 | 0.12502 | 0 | 0 | 72.5028 | 0 | 23.9428 | 48.56 | 1 | 0
23.64 | 47.28 | 12.23 | 0.12502 | 0 | 0 | 54.9579 | 0 | 7.6779 | 47.28 | 1 | 0
23.8 | 47.6 | 12.23 | 0.12502 | 0 | 15.6441 | 31.9559 | 0 | 0 | 31.9559 | 1 | 0
23.64 | 47.28 | 7.48 | 0.12502 | 0 | 38.4349 | 8.8451 | 0 | 0 | 8.8451 | 1 | 0
21.88 | 43.76 | 7.48 | 0.12502 | 0 | 36.2451 | 0 | 0 | 0 | 0 | 0.64412 | 7.5149
15.96 | 31.92 | 7.48 | 0.12502 | 0 | 22.5416 | 0 | 0 | 0 | 0 | 0.2 | 9.3784
16.36 | 32.72 | 7.48 | 0.10709 | 0 | 32.72 | 0 | 0 | 0 | 0 | 0.2 | 0
18.68 | 37.36 | 7.48 | 0.10709 | 0 | 37.36 | 0 | 0 | 0 | 0 | 0.2 | 0
17.48 | 34.96 | 7.48 | 0.10709 | 0 | 34.96 | 0 | 0 | 0 | 0 | 0.2 | 0
12.96 | 25.92 | 7.48 | 0.10709 | 0 | 25.92 | 0 | 0 | 0 | 0 | 0.2 | 0
11 | 22 | 7.48 | 0.10709 | 0 | 22 | 0 | 0 | 0 | 0 | 0.2 | 0
14.44 | 28.88 | 7.48 | 0.10709 | 0 | 28.88 | 0 | 0 | 0 | 0 | 0.2 | 0
18.2 | 36.4 | 7.48 | 0.10709 | 0 | 36.4 | 0 | 0 | 0 | 0 | 0.2 | 0
15.72 | 31.44 | 7.48 | 0.10709 | 0 | 31.44 | 0 | 0 | 0 | 0 | 0.2 | 0
15.36 | 30.72 | 7.48 | 0.10709 | 0 | 30.72 | 0 | 0 | 0 | 0 | 0.2 | 0
18.76 | 37.52 | 7.48 | 0.10709 | 0 | 37.52 | 0 | 0 | 0 | 0 | 0.2 | 0
24 | 48 | 7.48 | 0.10709 | 0 | 36.856 | 11.144 | 0 | 0 | 11.144 | 0.2 | 0
27.08 | 54.16 | 7.48 | 0.10709 | 0 | 16.6018 | 37.5582 | 0 | 0 | 37.5582 | 0.2 | 0
30.4 | 60.8 | 7.48 | 0.10709 | 0 | 1.4377 | 59.3623 | 0 | 0 | 59.3623 | 0.2 | 0
33.56 | 67.12 | 7.48 | 0.10709 | 0 | 0 | 73.1562 | 6.0362 | 0 | 67.12 | 0.45685 | 0
34.36 | 68.72 | 7.48 | 0.12502 | 0 | 0 | 82.5216 | 9.3784 | 4.4232 | 68.72 | 0.85593 | 0
30.56 | 61.12 | 7.48 | 0.12502 | 0 | 0 | 83.3686 | 3.3858 | 18.8628 | 61.12 | 1 | 0
27.44 | 54.88 | 7.48 | 0.12502 | 0 | 0 | 82.2433 | 0 | 27.3633 | 54.88 | 1 | 0
26.6 | 53.2 | 12.23 | 0.12502 | 0 | 0 | 79.5329 | 0 | 26.3329 | 53.2 | 1 | 0
25.5267 | 51.0533 | 12.23 | 0.12502 | 0 | 0 | 68.6792 | 4.9397 | 0 | 63.7395 | 1 | 4.4386
23.6933 | 47.3866 | 12.23 | 0.12502 | 0 | 0 | 52.3685 | 0 | 4.9819 | 47.3866 | 1 | 0
23.44 | 46.88 | 12.23 | 0.12502 | 0 | 16.001 | 30.879 | 0 | 0 | 30.879 | 1 | 0
25.56 | 51.12 | 7.48 | 0.12502 | 0 | 42.287 | 8.833 | 0 | 0 | 8.833 | 1 | 0
27.41 | 54.82 | 7.48 | 0.12502 | 0 | 49.6339 | 0 | 0 | 0 | 0 | 0.75441 | 5.1861
26.89 | 53.78 | 7.48 | 0.12502 | 0 | 44.4016 | 0 | 0 | 0 | 0 | 0.31029 | 9.3784
27.08 | 54.16 | 7.48 | 0.10709 | 0 | 52.4756 | 0 | 0 | 0 | 0 | 0.23052 | 1.6844
26.56 | 53.12 | 7.48 | 0.10709 | 0 | 52.4756 | 0 | 0 | 0 | 0 | 0.2 | 0.64444
21.28 | 42.56 | 7.48 | 0.10709 | 0 | 42.56 | 0 | 0 | 0 | 0 | 0.2 | 0
13.08 | 26.16 | 7.48 | 0.10709 | 0 | 26.16 | 0 | 0 | 0 | 0 | 0.2 | 0
11.44 | 22.88 | 7.48 | 0.10709 | 0 | 22.88 | 0 | 0 | 0 | 0 | 0.2 | 0
13.04 | 26.08 | 7.48 | 0.10709 | 0 | 26.08 | 0 | 0 | 0 | 0 | 0.2 | 0
14.76 | 29.52 | 7.48 | 0.10709 | 0 | 29.52 | 0 | 0 | 0 | 0 | 0.2 | 0
14.4 | 28.8 | 7.48 | 0.10709 | 0 | 28.8 | 0 | 0 | 0 | 0 | 0.2 | 0
15.52 | 31.04 | 7.48 | 0.10709 | 0 | 31.04 | 0 | 0 | 0 | 0 | 0.2 | 0
18 | 36 | 7.48 | 0.10709 | 0 | 36 | 0 | 0 | 0 | 0 | 0.2 | 0
25.16 | 50.32 | 7.48 | 0.10709 | 0 | 37.0948 | 13.2252 | 0 | 0 | 13.2252 | 0.2 | 0
25.84 | 51.68 | 7.48 | 0.10709 | 0 | 15.2229 | 36.4571 | 0 | 0 | 36.4571 | 0.2 | 0
32.2 | 64.4 | 7.48 | 0.10709 | 0 | 9.0549 | 55.3451 | 0 | 0 | 55.3451 | 0.2 | 0
32.56 | 65.12 | 7.48 | 0.10709 | 0 | 0 | 69.4416 | 4.3216 | 0 | 65.12 | 0.38389 | 0
31.16 | 62.32 | 7.48 | 0.12502 | 0 | 0 | 78.1414 | 9.3784 | 6.443 | 62.32 | 0.78296 | 0
28.16 | 56.32 | 7.48 | 0.12502 | 0 | 0 | 81.6504 | 5.1005 | 20.2299 | 56.32 | 1 | 0
27.24 | 54.48 | 7.48 | 0.12502 | 0 | 0 | 84.0946 | 0 | 29.6146 | 54.48 | 1 | 0
26.52 | 53.04 | 12.23 | 0.12502 | 0 | 0 | 80.2226 | 0 | 27.1826 | 53.04 | 1 | 0
24.36 | 48.72 | 12.23 | 0.12502 | 0 | 0 | 69.2721 | 4.9397 | 0 | 64.3324 | 1 | 4.4386
24.36 | 48.72 | 12.23 | 0.12502 | 0 | 0 | 52.9735 | 0 | 4.2535 | 48.72 | 1 | 0
24.56 | 49.12 | 12.23 | 0.12502 | 0 | 18.6524 | 30.4676 | 0 | 0 | 30.4676 | 1 | 0
26.92 | 53.84 | 7.48 | 0.12502 | 0 | 45.007 | 8.833 | 0 | 0 | 8.833 | 1 | 0
26.8 | 53.6 | 7.48 | 0.12502 | 0 | 46.8095 | 0 | 0 | 0 | 0 | 0.67843 | 6.7905
27.32 | 54.64 | 7.48 | 0.12502 | 0 | 45.2616 | 0 | 0 | 0 | 0 | 0.23431 | 9.3784
26.6 | 53.2 | 7.48 | 0.10709 | 0 | 52.4756 | 0 | 0 | 0 | 0 | 0.2 | 0.72444
20.36 | 40.72 | 7.48 | 0.10709 | 0 | 40.72 | 0 | 0 | 0 | 0 | 0.2 | 0
17.28 | 34.56 | 7.48 | 0.10709 | 0 | 34.56 | 0 | 0 | 0 | 0 | 0.2 | 0
11.84 | 23.68 | 7.48 | 0.10709 | 0 | 23.68 | 0 | 0 | 0 | 0 | 0.2 | 0
9.44 | 18.88 | 7.48 | 0.10709 | 0 | 18.88 | 0 | 0 | 0 | 0 | 0.2 | 0
10.4 | 20.8 | 7.48 | 0.10709 | 0 | 20.8 | 0 | 0 | 0 | 0 | 0.2 | 0
11.88 | 23.76 | 7.48 | 0.10709 | 0 | 23.76 | 0 | 0 | 0 | 0 | 0.2 | 0
13.48 | 26.96 | 7.48 | 0.10709 | 0 | 26.96 | 0 | 0 | 0 | 0 | 0.2 | 0
14.92 | 29.84 | 7.48 | 0.10709 | 0 | 29.84 | 0 | 0 | 0 | 0 | 0.2 | 0
17.84 | 35.68 | 7.48 | 0.10709 | 0 | 35.68 | 0 | 0 | 0 | 0 | 0.2 | 0
24.92 | 49.84 | 7.48 | 0.10709 | 0 | 36.8205 | 13.0195 | 0 | 0 | 13.0195 | 0.2 | 0
26.2 | 52.4 | 7.48 | 0.10709 | 0 | 17.2739 | 35.1261 | 0 | 0 | 35.1261 | 0.2 | 0
28.2667 | 56.5333 | 7.48 | 0.10709 | 0 | 1.9505 | 54.5828 | 0 | 0 | 54.5828 | 0.2 | 0
29.7867 | 59.5733 | 7.48 | 0.10709 | 0 | 0 | 70.7604 | 9.3784 | 1.8087 | 59.5733 | 0.59907 | 0
33.16 | 66.32 | 7.48 | 0.12502 | 0 | 0 | 80.3073 | 9.3784 | 4.6089 | 66.32 | 0.99814 | 0
31.68 | 63.36 | 7.48 | 0.12502 | 0 | 0 | 87.0591 | 0.043676 | 23.6554 | 63.36 | 1 | 0
27.96 | 55.92 | 7.48 | 0.12502 | 0 | 0 | 87.8335 | 0 | 31.9135 | 55.92 | 1 | 0
26.72 | 53.44 | 12.23 | 0.12502 | 0 | 0 | 81.8924 | 0 | 28.4524 | 53.44 | 1 | 0
26.68 | 53.36 | 12.23 | 0.12502 | 0 | 0 | 70.47 | 0 | 17.11 | 53.36 | 1 | 0
25.84 | 51.68 | 12.23 | 0.12502 | 0 | 0 | 53.3002 | 0 | 1.6202 | 51.68 | 1 | 0
24.24 | 48.48 | 12.23 | 0.12502 | 0 | 17.5042 | 30.9758 | 0 | 0 | 30.9758 | 1 | 0
26.96 | 53.92 | 7.48 | 0.12502 | 0 | 44.9176 | 9.0024 | 0 | 0 | 9.0024 | 1 | 0
27.76 | 55.52 | 7.48 | 0.12502 | 0 | 48.2495 | 0 | 0 | 0 | 0 | 0.6557 | 7.2705
26.96 | 53.92 | 7.48 | 0.12502 | 0 | 44.5416 | 0 | 0 | 0 | 0 | 0.21158 | 9.3784
26.36 | 52.72 | 7.48 | 0.10709 | 0 | 52.4756 | 0 | 0 | 0 | 0 | 0.2 | 0.24444
25.44 | 50.88 | 7.48 | 0.10709 | 0 | 50.88 | 0 | 0 | 0 | 0 | 0.2 | 0
18.28 | 36.56 | 7.48 | 0.10709 | 0 | 36.56 | 0 | 0 | 0 | 0 | 0.2 | 0
11.28 | 22.56 | 7.48 | 0.10709 | 0 | 22.56 | 0 | 0 | 0 | 0 | 0.2 | 0
9.68 | 19.36 | 7.48 | 0.10709 | 0 | 19.36 | 0 | 0 | 0 | 0 | 0.2 | 0
11.16 | 22.32 | 7.48 | 0.10709 | 0 | 22.32 | 0 | 0 | 0 | 0 | 0.2 | 0
12.56 | 25.12 | 7.48 | 0.10709 | 0 | 25.12 | 0 | 0 | 0 | 0 | 0.2 | 0
12.88 | 25.76 | 7.48 | 0.10709 | 0 | 25.76 | 0 | 0 | 0 | 0 | 0.2 | 0
14.04 | 28.08 | 7.48 | 0.10709 | 0 | 28.08 | 0 | 0 | 0 | 0 | 0.2 | 0
17.28 | 34.56 | 7.48 | 0.10709 | 0 | 34.56 | 0 | 0 | 0 | 0 | 0.2 | 0
24.6 | 49.2 | 7.48 | 0.10709 | 0 | 35.6239 | 13.5761 | 0 | 0 | 13.5761 | 0.2 | 0
25.24 | 50.48 | 7.48 | 0.10709 | 0 | 14.5916 | 35.8884 | 0 | 0 | 35.8884 | 0.2 | 0
26.68 | 53.36 | 7.48 | 0.10709 | 0 | 0 | 56.1074 | 2.7474 | 0 | 53.36 | 0.31691 | 0
26.2 | 52.4 | 7.48 | 0.10709 | 0 | 0 | 72.6481 | 9.3784 | 10.8697 | 52.4 | 0.71598 | 0
31.08 | 62.16 | 7.48 | 0.12502 | 0 | 0 | 82.5821 | 6.6746 | 13.7475 | 62.16 | 1 | 0
30.44 | 60.88 | 7.48 | 0.12502 | 0 | 0 | 88.5353 | 0 | 27.6553 | 60.88 | 1 | 0
27.08 | 54.16 | 7.48 | 0.12502 | 0 | 0 | 88.9709 | 0 | 34.8109 | 54.16 | 1 | 0
26.24 | 52.48 | 12.23 | 0.12502 | 0 | 0 | 57.7409 | 0 | 5.2609 | 52.48 | 1 | 0
25.7867 | 51.5733 | 12.23 | 0.12502 | 0 | 0.075987 | 51.4973 | 0 | 0 | 51.4973 | 1 | 0
25.12 | 50.24 | 12.23 | 0.12502 | 0 | 11.0967 | 39.1433 | 0 | 0 | 39.1433 | 1 | 0
24.36 | 48.72 | 12.23 | 0.12502 | 0 | 17.9741 | 30.7459 | 0 | 0 | 30.7459 | 1 | 0
25.84 | 51.68 | 7.48 | 0.12502 | 0 | 43.4157 | 8.2643 | 0 | 0 | 8.2643 | 1 | 0
25.96 | 51.92 | 7.48 | 0.12502 | 0 | 44.4051 | 0 | 0 | 0 | 0 | 0.64412 | 7.5149
25.64 | 51.28 | 7.48 | 0.12502 | 0 | 41.9016 | 0 | 0 | 0 | 0 | 0.2 | 9.3784
25.44 | 50.88 | 7.48 | 0.10709 | 0 | 50.88 | 0 | 0 | 0 | 0 | 0.2 | 0
24.36 | 48.72 | 7.48 | 0.10709 | 0 | 48.72 | 0 | 0 | 0 | 0 | 0.2 | 0
17.68 | 35.36 | 7.48 | 0.10709 | 0 | 35.36 | 0 | 0 | 0 | 0 | 0.2 | 0
12.32 | 24.64 | 7.48 | 0.10709 | 0 | 24.64 | 0 | 0 | 0 | 0 | 0.2 | 0
10.44 | 20.88 | 7.48 | 0.10709 | 0 | 20.88 | 0 | 0 | 0 | 0 | 0.2 | 0
11.48 | 22.96 | 7.48 | 0.10709 | 0 | 22.96 | 0 | 0 | 0 | 0 | 0.2 | 0
12.92 | 25.84 | 7.48 | 0.10709 | 0 | 25.84 | 0 | 0 | 0 | 0 | 0.2 | 0
13.72 | 27.44 | 7.48 | 0.10709 | 0 | 27.44 | 0 | 0 | 0 | 0 | 0.2 | 0
15.56 | 31.12 | 7.48 | 0.10709 | 0 | 31.12 | 0 | 0 | 0 | 0 | 0.2 | 0
18.16 | 36.32 | 7.48 | 0.10709 | 0 | 36.32 | 0 | 0 | 0 | 0 | 0.2 | 0
25.48 | 50.96 | 7.48 | 0.10709 | 0 | 37.4565 | 13.5035 | 0 | 0 | 13.5035 | 0.2 | 0
26.4 | 52.8 | 7.48 | 0.10709 | 0 | 30.8386 | 21.9614 | 0 | 0 | 21.9614 | 0.2 | 0
30.44 | 60.88 | 7.48 | 0.10709 | 0 | 24.3503 | 36.5297 | 0 | 0 | 36.5297 | 0.2 | 0
27.8 | 55.6 | 7.48 | 0.10709 | 0 | 47.4204 | 8.1796 | 0 | 0 | 8.1796 | 0.2 | 0
27.76 | 55.52 | 7.48 | 0.10709 | 0 | 0 | 68.7035 | 9.3784 | 3.8051 | 55.52 | 0.59907 | 0
30.96 | 61.92 | 7.48 | 0.10709 | 0 | 34.1264 | 27.7936 | 0 | 0 | 27.7936 | 0.59907 | 0
28.52 | 57.04 | 7.48 | 0.10709 | 0 | 11.3506 | 45.6894 | 0 | 0 | 45.6894 | 0.59907 | 0
25.56 | 51.12 | 7.48 | 0.10709 | 0 | 8.5161 | 42.6039 | 0 | 0 | 42.6039 | 0.59907 | 0
25.2 | 50.4 | 7.48 | 0.10709 | 0 | 0 | 61.5766 | 9.3784 | 1.7982 | 50.4 | 0.99814 | 0
25.68 | 51.36 | 7.48 | 0.10709 | 0 | 40.2765 | 11.0835 | 0 | 0 | 11.0835 | 0.99814 | 0
25.08 | 50.16 | 7.48 | 0.10709 | 0 | 45.0659 | 5.0941 | 0 | 0 | 5.0941 | 0.99814 | 0
27.12 | 54.24 | 7.48 | 0.10709 | 0 | 46.5202 | 7.7198 | 0 | 0 | 7.7198 | 0.99814 | 0
28.04 | 56.08 | 7.48 | 0.10709 | 0 | 52.4756 | 0 | 0 | 0 | 0 | 0.82745 | 3.6044
28.48 | 56.96 | 7.48 | 0.10709 | 0 | 52.4756 | 0 | 0 | 0 | 0 | 0.61509 | 4.4844
26.08 | 52.16 | 7.48 | 0.10709 | 0 | 52.16 | 0 | 0 | 0 | 0 | 0.61509 | 0
21.64 | 43.28 | 7.48 | 0.10709 | 0 | 43.28 | 0 | 0 | 0 | 0 | 0.61509 | 0
21.04 | 42.08 | 7.48 | 0.10709 | 0 | 42.08 | 0 | 0 | 0 | 0 | 0.61509 | 0
12.16 | 24.32 | 7.48 | 0.10709 | 0 | 24.32 | 0 | 0 | 0 | 0 | 0.61509 | 0
9.32 | 18.64 | 7.48 | 0.10709 | 0 | 18.64 | 0 | 0 | 0 | 0 | 0.61509 | 0
10.8533 | 21.7067 | 7.48 | 0.10709 | 0 | 21.7067 | 0 | 0 | 0 | 0 | 0.61509 | 0
14.0133 | 28.0267 | 7.48 | 0.10709 | 0 | 28.0267 | 0 | 0 | 0 | 0 | 0.61509 | 0
15.6933 | 31.3867 | 7.48 | 0.10709 | 0 | 31.3867 | 0 | 0 | 0 | 0 | 0.61509 | 0
17.7333 | 35.4667 | 7.48 | 0.10709 | 0 | 35.4667 | 0 | 0 | 0 | 0 | 0.61509 | 0
17.4133 | 34.8267 | 7.48 | 0.10709 | 0 | 34.8267 | 0 | 0 | 0 | 0 | 0.61509 | 0
17.48 | 34.96 | 7.48 | 0.10709 | 0 | 29.8659 | 5.0941 | 0 | 0 | 5.0941 | 0.61509 | 0
22.72 | 45.44 | 7.48 | 0.10709 | 0 | 26.8424 | 18.5976 | 0 | 0 | 18.5976 | 0.61509 | 0
23.08 | 46.16 | 7.48 | 0.10709 | 0 | 14.0468 | 32.1132 | 0 | 0 | 32.1132 | 0.61509 | 0
24.64 | 49.28 | 7.48 | 0.10709 | 0 | 5.5696 | 37.8728 | 0 | 0 | 37.8728 | 0.33864 | 5.8376
23.28 | 46.56 | 7.48 | 0.10709 | 0 | 0 | 43.6324 | 0 | 0 | 43.6324 | 0.2 | 2.9276
24.6 | 49.2 | 7.48 | 0.10709 | 0 | 0 | 60.3908 | 9.3784 | 1.8124 | 49.2 | 0.59907 | 0
23.48 | 46.96 | 7.48 | 0.10709 | 0 | 0 | 55.6718 | 8.7118 | 0 | 46.96 | 0.96978 | 0
24.24 | 48.48 | 7.48 | 0.10709 | 0 | 0 | 52.2838 | 0.71023 | 3.0936 | 48.48 | 1 | 0
23 | 46 | 7.48 | 0.10709 | 0 | 0 | 75.1648 | 4.9397 | 0 | 70.2251 | 1 | 4.4386
23.08 | 46.16 | 7.48 | 0.10709 | 0 | 0 | 55.8775 | 0 | 9.7175 | 46.16 | 1 | 0
24.96 | 49.92 | 7.48 | 0.10709 | 0 | 16.9598 | 32.9602 | 0 | 0 | 32.9602 | 1 | 0
27.24 | 54.48 | 7.48 | 0.10709 | 0 | 44.679 | 9.801 | 0 | 0 | 9.801 | 1 | 0
23.56 | 47.12 | 7.48 | 0.10709 | 0 | 47.12 | 0 | 0 | 0 | 0 | 1 | 0
22.2 | 44.4 | 7.48 | 0.10709 | 0 | 44.4 | 0 | 0 | 0 | 0 | 1 | 0
23.08 | 46.16 | 7.48 | 0.10709 | 0 | 46.16 | 0 | 0 | 0 | 0 | 1 | 0
22.92 | 45.84 | 7.48 | 0.10709 | 0 | 45.84 | 0 | 0 | 0 | 0 | 1 | 0
20.96 | 41.92 | 7.48 | 0.10709 | 0 | 41.92 | 0 | 0 | 0 | 0 | 1 | 0
17.84 | 35.68 | 7.48 | 0.10709 | 0 | 35.68 | 0 | 0 | 0 | 0 | 1 | 0
14.52 | 29.04 | 7.48 | 0.10709 | 0 | 29.04 | 0 | 0 | 0 | 0 | 1 | 0
14.48 | 28.96 | 7.48 | 0.10709 | 0 | 28.96 | 0 | 0 | 0 | 0 | 1 | 0
16.28 | 32.56 | 7.48 | 0.10709 | 0 | 32.56 | 0 | 0 | 0 | 0 | 1 | 0
18.44 | 36.88 | 7.48 | 0.10709 | 0 | 36.88 | 0 | 0 | 0 | 0 | 1 | 0
20.68 | 41.36 | 7.48 | 0.10709 | 0 | 41.36 | 0 | 0 | 0 | 0 | 1 | 0
22.04 | 44.08 | 7.48 | 0.10709 | 0 | 44.08 | 0 | 0 | 0 | 0 | 1 | 0
19.96 | 39.92 | 7.48 | 0.10709 | 0 | 27.075 | 9.5589 | 0 | 0 | 9.5589 | 0.84439 | 3.286
17.12 | 34.24 | 7.48 | 0.10709 | 0 | 12.9795 | 11.8821 | 0 | 0 | 11.8821 | 0.40026 | 9.3784
22.4 | 44.8 | 7.48 | 0.10709 | 0 | 0 | 40.5711 | 0 | 0 | 40.5711 | 0.2 | 4.2289
22.4 | 44.8 | 7.48 | 0.10709 | 0 | 0 | 61.3709 | 9.3784 | 7.1925 | 44.8 | 0.59907 | 0
22.52 | 45.04 | 7.48 | 0.12502 | 0 | 0 | 73.8944 | 9.3784 | 19.476 | 45.04 | 0.99814 | 0
22.56 | 45.12 | 7.48 | 0.12502 | 0 | 0 | 81.5052 | 0.043676 | 36.3415 | 45.12 | 1 | 0
22.24 | 44.48 | 7.48 | 0.12502 | 0 | 0 | 80.4888 | 0 | 36.0088 | 44.48 | 1 | 0
23.52 | 47.04 | 12.23 | 0.12502 | 0 | 0 | 72.406 | 4.9397 | 0 | 67.4663 | 1 | 4.4386
22.12 | 44.24 | 12.23 | 0.12502 | 0 | 0 | 66.3077 | 0 | 22.0677 | 44.24 | 1 | 0
24.08 | 48.16 | 12.23 | 0.12502 | 0 | 9.3918 | 38.7682 | 0 | 0 | 38.7682 | 1 | 0
22.24 | 44.48 | 12.23 | 0.12502 | 0 | 17.3882 | 27.0918 | 0 | 0 | 27.0918 | 1 | 0
21.64 | 43.28 | 7.48 | 0.12502 | 0 | 33.3822 | 9.8978 | 0 | 0 | 9.8978 | 1 | 0
15.76 | 31.52 | 7.48 | 0.12502 | 0 | 24.0051 | 0 | 0 | 0 | 0 | 0.64412 | 7.5149
15.28 | 30.56 | 7.48 | 0.12502 | 0 | 21.1816 | 0 | 0 | 0 | 0 | 0.2 | 9.3784
15.36 | 30.72 | 7.48 | 0.10709 | 9.3784 | 30.72 | 0 | 0 | 0 | 0 | 0.59907 | 0
17.8 | 35.6 | 7.48 | 0.10709 | 9.3784 | 35.6 | 0 | 0 | 0 | 0 | 0.99814 | 0
16.72 | 33.44 | 7.48 | 0.10709 | 0.043676 | 33.44 | 0 | 0 | 0 | 0 | 1 | 0
11.72 | 23.44 | 7.48 | 0.10709 | 0 | 23.44 | 0 | 0 | 0 | 0 | 1 | 0
9.84 | 19.68 | 7.48 | 0.10709 | 0 | 19.68 | 0 | 0 | 0 | 0 | 1 | 0
11.4 | 22.8 | 7.48 | 0.10709 | 0 | 22.8 | 0 | 0 | 0 | 0 | 1 | 0
12.12 | 24.24 | 7.48 | 0.10709 | 0 | 24.24 | 0 | 0 | 0 | 0 | 1 | 0
12.8 | 25.6 | 7.48 | 0.10709 | 0 | 25.6 | 0 | 0 | 0 | 0 | 1 | 0
14.44 | 28.88 | 7.48 | 0.10709 | 0 | 28.88 | 0 | 0 | 0 | 0 | 1 | 0
15.56 | 31.12 | 7.48 | 0.10709 | 0 | 31.12 | 0 | 0 | 0 | 0 | 1 | 0
22.48 | 44.96 | 7.48 | 0.10709 | 0 | 44.9358 | 0.0242 | 0 | 0 | 0.0242 | 1 | 0
23.8 | 47.6 | 7.48 | 0.10709 | 0 | 37.8232 | 9.7767 | 0 | 0 | 9.7767 | 1 | 0
28.44 | 56.88 | 7.48 | 0.10709 | 0 | 47.684 | 9.1959 | 0 | 0 | 9.1959 | 1 | 0
26.88 | 53.76 | 7.48 | 0.10709 | 0 | 45.8587 | 7.9013 | 0 | 0 | 7.9013 | 1 | 0
28.36 | 56.72 | 7.48 | 0.12502 | 0 | 51.1177 | 5.6023 | 0 | 0 | 5.6023 | 1 | 0
32.68 | 65.36 | 7.48 | 0.12502 | 0 | 50.7554 | 14.6046 | 0 | 0 | 14.6046 | 1 | 0
28.2 | 56.4 | 7.48 | 0.12502 | 0 | 51.2091 | 5.1909 | 0 | 0 | 5.1909 | 1 | 0
27.8 | 55.6 | 12.23 | 0.12502 | 0 | 43.4386 | 2.783 | 0 | 0 | 2.783 | 0.55588 | 9.3784
25.84 | 51.68 | 12.23 | 0.12502 | 0 | 39.3632 | 21.6952 | 9.3784 | 0 | 12.3168 | 0.95495 | 0
25.16 | 50.32 | 12.23 | 0.12502 | 0 | 43.4386 | 1.6214 | 0 | 0 | 1.6214 | 0.70586 | 5.26
22.8 | 45.6 | 12.23 | 0.12502 | 0 | 43.4386 | 1.1011 | 0 | 0 | 1.1011 | 0.65565 | 1.0603
24.84 | 49.68 | 7.48 | 0.12502 | 2.9287 | 49.5469 | 0.1331 | 0 | 0 | 0.1331 | 0.78027 | 0
27.4 | 54.8 | 7.48 | 0.12502 | 0 | 52.4756 | 0 | 0 | 0 | 0 | 0.67019 | 2.3244
28.8 | 57.6 | 7.48 | 0.12502 | 0 | 52.4756 | 0 | 0 | 0 | 0 | 0.42752 | 5.1244
28.64 | 57.28 | 7.48 | 0.10709 | 0 | 52.4756 | 0 | 0 | 0 | 0 | 0.2 | 4.8044
25.24 | 50.48 | 7.48 | 0.10709 | 0 | 50.48 | 0 | 0 | 0 | 0 | 0.2 | 0
16.96 | 33.92 | 7.48 | 0.10709 | 0 | 33.92 | 0 | 0 | 0 | 0 | 0.2 | 0
12.2 | 24.4 | 7.48 | 0.10709 | 0 | 24.4 | 0 | 0 | 0 | 0 | 0.2 | 0
9.92 | 19.84 | 7.48 | 0.10709 | 0 | 19.84 | 0 | 0 | 0 | 0 | 0.2 | 0
11.28 | 22.56 | 7.48 | 0.10709 | 0 | 22.56 | 0 | 0 | 0 | 0 | 0.2 | 0
11.72 | 23.44 | 7.48 | 0.10709 | 0 | 23.44 | 0 | 0 | 0 | 0 | 0.2 | 0
12.76 | 25.52 | 7.48 | 0.10709 | 0 | 25.52 | 0 | 0 | 0 | 0 | 0.2 | 0
14.24 | 28.48 | 7.48 | 0.10709 | 0 | 28.48 | 0 | 0 | 0 | 0 | 0.2 | 0
17.08 | 34.16 | 7.48 | 0.10709 | 0 | 34.16 | 0 | 0 | 0 | 0 | 0.2 | 0
24.08 | 48.16 | 7.48 | 0.10709 | 0 | 40.2224 | 7.9376 | 0 | 0 | 7.9376 | 0.2 | 0
24.76 | 49.52 | 7.48 | 0.10709 | 0 | 33.5844 | 15.9356 | 0 | 0 | 15.9356 | 0.2 | 0
26 | 52 | 7.48 | 0.10709 | 0 | 46.7486 | 5.2514 | 0 | 0 | 5.2514 | 0.2 | 0
26.92 | 53.84 | 7.48 | 0.10709 | 0 | 15.1807 | 38.6593 | 0 | 0 | 38.6593 | 0.2 | 0
30.84 | 61.68 | 7.48 | 0.12502 | 0 | 0 | 81.5173 | 9.3784 | 10.4589 | 61.68 | 0.59907 | 0
33.2 | 66.4 | 7.48 | 0.12502 | 0 | 0 | 96.8358 | 9.3784 | 21.0574 | 66.4 | 0.99814 | 0
32 | 64 | 7.48 | 0.12502 | 0 | 0 | 95.5653 | 0.043676 | 31.5216 | 64 | 1 | 0
25.2 | 50.4 | 12.23 | 0.12502 | 0 | 0 | 88.5958 | 0 | 38.1958 | 50.4 | 1 | 0
24.04 | 48.08 | 12.23 | 0.12502 | 0 | 0 | 50.3962 | 4.9397 | 0 | 45.4565 | 1 | 4.4386
29.16 | 58.32 | 12.23 | 0.12502 | 0 | 0.76059 | 57.5594 | 0 | 0 | 57.5594 | 1 | 0
26.72 | 53.44 | 12.23 | 0.12502 | 0 | 19.5481 | 33.8919 | 0 | 0 | 33.8919 | 1 | 0
26.96 | 53.92 | 7.48 | 0.12502 | 0 | 51.3427 | 2.5773 | 0 | 0 | 2.5773 | 1 | 0
27.68 | 55.36 | 7.48 | 0.12502 | 0 | 47.8451 | 0 | 0 | 0 | 0 | 0.64412 | 7.5149
27.68 | 55.36 | 7.48 | 0.12502 | 0 | 45.9816 | 0 | 0 | 0 | 0 | 0.2 | 9.3784
24.92 | 49.84 | 7.48 | 0.10709 | 0 | 49.84 | 0 | 0 | 0 | 0 | 0.2 | 0
18.64 | 37.28 | 7.48 | 0.10709 | 0 | 37.28 | 0 | 0 | 0 | 0 | 0.2 | 0
16.12 | 32.24 | 7.48 | 0.10709 | 0 | 32.24 | 0 | 0 | 0 | 0 | 0.2 | 0
11.2 | 22.4 | 7.48 | 0.10709 | 0 | 22.4 | 0 | 0 | 0 | 0 | 0.2 | 0
9.12 | 18.24 | 7.48 | 0.10709 | 0 | 18.24 | 0 | 0 | 0 | 0 | 0.2 | 0
10.68 | 21.36 | 7.48 | 0.10709 | 0 | 21.36 | 0 | 0 | 0 | 0 | 0.2 | 0
11.2 | 22.4 | 7.48 | 0.10709 | 0 | 22.4 | 0 | 0 | 0 | 0 | 0.2 | 0
13.36 | 26.72 | 7.48 | 0.10709 | 0 | 26.72 | 0 | 0 | 0 | 0 | 0.2 | 0
15.12 | 30.24 | 7.48 | 0.10709 | 0 | 30.24 | 0 | 0 | 0 | 0 | 0.2 | 0
20.4 | 40.8 | 7.48 | 0.10709 | 0 | 39.9288 | 0.8712 | 0 | 0 | 0.8712 | 0.2 | 0
23.76 | 47.52 | 7.48 | 0.10709 | 0 | 31.2577 | 16.2623 | 0 | 0 | 16.2623 | 0.2 | 0
25.56 | 51.12 | 7.48 | 0.10709 | 0 | 10.7425 | 40.3775 | 0 | 0 | 40.3775 | 0.2 | 0
27.88 | 55.76 | 7.48 | 0.10709 | 0 | 0 | 59.3018 | 3.5418 | 0 | 55.76 | 0.35071 | 0
31.84 | 63.68 | 7.48 | 0.10709 | 0 | 0 | 73.2167 | 9.3784 | 0.15836 | 63.68 | 0.74978 | 0
33.6 | 67.2 | 7.48 | 0.12502 | 0 | 0 | 81.7956 | 5.8803 | 8.7153 | 67.2 | 1 | 0
33 | 66 | 7.48 | 0.12502 | 0 | 0 | 88.6441 | 4.9397 | 0 | 83.7044 | 1 | 4.4386
27.24 | 54.48 | 7.48 | 0.12502 | 0 | 0 | 89.7695 | 0 | 35.2895 | 54.48 | 1 | 0
24.88 | 49.76 | 12.23 | 0.12502 | 0 | 0 | 84.9416 | 0 | 35.1816 | 49.76 | 1 | 0
24.64 | 49.28 | 12.23 | 0.12502 | 0 | 0 | 74.0032 | 0 | 24.7232 | 49.28 | 1 | 0
24.64 | 49.28 | 12.23 | 0.12502 | 0 | 0 | 55.7686 | 0 | 6.4886 | 49.28 | 1 | 0
24.88 | 49.76 | 12.23 | 0.12502 | 0 | 16.3642 | 33.3958 | 0 | 0 | 33.3958 | 1 | 0
26.68 | 53.36 | 7.48 | 0.12502 | 0 | 42.9662 | 10.3938 | 0 | 0 | 10.3938 | 1 | 0
26.52 | 53.04 | 7.48 | 0.12502 | 0 | 45.5251 | 0 | 0 | 0 | 0 | 0.64412 | 7.5149
25.2 | 50.4 | 7.48 | 0.12502 | 0 | 41.0216 | 0 | 0 | 0 | 0 | 0.2 | 9.3784
25.4 | 50.8 | 7.48 | 0.10709 | 0 | 50.8 | 0 | 0 | 0 | 0 | 0.2 | 0
24.04 | 48.08 | 7.48 | 0.10709 | 0 | 48.08 | 0 | 0 | 0 | 0 | 0.2 | 0
19.24 | 38.48 | 7.48 | 0.10709 | 0 | 38.48 | 0 | 0 | 0 | 0 | 0.2 | 0
10.64 | 21.28 | 7.48 | 0.10709 | 0 | 21.28 | 0 | 0 | 0 | 0 | 0.2 | 0
9.68 | 19.36 | 7.48 | 0.10709 | 0 | 19.36 | 0 | 0 | 0 | 0 | 0.2 | 0
10.6 | 21.2 | 7.48 | 0.10709 | 0 | 21.2 | 0 | 0 | 0 | 0 | 0.2 | 0
12.16 | 24.32 | 7.48 | 0.10709 | 0 | 24.32 | 0 | 0 | 0 | 0 | 0.2 | 0
13.6 | 27.2 | 7.48 | 0.10709 | 0 | 27.2 | 0 | 0 | 0 | 0 | 0.2 | 0
15.96 | 31.92 | 7.48 | 0.10709 | 0 | 31.92 | 0 | 0 | 0 | 0 | 0.2 | 0
18.6 | 37.2 | 7.48 | 0.10709 | 0 | 36.2441 | 0.9559 | 0 | 0 | 0.9559 | 0.2 | 0
25.16 | 50.32 | 7.48 | 0.10709 | 0 | 36.514 | 13.806 | 0 | 0 | 13.806 | 0.2 | 0
25.36 | 50.72 | 7.48 | 0.10709 | 0 | 11.1169 | 39.6031 | 0 | 0 | 39.6031 | 0.2 | 0
26.36 | 52.72 | 7.48 | 0.10709 | 0 | 0 | 59.6527 | 6.9327 | 0 | 52.72 | 0.495 | 0
25.96 | 51.92 | 7.48 | 0.10709 | 0 | 0 | 74.1001 | 9.3784 | 12.8017 | 51.92 | 0.89407 | 0
31.68 | 63.36 | 7.48 | 0.12502 | 0 | 0 | 83.1628 | 2.4893 | 17.3135 | 63.36 | 1 | 0
28.36 | 56.72 | 7.48 | 0.12502 | 0 | 0 | 90.0236 | 0 | 33.3036 | 56.72 | 1 | 0
27.64 | 55.28 | 7.48 | 0.12502 | 0 | 0 | 89.1886 | 4.9397 | 0 | 84.2489 | 1 | 4.4386
26.6 | 53.2 | 12.23 | 0.12502 | 0 | 0 | 84.5423 | 0 | 31.3423 | 53.2 | 1 | 0
24.6 | 49.2 | 12.23 | 0.12502 | 0 | 0 | 72.9142 | 0 | 23.7142 | 49.2 | 1 | 0
24.16 | 48.32 | 12.23 | 0.12502 | 0 | 0 | 54.849 | 0 | 6.529 | 48.32 | 1 | 0
23.72 | 47.44 | 12.23 | 0.12502 | 0 | 14.867 | 32.573 | 0 | 0 | 32.573 | 1 | 0
27.96 | 55.92 | 7.48 | 0.12502 | 0 | 45.6472 | 10.2728 | 0 | 0 | 10.2728 | 1 | 0
26.152 | 52.304 | 7.48 | 0.12502 | 0 | 44.7891 | 0 | 0 | 0 | 0 | 0.64412 | 7.5149
25.168 | 50.336 | 7.48 | 0.12502 | 0 | 40.9576 | 0 | 0 | 0 | 0 | 0.2 | 9.3784
24.96 | 49.92 | 7.48 | 0.10709 | 2.5556 | 49.92 | 0 | 0 | 0 | 0 | 0.30875 | 0
23.92 | 47.84 | 7.48 | 0.10709 | 4.6356 | 47.84 | 0 | 0 | 0 | 0 | 0.506 | 0
18.64 | 37.28 | 7.48 | 0.10709 | 9.3784 | 37.28 | 0 | 0 | 0 | 0 | 0.90507 | 0
12.76 | 25.52 | 7.48 | 0.10709 | 2.2309 | 25.52 | 0 | 0 | 0 | 0 | 1 | 0
10.4 | 20.8 | 7.48 | 0.10709 | 0 | 20.8 | 0 | 0 | 0 | 0 | 1 | 0
10.16 | 20.32 | 7.48 | 0.10709 | 0 | 20.32 | 0 | 0 | 0 | 0 | 1 | 0
12.04 | 24.08 | 7.48 | 0.10709 | 0 | 24.08 | 0 | 0 | 0 | 0 | 1 | 0
13.48 | 26.96 | 7.48 | 0.10709 | 0 | 26.96 | 0 | 0 | 0 | 0 | 1 | 0
15.92 | 31.84 | 7.48 | 0.10709 | 0 | 31.84 | 0 | 0 | 0 | 0 | 1 | 0
18 | 36 | 7.48 | 0.10709 | 0 | 36 | 0 | 0 | 0 | 0 | 1 | 0
25.36 | 50.72 | 7.48 | 0.10709 | 0 | 50.2602 | 0.4598 | 0 | 0 | 0.4598 | 1 | 0
27.64 | 55.28 | 7.48 | 0.10709 | 0 | 45.358 | 9.922 | 0 | 0 | 9.922 | 1 | 0
28.6 | 57.2 | 7.48 | 0.10709 | 0 | 43.7812 | 13.4188 | 0 | 0 | 13.4188 | 1 | 0
27.52 | 55.04 | 7.48 | 0.10709 | 0 | 44.3437 | 10.6963 | 0 | 0 | 10.6963 | 1 | 0
31.2 | 62.4 | 7.48 | 0.10709 | 0 | 40.5838 | 21.8162 | 0 | 0 | 21.8162 | 1 | 0
28.64 | 57.28 | 7.48 | 0.10709 | 0 | 31.1199 | 26.1601 | 0 | 0 | 26.1601 | 1 | 0
27.92 | 55.84 | 7.48 | 0.10709 | 0 | 37.5086 | 18.3314 | 0 | 0 | 18.3314 | 1 | 0
28.56 | 57.12 | 7.48 | 0.10709 | 0 | 11.0313 | 46.0887 | 0 | 0 | 46.0887 | 1 | 0
32.4 | 64.8 | 7.48 | 0.10709 | 0 | 34.3324 | 30.4676 | 0 | 0 | 30.4676 | 1 | 0
31.76 | 63.52 | 7.48 | 0.10709 | 0 | 40.3244 | 23.1956 | 0 | 0 | 23.1956 | 1 | 0
28.4 | 56.8 | 7.48 | 0.10709 | 0 | 50.6048 | 6.1952 | 0 | 0 | 6.1952 | 1 | 0
27.64 | 55.28 | 7.48 | 0.10709 | 0 | 51.7589 | 3.5211 | 0 | 0 | 3.5211 | 1 | 0
29.04 | 58.08 | 7.48 | 0.10709 | 0 | 52.4756 | 0 | 0 | 0 | 0 | 0.7346 | 5.6044
30.56 | 61.12 | 7.48 | 0.10709 | 0 | 52.4756 | 0 | 0 | 0 | 0 | 0.32523 | 8.6444
27.56 | 55.12 | 7.48 | 0.10709 | 0 | 52.4756 | 0 | 0 | 0 | 0 | 0.2 | 2.6444
22.4 | 44.8 | 7.48 | 0.10709 | 0 | 44.8 | 0 | 0 | 0 | 0 | 0.2 | 0
22.36 | 44.72 | 7.48 | 0.10709 | 0 | 44.72 | 0 | 0 | 0 | 0 | 0.2 | 0
15.92 | 31.84 | 7.48 | 0.10709 | 0 | 31.84 | 0 | 0 | 0 | 0 | 0.2 | 0
14.12 | 28.24 | 7.48 | 0.10709 | 0 | 28.24 | 0 | 0 | 0 | 0 | 0.2 | 0
13.56 | 27.12 | 7.48 | 0.10709 | 0 | 27.12 | 0 | 0 | 0 | 0 | 0.2 | 0
13.6 | 27.2 | 7.48 | 0.10709 | 0 | 27.2 | 0 | 0 | 0 | 0 | 0.2 | 0
16.7733 | 33.5467 | 7.48 | 0.10709 | 0 | 33.5467 | 0 | 0 | 0 | 0 | 0.2 | 0
18.7067 | 37.4133 | 7.48 | 0.10709 | 0 | 37.4133 | 0 | 0 | 0 | 0 | 0.2 | 0
16.56 | 33.12 | 7.48 | 0.10709 | 0 | 31.8616 | 1.2584 | 0 | 0 | 1.2584 | 0.2 | 0
15.88 | 31.76 | 7.48 | 0.10709 | 0 | 29.6909 | 2.0691 | 0 | 0 | 2.0691 | 0.2 | 0
22.8 | 45.6 | 7.48 | 0.10709 | 0 | 39.6468 | 5.9532 | 0 | 0 | 5.9532 | 0.2 | 0
23.64 | 47.28 | 7.48 | 0.10709 | 0 | 20.1519 | 27.1281 | 0 | 0 | 27.1281 | 0.2 | 0
25.04 | 50.08 | 7.48 | 0.10709 | 0 | 28.6026 | 21.4774 | 0 | 0 | 21.4774 | 0.2 | 0
24.6 | 49.2 | 7.48 | 0.10709 | 0 | 34.0267 | 15.1733 | 0 | 0 | 15.1733 | 0.2 | 0
25.04 | 50.08 | 7.48 | 0.10709 | 0 | 24.9968 | 25.0832 | 0 | 0 | 25.0832 | 0.2 | 0
24.44 | 48.88 | 7.48 | 0.10709 | 0 | 0 | 57.1359 | 8.2559 | 0 | 48.88 | 0.55131 | 0
24.28 | 48.56 | 7.48 | 0.10709 | 0 | 0 | 59.3502 | 9.3784 | 1.4118 | 48.56 | 0.95038 | 0
25.44 | 50.88 | 7.48 | 0.10709 | 0 | 0 | 52.3927 | 1.1661 | 0.3466 | 50.88 | 1 | 0
27.08 | 54.16 | 7.48 | 0.10709 | 0 | 33.4328 | 20.7272 | 0 | 0 | 20.7272 | 1 | 0
28 | 56 | 7.48 | 0.10709 | 0 | 23.1245 | 32.8755 | 0 | 0 | 32.8755 | 1 | 0
26 | 52 | 7.48 | 0.10709 | 0 | 41.2432 | 10.7568 | 0 | 0 | 10.7568 | 1 | 0
22.16 | 44.32 | 7.48 | 0.10709 | 0 | 44.32 | 0 | 0 | 0 | 0 | 1 | 0
21.88 | 43.76 | 7.48 | 0.10709 | 0 | 43.76 | 0 | 0 | 0 | 0 | 1 | 0
22.36 | 44.72 | 7.48 | 0.10709 | 0 | 44.72 | 0 | 0 | 0 | 0 | 1 | 0
23.24 | 46.48 | 7.48 | 0.10709 | 0 | 46.48 | 0 | 0 | 0 | 0 | 1 | 0
19.52 | 39.04 | 7.48 | 0.10709 | 0 | 39.04 | 0 | 0 | 0 | 0 | 1 | 0
12.52 | 25.04 | 7.48 | 0.10709 | 0 | 25.04 | 0 | 0 | 0 | 0 | 1 | 0
10.72 | 21.44 | 7.48 | 0.10709 | 0 | 21.44 | 0 | 0 | 0 | 0 | 1 | 0
10.4 | 20.8 | 7.48 | 0.10709 | 0 | 20.8 | 0 | 0 | 0 | 0 | 1 | 0
16.72 | 33.44 | 7.48 | 0.10709 | 0 | 33.44 | 0 | 0 | 0 | 0 | 1 | 0
18.52 | 37.04 | 7.48 | 0.10709 | 0 | 37.04 | 0 | 0 | 0 | 0 | 1 | 0
14.36 | 28.72 | 7.48 | 0.10709 | 0 | 28.72 | 0 | 0 | 0 | 0 | 1 | 0
15.04 | 30.08 | 7.48 | 0.10709 | 0 | 28.6401 | 1.4399 | 0 | 0 | 1.4399 | 1 | 0
16.04 | 32.08 | 7.48 | 0.10709 | 0 | 27.9781 | 4.1019 | 0 | 0 | 4.1019 | 1 | 0
16.04 | 32.08 | 7.48 | 0.10709 | 0 | 10.3355 | 14.2295 | 0 | 0 | 14.2295 | 0.64412 | 7.5149
22.36 | 44.72 | 7.48 | 0.10709 | 0 | 4.2085 | 31.1331 | 0 | 0 | 31.1331 | 0.2 | 9.3784
23.68 | 47.36 | 7.48 | 0.10709 | 0 | 0 | 66.6707 | 9.3784 | 9.9323 | 47.36 | 0.59907 | 0
23.2 | 46.4 | 7.48 | 0.12502 | 0 | 0 | 86.563 | 9.3784 | 30.7846 | 46.4 | 0.99814 | 0
23 | 46 | 7.48 | 0.12502 | 0 | 0 | 90.3503 | 0.043676 | 44.3066 | 46 | 1 | 0
22.84 | 45.68 | 7.48 | 0.12502 | 0 | 0 | 65.5574 | 4.9397 | 0 | 60.6177 | 1 | 4.4386
22.8 | 45.6 | 12.23 | 0.12502 | 0 | 0 | 61.2862 | 0 | 15.6862 | 45.6 | 1 | 0
23.68 | 47.36 | 12.23 | 0.12502 | 0 | 0 | 52.7315 | 0 | 5.3715 | 47.36 | 1 | 0
23.64 | 47.28 | 12.23 | 0.12502 | 0 | 12.8557 | 34.4243 | 0 | 0 | 34.4243 | 1 | 0
23.2 | 46.4 | 12.23 | 0.12502 | 0 | 13.0647 | 33.3353 | 0 | 0 | 33.3353 | 1 | 0
25.44 | 50.88 | 7.48 | 0.12502 | 0 | 40.0264 | 10.8536 | 0 | 0 | 10.8536 | 1 | 0
24.64 | 49.28 | 7.48 | 0.12502 | 0 | 41.7651 | 0 | 0 | 0 | 0 | 0.64412 | 7.5149
23.12 | 46.24 | 7.48 | 0.12502 | 0 | 36.8616 | 0 | 0 | 0 | 0 | 0.2 | 9.3784
22.96 | 45.92 | 7.48 | 0.10709 | 0 | 45.92 | 0 | 0 | 0 | 0 | 0.2 | 0
24.28 | 48.56 | 7.48 | 0.10709 | 0 | 48.56 | 0 | 0 | 0 | 0 | 0.2 | 0
23.96 | 47.92 | 7.48 | 0.10709 | 0 | 47.92 | 0 | 0 | 0 | 0 | 0.2 | 0
18.52 | 37.04 | 7.48 | 0.10709 | 0 | 37.04 | 0 | 0 | 0 | 0 | 0.2 | 0
16.4 | 32.8 | 7.48 | 0.10709 | 0 | 32.8 | 0 | 0 | 0 | 0 | 0.2 | 0
16.08 | 32.16 | 7.48 | 0.10709 | 0 | 32.16 | 0 | 0 | 0 | 0 | 0.2 | 0
18.52 | 37.04 | 7.48 | 0.10709 | 0 | 37.04 | 0 | 0 | 0 | 0 | 0.2 | 0
16.28 | 32.56 | 7.48 | 0.10709 | 0 | 32.56 | 0 | 0 | 0 | 0 | 0.2 | 0
14.88 | 29.76 | 7.48 | 0.10709 | 0 | 29.76 | 0 | 0 | 0 | 0 | 0.2 | 0
17.76 | 35.52 | 7.48 | 0.10709 | 0 | 33.9833 | 1.5367 | 0 | 0 | 1.5367 | 0.2 | 0
23.84 | 47.68 | 7.48 | 0.10709 | 0 | 29.9778 | 17.7022 | 0 | 0 | 17.7022 | 0.2 | 0
25.78 | 51.56 | 7.48 | 0.10709 | 0 | 10.2145 | 41.3455 | 0 | 0 | 41.3455 | 0.2 | 0
28.28 | 56.56 | 7.48 | 0.10709 | 0 | 0 | 62.0727 | 5.5127 | 0 | 56.56 | 0.43458 | 0
29.52 | 59.04 | 7.48 | 0.10709 | 0 | 0 | 75.8061 | 9.3784 | 7.3877 | 59.04 | 0.83365 | 0
29.04 | 58.08 | 7.48 | 0.12502 | 0 | 0 | 82.5942 | 3.9094 | 20.6048 | 58.08 | 1 | 0
31.52 | 63.04 | 7.48 | 0.12502 | 0 | 0 | 82.8241 | 0 | 19.7841 | 63.04 | 1 | 0
29.6 | 59.2 | 7.48 | 0.12502 | 0 | 0 | 81.3842 | 0 | 22.1842 | 59.2 | 1 | 0
26.48 | 52.96 | 12.23 | 0.12502 | 0 | 0 | 78.5044 | 4.9397 | 0 | 73.5647 | 1 | 4.4386
24.5467 | 49.0933 | 12.23 | 0.12502 | 0 | 0 | 68.2315 | 0 | 19.1382 | 49.0933 | 1 | 0
22.9733 | 45.9467 | 12.23 | 0.12502 | 0 | 0 | 53.5665 | 0 | 7.6198 | 45.9467 | 1 | 0
23.28 | 46.56 | 12.23 | 0.12502 | 0 | 13.9628 | 32.5972 | 0 | 0 | 32.5972 | 1 | 0
24.96 | 49.92 | 7.48 | 0.12502 | 0 | 39.3326 | 10.5874 | 0 | 0 | 10.5874 | 1 | 0
26.92 | 53.84 | 7.48 | 0.12502 | 0 | 49.4495 | 0 | 0 | 0 | 0 | 0.79208 | 4.3905
27.04 | 54.08 | 7.48 | 0.12502 | 0 | 44.7016 | 0 | 0 | 0 | 0 | 0.34796 | 9.3784
27.8 | 55.6 | 7.48 | 0.10709 | 0 | 52.4756 | 0 | 0 | 0 | 0 | 0.2 | 3.1244
26.12 | 52.24 | 7.48 | 0.10709 | 0 | 52.24 | 0 | 0 | 0 | 0 | 0.2 | 0
21.28 | 42.56 | 7.48 | 0.10709 | 0 | 42.56 | 0 | 0 | 0 | 0 | 0.2 | 0
11.68 | 23.36 | 7.48 | 0.10709 | 0 | 23.36 | 0 | 0 | 0 | 0 | 0.2 | 0
9.68 | 19.36 | 7.48 | 0.10709 | 0 | 19.36 | 0 | 0 | 0 | 0 | 0.2 | 0
11.4 | 22.8 | 7.48 | 0.10709 | 0 | 22.8 | 0 | 0 | 0 | 0 | 0.2 | 0
17.8 | 35.6 | 7.48 | 0.10709 | 0 | 35.6 | 0 | 0 | 0 | 0 | 0.2 | 0
16.16 | 32.32 | 7.48 | 0.10709 | 0 | 32.32 | 0 | 0 | 0 | 0 | 0.2 | 0
15.48 | 30.96 | 7.48 | 0.10709 | 0 | 30.96 | 0 | 0 | 0 | 0 | 0.2 | 0
18.04 | 36.08 | 7.48 | 0.10709 | 0 | 34.4102 | 1.6698 | 0 | 0 | 1.6698 | 0.2 | 0
24.88 | 49.76 | 7.48 | 0.10709 | 0 | 32.2393 | 17.5207 | 0 | 0 | 17.5207 | 0.2 | 0
24.68 | 49.36 | 7.48 | 0.10709 | 0 | 8.8494 | 40.5106 | 0 | 0 | 40.5106 | 0.2 | 0
26.12 | 52.24 | 7.48 | 0.10709 | 0 | 0 | 59.5196 | 7.2796 | 0 | 52.24 | 0.50977 | 0
26.96 | 53.92 | 7.48 | 0.10709 | 0 | 0 | 70.6637 | 9.3784 | 7.3653 | 53.92 | 0.90883 | 0
26.64 | 53.28 | 7.48 | 0.12502 | 0 | 0 | 78.6012 | 2.1425 | 23.1788 | 53.28 | 1 | 0
30.04 | 60.08 | 7.48 | 0.12502 | 0 | 0 | 84.9779 | 0 | 24.8979 | 60.08 | 1 | 0
27.44 | 54.88 | 7.48 | 0.12502 | 0 | 0 | 86.0548 | 0 | 31.1748 | 54.88 | 1 | 0
25.72 | 51.44 | 12.23 | 0.12502 | 0 | 0 | 81.7956 | 4.9397 | 0 | 76.8559 | 1 | 4.4386
25.52 | 51.04 | 12.23 | 0.12502 | 0 | 0 | 70.47 | 4.9397 | 0 | 65.5303 | 1 | 4.4386
24.96 | 49.92 | 12.23 | 0.12502 | 0 | 0 | 53.0098 | 0 | 3.0898 | 49.92 | 1 | 0
24.88 | 49.76 | 12.23 | 0.12502 | 0 | 17.7799 | 31.9801 | 0 | 0 | 31.9801 | 1 | 0
26.48 | 52.96 | 7.48 | 0.12502 | 0 | 42.2879 | 10.6721 | 0 | 0 | 10.6721 | 1 | 0
26.12 | 52.24 | 7.48 | 0.12502 | 0 | 44.7251 | 0 | 0 | 0 | 0 | 0.64412 | 7.5149
25.2 | 50.4 | 7.48 | 0.12502 | 0 | 41.0216 | 0 | 0 | 0 | 0 | 0.2 | 9.3784
25.64 | 51.28 | 7.48 | 0.10709 | 0 | 51.28 | 0 | 0 | 0 | 0 | 0.2 | 0
21.12 | 42.24 | 7.48 | 0.10709 | 0 | 42.24 | 0 | 0 | 0 | 0 | 0.2 | 0
18.08 | 36.16 | 7.48 | 0.10709 | 0 | 36.16 | 0 | 0 | 0 | 0 | 0.2 | 0
12.96 | 25.92 | 7.48 | 0.10709 | 0 | 25.92 | 0 | 0 | 0 | 0 | 0.2 | 0
10.36 | 20.72 | 7.48 | 0.10709 | 0 | 20.72 | 0 | 0 | 0 | 0 | 0.2 | 0
12.8 | 25.6 | 7.48 | 0.10709 | 0 | 25.6 | 0 | 0 | 0 | 0 | 0.2 | 0
17.4 | 34.8 | 7.48 | 0.10709 | 0 | 34.8 | 0 | 0 | 0 | 0 | 0.2 | 0
15.28 | 30.56 | 7.48 | 0.10709 | 0 | 30.56 | 0 | 0 | 0 | 0 | 0.2 | 0
14.8 | 29.6 | 7.48 | 0.10709 | 0 | 29.6 | 0 | 0 | 0 | 0 | 0.2 | 0
16.84 | 33.68 | 7.48 | 0.10709 | 0 | 31.7924 | 1.8876 | 0 | 0 | 1.8876 | 0.2 | 0
24.32 | 48.64 | 7.48 | 0.10709 | 0 | 30.6232 | 18.0168 | 0 | 0 | 18.0168 | 0.2 | 0
25.64 | 51.28 | 7.48 | 0.10709 | 0 | 9.8619 | 41.4181 | 0 | 0 | 41.4181 | 0.2 | 0
27.48 | 54.96 | 7.48 | 0.10709 | 0 | 0 | 60.1851 | 5.2251 | 0 | 54.96 | 0.42234 | 0
29.64 | 59.28 | 7.48 | 0.10709 | 0 | 0 | 73.5555 | 9.3784 | 4.8972 | 59.28 | 0.82141 | 0
31.8533 | 63.7067 | 7.48 | 0.12502 | 0 | 0 | 81.3963 | 4.197 | 13.4927 | 63.7067 | 1 | 0
31.2 | 62.4 | 7.48 | 0.12502 | 0 | 0 | 87.3495 | 0 | 24.9495 | 62.4 | 1 | 0
27.1733 | 54.3467 | 7.48 | 0.12502 | 0 | 0 | 86.2967 | 4.9397 | 0 | 81.357 | 1 | 4.4386
26.72 | 53.44 | 12.23 | 0.12502 | 0 | 0 | 80.8034 | 0 | 27.3634 | 53.44 | 1 | 0
26.72 | 53.44 | 12.23 | 0.12502 | 0 | 0 | 69.853 | 0 | 16.413 | 53.44 | 1 | 0
24.96 | 49.92 | 12.23 | 0.12502 | 0 | 0 | 53.7479 | 0 | 3.8279 | 49.92 | 1 | 0
25.48 | 50.96 | 12.23 | 0.12502 | 0 | 18.6774 | 32.2826 | 0 | 0 | 32.2826 | 1 | 0
27.32 | 54.64 | 7.48 | 0.12502 | 0 | 43.6049 | 11.0351 | 0 | 0 | 11.0351 | 1 | 0
26.2 | 52.4 | 7.48 | 0.12502 | 0 | 44.8851 | 0 | 0 | 0 | 0 | 0.64412 | 7.5149
24.8 | 49.6 | 7.48 | 0.12502 | 0 | 40.2216 | 0 | 0 | 0 | 0 | 0.2 | 9.3784
24.62 | 49.24 | 7.48 | 0.10709 | 0 | 49.24 | 0 | 0 | 0 | 0 | 0.2 | 0
22.76 | 45.52 | 7.48 | 0.10709 | 0 | 45.52 | 0 | 0 | 0 | 0 | 0.2 | 0
21.96 | 43.92 | 7.48 | 0.10709 | 0 | 43.92 | 0 | 0 | 0 | 0 | 0.2 | 0
16.28 | 32.56 | 7.48 | 0.10709 | 0 | 32.56 | 0 | 0 | 0 | 0 | 0.2 | 0
14.24 | 28.48 | 7.48 | 0.10709 | 0 | 28.48 | 0 | 0 | 0 | 0 | 0.2 | 0
14.832 | 29.664 | 7.48 | 0.10709 | 0 | 29.664 | 0 | 0 | 0 | 0 | 0.2 | 0
17.448 | 34.896 | 7.48 | 0.10709 | 0 | 34.896 | 0 | 0 | 0 | 0 | 0.2 | 0
14.4 | 28.8 | 7.48 | 0.10709 | 0 | 28.8 | 0 | 0 | 0 | 0 | 0.2 | 0
15.04 | 30.08 | 7.48 | 0.10709 | 0 | 30.08 | 0 | 0 | 0 | 0 | 0.2 | 0
17.72 | 35.44 | 7.48 | 0.10709 | 0 | 33.5282 | 1.9118 | 0 | 0 | 1.9118 | 0.2 | 0
24.6667 | 49.3333 | 7.48 | 0.10709 | 0 | 30.9898 | 18.3435 | 0 | 0 | 18.3435 | 0.2 | 0
25.6933 | 51.3867 | 7.48 | 0.10709 | 0 | 20.0841 | 31.3025 | 0 | 0 | 31.3025 | 0.2 | 0
28.56 | 57.12 | 7.48 | 0.10709 | 0 | 0 | 60.8143 | 3.6943 | 0 | 57.12 | 0.3572 | 0
31.64 | 63.28 | 7.48 | 0.10709 | 0 | 0 | 74.4025 | 9.3784 | 1.7442 | 63.28 | 0.75627 | 0
32.28 | 64.56 | 7.48 | 0.12502 | 0 | 0 | 84.1914 | 5.7278 | 13.9036 | 64.56 | 1 | 0
31.92 | 63.84 | 7.48 | 0.12502 | 0 | 0 | 88.2207 | 0 | 24.3807 | 63.84 | 1 | 0
30.04 | 60.08 | 7.48 | 0.12502 | 0 | 0 | 88.6562 | 4.9397 | 0 | 83.7165 | 1 | 4.4386
25.28 | 50.56 | 12.23 | 0.12502 | 0 | 0 | 82.1102 | 0 | 31.5502 | 50.56 | 1 | 0
23.64 | 47.28 | 12.23 | 0.12502 | 0 | 0 | 70.4337 | 0 | 23.1537 | 47.28 | 1 | 0
23.48 | 46.96 | 12.23 | 0.12502 | 0 | 0 | 52.5742 | 0 | 5.6142 | 46.96 | 1 | 0
24.04 | 48.08 | 12.23 | 0.12502 | 0 | 16.4992 | 31.5808 | 0 | 0 | 31.5808 | 1 | 0
25.24 | 50.48 | 7.48 | 0.12502 | 0 | 39.4207 | 11.0593 | 0 | 0 | 11.0593 | 1 | 0
26.16 | 52.32 | 7.48 | 0.12502 | 0 | 45.3739 | 0 | 0 | 0 | 0 | 0.67106 | 6.9461
27.32 | 54.64 | 7.48 | 0.12502 | 0 | 45.2616 | 0 | 0 | 0 | 0 | 0.22694 | 9.3784
26.44 | 52.88 | 7.48 | 0.10709 | 0 | 52.4756 | 0 | 0 | 0 | 0 | 0.20779 | 0.40444
26.32 | 52.64 | 7.48 | 0.10709 | 0 | 52.4756 | 0 | 0 | 0 | 0 | 0.2 | 0.16444
19.96 | 39.92 | 7.48 | 0.10709 | 0 | 39.92 | 0 | 0 | 0 | 0 | 0.2 | 0
13.6 | 27.2 | 7.48 | 0.10709 | 0 | 27.2 | 0 | 0 | 0 | 0 | 0.2 | 0
11.6 | 23.2 | 7.48 | 0.10709 | 0 | 23.2 | 0 | 0 | 0 | 0 | 0.2 | 0
12.2 | 24.4 | 7.48 | 0.10709 | 0 | 24.4 | 0 | 0 | 0 | 0 | 0.2 | 0
17.64 | 35.28 | 7.48 | 0.10709 | 0 | 35.28 | 0 | 0 | 0 | 0 | 0.2 | 0
14.76 | 29.52 | 7.48 | 0.10709 | 0 | 29.52 | 0 | 0 | 0 | 0 | 0.2 | 0
15 | 30 | 7.48 | 0.10709 | 0 | 30 | 0 | 0 | 0 | 0 | 0.2 | 0
17.52 | 35.04 | 7.48 | 0.10709 | 0 | 32.9346 | 2.1054 | 0 | 0 | 2.1054 | 0.2 | 0
24.68 | 49.36 | 7.48 | 0.10709 | 0 | 48.5856 | 0.7744 | 0 | 0 | 0.7744 | 0.2 | 0
25.16 | 50.32 | 7.48 | 0.10709 | 0 | 44.633 | 5.687 | 0 | 0 | 5.687 | 0.2 | 0
28.24 | 56.48 | 7.48 | 0.10709 | 0 | 50.5147 | 5.9653 | 0 | 0 | 5.9653 | 0.2 | 0
27.56 | 55.12 | 7.48 | 0.10709 | 0 | 32.965 | 22.155 | 0 | 0 | 22.155 | 0.2 | 0
29.76 | 59.52 | 7.48 | 0.10709 | 0 | 48.3276 | 11.1924 | 0 | 0 | 11.1924 | 0.2 | 0
28.8 | 57.6 | 7.48 | 0.10709 | 0 | 25.995 | 31.605 | 0 | 0 | 31.605 | 0.2 | 0
27.24 | 54.48 | 7.48 | 0.10709 | 0 | 3.5151 | 50.9649 | 0 | 0 | 50.9649 | 0.2 | 0
27.32 | 54.64 | 7.48 | 0.10709 | 0 | 0 | 68.0138 | 9.3784 | 3.9954 | 54.64 | 0.59907 | 0
26.24 | 52.48 | 7.48 | 0.10709 | 0 | 12.5018 | 39.9782 | 0 | 0 | 39.9782 | 0.59907 | 0
27.16 | 54.32 | 7.48 | 0.10709 | 0 | 0 | 56.8455 | 2.5255 | 0 | 54.32 | 0.70654 | 0
27.36 | 54.72 | 7.48 | 0.10709 | 0 | 21.2758 | 33.4442 | 0 | 0 | 33.4442 | 0.70654 | 0
27.68 | 55.36 | 7.48 | 0.10709 | 0 | 45.5711 | 9.7889 | 0 | 0 | 9.7889 | 0.70654 | 0
26.6 | 53.2 | 7.48 | 0.10709 | 0 | 52.4756 | 0 | 0 | 0 | 0 | 0.67223 | 0.72444
25.96 | 51.92 | 7.48 | 0.10709 | 0 | 51.92 | 0 | 0 | 0 | 0 | 0.67223 | 0
24.88 | 49.76 | 7.48 | 0.10709 | 0 | 49.76 | 0 | 0 | 0 | 0 | 0.67223 | 0
25.16 | 50.32 | 7.48 | 0.10709 | 0 | 50.32 | 0 | 0 | 0 | 0 | 0.67223 | 0
19.2 | 38.4 | 7.48 | 0.10709 | 0 | 38.4 | 0 | 0 | 0 | 0 | 0.67223 | 0
11.48 | 22.96 | 7.48 | 0.10709 | 0 | 22.96 | 0 | 0 | 0 | 0 | 0.67223 | 0
12.1333 | 24.2667 | 7.48 | 0.10709 | 0 | 24.2667 | 0 | 0 | 0 | 0 | 0.67223 | 0
8.84 | 17.68 | 7.48 | 0.10709 | 0 | 17.68 | 0 | 0 | 0 | 0 | 0.67223 | 0
11.96 | 23.92 | 7.48 | 0.10709 | 0 | 23.92 | 0 | 0 | 0 | 0 | 0.67223 | 0
14.04 | 28.08 | 7.48 | 0.10709 | 0 | 28.08 | 0 | 0 | 0 | 0 | 0.67223 | 0
15.92 | 31.84 | 7.48 | 0.10709 | 0 | 31.84 | 0 | 0 | 0 | 0 | 0.67223 | 0
18.04 | 36.08 | 7.48 | 0.10709 | 0 | 33.7084 | 2.3716 | 0 | 0 | 2.3716 | 0.67223 | 0
19.6 | 39.2 | 7.48 | 0.10709 | 0 | 13.1965 | 19.735 | 0 | 0 | 19.735 | 0.37538 | 6.2685
23.68 | 47.36 | 7.48 | 0.10709 | 0 | 0 | 43.6566 | 0 | 0 | 43.6566 | 0.2 | 3.7034
23.2 | 46.4 | 7.48 | 0.10709 | 0 | 0 | 63.1738 | 9.3784 | 7.3954 | 46.4 | 0.59907 | 0
24.68 | 49.36 | 7.48 | 0.10709 | 0 | 0 | 76.7741 | 9.3784 | 18.0357 | 49.36 | 0.99814 | 0
24.44 | 48.88 | 7.48 | 0.10709 | 0 | 0 | 85.4135 | 0.043676 | 36.4898 | 48.88 | 1 | 0
25.56 | 51.12 | 7.48 | 0.10709 | 0 | 0 | 88.8136 | 0 | 37.6936 | 51.12 | 1 | 0
24.32 | 48.64 | 7.48 | 0.10709 | 0 | 0 | 87.2043 | 0 | 38.5643 | 48.64 | 1 | 0
26.12 | 52.24 | 7.48 | 0.10709 | 0 | 0 | 81.0333 | 0 | 28.7933 | 52.24 | 1 | 0
25.28 | 50.56 | 7.48 | 0.10709 | 0 | 0 | 70.5063 | 0 | 19.9463 | 50.56 | 1 | 0
24.48 | 48.96 | 7.48 | 0.10709 | 0 | 0 | 54.1956 | 0 | 5.2356 | 48.96 | 1 | 0
23 | 46 | 7.48 | 0.10709 | 0 | 12.3743 | 33.6257 | 0 | 0 | 33.6257 | 1 | 0
26.84 | 53.68 | 7.48 | 0.10709 | 0 | 42.0762 | 11.6038 | 0 | 0 | 11.6038 | 1 | 0
21.64 | 43.28 | 7.48 | 0.10709 | 0 | 43.28 | 0 | 0 | 0 | 0 | 1 | 0
20.24 | 40.48 | 7.48 | 0.10709 | 0 | 40.48 | 0 | 0 | 0 | 0 | 1 | 0
16.48 | 32.96 | 7.48 | 0.10709 | 0 | 32.96 | 0 | 0 | 0 | 0 | 1 | 0
16 | 32 | 7.48 | 0.10709 | 0 | 32 | 0 | 0 | 0 | 0 | 1 | 0
16.48 | 32.96 | 7.48 | 0.10709 | 0 | 32.96 | 0 | 0 | 0 | 0 | 1 | 0
14.56 | 29.12 | 7.48 | 0.10709 | 0 | 29.12 | 0 | 0 | 0 | 0 | 1 | 0
12.4 | 24.8 | 7.48 | 0.10709 | 0 | 24.8 | 0 | 0 | 0 | 0 | 1 | 0
9.6 | 19.2 | 7.48 | 0.10709 | 0 | 19.2 | 0 | 0 | 0 | 0 | 1 | 0
11.28 | 22.56 | 7.48 | 0.10709 | 0 | 22.56 | 0 | 0 | 0 | 0 | 1 | 0
13.48 | 26.96 | 7.48 | 0.10709 | 0 | 26.96 | 0 | 0 | 0 | 0 | 1 | 0
14.68 | 29.36 | 7.48 | 0.10709 | 0 | 29.36 | 0 | 0 | 0 | 0 | 1 | 0
16.08 | 32.16 | 7.48 | 0.10709 | 0 | 22.3582 | 2.2869 | 0 | 0 | 2.2869 | 0.64412 | 7.5149
16.72 | 33.44 | 7.48 | 0.10709 | 0 | 5.0526 | 19.009 | 0 | 0 | 19.009 | 0.2 | 9.3784
16.16 | 32.32 | 7.48 | 0.10709 | 0 | 0 | 42.4587 | 9.3784 | 0.76031 | 32.32 | 0.59907 | 0
17.2 | 34.4 | 7.48 | 0.10709 | 0 | 0 | 61.0321 | 9.3784 | 17.2537 | 34.4 | 0.99814 | 0
22.56 | 45.12 | 7.48 | 0.10709 | 0 | 0 | 74.5236 | 0.043676 | 29.3599 | 45.12 | 1 | 0
22.76 | 45.52 | 7.48 | 0.12502 | 0 | 0 | 83.1024 | 0 | 37.5824 | 45.52 | 1 | 0
23.16 | 46.32 | 7.48 | 0.12502 | 0 | 0 | 86.4056 | 4.9397 | 0 | 81.4659 | 1 | 4.4386
23.8 | 47.6 | 7.48 | 0.12502 | 0 | 0 | 87.3495 | 0 | 39.7495 | 47.6 | 1 | 0
24.4 | 48.8 | 12.23 | 0.12502 | 0 | 0 | 81.9045 | 0 | 33.1045 | 48.8 | 1 | 0
25.68 | 51.36 | 12.23 | 0.12502 | 0 | 0 | 71.9341 | 0 | 20.5741 | 51.36 | 1 | 0
24.08 | 48.16 | 12.23 | 0.12502 | 0 | 0 | 55.2604 | 0 | 7.1004 | 48.16 | 1 | 0
22.4 | 44.8 | 12.23 | 0.12502 | 0 | 11.6462 | 33.1538 | 0 | 0 | 33.1538 | 1 | 0
23.2 | 46.4 | 7.48 | 0.12502 | 0 | 34.8446 | 11.5554 | 0 | 0 | 11.5554 | 1 | 0
22.52 | 45.04 | 7.48 | 0.12502 | 0 | 37.5251 | 0 | 0 | 0 | 0 | 0.64412 | 7.5149
20.96 | 41.92 | 7.48 | 0.12502 | 0 | 32.5416 | 0 | 0 | 0 | 0 | 0.2 | 9.3784
21.96 | 43.92 | 7.48 | 0.10709 | 0 | 43.92 | 0 | 0 | 0 | 0 | 0.2 | 0
18.92 | 37.84 | 7.48 | 0.10709 | 0 | 37.84 | 0 | 0 | 0 | 0 | 0.2 | 0
17.44 | 34.88 | 7.48 | 0.10709 | 0 | 34.88 | 0 | 0 | 0 | 0 | 0.2 | 0
12.24 | 24.48 | 7.48 | 0.10709 | 0 | 24.48 | 0 | 0 | 0 | 0 | 0.2 | 0
10.4 | 20.8 | 7.48 | 0.10709 | 0 | 20.8 | 0 | 0 | 0 | 0 | 0.2 | 0
11.12 | 22.24 | 7.48 | 0.10709 | 0 | 22.24 | 0 | 0 | 0 | 0 | 0.2 | 0
13.12 | 26.24 | 7.48 | 0.10709 | 0 | 26.24 | 0 | 0 | 0 | 0 | 0.2 | 0
14.4 | 28.8 | 7.48 | 0.10709 | 0 | 28.8 | 0 | 0 | 0 | 0 | 0.2 | 0
16.04 | 32.08 | 7.48 | 0.10709 | 0 | 32.08 | 0 | 0 | 0 | 0 | 0.2 | 0
18.52 | 37.04 | 7.48 | 0.10709 | 0 | 34.6442 | 2.3958 | 0 | 0 | 2.3958 | 0.2 | 0
24.32 | 48.64 | 7.48 | 0.10709 | 0 | 35.2454 | 13.3946 | 0 | 0 | 13.3946 | 0.2 | 0
26.12 | 52.24 | 7.48 | 0.10709 | 0 | 33.1947 | 19.0453 | 0 | 0 | 19.0453 | 0.2 | 0
29.24 | 58.48 | 7.48 | 0.10709 | 0 | 0 | 59.2534 | 0.7734 | 0 | 58.48 | 0.23291 | 0
28.56 | 57.12 | 7.48 | 0.10709 | 0 | 0 | 74.1 | 9.3784 | 7.6017 | 57.12 | 0.63198 | 0
27.92 | 55.84 | 7.48 | 0.12502 | 0 | 0 | 84.99 | 8.6486 | 20.5013 | 55.84 | 1 | 0
29.68 | 59.36 | 7.48 | 0.12502 | 0 | 0 | 90.3018 | 0 | 30.9418 | 59.36 | 1 | 0
32.28 | 64.56 | 7.48 | 0.12502 | 0 | 0 | 89.0435 | 0 | 24.4835 | 64.56 | 1 | 0
27.04 | 54.08 | 12.23 | 0.12502 | 0 | 0 | 84.0098 | 4.9397 | 0 | 79.0701 | 1 | 4.4386
26.4533 | 52.9067 | 12.23 | 0.12502 | 0 | 0 | 71.7164 | 0 | 18.8097 | 52.9067 | 1 | 0
26.2667 | 52.5333 | 12.23 | 0.12502 | 0 | 0 | 55.1031 | 0 | 2.5698 | 52.5333 | 1 | 0
24 | 48 | 12.23 | 0.12502 | 0 | 14.459 | 33.541 | 0 | 0 | 33.541 | 1 | 0
25.44 | 50.88 | 7.48 | 0.12502 | 0 | 39.1673 | 11.7127 | 0 | 0 | 11.7127 | 1 | 0
27.24 | 54.48 | 7.48 | 0.12502 | 0 | 46.9651 | 0 | 0 | 0 | 0 | 0.64412 | 7.5149
26.24 | 52.48 | 7.48 | 0.12502 | 0 | 43.1016 | 0 | 0 | 0 | 0 | 0.2 | 9.3784
27.84 | 55.68 | 7.48 | 0.10709 | 0 | 55.68 | 0 | 0 | 0 | 0 | 0.2 | 0
25.48 | 50.96 | 7.48 | 0.10709 | 0 | 50.96 | 0 | 0 | 0 | 0 | 0.2 | 0
22.76 | 45.52 | 7.48 | 0.10709 | 0 | 45.52 | 0 | 0 | 0 | 0 | 0.2 | 0
18.24 | 36.48 | 7.48 | 0.10709 | 0 | 36.48 | 0 | 0 | 0 | 0 | 0.2 | 0
17.72 | 35.44 | 7.48 | 0.10709 | 0 | 35.44 | 0 | 0 | 0 | 0 | 0.2 | 0
17.28 | 34.56 | 7.48 | 0.10709 | 0 | 34.56 | 0 | 0 | 0 | 0 | 0.2 | 0
17.4 | 34.8 | 7.48 | 0.10709 | 0 | 34.8 | 0 | 0 | 0 | 0 | 0.2 | 0
17.52 | 35.04 | 7.48 | 0.10709 | 0 | 35.04 | 0 | 0 | 0 | 0 | 0.2 | 0
14.32 | 28.64 | 7.48 | 0.10709 | 0 | 28.64 | 0 | 0 | 0 | 0 | 0.2 | 0
16.6 | 33.2 | 7.48 | 0.10709 | 0 | 30.4533 | 2.7467 | 0 | 0 | 2.7467 | 0.2 | 0
24.72 | 49.44 | 7.48 | 0.10709 | 0 | 36.0333 | 13.4067 | 0 | 0 | 13.4067 | 0.2 | 0
24.56 | 49.12 | 7.48 | 0.10709 | 0 | 19.4872 | 29.6328 | 0 | 0 | 29.6328 | 0.2 | 0
26.28 | 52.56 | 7.48 | 0.10709 | 0 | 2.7929 | 49.7671 | 0 | 0 | 49.7671 | 0.2 | 0
26.28 | 52.56 | 7.48 | 0.10709 | 0 | 0 | 77.5001 | 9.3784 | 15.5617 | 52.56 | 0.59907 | 0
29.88 | 59.76 | 7.48 | 0.12502 | 0 | 0 | 85.5708 | 9.3784 | 16.4324 | 59.76 | 0.99814 | 0
27.48 | 54.96 | 7.48 | 0.12502 | 0 | 0 | 88.9104 | 0.043676 | 33.9067 | 54.96 | 1 | 0
26.72 | 53.44 | 7.48 | 0.12502 | 0 | 0 | 90.4954 | 0 | 37.0554 | 53.44 | 1 | 0
26.48 | 52.96 | 12.23 | 0.12502 | 0 | 1.7624 | 50.4446 | 0 | 0 | 50.4446 | 0.96434 | 0.753
28.76 | 57.52 | 12.23 | 0.12502 | 0 | 0 | 58.358 | 0.83801 | 0 | 57.52 | 1 | 0
31.08 | 62.16 | 12.23 | 0.12502 | 0 | 7.3715 | 54.7885 | 0 | 0 | 54.7885 | 1 | 0
29 | 58 | 12.23 | 0.12502 | 0 | 24.7978 | 33.2022 | 0 | 0 | 33.2022 | 1 | 0
31.88 | 63.76 | 7.48 | 0.12502 | 0 | 51.2124 | 12.5476 | 0 | 0 | 12.5476 | 1 | 0
31.32 | 62.64 | 7.48 | 0.12502 | 0 | 55.1251 | 0 | 0 | 0 | 0 | 0.64412 | 7.5149
30.04 | 60.08 | 7.48 | 0.12502 | 0 | 50.7016 | 0 | 0 | 0 | 0 | 0.2 | 9.3784
25.16 | 50.32 | 7.48 | 0.10709 | 0 | 50.32 | 0 | 0 | 0 | 0 | 0.2 | 0
18.4 | 36.8 | 7.48 | 0.10709 | 0 | 36.8 | 0 | 0 | 0 | 0 | 0.2 | 0
18.48 | 36.96 | 7.48 | 0.10709 | 0 | 36.96 | 0 | 0 | 0 | 0 | 0.2 | 0
13.56 | 27.12 | 7.48 | 0.10709 | 0 | 27.12 | 0 | 0 | 0 | 0 | 0.2 | 0
12.08 | 24.16 | 7.48 | 0.10709 | 0 | 24.16 | 0 | 0 | 0 | 0 | 0.2 | 0
12.04 | 24.08 | 7.48 | 0.10709 | 0 | 24.08 | 0 | 0 | 0 | 0 | 0.2 | 0
12.56 | 25.12 | 7.48 | 0.10709 | 0 | 25.12 | 0 | 0 | 0 | 0 | 0.2 | 0
15.24 | 30.48 | 7.48 | 0.10709 | 0 | 30.48 | 0 | 0 | 0 | 0 | 0.2 | 0
13.56 | 27.12 | 7.48 | 0.10709 | 0 | 27.12 | 0 | 0 | 0 | 0 | 0.2 | 0
16.76 | 33.52 | 7.48 | 0.10709 | 0 | 30.8096 | 2.7104 | 0 | 0 | 2.7104 | 0.2 | 0
23.8 | 47.6 | 7.48 | 0.10709 | 0 | 26.8244 | 20.7756 | 0 | 0 | 20.7756 | 0.2 | 0
26.04 | 52.08 | 7.48 | 0.10709 | 0 | 5.8824 | 46.1976 | 0 | 0 | 46.1976 | 0.2 | 0
29.28 | 58.56 | 7.48 | 0.10709 | 0 | 0 | 67.8444 | 9.2844 | 0 | 58.56 | 0.59507 | 0
35.16 | 70.32 | 7.48 | 0.10709 | 0 | 0 | 83.2597 | 9.3784 | 3.5613 | 70.32 | 0.99414 | 0
41.64 | 83.28 | 7.48 | 0.12502 | 0 | 0 | 91.5723 | 0.13769 | 8.1547 | 83.28 | 1 | 0
37.72 | 75.44 | 7.48 | 0.12502 | 0 | 0 | 95.3233 | 0 | 19.8833 | 75.44 | 1 | 0
38.44 | 76.88 | 7.48 | 0.12502 | 0 | 0 | 91.8385 | 0 | 14.9585 | 76.88 | 1 | 0
37.8 | 75.6 | 12.23 | 0.12502 | 0 | 0 | 85.0384 | 0 | 9.4384 | 75.6 | 1 | 0
40.28 | 80.56 | 12.23 | 0.12502 | 0 | 8.9042 | 71.6558 | 0 | 0 | 71.6558 | 1 | 0
39.64 | 79.28 | 12.23 | 0.12502 | 0 | 23.5356 | 55.7444 | 0 | 0 | 55.7444 | 1 | 0
40.12 | 80.24 | 12.23 | 0.12502 | 0 | 46.3723 | 33.8677 | 0 | 0 | 33.8677 | 1 | 0
45.2 | 90.4 | 7.48 | 0.12502 | 0 | 78.3243 | 12.0757 | 0 | 0 | 12.0757 | 1 | 0
44.88 | 89.76 | 7.48 | 0.12502 | 0 | 82.2451 | 0 | 0 | 0 | 0 | 0.64412 | 7.5149
40.92 | 81.84 | 7.48 | 0.12502 | 0 | 72.4616 | 0 | 0 | 0 | 0 | 0.2 | 9.3784
37.08 | 74.16 | 7.48 | 0.10709 | 9.3784 | 74.16 | 0 | 0 | 0 | 0 | 0.59907 | 0
30.04 | 60.08 | 7.48 | 0.10709 | 9.3784 | 60.08 | 0 | 0 | 0 | 0 | 0.99814 | 0
22.12 | 44.24 | 7.48 | 0.10709 | 0.043676 | 44.24 | 0 | 0 | 0 | 0 | 1 | 0
12.8 | 25.6 | 7.48 | 0.10709 | 0 | 25.6 | 0 | 0 | 0 | 0 | 1 | 0
10.68 | 21.36 | 7.48 | 0.10709 | 0 | 21.36 | 0 | 0 | 0 | 0 | 1 | 0
13.68 | 27.36 | 7.48 | 0.10709 | 0 | 27.36 | 0 | 0 | 0 | 0 | 1 | 0
16.28 | 32.56 | 7.48 | 0.10709 | 0 | 32.56 | 0 | 0 | 0 | 0 | 1 | 0
13.08 | 26.16 | 7.48 | 0.10709 | 0 | 26.16 | 0 | 0 | 0 | 0 | 1 | 0
13.48 | 26.96 | 7.48 | 0.10709 | 0 | 26.96 | 0 | 0 | 0 | 0 | 1 | 0
16.12 | 32.24 | 7.48 | 0.10709 | 0 | 29.5417 | 2.6983 | 0 | 0 | 2.6983 | 1 | 0
23.48 | 46.96 | 7.48 | 0.10709 | 0 | 26.62 | 20.34 | 0 | 0 | 20.34 | 1 | 0
24.16 | 48.32 | 7.48 | 0.10709 | 0 | 4.3246 | 43.9954 | 0 | 0 | 43.9954 | 1 | 0
32.12 | 64.24 | 7.48 | 0.10709 | 0 | 1.6833 | 62.5567 | 0 | 0 | 62.5567 | 1 | 0
40.16 | 80.32 | 7.48 | 0.10709 | 0 | 6.8371 | 73.4829 | 0 | 0 | 73.4829 | 1 | 0
44.32 | 88.64 | 7.48 | 0.12502 | 0 | 1.3702 | 81.2874 | 0 | 0 | 81.2874 | 0.7167 | 5.9824
41.44 | 82.88 | 7.48 | 0.12502 | 0 | 0 | 88.0513 | 5.1713 | 0 | 82.88 | 0.93675 | 0
43.96 | 87.92 | 7.48 | 0.12502 | 0 | 0 | 89.4064 | 1.4865 | 0 | 87.92 | 1 | 0
46.16 | 92.32 | 12.23 | 0.12502 | 0 | 7.4147 | 84.9053 | 0 | 0 | 84.9053 | 1 | 0
47.72 | 95.44 | 12.23 | 0.12502 | 0 | 22.0539 | 73.3861 | 0 | 0 | 73.3861 | 1 | 0
45.48 | 90.96 | 12.23 | 0.12502 | 0 | 34.0056 | 56.9544 | 0 | 0 | 56.9544 | 1 | 0
43.96 | 87.92 | 12.23 | 0.12502 | 0 | 53.1448 | 34.7752 | 0 | 0 | 34.7752 | 1 | 0
43.52 | 87.04 | 7.48 | 0.12502 | 0 | 74.928 | 12.112 | 0 | 0 | 12.112 | 1 | 0
41.48 | 82.96 | 7.48 | 0.12502 | 0 | 75.2999 | 0.1452 | 0 | 0 | 0.1452 | 0.64412 | 7.5149
37.68 | 75.36 | 7.48 | 0.12502 | 0 | 65.9816 | 0 | 0 | 0 | 0 | 0.2 | 9.3784
33 | 66 | 7.48 | 0.10709 | 0 | 66 | 0 | 0 | 0 | 0 | 0.2 | 0
30.36 | 60.72 | 7.48 | 0.10709 | 0 | 60.72 | 0 | 0 | 0 | 0 | 0.2 | 0
24.44 | 48.88 | 7.48 | 0.10709 | 0 | 48.88 | 0 | 0 | 0 | 0 | 0.2 | 0
14.72 | 29.44 | 7.48 | 0.10709 | 0 | 29.44 | 0 | 0 | 0 | 0 | 0.2 | 0
11.6267 | 23.2533 | 7.48 | 0.10709 | 0 | 23.2533 | 0 | 0 | 0 | 0 | 0.2 | 0
11.68 | 23.36 | 7.48 | 0.10709 | 0 | 23.36 | 0 | 0 | 0 | 0 | 0.2 | 0
11.2 | 22.4 | 7.48 | 0.10709 | 0 | 22.4 | 0 | 0 | 0 | 0 | 0.2 | 0
12.24 | 24.48 | 7.48 | 0.10709 | 0 | 24.48 | 0 | 0 | 0 | 0 | 0.2 | 0
15.4933 | 30.9867 | 7.48 | 0.10709 | 0 | 30.9867 | 0 | 0 | 0 | 0 | 0.2 | 0
17.8933 | 35.7867 | 7.48 | 0.10709 | 0 | 32.9432 | 2.8435 | 0 | 0 | 2.8435 | 0.2 | 0
24.4933 | 48.9867 | 7.48 | 0.10709 | 0 | 29.2033 | 19.7834 | 0 | 0 | 19.7834 | 0.2 | 0
24.32 | 48.64 | 7.48 | 0.10709 | 0 | 6.6895 | 41.9505 | 0 | 0 | 41.9505 | 0.2 | 0
27.04 | 54.08 | 7.48 | 0.10709 | 0 | 0 | 60.4876 | 6.4076 | 0 | 54.08 | 0.47266 | 0
26.36 | 52.72 | 7.48 | 0.10709 | 0 | 0 | 73.9428 | 9.3784 | 11.8444 | 52.72 | 0.87173 | 0
29.92 | 59.84 | 7.48 | 0.10709 | 0 | 0 | 84.4091 | 3.0145 | 21.5547 | 59.84 | 1 | 0
31.24 | 62.48 | 7.48 | 0.10709 | 0 | 0 | 88.4143 | 0 | 25.9343 | 62.48 | 1 | 0
31.64 | 63.28 | 7.48 | 0.10709 | 0 | 0 | 88.5474 | 0 | 25.2674 | 63.28 | 1 | 0
27.48 | 54.96 | 7.48 | 0.10709 | 0 | 0 | 83.0419 | 0 | 28.0819 | 54.96 | 1 | 0
27 | 54 | 7.48 | 0.10709 | 0 | 0 | 71.9462 | 4.9397 | 0 | 67.0065 | 1 | 4.4386
26.2 | 52.4 | 7.48 | 0.10709 | 0 | 0 | 54.6312 | 0 | 2.2312 | 52.4 | 1 | 0
29.84 | 59.68 | 7.48 | 0.10709 | 0 | 25.897 | 33.783 | 0 | 0 | 33.783 | 1 | 0
27.84 | 55.68 | 7.48 | 0.10709 | 0 | 43.447 | 12.233 | 0 | 0 | 12.233 | 1 | 0
26.92 | 53.84 | 7.48 | 0.10709 | 0 | 53.598 | 0.242 | 0 | 0 | 0.242 | 1 | 0
26.48 | 52.96 | 7.48 | 0.10709 | 0 | 52.96 | 0 | 0 | 0 | 0 | 1 | 0
24.76 | 49.52 | 7.48 | 0.10709 | 0 | 49.52 | 0 | 0 | 0 | 0 | 1 | 0
24.28 | 48.56 | 7.48 | 0.10709 | 0 | 48.56 | 0 | 0 | 0 | 0 | 1 | 0
20.08 | 40.16 | 7.48 | 0.10709 | 0 | 40.16 | 0 | 0 | 0 | 0 | 1 | 0
12.44 | 24.88 | 7.48 | 0.10709 | 0 | 24.88 | 0 | 0 | 0 | 0 | 1 | 0
11.08 | 22.16 | 7.48 | 0.10709 | 0 | 22.16 | 0 | 0 | 0 | 0 | 1 | 0
9.84 | 19.68 | 7.48 | 0.10709 | 0 | 19.68 | 0 | 0 | 0 | 0 | 1 | 0
11.96 | 23.92 | 7.48 | 0.10709 | 0 | 23.92 | 0 | 0 | 0 | 0 | 1 | 0
15 | 30 | 7.48 | 0.10709 | 0 | 30 | 0 | 0 | 0 | 0 | 1 | 0
16.24 | 32.48 | 7.48 | 0.10709 | 0 | 32.48 | 0 | 0 | 0 | 0 | 1 | 0
17.12 | 34.24 | 7.48 | 0.10709 | 0 | 31.1666 | 3.0734 | 0 | 0 | 3.0734 | 1 | 0
18.6 | 37.2 | 7.48 | 0.10709 | 0 | 8.806 | 19.6987 | 0 | 0 | 19.6987 | 0.58822 | 8.6953
24.56 | 49.12 | 7.48 | 0.10709 | 0 | 0 | 40.922 | 0 | 0 | 40.922 | 0.2 | 8.198
23.52 | 47.04 | 7.48 | 0.10709 | 0 | 0 | 58.7815 | 9.3784 | 2.3631 | 47.04 | 0.59907 | 0
25.68 | 51.36 | 7.48 | 0.10709 | 0 | 0 | 73.5798 | 9.3784 | 12.8414 | 51.36 | 0.99814 | 0
26 | 52 | 7.48 | 0.10709 | 0 | 0 | 82.5337 | 4.9604 | 0 | 77.5733 | 1 | 4.418
24.96 | 49.92 | 7.48 | 0.10709 | 0 | 0 | 88.7652 | 0 | 38.8452 | 49.92 | 1 | 0
24.08 | 48.16 | 7.48 | 0.10709 | 0 | 0 | 87.6398 | 4.9397 | 0 | 82.7001 | 1 | 4.4386
25.2 | 50.4 | 7.48 | 0.10709 | 0 | 0 | 81.6141 | 0 | 31.2141 | 50.4 | 1 | 0
23.84 | 47.68 | 7.48 | 0.10709 | 0 | 0 | 70.9903 | 4.9397 | 0 | 66.0506 | 1 | 4.4386
24.36 | 48.72 | 7.48 | 0.10709 | 0 | 0 | 54.8732 | 0 | 6.1532 | 48.72 | 1 | 0
24.28 | 48.56 | 7.48 | 0.10709 | 0 | 14.8012 | 33.7588 | 0 | 0 | 33.7588 | 1 | 0
26.52 | 53.04 | 7.48 | 0.10709 | 0 | 40.6739 | 12.3661 | 0 | 0 | 12.3661 | 1 | 0
22.64 | 45.28 | 7.48 | 0.10709 | 0 | 44.8686 | 0.4114 | 0 | 0 | 0.4114 | 1 | 0
20.72 | 41.44 | 7.48 | 0.10709 | 0 | 41.44 | 0 | 0 | 0 | 0 | 1 | 0
22.12 | 44.24 | 7.48 | 0.10709 | 0 | 44.24 | 0 | 0 | 0 | 0 | 1 | 0
22.12 | 44.24 | 7.48 | 0.10709 | 0 | 44.24 | 0 | 0 | 0 | 0 | 1 | 0
22.8 | 45.6 | 7.48 | 0.10709 | 0 | 45.6 | 0 | 0 | 0 | 0 | 1 | 0
17.8 | 35.6 | 7.48 | 0.10709 | 0 | 35.6 | 0 | 0 | 0 | 0 | 1 | 0
15.8 | 31.6 | 7.48 | 0.10709 | 0 | 31.6 | 0 | 0 | 0 | 0 | 1 | 0
15.16 | 30.32 | 7.48 | 0.10709 | 0 | 30.32 | 0 | 0 | 0 | 0 | 1 | 0
16.12 | 32.24 | 7.48 | 0.10709 | 0 | 32.24 | 0 | 0 | 0 | 0 | 1 | 0
18.8 | 37.6 | 7.48 | 0.10709 | 0 | 37.6 | 0 | 0 | 0 | 0 | 1 | 0
16.04 | 32.08 | 7.48 | 0.10709 | 0 | 32.08 | 0 | 0 | 0 | 0 | 1 | 0
16.4 | 32.8 | 7.48 | 0.10709 | 0 | 22.3448 | 2.9403 | 0 | 0 | 2.9403 | 0.64412 | 7.5149
16.4 | 32.8 | 7.48 | 0.10709 | 0 | 3.493 | 19.9286 | 0 | 0 | 19.9286 | 0.2 | 9.3784
16.68 | 33.36 | 7.48 | 0.10709 | 0 | 0 | 40.9341 | 7.5741 | 0 | 33.36 | 0.52229 | 0
21.88 | 43.76 | 7.48 | 0.10709 | 0 | 0 | 58.237 | 9.3784 | 5.0986 | 43.76 | 0.92137 | 0
22.04 | 44.08 | 7.48 | 0.10709 | 0 | 0 | 70.7484 | 1.848 | 24.8204 | 44.08 | 1 | 0
22.16 | 44.32 | 7.48 | 0.12502 | 0 | 0 | 81.4447 | 0 | 37.1247 | 44.32 | 1 | 0
23.96 | 47.92 | 7.48 | 0.12502 | 0 | 0 | 84.506 | 0 | 36.586 | 47.92 | 1 | 0
23.84 | 47.68 | 7.48 | 0.12502 | 0 | 0 | 85.97 | 4.9397 | 0 | 81.0303 | 1 | 4.4386
27.44 | 54.88 | 12.23 | 0.12502 | 0 | 0 | 80.0169 | 0 | 25.1369 | 54.88 | 1 | 0
27.08 | 54.16 | 12.23 | 0.12502 | 0 | 0 | 70.6515 | 0 | 16.4915 | 54.16 | 1 | 0
25.8 | 51.6 | 12.23 | 0.12502 | 0 | 0 | 54.3892 | 0 | 2.7892 | 51.6 | 1 | 0
23.56 | 47.12 | 12.23 | 0.12502 | 0 | 13.6395 | 33.4805 | 0 | 0 | 33.4805 | 1 | 0
24.0933 | 48.1867 | 7.48 | 0.12502 | 0 | 35.9778 | 12.2088 | 0 | 0 | 12.2088 | 1 | 0
23.0133 | 46.0267 | 7.48 | 0.12502 | 0 | 38.1003 | 0.4114 | 0 | 0 | 0.4114 | 0.64412 | 7.5149
18.36 | 36.72 | 7.48 | 0.12502 | 0 | 27.3416 | 0 | 0 | 0 | 0 | 0.2 | 9.3784
15.12 | 30.24 | 7.48 | 0.10709 | 0 | 30.24 | 0 | 0 | 0 | 0 | 0.2 | 0
15.64 | 31.28 | 7.48 | 0.10709 | 0 | 31.28 | 0 | 0 | 0 | 0 | 0.2 | 0
16.28 | 32.56 | 7.48 | 0.10709 | 0 | 32.56 | 0 | 0 | 0 | 0 | 0.2 | 0
11.76 | 23.52 | 7.48 | 0.10709 | 0 | 23.52 | 0 | 0 | 0 | 0 | 0.2 | 0
9.52 | 19.04 | 7.48 | 0.10709 | 0 | 19.04 | 0 | 0 | 0 | 0 | 0.2 | 0
9.52 | 19.04 | 7.48 | 0.10709 | 0 | 19.04 | 0 | 0 | 0 | 0 | 0.2 | 0
10.44 | 20.88 | 7.48 | 0.10709 | 0 | 20.88 | 0 | 0 | 0 | 0 | 0.2 | 0
12.72 | 25.44 | 7.48 | 0.10709 | 0 | 25.44 | 0 | 0 | 0 | 0 | 0.2 | 0
15.12 | 30.24 | 7.48 | 0.10709 | 0 | 30.24 | 0 | 0 | 0 | 0 | 0.2 | 0
17 | 34 | 7.48 | 0.10709 | 0 | 31.1202 | 2.8798 | 0 | 0 | 2.8798 | 0.2 | 0
23.52 | 47.04 | 7.48 | 0.10709 | 0 | 27.4018 | 19.6382 | 0 | 0 | 19.6382 | 0.2 | 0
27.16 | 54.32 | 7.48 | 0.10709 | 0 | 14.0272 | 40.2928 | 0 | 0 | 40.2928 | 0.2 | 0
28.36 | 56.72 | 7.48 | 0.10709 | 0 | 0 | 57.269 | 0.54901 | 0 | 56.72 | 0.22336 | 0
28.04 | 56.08 | 7.48 | 0.10709 | 0 | 0 | 69.3085 | 9.3784 | 3.8501 | 56.08 | 0.62244 | 0
31.92 | 63.84 | 7.48 | 0.12502 | 0 | 0 | 80.1379 | 8.873 | 7.4249 | 63.84 | 1 | 0
33.72 | 67.44 | 7.48 | 0.12502 | 0 | 0 | 86.0427 | 0 | 18.6027 | 67.44 | 1 | 0
32.24 | 64.48 | 7.48 | 0.12502 | 0 | 0 | 86.4903 | 4.9397 | 0 | 81.5506 | 1 | 4.4386
35.16 | 70.32 | 12.23 | 0.12502 | 0 | 0 | 80.5251 | 0 | 10.2051 | 70.32 | 1 | 0
34.76 | 69.52 | 12.23 | 0.12502 | 0 | 0 | 69.8409 | 0 | 0.32085 | 69.52 | 1 | 0
31.68 | 63.36 | 12.23 | 0.12502 | 0 | 9.5274 | 53.8326 | 0 | 0 | 53.8326 | 1 | 0
32.96 | 65.92 | 12.23 | 0.12502 | 0 | 32.7057 | 33.2143 | 0 | 0 | 33.2143 | 1 | 0
32.72 | 65.44 | 7.48 | 0.12502 | 0 | 53.2675 | 12.1725 | 0 | 0 | 12.1725 | 1 | 0
36.12 | 72.24 | 7.48 | 0.12502 | 0 | 64.229 | 0.4961 | 0 | 0 | 0.4961 | 0.64412 | 7.5149
33.88 | 67.76 | 7.48 | 0.12502 | 0 | 58.3816 | 0 | 0 | 0 | 0 | 0.2 | 9.3784
32.32 | 64.64 | 7.48 | 0.10709 | 0 | 64.64 | 0 | 0 | 0 | 0 | 0.2 | 0
29.16 | 58.32 | 7.48 | 0.10709 | 0 | 58.32 | 0 | 0 | 0 | 0 | 0.2 | 0
16.88 | 33.76 | 7.48 | 0.10709 | 0 | 33.76 | 0 | 0 | 0 | 0 | 0.2 | 0
10.72 | 21.44 | 7.48 | 0.10709 | 0 | 21.44 | 0 | 0 | 0 | 0 | 0.2 | 0
9.2 | 18.4 | 7.48 | 0.10709 | 0 | 18.4 | 0 | 0 | 0 | 0 | 0.2 | 0
10.08 | 20.16 | 7.48 | 0.10709 | 0 | 20.16 | 0 | 0 | 0 | 0 | 0.2 | 0
9.52 | 19.04 | 7.48 | 0.10709 | 0 | 19.04 | 0 | 0 | 0 | 0 | 0.2 | 0
12.56 | 25.12 | 7.48 | 0.10709 | 0 | 25.12 | 0 | 0 | 0 | 0 | 0.2 | 0
14 | 28 | 7.48 | 0.10709 | 0 | 28 | 0 | 0 | 0 | 0 | 0.2 | 0
14.96 | 29.92 | 7.48 | 0.10709 | 0 | 26.895 | 3.025 | 0 | 0 | 3.025 | 0.2 | 0
20.08 | 40.16 | 7.48 | 0.10709 | 0 | 20.2798 | 19.8802 | 0 | 0 | 19.8802 | 0.2 | 0
23.88 | 47.76 | 7.48 | 0.10709 | 0 | 7.1163 | 40.6437 | 0 | 0 | 40.6437 | 0.2 | 0
25.92 | 51.84 | 7.48 | 0.10709 | 0 | 0 | 57.6441 | 5.8041 | 0 | 51.84 | 0.44698 | 0
32.36 | 64.72 | 7.48 | 0.10709 | 0 | 0 | 72.2608 | 7.5408 | 0 | 64.72 | 0.76786 | 0
32.36 | 64.72 | 7.48 | 0.12502 | 0 | 0 | 80.4404 | 5.4555 | 10.2649 | 64.72 | 1 | 0
33.28 | 66.56 | 7.48 | 0.12502 | 0 | 0 | 86.3935 | 4.9397 | 0 | 81.4538 | 1 | 4.4386
37.32 | 74.64 | 7.48 | 0.12502 | 0 | 0 | 85.3167 | 0 | 10.6767 | 74.64 | 1 | 0
38.32 | 76.64 | 12.23 | 0.12502 | 0 | 0 | 80.1621 | 0 | 3.5221 | 76.64 | 1 | 0
35.24 | 70.48 | 12.23 | 0.12502 | 0 | 0.76015 | 69.7199 | 0 | 0 | 69.7199 | 1 | 0
37.96 | 75.92 | 12.23 | 0.12502 | 0 | 22.0027 | 53.9173 | 0 | 0 | 53.9173 | 1 | 0
39.2 | 78.4 | 12.23 | 0.12502 | 0 | 44.8227 | 33.5773 | 0 | 0 | 33.5773 | 1 | 0
39.08 | 78.16 | 7.48 | 0.12502 | 0 | 65.6366 | 12.5234 | 0 | 0 | 12.5234 | 1 | 0
37.32 | 74.64 | 7.48 | 0.12502 | 0 | 66.629 | 0.4961 | 0 | 0 | 0.4961 | 0.64412 | 7.5149
35 | 70 | 7.48 | 0.12502 | 0 | 60.6216 | 0 | 0 | 0 | 0 | 0.2 | 9.3784
32.76 | 65.52 | 7.48 | 0.10709 | 0 | 65.52 | 0 | 0 | 0 | 0 | 0.2 | 0
29.28 | 58.56 | 7.48 | 0.10709 | 0 | 58.56 | 0 | 0 | 0 | 0 | 0.2 | 0
17.64 | 35.28 | 7.48 | 0.10709 | 0 | 35.28 | 0 | 0 | 0 | 0 | 0.2 | 0
11.12 | 22.24 | 7.48 | 0.10709 | 0 | 22.24 | 0 | 0 | 0 | 0 | 0.2 | 0
9.52 | 19.04 | 7.48 | 0.10709 | 0 | 19.04 | 0 | 0 | 0 | 0 | 0.2 | 0
11.48 | 22.96 | 7.48 | 0.10709 | 0 | 22.96 | 0 | 0 | 0 | 0 | 0.2 | 0
9.72 | 19.44 | 7.48 | 0.10709 | 0 | 19.44 | 0 | 0 | 0 | 0 | 0.2 | 0
12.08 | 24.16 | 7.48 | 0.10709 | 0 | 24.16 | 0 | 0 | 0 | 0 | 0.2 | 0
13.44 | 26.88 | 7.48 | 0.10709 | 0 | 26.88 | 0 | 0 | 0 | 0 | 0.2 | 0
16.52 | 33.04 | 7.48 | 0.10709 | 0 | 29.531 | 3.509 | 0 | 0 | 3.509 | 0.2 | 0
24.36 | 48.72 | 7.48 | 0.10709 | 0 | 28.1864 | 20.5336 | 0 | 0 | 20.5336 | 0.2 | 0
23.88 | 47.76 | 7.48 | 0.10709 | 0 | 5.2045 | 42.5555 | 0 | 0 | 42.5555 | 0.2 | 0
25.12 | 50.24 | 7.48 | 0.10709 | 0 | 0 | 60.657 | 9.3784 | 1.0386 | 50.24 | 0.59907 | 0
28.88 | 57.76 | 7.48 | 0.10709 | 0 | 0 | 74.0637 | 9.3784 | 6.9253 | 57.76 | 0.99814 | 0
33.12 | 66.24 | 7.48 | 0.12502 | 0 | 0 | 84.5665 | 0.043676 | 18.2828 | 66.24 | 1 | 0
36.16 | 72.32 | 7.48 | 0.12502 | 0 | 0 | 87.6036 | 0 | 15.2836 | 72.32 | 1 | 0
38.88 | 77.76 | 7.48 | 0.12502 | 0 | 0 | 86.7444 | 4.9397 | 0 | 81.8047 | 1 | 4.4386
36.48 | 72.96 | 12.23 | 0.12502 | 0 | 0 | 80.8155 | 0 | 7.8555 | 72.96 | 1 | 0
34.92 | 69.84 | 12.23 | 0.12502 | 0 | 0 | 70.1554 | 0 | 0.31545 | 69.84 | 1 | 0
37.12 | 74.24 | 12.23 | 0.12502 | 0 | 20.7946 | 53.4454 | 0 | 0 | 53.4454 | 1 | 0
35.36 | 70.72 | 12.23 | 0.12502 | 0 | 36.9128 | 33.8072 | 0 | 0 | 33.8072 | 1 | 0
37.16 | 74.32 | 7.48 | 0.12502 | 0 | 61.5667 | 12.7533 | 0 | 0 | 12.7533 | 1 | 0
35.72 | 71.44 | 7.48 | 0.12502 | 0 | 63.3322 | 0.5929 | 0 | 0 | 0.5929 | 0.64412 | 7.5149
33.88 | 67.76 | 7.48 | 0.12502 | 0 | 58.3816 | 0 | 0 | 0 | 0 | 0.2 | 9.3784
33.88 | 67.76 | 7.48 | 0.10709 | 0 | 67.76 | 0 | 0 | 0 | 0 | 0.2 | 0
29.36 | 58.72 | 7.48 | 0.10709 | 0 | 58.72 | 0 | 0 | 0 | 0 | 0.2 | 0
21.48 | 42.96 | 7.48 | 0.10709 | 0 | 42.96 | 0 | 0 | 0 | 0 | 0.2 | 0
10.64 | 21.28 | 7.48 | 0.10709 | 0 | 21.28 | 0 | 0 | 0 | 0 | 0.2 | 0
8.76 | 17.52 | 7.48 | 0.10709 | 0 | 17.52 | 0 | 0 | 0 | 0 | 0.2 | 0
12.04 | 24.08 | 7.48 | 0.10709 | 0 | 24.08 | 0 | 0 | 0 | 0 | 0.2 | 0
8.44 | 16.88 | 7.48 | 0.10709 | 0 | 16.88 | 0 | 0 | 0 | 0 | 0.2 | 0
11.96 | 23.92 | 7.48 | 0.10709 | 0 | 23.92 | 0 | 0 | 0 | 0 | 0.2 | 0
13.68 | 27.36 | 7.48 | 0.10709 | 0 | 27.36 | 0 | 0 | 0 | 0 | 0.2 | 0
16.12 | 32.24 | 7.48 | 0.10709 | 0 | 28.5616 | 3.6784 | 0 | 0 | 3.6784 | 0.2 | 0
23.4 | 46.8 | 7.48 | 0.10709 | 0 | 30.2957 | 16.5043 | 0 | 0 | 16.5043 | 0.2 | 0
23.64 | 47.28 | 7.48 | 0.10709 | 0 | 5.4747 | 41.8053 | 0 | 0 | 41.8053 | 0.2 | 0
25.72 | 51.44 | 7.48 | 0.10709 | 0 | 0 | 58.479 | 7.039 | 0 | 51.44 | 0.49953 | 0
29.88 | 59.76 | 7.48 | 0.10709 | 0 | 0 | 72.7691 | 9.3784 | 3.6307 | 59.76 | 0.8986 | 0
35.6933 | 71.3867 | 7.48 | 0.12502 | 0 | 0 | 80.4404 | 2.383 | 6.6707 | 71.3867 | 1 | 0
33.4933 | 66.9867 | 7.48 | 0.12502 | 0 | 0 | 86.1395 | 0 | 19.1528 | 66.9867 | 1 | 0
34 | 68 | 7.48 | 0.12502 | 0 | 0 | 85.0384 | 0 | 17.0384 | 68 | 1 | 0
25.68 | 51.36 | 12.23 | 0.12502 | 0 | 0 | 71.4259 | 4.9397 | 0 | 66.4862 | 1 | 4.4386
24.88 | 49.76 | 12.23 | 0.12502 | 0 | 0 | 63.5247 | 0 | 13.7647 | 49.76 | 1 | 0
24.44 | 48.88 | 12.23 | 0.12502 | 0 | 0 | 52.8404 | 0 | 3.9604 | 48.88 | 1 | 0
23.68 | 47.36 | 12.23 | 0.12502 | 0 | 18.1023 | 29.2577 | 0 | 0 | 29.2577 | 1 | 0
24.32 | 48.64 | 7.48 | 0.12502 | 0 | 38.5124 | 10.1276 | 0 | 0 | 10.1276 | 1 | 0
24.76 | 49.52 | 7.48 | 0.12502 | 0 | 41.6905 | 0.3146 | 0 | 0 | 0.3146 | 0.64412 | 7.5149
23.8 | 47.6 | 7.48 | 0.12502 | 0 | 38.2216 | 0 | 0 | 0 | 0 | 0.2 | 9.3784
23.88 | 47.76 | 7.48 | 0.10709 | 0 | 47.76 | 0 | 0 | 0 | 0 | 0.2 | 0
23.68 | 47.36 | 7.48 | 0.10709 | 0 | 47.36 | 0 | 0 | 0 | 0 | 0.2 | 0
18.24 | 36.48 | 7.48 | 0.10709 | 0 | 36.48 | 0 | 0 | 0 | 0 | 0.2 | 0
10.76 | 21.52 | 7.48 | 0.10709 | 0 | 21.52 | 0 | 0 | 0 | 0 | 0.2 | 0
9.08 | 18.16 | 7.48 | 0.10709 | 0 | 18.16 | 0 | 0 | 0 | 0 | 0.2 | 0
9.84 | 19.68 | 7.48 | 0.10709 | 0 | 19.68 | 0 | 0 | 0 | 0 | 0.2 | 0
11.36 | 22.72 | 7.48 | 0.10709 | 0 | 22.72 | 0 | 0 | 0 | 0 | 0.2 | 0
13.6 | 27.2 | 7.48 | 0.10709 | 0 | 27.2 | 0 | 0 | 0 | 0 | 0.2 | 0
15.4 | 30.8 | 7.48 | 0.10709 | 0 | 30.8 | 0 | 0 | 0 | 0 | 0.2 | 0
17.6 | 35.2 | 7.48 | 0.10709 | 0 | 35.1758 | 0.0242 | 0 | 0 | 0.0242 | 0.2 | 0
24.64 | 49.28 | 7.48 | 0.10709 | 0 | 48.0821 | 1.1979 | 0 | 0 | 1.1979 | 0.2 | 0
24.92 | 49.84 | 7.48 | 0.10709 | 0 | 23.1233 | 26.7167 | 0 | 0 | 26.7167 | 0.2 | 0
27.28 | 54.56 | 7.48 | 0.10709 | 0 | 51.535 | 3.025 | 0 | 0 | 3.025 | 0.2 | 0
29.96 | 59.92 | 7.48 | 0.10709 | 0 | 44.6741 | 15.2459 | 0 | 0 | 15.2459 | 0.2 | 0
33.12 | 66.24 | 7.48 | 0.10709 | 0 | 25.8262 | 40.4138 | 0 | 0 | 40.4138 | 0.2 | 0
32.76 | 65.52 | 7.48 | 0.10709 | 0 | 28.7241 | 36.7959 | 0 | 0 | 36.7959 | 0.2 | 0
30.96 | 61.92 | 7.48 | 0.10709 | 0 | 14.0889 | 47.8311 | 0 | 0 | 47.8311 | 0.2 | 0
27.32 | 54.64 | 7.48 | 0.10709 | 0 | 0 | 72.7811 | 9.3784 | 8.7628 | 54.64 | 0.59907 | 0
27.44 | 54.88 | 7.48 | 0.10709 | 0 | 0 | 62.4236 | 7.5436 | 0 | 54.88 | 0.92007 | 0
29.76 | 59.52 | 7.48 | 0.10709 | 0 | 5.4817 | 54.0383 | 0 | 0 | 54.0383 | 0.92007 | 0
25.88 | 51.76 | 7.48 | 0.10709 | 0 | 17.8923 | 33.8677 | 0 | 0 | 33.8677 | 0.92007 | 0
26.24 | 52.48 | 7.48 | 0.10709 | 0 | 44.5666 | 7.9134 | 0 | 0 | 7.9134 | 0.92007 | 0
25.72 | 51.44 | 7.48 | 0.10709 | 0 | 50.5809 | 0.8591 | 0 | 0 | 0.8591 | 0.92007 | 0
25.92 | 51.84 | 7.48 | 0.10709 | 0 | 51.84 | 0 | 0 | 0 | 0 | 0.92007 | 0
26.08 | 52.16 | 7.48 | 0.10709 | 0 | 52.16 | 0 | 0 | 0 | 0 | 0.92007 | 0
23.48 | 46.96 | 7.48 | 0.10709 | 0 | 46.96 | 0 | 0 | 0 | 0 | 0.92007 | 0
20.24 | 40.48 | 7.48 | 0.10709 | 0 | 40.48 | 0 | 0 | 0 | 0 | 0.92007 | 0
11.56 | 23.12 | 7.48 | 0.10709 | 0 | 23.12 | 0 | 0 | 0 | 0 | 0.92007 | 0
9.88 | 19.76 | 7.48 | 0.10709 | 0 | 19.76 | 0 | 0 | 0 | 0 | 0.92007 | 0
9.56 | 19.12 | 7.48 | 0.10709 | 0 | 19.12 | 0 | 0 | 0 | 0 | 0.92007 | 0
11.8133 | 23.6267 | 7.48 | 0.10709 | 0 | 23.6267 | 0 | 0 | 0 | 0 | 0.92007 | 0
14.1867 | 28.3733 | 7.48 | 0.10709 | 0 | 28.3733 | 0 | 0 | 0 | 0 | 0.92007 | 0
15.92 | 31.84 | 7.48 | 0.10709 | 0 | 31.84 | 0 | 0 | 0 | 0 | 0.92007 | 0
16.72 | 33.44 | 7.48 | 0.10709 | 0 | 29.2534 | 4.1866 | 0 | 0 | 4.1866 | 0.92007 | 0
17.36 | 34.72 | 7.48 | 0.10709 | 0 | 29.7227 | 4.9973 | 0 | 0 | 4.9973 | 0.92007 | 0
21.84 | 43.68 | 7.48 | 0.10709 | 0 | 30.9025 | 12.7775 | 0 | 0 | 12.7775 | 0.92007 | 0
22.32 | 44.64 | 7.48 | 0.10709 | 0 | 21.3355 | 23.3045 | 0 | 0 | 23.3045 | 0.92007 | 0
23.84 | 47.68 | 7.48 | 0.10709 | 0 | 15.3662 | 26.4868 | 0 | 0 | 26.4868 | 0.64412 | 5.827
23.4 | 46.8 | 7.48 | 0.10709 | 0 | 9.0231 | 28.3986 | 0 | 0 | 28.3986 | 0.2 | 9.3784
23.64 | 47.28 | 7.48 | 0.10709 | 0 | 0 | 67.433 | 9.3784 | 10.7746 | 47.28 | 0.59907 | 0
22.52 | 45.04 | 7.48 | 0.10709 | 0 | 0 | 90.6528 | 9.3784 | 36.2344 | 45.04 | 0.99814 | 0
23.304 | 46.608 | 7.48 | 0.10709 | 0 | 0 | 84.6875 | 0.043676 | 38.0358 | 46.608 | 1 | 0
22.176 | 44.352 | 7.48 | 0.10709 | 0 | 0 | 73.5192 | 0 | 29.1672 | 44.352 | 1 | 0
22.72 | 45.44 | 7.48 | 0.10709 | 0 | 0 | 56.9907 | 0 | 11.5507 | 45.44 | 1 | 0
24.08 | 48.16 | 7.48 | 0.10709 | 0 | 12.4773 | 35.6827 | 0 | 0 | 35.6827 | 1 | 0
24.24 | 48.48 | 7.48 | 0.10709 | 0 | 34.6619 | 13.8181 | 0 | 0 | 13.8181 | 1 | 0
22.8343 | 45.6686 | 7.48 | 0.10709 | 0 | 44.6764 | 0.9922 | 0 | 0 | 0.9922 | 1 | 0
19.2 | 38.4 | 7.48 | 0.10709 | 0 | 38.4 | 0 | 0 | 0 | 0 | 1 | 0
16.1657 | 32.3314 | 7.48 | 0.10709 | 0 | 32.3314 | 0 | 0 | 0 | 0 | 1 | 0
17 | 34 | 7.48 | 0.10709 | 0 | 34 | 0 | 0 | 0 | 0 | 1 | 0
16.6 | 33.2 | 7.48 | 0.10709 | 0 | 33.2 | 0 | 0 | 0 | 0 | 1 | 0
13.4 | 26.8 | 7.48 | 0.10709 | 0 | 26.8 | 0 | 0 | 0 | 0 | 1 | 0
13.2533 | 26.5067 | 7.48 | 0.10709 | 0 | 26.5067 | 0 | 0 | 0 | 0 | 1 | 0
10.0667 | 20.1333 | 7.48 | 0.10709 | 0 | 20.1333 | 0 | 0 | 0 | 0 | 1 | 0
12.12 | 24.24 | 7.48 | 0.10709 | 0 | 24.24 | 0 | 0 | 0 | 0 | 1 | 0
13.76 | 27.52 | 7.48 | 0.10709 | 0 | 27.52 | 0 | 0 | 0 | 0 | 1 | 0
15.4 | 30.8 | 7.48 | 0.10709 | 0 | 30.8 | 0 | 0 | 0 | 0 | 1 | 0
16 | 32 | 7.48 | 0.10709 | 0 | 30.8868 | 1.1132 | 0 | 0 | 1.1132 | 1 | 0
16.64 | 33.28 | 7.48 | 0.10709 | 0 | 26.504 | 6.776 | 0 | 0 | 6.776 | 1 | 0
16 | 32 | 7.48 | 0.10709 | 0 | 13.7536 | 12.1604 | 0 | 0 | 12.1604 | 0.7118 | 6.0859
21.04 | 42.08 | 7.48 | 0.10709 | 0 | 8.4655 | 24.2362 | 0 | 0 | 24.2362 | 0.26767 | 9.3784
21.72 | 43.44 | 7.48 | 0.10709 | 0 | 0 | 42.011 | 0 | 0 | 42.011 | 0.2 | 1.429
21.8666 | 43.7333 | 7.48 | 0.12502 | 0 | 0 | 87.0228 | 9.3784 | 33.9111 | 43.7333 | 0.59907 | 0
22.2933 | 44.5866 | 7.48 | 0.12502 | 0 | 0 | 89.8058 | 9.3784 | 35.8408 | 44.5866 | 0.99814 | 0
22.28 | 44.56 | 7.48 | 0.12502 | 0 | 0 | 90.0357 | 0.043676 | 45.432 | 44.56 | 1 | 0
22.2 | 44.4 | 12.23 | 0.12502 | 0 | 0 | 84.5302 | 0 | 40.1302 | 44.4 | 1 | 0
22.6 | 45.2 | 12.23 | 0.12502 | 0 | 0 | 73.132 | 0 | 27.932 | 45.2 | 1 | 0
22.8 | 45.6 | 12.23 | 0.12502 | 0 | 0 | 56.7124 | 0 | 11.1124 | 45.6 | 1 | 0
22.84 | 45.68 | 12.23 | 0.12502 | 0 | 10.203 | 35.477 | 0 | 0 | 35.477 | 1 | 0
21.8 | 43.6 | 7.48 | 0.12502 | 0 | 29.7456 | 13.8544 | 0 | 0 | 13.8544 | 1 | 0
16.12 | 32.24 | 7.48 | 0.12502 | 0 | 23.1521 | 1.573 | 0 | 0 | 1.573 | 0.64412 | 7.5149
14.6 | 29.2 | 7.48 | 0.12502 | 0 | 19.8216 | 0 | 0 | 0 | 0 | 0.2 | 9.3784
15.04 | 30.08 | 7.48 | 0.10709 | 0 | 30.08 | 0 | 0 | 0 | 0 | 0.2 | 0
16.24 | 32.48 | 7.48 | 0.10709 | 0 | 32.48 | 0 | 0 | 0 | 0 | 0.2 | 0
17 | 34 | 7.48 | 0.10709 | 0 | 34 | 0 | 0 | 0 | 0 | 0.2 | 0
11.48 | 22.96 | 7.48 | 0.10709 | 0 | 22.96 | 0 | 0 | 0 | 0 | 0.2 | 0
8.96 | 17.92 | 7.48 | 0.10709 | 0 | 17.92 | 0 | 0 | 0 | 0 | 0.2 | 0
10.36 | 20.72 | 7.48 | 0.10709 | 0 | 20.72 | 0 | 0 | 0 | 0 | 0.2 | 0
12.84 | 25.68 | 7.48 | 0.10709 | 0 | 25.68 | 0 | 0 | 0 | 0 | 0.2 | 0
13.64 | 27.28 | 7.48 | 0.10709 | 0 | 27.28 | 0 | 0 | 0 | 0 | 0.2 | 0
15.36 | 30.72 | 7.48 | 0.10709 | 0 | 30.72 | 0 | 0 | 0 | 0 | 0.2 | 0
16.32 | 32.64 | 7.48 | 0.10709 | 0 | 28.9616 | 3.6784 | 0 | 0 | 3.6784 | 0.2 | 0
23.76 | 47.52 | 7.48 | 0.10709 | 0 | 30.5317 | 16.9883 | 0 | 0 | 16.9883 | 0.2 | 0
23.88 | 47.76 | 7.48 | 0.10709 | 0 | 13.5293 | 34.2307 | 0 | 0 | 34.2307 | 0.2 | 0
27.93 | 55.86 | 7.48 | 0.10709 | 0 | 4.3506 | 51.5094 | 0 | 0 | 51.5094 | 0.2 | 0
32.17 | 64.34 | 7.48 | 0.10709 | 0 | 0.21032 | 64.1297 | 0 | 0 | 64.1297 | 0.2 | 0
30.8 | 61.6 | 7.48 | 0.12502 | 0 | 0 | 72.7811 | 9.3784 | 1.8028 | 61.6 | 0.59907 | 0
32.92 | 65.84 | 7.48 | 0.12502 | 0 | 0 | 83.3444 | 9.3784 | 8.126 | 65.84 | 0.99814 | 0
28.56 | 57.12 | 7.48 | 0.12502 | 0 | 0 | 80.2589 | 0.043676 | 23.0952 | 57.12 | 1 | 0
27.68 | 55.36 | 12.23 | 0.12502 | 0 | 0 | 73.5434 | 0 | 18.1834 | 55.36 | 1 | 0
26.52 | 53.04 | 12.23 | 0.12502 | 0 | 0 | 62.9923 | 0 | 9.9523 | 53.04 | 1 | 0
25.16 | 50.32 | 12.23 | 0.12502 | 0 | 0 | 50.8076 | 0 | 0.48765 | 50.32 | 1 | 0
25.88 | 51.76 | 12.23 | 0.12502 | 0 | 16.9606 | 34.7994 | 0 | 0 | 34.7994 | 1 | 0
26.32 | 52.64 | 7.48 | 0.12502 | 0 | 41.0241 | 11.6159 | 0 | 0 | 11.6159 | 1 | 0
25.08 | 50.16 | 7.48 | 0.12502 | 0 | 41.8102 | 0.8349 | 0 | 0 | 0.8349 | 0.64412 | 7.5149
25.56 | 51.12 | 7.48 | 0.12502 | 0 | 41.7416 | 0 | 0 | 0 | 0 | 0.2 | 9.3784
26.4 | 52.8 | 7.48 | 0.10709 | 0 | 52.8 | 0 | 0 | 0 | 0 | 0.2 | 0
24.52 | 49.04 | 7.48 | 0.10709 | 0 | 49.04 | 0 | 0 | 0 | 0 | 0.2 | 0
18.76 | 37.52 | 7.48 | 0.10709 | 0 | 37.52 | 0 | 0 | 0 | 0 | 0.2 | 0
12.96 | 25.92 | 7.48 | 0.10709 | 0 | 25.92 | 0 | 0 | 0 | 0 | 0.2 | 0
10.96 | 21.92 | 7.48 | 0.10709 | 0 | 21.92 | 0 | 0 | 0 | 0 | 0.2 | 0
12.04 | 24.08 | 7.48 | 0.10709 | 0 | 24.08 | 0 | 0 | 0 | 0 | 0.2 | 0
14.2 | 28.4 | 7.48 | 0.10709 | 0 | 28.4 | 0 | 0 | 0 | 0 | 0.2 | 0
13 | 26 | 7.48 | 0.10709 | 0 | 26 | 0 | 0 | 0 | 0 | 0.2 | 0
14.72 | 29.44 | 7.48 | 0.10709 | 0 | 29.44 | 0 | 0 | 0 | 0 | 0.2 | 0
17.16 | 34.32 | 7.48 | 0.10709 | 0 | 30.7142 | 3.6058 | 0 | 0 | 3.6058 | 0.2 | 0
24.68 | 49.36 | 7.48 | 0.10709 | 0 | 28.8143 | 20.5457 | 0 | 0 | 20.5457 | 0.2 | 0
23.44 | 46.88 | 7.48 | 0.10709 | 0 | 5.2441 | 41.6359 | 0 | 0 | 41.6359 | 0.2 | 0
24.72 | 49.44 | 7.48 | 0.10709 | 0 | 0 | 60.5239 | 9.3784 | 1.7055 | 49.44 | 0.59907 | 0
26.88 | 53.76 | 7.48 | 0.10709 | 0 | 0 | 74.9955 | 9.3784 | 11.8571 | 53.76 | 0.99814 | 0
30.24 | 60.48 | 7.48 | 0.12502 | 0 | 0 | 83.9736 | 0.043676 | 23.4499 | 60.48 | 1 | 0
30.8 | 61.6 | 7.48 | 0.12502 | 0 | 0 | 87.5915 | 0 | 25.9915 | 61.6 | 1 | 0
28.4 | 56.8 | 7.48 | 0.12502 | 0 | 0 | 87.7246 | 0 | 30.9246 | 56.8 | 1 | 0
27 | 54 | 12.23 | 0.12502 | 0 | 0 | 82.1828 | 0 | 28.1828 | 54 | 1 | 0
26.8 | 53.6 | 12.23 | 0.12502 | 0 | 0 | 71.4017 | 0 | 17.8017 | 53.6 | 1 | 0
27.52 | 55.04 | 12.23 | 0.12502 | 0 | 0.17887 | 54.8611 | 0 | 0 | 54.8611 | 1 | 0
26.56 | 53.12 | 12.23 | 0.12502 | 0 | 18.1754 | 34.9446 | 0 | 0 | 34.9446 | 1 | 0
24.64 | 49.28 | 7.48 | 0.12502 | 0 | 35.9822 | 13.2978 | 0 | 0 | 13.2978 | 1 | 0
24.8 | 49.6 | 7.48 | 0.12502 | 0 | 41.1655 | 0.9196 | 0 | 0 | 0.9196 | 0.64412 | 7.5149
24.8 | 49.6 | 7.48 | 0.12502 | 0 | 40.2216 | 0 | 0 | 0 | 0 | 0.2 | 9.3784
25.12 | 50.24 | 7.48 | 0.10709 | 0 | 50.24 | 0 | 0 | 0 | 0 | 0.2 | 0
18.44 | 36.88 | 7.48 | 0.10709 | 0 | 36.88 | 0 | 0 | 0 | 0 | 0.2 | 0
17.32 | 34.64 | 7.48 | 0.10709 | 0 | 34.64 | 0 | 0 | 0 | 0 | 0.2 | 0
11.64 | 23.28 | 7.48 | 0.10709 | 0 | 23.28 | 0 | 0 | 0 | 0 | 0.2 | 0
9.72 | 19.44 | 7.48 | 0.10709 | 0 | 19.44 | 0 | 0 | 0 | 0 | 0.2 | 0
10.8 | 21.6 | 7.48 | 0.10709 | 0 | 21.6 | 0 | 0 | 0 | 0 | 0.2 | 0
12.16 | 24.32 | 7.48 | 0.10709 | 0 | 24.32 | 0 | 0 | 0 | 0 | 0.2 | 0
13.76 | 27.52 | 7.48 | 0.10709 | 0 | 27.52 | 0 | 0 | 0 | 0 | 0.2 | 0
14.72 | 29.44 | 7.48 | 0.10709 | 0 | 29.44 | 0 | 0 | 0 | 0 | 0.2 | 0
17.44 | 34.88 | 7.48 | 0.10709 | 0 | 30.9233 | 3.9567 | 0 | 0 | 3.9567 | 0.2 | 0
24.72 | 49.44 | 7.48 | 0.10709 | 0 | 39.9778 | 9.4621 | 0 | 0 | 9.4621 | 0.2 | 0
25.36 | 50.72 | 7.48 | 0.10709 | 0 | 32.4249 | 18.2951 | 0 | 0 | 18.2951 | 0.2 | 0
25.56 | 51.12 | 7.48 | 0.10709 | 0 | 7.2577 | 43.8623 | 0 | 0 | 43.8623 | 0.2 | 0
28.44 | 56.88 | 7.48 | 0.10709 | 0 | 0 | 74.0879 | 9.3784 | 7.8296 | 56.88 | 0.59907 | 0
31.52 | 63.04 | 7.48 | 0.12502 | 0 | 0 | 83.538 | 9.3784 | 11.1196 | 63.04 | 0.99814 | 0
30.64 | 61.28 | 7.48 | 0.12502 | 0 | 0 | 86.8413 | 0.043676 | 25.5176 | 61.28 | 1 | 0
26.64 | 53.28 | 7.48 | 0.12502 | 0 | 0 | 87.1317 | 0 | 33.8517 | 53.28 | 1 | 0
26.88 | 53.76 | 12.23 | 0.12502 | 0 | 0 | 81.5778 | 0 | 27.8178 | 53.76 | 1 | 0
25.56 | 51.12 | 12.23 | 0.12502 | 0 | 0 | 70.5547 | 0 | 19.4347 | 51.12 | 1 | 0
24.8 | 49.6 | 12.23 | 0.12502 | 0 | 0 | 54.607 | 0 | 5.007 | 49.6 | 1 | 0
25.12 | 50.24 | 12.23 | 0.12502 | 0 | 15.7673 | 34.4727 | 0 | 0 | 34.4727 | 1 | 0
25.96 | 51.92 | 7.48 | 0.12502 | 0 | 38.235 | 13.685 | 0 | 0 | 13.685 | 1 | 0
24.72 | 49.44 | 7.48 | 0.12502 | 0 | 40.7514 | 1.1737 | 0 | 0 | 1.1737 | 0.64412 | 7.5149
24.4 | 48.8 | 7.48 | 0.12502 | 0 | 39.4216 | 0 | 0 | 0 | 0 | 0.2 | 9.3784
24.84 | 49.68 | 7.48 | 0.10709 | 9.3784 | 49.68 | 0 | 0 | 0 | 0 | 0.59907 | 0
22.76 | 45.52 | 7.48 | 0.10709 | 9.3784 | 45.52 | 0 | 0 | 0 | 0 | 0.99814 | 0
19.56 | 39.12 | 7.48 | 0.10709 | 0.043676 | 39.12 | 0 | 0 | 0 | 0 | 1 | 0
13.16 | 26.32 | 7.48 | 0.10709 | 0 | 26.32 | 0 | 0 | 0 | 0 | 1 | 0
11.52 | 23.04 | 7.48 | 0.10709 | 0 | 23.04 | 0 | 0 | 0 | 0 | 1 | 0
10.68 | 21.36 | 7.48 | 0.10709 | 0 | 21.36 | 0 | 0 | 0 | 0 | 1 | 0
12.04 | 24.08 | 7.48 | 0.10709 | 0 | 24.08 | 0 | 0 | 0 | 0 | 1 | 0
14.28 | 28.56 | 7.48 | 0.10709 | 0 | 28.56 | 0 | 0 | 0 | 0 | 1 | 0
15.92 | 31.84 | 7.48 | 0.10709 | 0 | 31.84 | 0 | 0 | 0 | 0 | 1 | 0
18.04 | 36.08 | 7.48 | 0.10709 | 0 | 31.4094 | 4.6706 | 0 | 0 | 4.6706 | 1 | 0
25.08 | 50.16 | 7.48 | 0.10709 | 0 | 42.6701 | 7.4899 | 0 | 0 | 7.4899 | 1 | 0
24.4533 | 48.9067 | 7.48 | 0.10709 | 0 | 33.3824 | 15.5242 | 0 | 0 | 15.5242 | 1 | 0
25.6667 | 51.3333 | 7.48 | 0.10709 | 0 | 32.2638 | 19.0695 | 0 | 0 | 19.0695 | 1 | 0
27.4 | 54.8 | 7.48 | 0.10709 | 0 | 37.7391 | 17.0609 | 0 | 0 | 17.0609 | 1 | 0
32.8 | 65.6 | 7.48 | 0.12502 | 0 | 48.3196 | 14.9918 | 0 | 0 | 14.9918 | 0.89162 | 2.2886
34.96 | 69.92 | 7.48 | 0.12502 | 0 | 13.1341 | 47.4076 | 0 | 0 | 47.4076 | 0.4475 | 9.3784
35.24 | 70.48 | 7.48 | 0.12502 | 0 | 0 | 69.1754 | 0 | 0 | 69.1754 | 0.38572 | 1.3047
30.32 | 60.64 | 12.23 | 0.12502 | 0 | 0 | 82.3401 | 9.3784 | 12.3217 | 60.64 | 0.78479 | 0
32.44 | 64.88 | 12.23 | 0.12502 | 0 | 0 | 69.9377 | 5.0576 | 0 | 64.88 | 1 | 0
32.56 | 65.12 | 12.23 | 0.12502 | 0 | 10.9486 | 54.1714 | 0 | 0 | 54.1714 | 1 | 0
31.56 | 63.12 | 12.23 | 0.12502 | 0 | 28.8409 | 34.2791 | 0 | 0 | 34.2791 | 1 | 0
30.96 | 61.92 | 7.48 | 0.12502 | 0 | 47.8841 | 14.0359 | 0 | 0 | 14.0359 | 1 | 0
33.48 | 66.96 | 7.48 | 0.12502 | 0 | 58.1625 | 1.2826 | 0 | 0 | 1.2826 | 0.64412 | 7.5149
30.32 | 60.64 | 7.48 | 0.12502 | 0 | 51.2616 | 0 | 0 | 0 | 0 | 0.2 | 9.3784
28.4 | 56.8 | 7.48 | 0.10709 | 0 | 56.8 | 0 | 0 | 0 | 0 | 0.2 | 0
26.64 | 53.28 | 7.48 | 0.10709 | 0 | 53.28 | 0 | 0 | 0 | 0 | 0.2 | 0
22.76 | 45.52 | 7.48 | 0.10709 | 0 | 45.52 | 0 | 0 | 0 | 0 | 0.2 | 0
11.52 | 23.04 | 7.48 | 0.10709 | 0 | 23.04 | 0 | 0 | 0 | 0 | 0.2 | 0
9.24 | 18.48 | 7.48 | 0.10709 | 0 | 18.48 | 0 | 0 | 0 | 0 | 0.2 | 0
9.4 | 18.8 | 7.48 | 0.10709 | 0 | 18.8 | 0 | 0 | 0 | 0 | 0.2 | 0
9 | 18 | 7.48 | 0.10709 | 0 | 18 | 0 | 0 | 0 | 0 | 0.2 | 0
12.2 | 24.4 | 7.48 | 0.10709 | 0 | 24.4 | 0 | 0 | 0 | 0 | 0.2 | 0
13.8 | 27.6 | 7.48 | 0.10709 | 0 | 27.6 | 0 | 0 | 0 | 0 | 0.2 | 0
17.36 | 34.72 | 7.48 | 0.10709 | 0 | 34.72 | 0 | 0 | 0 | 0 | 0.2 | 0
24.08 | 48.16 | 7.48 | 0.10709 | 0 | 42.8844 | 5.2756 | 0 | 0 | 5.2756 | 0.2 | 0
23.76 | 47.52 | 7.48 | 0.10709 | 0 | 38.6265 | 8.8935 | 0 | 0 | 8.8935 | 0.2 | 0
27.48 | 54.96 | 7.48 | 0.10709 | 0 | 43.4409 | 11.5191 | 0 | 0 | 11.5191 | 0.2 | 0
31.56 | 63.12 | 7.48 | 0.10709 | 0 | 25.3077 | 37.8123 | 0 | 0 | 37.8123 | 0.2 | 0
38.4 | 76.8 | 7.48 | 0.10709 | 0 | 49.7687 | 27.0313 | 0 | 0 | 27.0313 | 0.2 | 0
40.8 | 81.6 | 7.48 | 0.10709 | 0 | 45.1792 | 36.4208 | 0 | 0 | 36.4208 | 0.2 | 0
38.2 | 76.4 | 7.48 | 0.10709 | 0 | 2.5057 | 73.8943 | 0 | 0 | 73.8943 | 0.2 | 0
38.24 | 76.48 | 7.48 | 0.10709 | 0 | 0 | 79.9201 | 3.4401 | 0 | 76.48 | 0.34638 | 0
39.96 | 79.92 | 7.48 | 0.10709 | 0 | 12.124 | 67.796 | 0 | 0 | 67.796 | 0.34638 | 0
40.64 | 81.28 | 7.48 | 0.10709 | 0 | 28.8389 | 52.4411 | 0 | 0 | 52.4411 | 0.34638 | 0
36.68 | 73.36 | 7.48 | 0.10709 | 0 | 40.0126 | 33.3474 | 0 | 0 | 33.3474 | 0.34638 | 0
38.32 | 76.64 | 7.48 | 0.10709 | 0 | 62.7735 | 13.8665 | 0 | 0 | 13.8665 | 0.34638 | 0
37.28 | 74.56 | 7.48 | 0.10709 | 0 | 73.3016 | 1.2584 | 0 | 0 | 1.2584 | 0.34638 | 0
35.32 | 70.64 | 7.48 | 0.10709 | 0 | 70.64 | 0 | 0 | 0 | 0 | 0.34638 | 0
33.36 | 66.72 | 7.48 | 0.10709 | 0 | 66.72 | 0 | 0 | 0 | 0 | 0.34638 | 0
29.48 | 58.96 | 7.48 | 0.10709 | 0 | 58.96 | 0 | 0 | 0 | 0 | 0.34638 | 0
21.6 | 43.2 | 7.48 | 0.10709 | 0 | 43.2 | 0 | 0 | 0 | 0 | 0.34638 | 0
12.16 | 24.32 | 7.48 | 0.10709 | 0 | 24.32 | 0 | 0 | 0 | 0 | 0.34638 | 0
9.44 | 18.88 | 7.48 | 0.10709 | 0 | 18.88 | 0 | 0 | 0 | 0 | 0.34638 | 0
9.92 | 19.84 | 7.48 | 0.10709 | 0 | 19.84 | 0 | 0 | 0 | 0 | 0.34638 | 0
9.2 | 18.4 | 7.48 | 0.10709 | 0 | 18.4 | 0 | 0 | 0 | 0 | 0.34638 | 0
12.24 | 24.48 | 7.48 | 0.10709 | 0 | 24.48 | 0 | 0 | 0 | 0 | 0.34638 | 0
14.28 | 28.56 | 7.48 | 0.10709 | 0 | 28.56 | 0 | 0 | 0 | 0 | 0.34638 | 0
15.88 | 31.76 | 7.48 | 0.10709 | 0 | 27.0289 | 4.7311 | 0 | 0 | 4.7311 | 0.34638 | 0
16.36 | 32.72 | 7.48 | 0.10709 | 0 | 26.4401 | 6.2799 | 0 | 0 | 6.2799 | 0.34638 | 0
20.32 | 40.64 | 7.48 | 0.10709 | 0 | 28.1045 | 12.5355 | 0 | 0 | 12.5355 | 0.34638 | 0
20.92 | 41.84 | 7.48 | 0.10709 | 0 | 23.1456 | 18.6944 | 0 | 0 | 18.6944 | 0.34638 | 0
21.8 | 43.6 | 7.48 | 0.10709 | 0 | 14.6755 | 25.8334 | 0 | 0 | 25.8334 | 0.2 | 3.0911
22.52 | 45.04 | 7.48 | 0.10709 | 0 | 0 | 47.2382 | 2.1982 | 0 | 45.04 | 0.29354 | 0
24.08 | 48.16 | 7.48 | 0.10709 | 0 | 0 | 87.2406 | 9.3784 | 29.7022 | 48.16 | 0.69261 | 0
24.72 | 49.44 | 7.48 | 0.10709 | 0 | 0 | 85.5103 | 7.2239 | 28.8464 | 49.44 | 1 | 0
26.36 | 52.72 | 7.48 | 0.10709 | 0 | 0 | 81.2511 | 0 | 28.5311 | 52.72 | 1 | 0
27.88 | 55.76 | 7.48 | 0.10709 | 0 | 0 | 70.7967 | 0 | 15.0367 | 55.76 | 1 | 0
29.16 | 58.32 | 7.48 | 0.10709 | 0 | 2.7208 | 55.5992 | 0 | 0 | 55.5992 | 1 | 0
29.44 | 58.88 | 7.48 | 0.10709 | 0 | 23.6208 | 35.2592 | 0 | 0 | 35.2592 | 1 | 0
29.36 | 58.72 | 7.48 | 0.10709 | 0 | 44.4421 | 14.2779 | 0 | 0 | 14.2779 | 1 | 0
26.44 | 52.88 | 7.48 | 0.10709 | 0 | 51.4401 | 1.4399 | 0 | 0 | 1.4399 | 1 | 0
26.36 | 52.72 | 7.48 | 0.10709 | 0 | 52.72 | 0 | 0 | 0 | 0 | 1 | 0
26 | 52 | 7.48 | 0.10709 | 0 | 52 | 0 | 0 | 0 | 0 | 1 | 0
23.8 | 47.6 | 7.48 | 0.10709 | 0 | 47.6 | 0 | 0 | 0 | 0 | 1 | 0
20.84 | 41.68 | 7.48 | 0.10709 | 0 | 41.68 | 0 | 0 | 0 | 0 | 1 | 0
14.48 | 28.96 | 7.48 | 0.10709 | 0 | 28.96 | 0 | 0 | 0 | 0 | 1 | 0
12.6 | 25.2 | 7.48 | 0.10709 | 0 | 25.2 | 0 | 0 | 0 | 0 | 1 | 0
11.52 | 23.04 | 7.48 | 0.10709 | 0 | 23.04 | 0 | 0 | 0 | 0 | 1 | 0
9.32 | 18.64 | 7.48 | 0.10709 | 0 | 18.64 | 0 | 0 | 0 | 0 | 1 | 0
11.72 | 23.44 | 7.48 | 0.10709 | 0 | 23.44 | 0 | 0 | 0 | 0 | 1 | 0
15.64 | 31.28 | 7.48 | 0.10709 | 0 | 31.28 | 0 | 0 | 0 | 0 | 1 | 0
16.2 | 32.4 | 7.48 | 0.10709 | 0 | 31.8434 | 0.5566 | 0 | 0 | 0.5566 | 1 | 0
17.72 | 35.44 | 7.48 | 0.10709 | 0 | 31.689 | 3.751 | 0 | 0 | 3.751 | 1 | 0
15.56 | 31.12 | 7.48 | 0.10709 | 0 | 24.1988 | 6.9212 | 0 | 0 | 6.9212 | 1 | 0
20.52 | 41.04 | 7.48 | 0.10709 | 0 | 25.8788 | 15.1612 | 0 | 0 | 15.1612 | 1 | 0
24.52 | 49.04 | 7.48 | 0.10709 | 0 | 23.6664 | 25.3736 | 0 | 0 | 25.3736 | 1 | 0
27.08 | 54.16 | 7.48 | 0.12502 | 0 | 12.1444 | 33.5289 | 0 | 0 | 33.5289 | 0.5981 | 8.4867
32.8 | 65.6 | 7.48 | 0.12502 | 0 | 0 | 65.6664 | 0.066372 | 0 | 65.6 | 0.60093 | 0
38 | 76 | 7.48 | 0.12502 | 0 | 0 | 86.1637 | 9.3784 | 0.78529 | 76 | 1 | 0
41.56 | 83.12 | 12.23 | 0.12502 | 0 | 1.3002 | 81.8198 | 0 | 0 | 81.8198 | 1 | 0
43.76 | 87.52 | 12.23 | 0.12502 | 0 | 16.2393 | 71.2807 | 0 | 0 | 71.2807 | 1 | 0
45.68 | 91.36 | 12.23 | 0.12502 | 0 | 35.8213 | 55.5387 | 0 | 0 | 55.5387 | 1 | 0
42 | 84 | 12.23 | 0.12502 | 0 | 48.4504 | 35.5496 | 0 | 0 | 35.5496 | 1 | 0
41.68 | 83.36 | 7.48 | 0.12502 | 0 | 69.1668 | 14.1932 | 0 | 0 | 14.1932 | 1 | 0
36.2 | 72.4 | 7.48 | 0.12502 | 0 | 63.6025 | 1.2826 | 0 | 0 | 1.2826 | 0.64412 | 7.5149
30.56 | 61.12 | 7.48 | 0.12502 | 0 | 51.7416 | 0 | 0 | 0 | 0 | 0.2 | 9.3784
25.48 | 50.96 | 7.48 | 0.10709 | 9.3784 | 50.96 | 0 | 0 | 0 | 0 | 0.59907 | 0
24.4 | 48.8 | 7.48 | 0.10709 | 9.3784 | 48.8 | 0 | 0 | 0 | 0 | 0.99814 | 0
25.64 | 51.28 | 7.48 | 0.10709 | 0.043676 | 51.28 | 0 | 0 | 0 | 0 | 1 | 0
14.8 | 29.6 | 7.48 | 0.10709 | 0 | 29.6 | 0 | 0 | 0 | 0 | 1 | 0
9.84 | 19.68 | 7.48 | 0.10709 | 0 | 19.68 | 0 | 0 | 0 | 0 | 1 | 0
11.72 | 23.44 | 7.48 | 0.10709 | 0 | 23.44 | 0 | 0 | 0 | 0 | 1 | 0
9.96 | 19.92 | 7.48 | 0.10709 | 0 | 19.92 | 0 | 0 | 0 | 0 | 1 | 0
11.92 | 23.84 | 7.48 | 0.10709 | 0 | 23.84 | 0 | 0 | 0 | 0 | 1 | 0
14.2 | 28.4 | 7.48 | 0.10709 | 0 | 28.4 | 0 | 0 | 0 | 0 | 1 | 0
16.32 | 32.64 | 7.48 | 0.10709 | 0 | 28.5623 | 4.0777 | 0 | 0 | 4.0777 | 1 | 0
22.72 | 45.44 | 7.48 | 0.10709 | 0 | 31.2347 | 14.2053 | 0 | 0 | 14.2053 | 1 | 0
23.64 | 47.28 | 7.48 | 0.10709 | 0 | 24.3143 | 22.9657 | 0 | 0 | 22.9657 | 1 | 0
31.44 | 62.88 | 7.48 | 0.10709 | 0 | 4.1469 | 58.7331 | 0 | 0 | 58.7331 | 1 | 0
40 | 80 | 7.48 | 0.10709 | 0 | 10.2559 | 69.7441 | 0 | 0 | 69.7441 | 1 | 0
42.64 | 85.28 | 7.48 | 0.12502 | 0 | 5.4446 | 79.8354 | 0 | 0 | 79.8354 | 1 | 0
47.32 | 94.64 | 7.48 | 0.12502 | 0 | 9.3112 | 85.3288 | 0 | 0 | 85.3288 | 1 | 0
45.84 | 91.68 | 7.48 | 0.12502 | 0 | 7.3434 | 84.3366 | 0 | 0 | 84.3366 | 1 | 0
45 | 90 | 12.23 | 0.12502 | 0 | 10.6486 | 79.3514 | 0 | 0 | 79.3514 | 1 | 0
48.72 | 97.44 | 12.23 | 0.12502 | 0 | 28.4098 | 69.0302 | 0 | 0 | 69.0302 | 1 | 0
45.12 | 90.24 | 12.23 | 0.12502 | 0 | 36.4074 | 53.8326 | 0 | 0 | 53.8326 | 1 | 0
44.8 | 89.6 | 12.23 | 0.12502 | 0 | 55.1999 | 34.4001 | 0 | 0 | 34.4001 | 1 | 0
42.04 | 84.08 | 7.48 | 0.12502 | 0 | 70.0562 | 14.0238 | 0 | 0 | 14.0238 | 1 | 0
45.92 | 91.84 | 7.48 | 0.12502 | 0 | 83.6402 | 1.4036 | 0 | 0 | 1.4036 | 0.67816 | 6.7962
49.48 | 98.96 | 7.48 | 0.12502 | 0 | 89.5816 | 0 | 0 | 0 | 0 | 0.23404 | 9.3784
47.24 | 94.48 | 7.48 | 0.10709 | 0 | 93.7613 | 0 | 0 | 0 | 0 | 0.2 | 0.71872
41.12 | 82.24 | 7.48 | 0.10709 | 9.3784 | 82.24 | 0 | 0 | 0 | 0 | 0.59907 | 0
31.72 | 63.44 | 7.48 | 0.10709 | 9.3784 | 63.44 | 0 | 0 | 0 | 0 | 0.99814 | 0
14.56 | 29.12 | 7.48 | 0.10709 | 0.043676 | 29.12 | 0 | 0 | 0 | 0 | 1 | 0
9.32 | 18.64 | 7.48 | 0.10709 | 0 | 18.64 | 0 | 0 | 0 | 0 | 1 | 0
11.84 | 23.68 | 7.48 | 0.10709 | 0 | 23.68 | 0 | 0 | 0 | 0 | 1 | 0
11.72 | 23.44 | 7.48 | 0.10709 | 0 | 23.44 | 0 | 0 | 0 | 0 | 1 | 0
12.84 | 25.68 | 7.48 | 0.10709 | 0 | 25.68 | 0 | 0 | 0 | 0 | 1 | 0
14.28 | 28.56 | 7.48 | 0.10709 | 0 | 28.56 | 0 | 0 | 0 | 0 | 1 | 0
21.28 | 42.56 | 7.48 | 0.10709 | 0 | 38.3613 | 4.1987 | 0 | 0 | 4.1987 | 1 | 0
27.84 | 55.68 | 7.48 | 0.10709 | 0 | 34.614 | 21.066 | 0 | 0 | 21.066 | 1 | 0
30.4 | 60.8 | 7.48 | 0.10709 | 0 | 20.362 | 40.438 | 0 | 0 | 40.438 | 1 | 0
34.84 | 69.68 | 7.48 | 0.10709 | 0 | 12.8103 | 56.8697 | 0 | 0 | 56.8697 | 1 | 0
39.48 | 78.96 | 7.48 | 0.10709 | 0 | 7.8245 | 71.1355 | 0 | 0 | 71.1355 | 1 | 0
43.28 | 86.56 | 7.48 | 0.12502 | 0 | 1.2745 | 81.1301 | 0 | 0 | 81.1301 | 0.80322 | 4.1554
42.92 | 85.84 | 7.48 | 0.12502 | 0 | 0 | 84.8327 | 0 | 0 | 84.8327 | 0.75552 | 1.0073
39.84 | 79.68 | 7.48 | 0.12502 | 0 | 0 | 85.4256 | 5.7456 | 0 | 79.68 | 1 | 0
40.44 | 80.88 | 12.23 | 0.12502 | 0 | 1.3471 | 79.5329 | 0 | 0 | 79.5329 | 1 | 0
43.2 | 86.4 | 12.23 | 0.12502 | 0 | 17.4787 | 68.9213 | 0 | 0 | 68.9213 | 1 | 0
47.6 | 95.2 | 12.23 | 0.12502 | 0 | 41.3432 | 53.8568 | 0 | 0 | 53.8568 | 1 | 0
60.44 | 120.88 | 12.23 | 0.12502 | 0 | 77.1257 | 34.3759 | 0 | 0 | 34.3759 | 0.55588 | 9.3784
51.52 | 103.04 | 7.48 | 0.12502 | 0 | 93.7613 | 14.1327 | 4.854 | 0 | 9.2787 | 0.76243 | 0
52.16 | 104.32 | 7.48 | 0.12502 | 0 | 93.7613 | 1.5609 | 0 | 0 | 1.5609 | 0.33632 | 8.9978
48.32 | 96.64 | 7.48 | 0.12502 | 0 | 93.7613 | 0 | 0 | 0 | 0 | 0.2 | 2.8787
35.4 | 70.8 | 7.48 | 0.10709 | 0 | 70.8 | 0 | 0 | 0 | 0 | 0.2 | 0
29.92 | 59.84 | 7.48 | 0.10709 | 0 | 59.84 | 0 | 0 | 0 | 0 | 0.2 | 0
21.08 | 42.16 | 7.48 | 0.10709 | 0 | 42.16 | 0 | 0 | 0 | 0 | 0.2 | 0
11.32 | 22.64 | 7.48 | 0.10709 | 0 | 22.64 | 0 | 0 | 0 | 0 | 0.2 | 0
9.8 | 19.6 | 7.48 | 0.10709 | 0 | 19.6 | 0 | 0 | 0 | 0 | 0.2 | 0
9.72 | 19.44 | 7.48 | 0.10709 | 0 | 19.44 | 0 | 0 | 0 | 0 | 0.2 | 0
9.72 | 19.44 | 7.48 | 0.10709 | 0 | 19.44 | 0 | 0 | 0 | 0 | 0.2 | 0
12.6 | 25.2 | 7.48 | 0.10709 | 0 | 25.2 | 0 | 0 | 0 | 0 | 0.2 | 0
14.84 | 29.68 | 7.48 | 0.10709 | 0 | 29.68 | 0 | 0 | 0 | 0 | 0.2 | 0
18 | 36 | 7.48 | 0.10709 | 0 | 31.5351 | 4.4649 | 0 | 0 | 4.4649 | 0.2 | 0
23.88 | 47.76 | 7.48 | 0.10709 | 0 | 40.621 | 7.139 | 0 | 0 | 7.139 | 0.2 | 0
23.76 | 47.52 | 7.48 | 0.10709 | 0 | 32.5403 | 14.9797 | 0 | 0 | 14.9797 | 0.2 | 0
24.88 | 49.76 | 7.48 | 0.10709 | 0 | 24.9793 | 24.7807 | 0 | 0 | 24.7807 | 0.2 | 0
29.36 | 58.72 | 7.48 | 0.10709 | 0 | 14.047 | 44.673 | 0 | 0 | 44.673 | 0.2 | 0
33.08 | 66.16 | 7.48 | 0.12502 | 0 | 0 | 71.3533 | 5.1933 | 0 | 66.16 | 0.42099 | 0
30.16 | 60.32 | 7.48 | 0.12502 | 0 | 0 | 89.9026 | 9.3784 | 20.2042 | 60.32 | 0.82006 | 0
28.56 | 57.12 | 7.48 | 0.12502 | 0 | 0 | 88.7651 | 4.2287 | 27.4164 | 57.12 | 1 | 0
31.12 | 62.24 | 12.23 | 0.12502 | 0 | 0 | 81.239 | 4.9397 | 0 | 76.2993 | 1 | 4.4386
32.96 | 65.92 | 12.23 | 0.12502 | 0 | 0 | 70.9661 | 0 | 5.0461 | 65.92 | 1 | 0
33 | 66 | 12.23 | 0.12502 | 0 | 10.304 | 55.696 | 0 | 0 | 55.696 | 1 | 0
36.4 | 72.8 | 12.23 | 0.12502 | 0 | 36.8753 | 35.9247 | 0 | 0 | 35.9247 | 1 | 0
35.16 | 70.32 | 7.48 | 0.12502 | 0 | 55.425 | 14.895 | 0 | 0 | 14.895 | 1 | 0
31.16 | 62.32 | 7.48 | 0.12502 | 0 | 53.0022 | 1.8029 | 0 | 0 | 1.8029 | 0.64412 | 7.5149
28.92 | 57.84 | 7.48 | 0.12502 | 0 | 48.4616 | 0 | 0 | 0 | 0 | 0.2 | 9.3784
26.68 | 53.36 | 7.48 | 0.10709 | 0 | 53.36 | 0 | 0 | 0 | 0 | 0.2 | 0
22.56 | 45.12 | 7.48 | 0.10709 | 0 | 45.12 | 0 | 0 | 0 | 0 | 0.2 | 0
19.48 | 38.96 | 7.48 | 0.10709 | 0 | 38.96 | 0 | 0 | 0 | 0 | 0.2 | 0
11.04 | 22.08 | 7.48 | 0.10709 | 0 | 22.08 | 0 | 0 | 0 | 0 | 0.2 | 0
9.92 | 19.84 | 7.48 | 0.10709 | 0 | 19.84 | 0 | 0 | 0 | 0 | 0.2 | 0
9.76 | 19.52 | 7.48 | 0.10709 | 0 | 19.52 | 0 | 0 | 0 | 0 | 0.2 | 0
9.56 | 19.12 | 7.48 | 0.10709 | 0 | 19.12 | 0 | 0 | 0 | 0 | 0.2 | 0
12.52 | 25.04 | 7.48 | 0.10709 | 0 | 25.04 | 0 | 0 | 0 | 0 | 0.2 | 0
14.52 | 29.04 | 7.48 | 0.10709 | 0 | 29.04 | 0 | 0 | 0 | 0 | 0.2 | 0
17.2 | 34.4 | 7.48 | 0.10709 | 0 | 29.5963 | 4.8037 | 0 | 0 | 4.8037 | 0.2 | 0
24.36 | 48.72 | 7.48 | 0.10709 | 0 | 34.0428 | 14.6772 | 0 | 0 | 14.6772 | 0.2 | 0
23.12 | 46.24 | 7.48 | 0.10709 | 0 | 3.2852 | 42.9548 | 0 | 0 | 42.9548 | 0.2 | 0
24.92 | 49.84 | 7.48 | 0.10709 | 0 | 0 | 59.5075 | 9.3784 | 0.28913 | 49.84 | 0.59907 | 0
26.76 | 53.52 | 7.48 | 0.10709 | 0 | 0 | 73.9186 | 9.3784 | 11.0202 | 53.52 | 0.99814 | 0
28.2 | 56.4 | 7.48 | 0.12502 | 0 | 0 | 83.8526 | 0.043676 | 27.4089 | 56.4 | 1 | 0
29.44 | 58.88 | 7.48 | 0.12502 | 0 | 0 | 87.1074 | 4.9397 | 0 | 82.1677 | 1 | 4.4386
30.16 | 60.32 | 7.48 | 0.12502 | 0 | 0 | 87.7609 | 0 | 27.4409 | 60.32 | 1 | 0
33.4 | 66.8 | 12.23 | 0.12502 | 0 | 0 | 82.5821 | 0 | 15.7821 | 66.8 | 1 | 0
33.28 | 66.56 | 12.23 | 0.12502 | 0 | 0 | 71.9946 | 0 | 5.4346 | 66.56 | 1 | 0
37.92 | 75.84 | 12.23 | 0.12502 | 0 | 20.265 | 55.575 | 0 | 0 | 55.575 | 1 | 0
40.56 | 81.12 | 12.23 | 0.12502 | 0 | 45.6551 | 35.4649 | 0 | 0 | 35.4649 | 1 | 0
40.88 | 81.76 | 7.48 | 0.12502 | 0 | 66.9618 | 14.7982 | 0 | 0 | 14.7982 | 1 | 0
40.48 | 80.96 | 7.48 | 0.12502 | 0 | 71.8721 | 1.573 | 0 | 0 | 1.573 | 0.64412 | 7.5149
39.88 | 79.76 | 7.48 | 0.12502 | 0 | 70.3816 | 0 | 0 | 0 | 0 | 0.2 | 9.3784
36.36 | 72.72 | 7.48 | 0.10709 | 9.3784 | 72.72 | 0 | 0 | 0 | 0 | 0.59907 | 0
28.28 | 56.56 | 7.48 | 0.10709 | 6.5321 | 56.56 | 0 | 0 | 0 | 0 | 0.87703 | 0
18.28 | 36.56 | 7.48 | 0.10709 | 0 | 36.56 | 0 | 0 | 0 | 0 | 0.87703 | 0
11.44 | 22.88 | 7.48 | 0.10709 | 0 | 22.88 | 0 | 0 | 0 | 0 | 0.87703 | 0
11.12 | 22.24 | 7.48 | 0.10709 | 0 | 22.24 | 0 | 0 | 0 | 0 | 0.87703 | 0
8.84 | 17.68 | 7.48 | 0.10709 | 0 | 17.68 | 0 | 0 | 0 | 0 | 0.87703 | 0
8.24 | 16.48 | 7.48 | 0.10709 | 0 | 16.48 | 0 | 0 | 0 | 0 | 0.87703 | 0
10.76 | 21.52 | 7.48 | 0.10709 | 0 | 21.52 | 0 | 0 | 0 | 0 | 0.87703 | 0
13.32 | 26.64 | 7.48 | 0.10709 | 0 | 26.64 | 0 | 0 | 0 | 0 | 0.87703 | 0
16.36 | 32.72 | 7.48 | 0.10709 | 0 | 28.001 | 4.719 | 0 | 0 | 4.719 | 0.87703 | 0
22.2 | 44.4 | 7.48 | 0.10709 | 0 | 34.478 | 9.922 | 0 | 0 | 9.922 | 0.87703 | 0
23.36 | 46.72 | 7.48 | 0.10709 | 0 | 31.9702 | 14.7498 | 0 | 0 | 14.7498 | 0.87703 | 0
27.44 | 54.88 | 7.48 | 0.10709 | 0 | 38.3031 | 16.5769 | 0 | 0 | 16.5769 | 0.87703 | 0
33.68 | 67.36 | 7.48 | 0.10709 | 0 | 37.4005 | 29.9595 | 0 | 0 | 29.9595 | 0.87703 | 0
41.96 | 83.92 | 7.48 | 0.10709 | 0 | 55.7513 | 28.1687 | 0 | 0 | 28.1687 | 0.87703 | 0
47 | 94 | 7.48 | 0.10709 | 0 | 60.6889 | 33.3111 | 0 | 0 | 33.3111 | 0.87703 | 0
40.16 | 80.32 | 7.48 | 0.10709 | 0 | 48.4125 | 31.9075 | 0 | 0 | 31.9075 | 0.87703 | 0
34.44 | 68.88 | 7.48 | 0.10709 | 0 | 22.4525 | 46.4275 | 0 | 0 | 46.4275 | 0.87703 | 0
35.96 | 71.92 | 7.48 | 0.10709 | 0 | 11.2388 | 60.6812 | 0 | 0 | 60.6812 | 0.87703 | 0
36.32 | 72.64 | 7.48 | 0.10709 | 0 | 15.4678 | 57.1722 | 0 | 0 | 57.1722 | 0.87703 | 0
35.52 | 71.04 | 7.48 | 0.10709 | 0 | 49.4295 | 21.6105 | 0 | 0 | 21.6105 | 0.87703 | 0
32.64 | 65.28 | 7.48 | 0.10709 | 0 | 61.045 | 4.235 | 0 | 0 | 4.235 | 0.87703 | 0
32.28 | 64.56 | 7.48 | 0.10709 | 0 | 62.624 | 1.936 | 0 | 0 | 1.936 | 0.87703 | 0
30.04 | 60.08 | 7.48 | 0.10709 | 0 | 60.08 | 0 | 0 | 0 | 0 | 0.87703 | 0
28.56 | 57.12 | 7.48 | 0.10709 | 0 | 57.12 | 0 | 0 | 0 | 0 | 0.87703 | 0
24.92 | 49.84 | 7.48 | 0.10709 | 0 | 49.84 | 0 | 0 | 0 | 0 | 0.87703 | 0
19 | 38 | 7.48 | 0.10709 | 0 | 38 | 0 | 0 | 0 | 0 | 0.87703 | 0
11.2 | 22.4 | 7.48 | 0.10709 | 0 | 22.4 | 0 | 0 | 0 | 0 | 0.87703 | 0
14.12 | 28.24 | 7.48 | 0.10709 | 0 | 28.24 | 0 | 0 | 0 | 0 | 0.87703 | 0
10.24 | 20.48 | 7.48 | 0.10709 | 0 | 20.48 | 0 | 0 | 0 | 0 | 0.87703 | 0
9.84 | 19.68 | 7.48 | 0.10709 | 0 | 19.68 | 0 | 0 | 0 | 0 | 0.87703 | 0
11.16 | 22.32 | 7.48 | 0.10709 | 0 | 22.32 | 0 | 0 | 0 | 0 | 0.87703 | 0
11.76 | 23.52 | 7.48 | 0.10709 | 0 | 23.52 | 0 | 0 | 0 | 0 | 0.87703 | 0
13.48 | 26.96 | 7.48 | 0.10709 | 0 | 21.7449 | 5.2151 | 0 | 0 | 5.2151 | 0.87703 | 0
16.8 | 33.6 | 7.48 | 0.10709 | 0 | 30.0063 | 3.5937 | 0 | 0 | 3.5937 | 0.87703 | 0
20.24 | 40.48 | 7.48 | 0.10709 | 0 | 33.5225 | 6.9575 | 0 | 0 | 6.9575 | 0.87703 | 0
22.6 | 45.2 | 7.48 | 0.10709 | 0 | 31.2004 | 13.9996 | 0 | 0 | 13.9996 | 0.87703 | 0
25.48 | 50.96 | 7.48 | 0.10709 | 0 | 33.3425 | 17.6175 | 0 | 0 | 17.6175 | 0.87703 | 0
28.56 | 57.12 | 7.48 | 0.10709 | 0 | 39.7687 | 17.3513 | 0 | 0 | 17.3513 | 0.87703 | 0
31.56 | 63.12 | 7.48 | 0.10709 | 0 | 46.0954 | 17.0246 | 0 | 0 | 17.0246 | 0.87703 | 0
33.32 | 66.64 | 7.48 | 0.10709 | 0 | 45.7313 | 20.9087 | 0 | 0 | 20.9087 | 0.87703 | 0
33.28 | 66.56 | 7.48 | 0.10709 | 0 | 19.9268 | 46.6332 | 0 | 0 | 46.6332 | 0.87703 | 0
34.32 | 68.64 | 7.48 | 0.10709 | 0 | 38.0514 | 30.5886 | 0 | 0 | 30.5886 | 0.87703 | 0
35.8 | 71.6 | 7.48 | 0.10709 | 0 | 40.8541 | 30.7459 | 0 | 0 | 30.7459 | 0.87703 | 0
38.6 | 77.2 | 7.48 | 0.10709 | 0 | 68.488 | 8.712 | 0 | 0 | 8.712 | 0.87703 | 0
38.16 | 76.32 | 7.48 | 0.10709 | 0 | 69.7981 | 6.5219 | 0 | 0 | 6.5219 | 0.87703 | 0
34.6 | 69.2 | 7.48 | 0.10709 | 0 | 67.2277 | 1.9723 | 0 | 0 | 1.9723 | 0.87703 | 0
33.16 | 66.32 | 7.48 | 0.10709 | 0 | 66.32 | 0 | 0 | 0 | 0 | 0.87703 | 0
31.04 | 62.08 | 7.48 | 0.10709 | 0 | 62.08 | 0 | 0 | 0 | 0 | 0.87703 | 0
28 | 56 | 7.48 | 0.10709 | 0 | 56 | 0 | 0 | 0 | 0 | 0.87703 | 0
23 | 46 | 7.48 | 0.10709 | 0 | 46 | 0 | 0 | 0 | 0 | 0.87703 | 0
14.08 | 28.16 | 7.48 | 0.10709 | 0 | 28.16 | 0 | 0 | 0 | 0 | 0.87703 | 0
12.36 | 24.72 | 7.48 | 0.10709 | 0 | 24.72 | 0 | 0 | 0 | 0 | 0.87703 | 0
12 | 24 | 7.48 | 0.10709 | 0 | 24 | 0 | 0 | 0 | 0 | 0.87703 | 0
11.6 | 23.2 | 7.48 | 0.10709 | 0 | 23.2 | 0 | 0 | 0 | 0 | 0.87703 | 0
12.32 | 24.64 | 7.48 | 0.10709 | 0 | 24.64 | 0 | 0 | 0 | 0 | 0.87703 | 0
13.2 | 26.4 | 7.48 | 0.10709 | 0 | 26.4 | 0 | 0 | 0 | 0 | 0.87703 | 0
13.96 | 27.92 | 7.48 | 0.10709 | 0 | 22.5113 | 5.4087 | 0 | 0 | 5.4087 | 0.87703 | 0
14.96 | 29.92 | 7.48 | 0.10709 | 0 | 7.2689 | 22.6511 | 0 | 0 | 22.6511 | 0.87703 | 0
16.16 | 32.32 | 7.48 | 0.10709 | 0 | 8.6525 | 23.6675 | 0 | 0 | 23.6675 | 0.87703 | 0
22.08 | 44.16 | 7.48 | 0.10709 | 0 | 4.7626 | 39.3974 | 0 | 0 | 39.3974 | 0.87703 | 0
24.6 | 49.2 | 7.48 | 0.10709 | 0 | 10.6738 | 38.5262 | 0 | 0 | 38.5262 | 0.87703 | 0
26.76 | 53.52 | 7.48 | 0.12502 | 0 | 0 | 56.4099 | 2.8899 | 0 | 53.52 | 1 | 0
29.88 | 59.76 | 7.48 | 0.12502 | 0 | 24.2467 | 35.5133 | 0 | 0 | 35.5133 | 1 | 0
32 | 64 | 7.48 | 0.12502 | 0 | 4.4199 | 59.5801 | 0 | 0 | 59.5801 | 1 | 0
33.16 | 66.32 | 12.23 | 0.12502 | 0 | 5.5057 | 60.8143 | 0 | 0 | 60.8143 | 1 | 0
34.2 | 68.4 | 12.23 | 0.12502 | 0 | 9.5459 | 58.8541 | 0 | 0 | 58.8541 | 1 | 0
36.12 | 72.24 | 12.23 | 0.12502 | 0 | 24.4089 | 47.8311 | 0 | 0 | 47.8311 | 1 | 0
37.4 | 74.8 | 12.23 | 0.12502 | 0 | 37.0724 | 37.7276 | 0 | 0 | 37.7276 | 1 | 0
37.8 | 75.6 | 7.48 | 0.12502 | 0 | 59.7249 | 15.8751 | 0 | 0 | 15.8751 | 1 | 0
31.12 | 62.24 | 7.48 | 0.12502 | 0 | 52.8375 | 1.8876 | 0 | 0 | 1.8876 | 0.64412 | 7.5149
24.4 | 48.8 | 7.48 | 0.12502 | 0 | 39.4216 | 0 | 0 | 0 | 0 | 0.2 | 9.3784
22.44 | 44.88 | 7.48 | 0.10709 | 0 | 44.88 | 0 | 0 | 0 | 0 | 0.2 | 0
20.52 | 41.04 | 7.48 | 0.10709 | 0 | 41.04 | 0 | 0 | 0 | 0 | 0.2 | 0
19.36 | 38.72 | 7.48 | 0.10709 | 0 | 38.72 | 0 | 0 | 0 | 0 | 0.2 | 0
12.36 | 24.72 | 7.48 | 0.10709 | 0 | 24.72 | 0 | 0 | 0 | 0 | 0.2 | 0
9.88 | 19.76 | 7.48 | 0.10709 | 0 | 19.76 | 0 | 0 | 0 | 0 | 0.2 | 0
10.72 | 21.44 | 7.48 | 0.10709 | 0 | 21.44 | 0 | 0 | 0 | 0 | 0.2 | 0
10.72 | 21.44 | 7.48 | 0.10709 | 0 | 21.44 | 0 | 0 | 0 | 0 | 0.2 | 0
11.6 | 23.2 | 7.48 | 0.10709 | 0 | 23.2 | 0 | 0 | 0 | 0 | 0.2 | 0
12.84 | 25.68 | 7.48 | 0.10709 | 0 | 25.68 | 0 | 0 | 0 | 0 | 0.2 | 0
14.04 | 28.08 | 7.48 | 0.10709 | 0 | 23.2521 | 4.8279 | 0 | 0 | 4.8279 | 0.2 | 0
14.84 | 29.68 | 7.48 | 0.10709 | 0 | 7.2104 | 22.4696 | 0 | 0 | 22.4696 | 0.2 | 0
12.6 | 25.2 | 7.48 | 0.10709 | 0 | 0 | 43.1242 | 9.3784 | 8.5458 | 25.2 | 0.59907 | 0
12.64 | 25.28 | 7.48 | 0.10709 | 0 | 0 | 59.7253 | 9.3784 | 25.0669 | 25.28 | 0.99814 | 0
17.08 | 34.16 | 7.48 | 0.10709 | 0 | 0 | 71.5228 | 0.043676 | 37.3191 | 34.16 | 1 | 0
20.88 | 41.76 | 7.48 | 0.12502 | 0 | 0 | 81.5778 | 0 | 39.8178 | 41.76 | 1 | 0
22 | 44 | 7.48 | 0.12502 | 0 | 0 | 87.0591 | 0 | 43.0591 | 44 | 1 | 0
22.08 | 44.16 | 7.48 | 0.12502 | 0 | 0 | 87.1922 | 0 | 43.0322 | 44.16 | 1 | 0
22.44 | 44.88 | 12.23 | 0.12502 | 0 | 0 | 81.9892 | 4.9397 | 0 | 77.0495 | 1 | 4.4386
24.24 | 48.48 | 12.23 | 0.12502 | 0 | 0 | 71.7284 | 0 | 23.2484 | 48.48 | 1 | 0
28.4 | 56.8 | 12.23 | 0.12502 | 0 | 0.54738 | 56.2526 | 0 | 0 | 56.2526 | 1 | 0
32.2 | 64.4 | 12.23 | 0.12502 | 0 | 28.0034 | 36.3966 | 0 | 0 | 36.3966 | 1 | 0
30.08 | 60.16 | 7.48 | 0.12502 | 0 | 44.8173 | 15.3427 | 0 | 0 | 15.3427 | 1 | 0
21.84 | 43.68 | 7.48 | 0.12502 | 0 | 34.3138 | 1.8513 | 0 | 0 | 1.8513 | 0.64412 | 7.5149
18.84 | 37.68 | 7.48 | 0.12502 | 0 | 28.3016 | 0 | 0 | 0 | 0 | 0.2 | 9.3784
18 | 36 | 7.48 | 0.10709 | 0 | 36 | 0 | 0 | 0 | 0 | 0.2 | 0
17 | 34 | 7.48 | 0.10709 | 0 | 34 | 0 | 0 | 0 | 0 | 0.2 | 0
18.92 | 37.84 | 7.48 | 0.10709 | 0 | 37.84 | 0 | 0 | 0 | 0 | 0.2 | 0
15.76 | 31.52 | 7.48 | 0.10709 | 0 | 31.52 | 0 | 0 | 0 | 0 | 0.2 | 0
14.36 | 28.72 | 7.48 | 0.10709 | 0 | 28.72 | 0 | 0 | 0 | 0 | 0.2 | 0
15.08 | 30.16 | 7.48 | 0.10709 | 0 | 30.16 | 0 | 0 | 0 | 0 | 0.2 | 0
14.28 | 28.56 | 7.48 | 0.10709 | 0 | 28.56 | 0 | 0 | 0 | 0 | 0.2 | 0
12.24 | 24.48 | 7.48 | 0.10709 | 0 | 24.48 | 0 | 0 | 0 | 0 | 0.2 | 0
13.2 | 26.4 | 7.48 | 0.10709 | 0 | 26.4 | 0 | 0 | 0 | 0 | 0.2 | 0
15.96 | 31.92 | 7.48 | 0.10709 | 0 | 27.2373 | 4.6827 | 0 | 0 | 4.6827 | 0.2 | 0
22.4 | 44.8 | 7.48 | 0.10709 | 0 | 22.8749 | 21.9251 | 0 | 0 | 21.9251 | 0.2 | 0
20.52 | 41.04 | 7.48 | 0.10709 | 0 | 0 | 42.011 | 0.97099 | 0 | 41.04 | 0.24132 | 0
24.28 | 48.56 | 7.48 | 0.10709 | 0 | 0 | 58.2491 | 9.3784 | 0.31073 | 48.56 | 0.64039 | 0
25.88 | 51.76 | 7.48 | 0.10709 | 0 | 0 | 72.2367 | 8.4511 | 12.0256 | 51.76 | 1 | 0
26.44 | 52.88 | 7.48 | 0.12502 | 0 | 0 | 82.0013 | 4.9397 | 0 | 77.0616 | 1 | 4.4386
31.68 | 63.36 | 7.48 | 0.12502 | 0 | 0 | 85.5466 | 0 | 22.1866 | 63.36 | 1 | 0
27.08 | 54.16 | 7.48 | 0.12502 | 0 | 0 | 86.079 | 0 | 31.919 | 54.16 | 1 | 0
24.56 | 49.12 | 12.23 | 0.12502 | 0 | 0 | 80.9607 | 4.9397 | 0 | 76.021 | 1 | 4.4386
24.44 | 48.88 | 12.23 | 0.12502 | 0 | 0 | 70.6394 | 0 | 21.7594 | 48.88 | 1 | 0
23.88 | 47.76 | 12.23 | 0.12502 | 0 | 0 | 55.2483 | 0 | 7.4883 | 47.76 | 1 | 0
23.92 | 47.84 | 12.23 | 0.12502 | 0 | 11.9879 | 35.8521 | 0 | 0 | 35.8521 | 1 | 0
26.6 | 53.2 | 7.48 | 0.12502 | 0 | 37.9057 | 15.2943 | 0 | 0 | 15.2943 | 1 | 0
24.8 | 49.6 | 7.48 | 0.12502 | 0 | 40.1733 | 1.9118 | 0 | 0 | 1.9118 | 0.64412 | 7.5149
24.88 | 49.76 | 7.48 | 0.12502 | 0 | 40.3816 | 0 | 0 | 0 | 0 | 0.2 | 9.3784
23.84 | 47.68 | 7.48 | 0.10709 | 0 | 47.68 | 0 | 0 | 0 | 0 | 0.2 | 0
22.24 | 44.48 | 7.48 | 0.10709 | 0 | 44.48 | 0 | 0 | 0 | 0 | 0.2 | 0
18.4 | 36.8 | 7.48 | 0.10709 | 0 | 36.8 | 0 | 0 | 0 | 0 | 0.2 | 0
11.32 | 22.64 | 7.48 | 0.10709 | 0 | 22.64 | 0 | 0 | 0 | 0 | 0.2 | 0
9.68 | 19.36 | 7.48 | 0.10709 | 0 | 19.36 | 0 | 0 | 0 | 0 | 0.2 | 0
10.4 | 20.8 | 7.48 | 0.10709 | 0 | 20.8 | 0 | 0 | 0 | 0 | 0.2 | 0
9.72 | 19.44 | 7.48 | 0.10709 | 0 | 19.44 | 0 | 0 | 0 | 0 | 0.2 | 0
11.72 | 23.44 | 7.48 | 0.10709 | 0 | 23.44 | 0 | 0 | 0 | 0 | 0.2 | 0
12.4 | 24.8 | 7.48 | 0.10709 | 0 | 24.8 | 0 | 0 | 0 | 0 | 0.2 | 0
15.56 | 31.12 | 7.48 | 0.10709 | 0 | 26.3284 | 4.7916 | 0 | 0 | 4.7916 | 0.2 | 0
21.44 | 42.88 | 7.48 | 0.10709 | 0 | 21.3784 | 21.5016 | 0 | 0 | 21.5016 | 0.2 | 0
22.04 | 44.08 | 7.48 | 0.10709 | 0 | 2.5409 | 41.5391 | 0 | 0 | 41.5391 | 0.2 | 0
25.24 | 50.48 | 7.48 | 0.10709 | 0 | 0 | 57.9103 | 7.4303 | 0 | 50.48 | 0.51618 | 0
33.16 | 66.32 | 7.48 | 0.10709 | 0 | 0 | 69.4658 | 3.1458 | 0 | 66.32 | 0.65003 | 0
32.16 | 64.32 | 7.48 | 0.12502 | 0 | 0 | 79.545 | 8.2244 | 7.0006 | 64.32 | 1 | 0
33.52 | 67.04 | 7.48 | 0.12502 | 0 | 0 | 85.5102 | 4.9397 | 0 | 80.5705 | 1 | 4.4386
32.24 | 64.48 | 7.48 | 0.12502 | 0 | 0 | 84.5181 | 0 | 20.0381 | 64.48 | 1 | 0
31.88 | 63.76 | 12.23 | 0.12502 | 0 | 0 | 79.8838 | 4.9397 | 0 | 74.9441 | 1 | 4.4386
31.2 | 62.4 | 12.23 | 0.12502 | 0 | 0 | 69.5867 | 0 | 7.1867 | 62.4 | 1 | 0
31.6 | 63.2 | 12.23 | 0.12502 | 0 | 8.4236 | 54.7764 | 0 | 0 | 54.7764 | 1 | 0
30.32 | 60.64 | 12.23 | 0.12502 | 0 | 23.9046 | 36.7354 | 0 | 0 | 36.7354 | 1 | 0
31.04 | 62.08 | 7.48 | 0.12502 | 0 | 46.4953 | 15.5847 | 0 | 0 | 15.5847 | 1 | 0
29.36 | 58.72 | 7.48 | 0.12502 | 0 | 49.378 | 1.8271 | 0 | 0 | 1.8271 | 0.64412 | 7.5149
28 | 56 | 7.48 | 0.12502 | 0 | 46.6216 | 0 | 0 | 0 | 0 | 0.2 | 9.3784
28 | 56 | 7.48 | 0.10709 | 0 | 56 | 0 | 0 | 0 | 0 | 0.2 | 0
24.88 | 49.76 | 7.48 | 0.10709 | 0 | 49.76 | 0 | 0 | 0 | 0 | 0.2 | 0
20.68 | 41.36 | 7.48 | 0.10709 | 0 | 41.36 | 0 | 0 | 0 | 0 | 0.2 | 0
11 | 22 | 7.48 | 0.10709 | 0 | 22 | 0 | 0 | 0 | 0 | 0.2 | 0
9.2 | 18.4 | 7.48 | 0.10336 | 0 | 18.4 | 0 | 0 | 0 | 0 | 0.2 | 0
11.48 | 22.96 | 7.48 | 0.10336 | 0 | 22.96 | 0 | 0 | 0 | 0 | 0.2 | 0
12.88 | 25.76 | 7.48 | 0.10336 | 0 | 25.76 | 0 | 0 | 0 | 0 | 0.2 | 0
12.32 | 24.64 | 7.48 | 0.10336 | 0 | 24.64 | 0 | 0 | 0 | 0 | 0.2 | 0
12.76 | 25.52 | 7.48 | 0.10336 | 0 | 25.52 | 0 | 0 | 0 | 0 | 0.2 | 0
14.28 | 28.56 | 7.48 | 0.10336 | 0 | 24.083 | 4.477 | 0 | 0 | 4.477 | 0.2 | 0
22.52 | 45.04 | 7.48 | 0.10336 | 0 | 22.4736 | 22.5664 | 0 | 0 | 22.5664 | 0.2 | 0
21.76 | 43.52 | 7.48 | 0.10336 | 0 | 0.75881 | 42.7612 | 0 | 0 | 42.7612 | 0.2 | 0
24.24 | 48.48 | 7.48 | 0.10336 | 0 | 0 | 59.1203 | 9.3784 | 1.2619 | 48.48 | 0.59907 | 0
28.52 | 57.04 | 7.48 | 0.10336 | 0 | 0 | 73.4103 | 9.3784 | 6.992 | 57.04 | 0.99814 | 0
32.88 | 65.76 | 11.23 | 0.12409 | 0 | 0 | 83.8042 | 0.043676 | 18.0005 | 65.76 | 1 | 0
31.24 | 62.48 | 11.23 | 0.12409 | 0 | 0 | 86.9623 | 0 | 24.4823 | 62.48 | 1 | 0
31.44 | 62.88 | 11.23 | 0.12409 | 0 | 0 | 85.8975 | 0 | 23.0175 | 62.88 | 1 | 0
31.04 | 62.08 | 17.48 | 0.13136 | 0 | 0 | 82.7999 | 0 | 20.7199 | 62.08 | 1 | 0
30.4 | 60.8 | 17.48 | 0.13136 | 0 | 0 | 72.1156 | 0 | 11.3156 | 60.8 | 1 | 0
32.16 | 64.32 | 17.48 | 0.13136 | 0 | 0.45565 | 56.3494 | 0 | 0 | 56.3494 | 0.64412 | 7.5149
32.28 | 64.56 | 17.48 | 0.13136 | 0 | 18.1437 | 37.0379 | 0 | 0 | 37.0379 | 0.2 | 9.3784
31.36 | 62.72 | 11.23 | 0.12409 | 0 | 47.0869 | 15.6331 | 0 | 0 | 15.6331 | 0.2 | 0
28.52 | 57.04 | 11.23 | 0.12409 | 0 | 55.2008 | 1.8392 | 0 | 0 | 1.8392 | 0.2 | 0
26.56 | 53.12 | 11.23 | 0.12409 | 0 | 53.12 | 0 | 0 | 0 | 0 | 0.2 | 0
26.6 | 53.2 | 7.48 | 0.10336 | 0 | 53.2 | 0 | 0 | 0 | 0 | 0.2 | 0
28.72 | 57.44 | 7.48 | 0.10336 | 0 | 57.44 | 0 | 0 | 0 | 0 | 0.2 | 0
29.8 | 59.6 | 7.48 | 0.10336 | 0 | 59.6 | 0 | 0 | 0 | 0 | 0.2 | 0
23.08 | 46.16 | 7.48 | 0.10336 | 0 | 46.16 | 0 | 0 | 0 | 0 | 0.2 | 0
21.88 | 43.76 | 7.48 | 0.10336 | 0 | 43.76 | 0 | 0 | 0 | 0 | 0.2 | 0
22.04 | 44.08 | 7.48 | 0.10336 | 0 | 44.08 | 0 | 0 | 0 | 0 | 0.2 | 0
20.08 | 40.16 | 7.48 | 0.10336 | 0 | 40.16 | 0 | 0 | 0 | 0 | 0.2 | 0
21.56 | 43.12 | 7.48 | 0.10336 | 0 | 43.12 | 0 | 0 | 0 | 0 | 0.2 | 0
16.44 | 32.88 | 7.48 | 0.10336 | 0 | 32.88 | 0 | 0 | 0 | 0 | 0.2 | 0
16.48 | 32.96 | 7.48 | 0.10336 | 0 | 28.3257 | 4.6343 | 0 | 0 | 4.6343 | 0.2 | 0
22.44 | 44.88 | 7.48 | 0.10336 | 0 | 22.1926 | 22.6874 | 0 | 0 | 22.6874 | 0.2 | 0
23.68 | 47.36 | 7.48 | 0.10336 | 0 | 3.534 | 43.826 | 0 | 0 | 43.826 | 0.2 | 0
25.72 | 51.44 | 7.48 | 0.10336 | 0 | 0 | 61.0321 | 9.3784 | 0.21372 | 51.44 | 0.59907 | 0
29.52 | 59.04 | 7.48 | 0.10336 | 0 | 0 | 75.31 | 9.3784 | 6.8917 | 59.04 | 0.99814 | 0
31.16 | 62.32 | 7.48 | 0.10336 | 0 | 0 | 75.7335 | 0.043676 | 13.3698 | 62.32 | 1 | 0
38.08 | 76.16 | 7.48 | 0.10336 | 0 | 0 | 82.6789 | 4.9397 | 0 | 77.7392 | 1 | 4.4386
35.48 | 70.96 | 7.48 | 0.10336 | 0 | 0 | 81.1422 | 0 | 10.1822 | 70.96 | 1 | 0
34 | 68 | 7.48 | 0.10336 | 0 | 0 | 76.7015 | 0 | 8.7015 | 68 | 1 | 0
33.76 | 67.52 | 7.48 | 0.10336 | 0 | 0 | 71.6679 | 0 | 4.1479 | 67.52 | 1 | 0
35.2 | 70.4 | 7.48 | 0.10336 | 0 | 13.9417 | 56.4583 | 0 | 0 | 56.4583 | 1 | 0
36.36 | 72.72 | 7.48 | 0.10336 | 0 | 36.154 | 36.566 | 0 | 0 | 36.566 | 1 | 0
35.68 | 71.36 | 7.48 | 0.10336 | 0 | 55.7632 | 15.5968 | 0 | 0 | 15.5968 | 1 | 0
36.32 | 72.64 | 7.48 | 0.10336 | 0 | 70.7282 | 1.9118 | 0 | 0 | 1.9118 | 1 | 0
33.84 | 67.68 | 7.48 | 0.10336 | 0 | 67.68 | 0 | 0 | 0 | 0 | 1 | 0
28.44 | 56.88 | 7.48 | 0.10336 | 0 | 56.88 | 0 | 0 | 0 | 0 | 1 | 0
21.4 | 42.8 | 7.48 | 0.10336 | 0 | 42.8 | 0 | 0 | 0 | 0 | 1 | 0
19.04 | 38.08 | 7.48 | 0.10336 | 0 | 38.08 | 0 | 0 | 0 | 0 | 1 | 0
11.4 | 22.8 | 7.48 | 0.10336 | 0 | 22.8 | 0 | 0 | 0 | 0 | 1 | 0
9.44 | 18.88 | 7.48 | 0.10336 | 0 | 18.88 | 0 | 0 | 0 | 0 | 1 | 0
10.8 | 21.6 | 7.48 | 0.10336 | 0 | 21.6 | 0 | 0 | 0 | 0 | 1 | 0
11.2 | 22.4 | 7.48 | 0.10336 | 0 | 22.4 | 0 | 0 | 0 | 0 | 1 | 0
12.24 | 24.48 | 7.48 | 0.10336 | 0 | 24.48 | 0 | 0 | 0 | 0 | 1 | 0
13.96 | 27.92 | 7.48 | 0.10336 | 0 | 27.92 | 0 | 0 | 0 | 0 | 1 | 0
15.48 | 30.96 | 7.48 | 0.10336 | 0 | 17.2693 | 4.3802 | 0 | 0 | 4.3802 | 0.55909 | 9.3105
14.76 | 29.52 | 7.48 | 0.10336 | 0 | 0 | 21.9372 | 0 | 0 | 21.9372 | 0.2 | 7.5828
18.6 | 37.2 | 7.48 | 0.10336 | 0 | 0 | 42.4708 | 5.2708 | 0 | 37.2 | 0.42428 | 0
19.32 | 38.64 | 7.48 | 0.10336 | 0 | 0 | 57.6078 | 9.3784 | 9.5894 | 38.64 | 0.82335 | 0
22 | 44 | 7.48 | 0.10336 | 0 | 0 | 68.885 | 6.9045 | 0 | 61.9805 | 1 | 2.4739
23.08 | 46.16 | 7.48 | 0.10336 | 0 | 0 | 79.0126 | 0 | 32.8526 | 46.16 | 1 | 0
25.88 | 51.76 | 7.48 | 0.10336 | 0 | 0 | 84.518 | 4.9397 | 0 | 79.5783 | 1 | 4.4386
25.32 | 50.64 | 7.48 | 0.10336 | 0 | 0 | 83.7558 | 0 | 33.1158 | 50.64 | 1 | 0
26.68 | 53.36 | 7.48 | 0.10336 | 0 | 0 | 80.0169 | 0 | 26.6569 | 53.36 | 1 | 0
25.28 | 50.56 | 7.48 | 0.10336 | 0 | 0 | 69.1512 | 0 | 18.5912 | 50.56 | 1 | 0
26.96 | 53.92 | 7.48 | 0.10336 | 0 | 0 | 54.9458 | 0 | 1.0258 | 53.92 | 1 | 0
26.04 | 52.08 | 7.48 | 0.10336 | 0 | 15.9254 | 36.1546 | 0 | 0 | 36.1546 | 1 | 0
26.84 | 53.68 | 7.48 | 0.10336 | 0 | 38.3373 | 15.3427 | 0 | 0 | 15.3427 | 1 | 0
21 | 42 | 7.48 | 0.10336 | 0 | 40.185 | 1.815 | 0 | 0 | 1.815 | 1 | 0
16.84 | 33.68 | 7.48 | 0.10336 | 0 | 33.68 | 0 | 0 | 0 | 0 | 1 | 0
15.84 | 31.68 | 7.48 | 0.10336 | 0 | 31.68 | 0 | 0 | 0 | 0 | 1 | 0
16.12 | 32.24 | 7.48 | 0.10336 | 0 | 32.24 | 0 | 0 | 0 | 0 | 1 | 0
15.8 | 31.6 | 7.48 | 0.10336 | 0 | 31.6 | 0 | 0 | 0 | 0 | 1 | 0
13.48 | 26.96 | 7.48 | 0.10336 | 0 | 26.96 | 0 | 0 | 0 | 0 | 1 | 0
12.2 | 24.4 | 7.48 | 0.10336 | 0 | 24.4 | 0 | 0 | 0 | 0 | 1 | 0
10.08 | 20.16 | 7.48 | 0.10336 | 0 | 20.16 | 0 | 0 | 0 | 0 | 1 | 0
9.08 | 18.16 | 7.48 | 0.10336 | 0 | 18.16 | 0 | 0 | 0 | 0 | 1 | 0
12.04 | 24.08 | 7.48 | 0.10336 | 0 | 24.08 | 0 | 0 | 0 | 0 | 1 | 0
13.12 | 26.24 | 7.48 | 0.10336 | 0 | 25.8064 | 0 | 0 | 0 | 0 | 0.97947 | 0.43363
14.72 | 29.44 | 7.48 | 0.10336 | 0 | 15.6451 | 4.4165 | 0 | 0 | 4.4165 | 0.53534 | 9.3784
14.6 | 29.2 | 7.48 | 0.10336 | 0 | 0 | 22.1187 | 0 | 0 | 22.1187 | 0.2 | 7.0813
16.4 | 32.8 | 7.48 | 0.10336 | 0 | 0 | 41.9021 | 9.1021 | 0 | 32.8 | 0.58731 | 0
19.4 | 38.8 | 7.48 | 0.10336 | 0 | 0 | 59.6043 | 9.3784 | 11.4259 | 38.8 | 0.98638 | 0
20.08 | 40.16 | 7.48 | 0.10336 | 0 | 0 | 73.2531 | 0.31996 | 32.7731 | 40.16 | 1 | 0
19.56 | 39.12 | 11.23 | 0.12409 | 0 | 0 | 82.9209 | 4.9397 | 0 | 77.9812 | 1 | 4.4386
22.2 | 44.4 | 11.23 | 0.12409 | 0 | 0 | 86.2968 | 0 | 41.8968 | 44.4 | 1 | 0
23.16 | 46.32 | 11.23 | 0.12409 | 0 | 0 | 85.4739 | 4.9397 | 0 | 80.5342 | 1 | 4.4386
24.24 | 48.48 | 17.48 | 0.13136 | 0 | 0 | 80.0169 | 0 | 31.5369 | 48.48 | 1 | 0
26.52 | 53.04 | 17.48 | 0.13136 | 0 | 0 | 70.2885 | 0 | 17.2485 | 53.04 | 1 | 0
26.6 | 53.2 | 17.48 | 0.13136 | 0 | 0 | 54.8006 | 0 | 1.6006 | 53.2 | 1 | 0
25.92 | 51.84 | 17.48 | 0.13136 | 0 | 6.4522 | 36.0094 | 0 | 0 | 36.0094 | 0.55588 | 9.3784
28.52 | 57.04 | 11.23 | 0.12409 | 0 | 41.4553 | 15.5847 | 0 | 0 | 15.5847 | 0.55588 | 0
26.2 | 52.4 | 11.23 | 0.12409 | 0 | 50.3188 | 2.0812 | 0 | 0 | 2.0812 | 0.55588 | 0
19.36 | 38.72 | 11.23 | 0.12409 | 0 | 31.2051 | 0 | 0 | 0 | 0 | 0.2 | 7.5149
16.16 | 32.32 | 7.48 | 0.10336 | 0 | 32.32 | 0 | 0 | 0 | 0 | 0.2 | 0
16.8 | 33.6 | 7.48 | 0.10336 | 0 | 33.6 | 0 | 0 | 0 | 0 | 0.2 | 0
18.76 | 37.52 | 7.48 | 0.10336 | 0 | 37.52 | 0 | 0 | 0 | 0 | 0.2 | 0
13.24 | 26.48 | 7.48 | 0.10336 | 0 | 26.48 | 0 | 0 | 0 | 0 | 0.2 | 0
10.36 | 20.72 | 7.48 | 0.10336 | 0 | 20.72 | 0 | 0 | 0 | 0 | 0.2 | 0
13.64 | 27.28 | 7.48 | 0.10336 | 0 | 27.28 | 0 | 0 | 0 | 0 | 0.2 | 0
14.28 | 28.56 | 7.48 | 0.10336 | 0 | 28.56 | 0 | 0 | 0 | 0 | 0.2 | 0
17 | 34 | 7.48 | 0.10336 | 0 | 34 | 0 | 0 | 0 | 0 | 0.2 | 0
16.12 | 32.24 | 7.48 | 0.10336 | 0 | 32.24 | 0 | 0 | 0 | 0 | 0.2 | 0
16.28 | 32.56 | 7.48 | 0.10336 | 0 | 30.4667 | 2.0933 | 0 | 0 | 2.0933 | 0.2 | 0
20.2 | 40.4 | 7.48 | 0.10336 | 0 | 24.5249 | 15.8751 | 0 | 0 | 15.8751 | 0.2 | 0
22.08 | 44.16 | 7.48 | 0.10336 | 0 | 13.4383 | 30.7217 | 0 | 0 | 30.7217 | 0.2 | 0
23.8 | 47.6 | 7.48 | 0.10336 | 0 | 0 | 48.4119 | 0.81186 | 0 | 47.6 | 0.23455 | 0
28 | 56 | 7.48 | 0.10336 | 0 | 0 | 73.3377 | 9.3784 | 7.9594 | 56 | 0.63362 | 0
33.4 | 66.8 | 11.23 | 0.12409 | 0 | 0 | 82.7152 | 8.6102 | 7.305 | 66.8 | 1 | 0
34.84 | 69.68 | 11.23 | 0.12409 | 0 | 0 | 80.6945 | 0 | 11.0145 | 69.68 | 1 | 0
32.4 | 64.8 | 11.23 | 0.12409 | 0 | 0 | 78.5528 | 0 | 13.7528 | 64.8 | 1 | 0
31.88 | 63.76 | 17.48 | 0.13136 | 0 | 0 | 82.6063 | 0 | 18.8463 | 63.76 | 1 | 0
33.24 | 66.48 | 17.48 | 0.13136 | 0 | 0 | 72.2003 | 0 | 5.7203 | 66.48 | 1 | 0
35.52 | 71.04 | 17.48 | 0.13136 | 0 | 7.2482 | 56.2768 | 0 | 0 | 56.2768 | 0.64412 | 7.5149
36.16 | 72.32 | 17.48 | 0.13136 | 0 | 26.2909 | 36.6507 | 0 | 0 | 36.6507 | 0.2 | 9.3784
36.52 | 73.04 | 11.23 | 0.12409 | 0 | 56.9229 | 16.1171 | 0 | 0 | 16.1171 | 0.2 | 0
37.68 | 75.36 | 11.23 | 0.12409 | 0 | 73.2425 | 2.1175 | 0 | 0 | 2.1175 | 0.2 | 0
35.64 | 71.28 | 11.23 | 0.12409 | 0 | 71.28 | 0 | 0 | 0 | 0 | 0.2 | 0
33.8 | 67.6 | 7.48 | 0.10336 | 9.3784 | 67.6 | 0 | 0 | 0 | 0 | 0.59907 | 0
29.84 | 59.68 | 7.48 | 0.10336 | 9.3784 | 59.68 | 0 | 0 | 0 | 0 | 0.99814 | 0
20.52 | 41.04 | 7.48 | 0.10336 | 0.043676 | 41.04 | 0 | 0 | 0 | 0 | 1 | 0
11.84 | 23.68 | 7.48 | 0.10336 | 0 | 23.68 | 0 | 0 | 0 | 0 | 1 | 0
9.64 | 19.28 | 7.48 | 0.10336 | 0 | 19.28 | 0 | 0 | 0 | 0 | 1 | 0
10.48 | 20.96 | 7.48 | 0.10336 | 0 | 20.96 | 0 | 0 | 0 | 0 | 1 | 0
10.84 | 21.68 | 7.48 | 0.10336 | 0 | 21.68 | 0 | 0 | 0 | 0 | 1 | 0
12.32 | 24.64 | 7.48 | 0.10336 | 0 | 24.64 | 0 | 0 | 0 | 0 | 1 | 0
13.76 | 27.52 | 7.48 | 0.10336 | 0 | 27.52 | 0 | 0 | 0 | 0 | 1 | 0
16.56 | 33.12 | 7.48 | 0.10336 | 0 | 28.2195 | 4.9005 | 0 | 0 | 4.9005 | 1 | 0
22.88 | 45.76 | 7.48 | 0.10336 | 0 | 23.7018 | 22.0582 | 0 | 0 | 22.0582 | 1 | 0
23.88 | 47.76 | 7.48 | 0.10336 | 0 | 16.2881 | 31.4719 | 0 | 0 | 31.4719 | 1 | 0
29.84 | 59.68 | 7.48 | 0.10336 | 0 | 17.6085 | 42.0715 | 0 | 0 | 42.0715 | 1 | 0
33.12 | 66.24 | 7.48 | 0.10336 | 0 | 17.4893 | 48.7507 | 0 | 0 | 48.7507 | 1 | 0
37.2 | 74.4 | 11.23 | 0.12409 | 0 | 30.4651 | 43.9349 | 0 | 0 | 43.9349 | 1 | 0
42.56 | 85.12 | 11.23 | 0.12409 | 0 | 57.8225 | 27.2975 | 0 | 0 | 27.2975 | 1 | 0
38.84 | 77.68 | 11.23 | 0.12409 | 0 | 7.8876 | 69.7925 | 0 | 0 | 69.7925 | 1 | 0
39.08 | 78.16 | 17.48 | 0.13136 | 0 | 8.0167 | 70.1433 | 0 | 0 | 70.1433 | 1 | 0
39.08 | 78.16 | 17.48 | 0.13136 | 0 | 40.6018 | 37.5582 | 0 | 0 | 37.5582 | 1 | 0
40.88 | 81.76 | 17.48 | 0.13136 | 0 | 45.0116 | 29.2335 | 0 | 0 | 29.2335 | 0.64412 | 7.5149
43.44 | 86.88 | 17.48 | 0.13136 | 0 | 60.4649 | 17.0367 | 0 | 0 | 17.0367 | 0.2 | 9.3784
44.84 | 89.68 | 11.23 | 0.12409 | 0 | 76.0555 | 13.6245 | 0 | 0 | 13.6245 | 0.2 | 0
41.52 | 83.04 | 11.23 | 0.12409 | 0 | 82.0236 | 1.0164 | 0 | 0 | 1.0164 | 0.2 | 0
39.32 | 78.64 | 11.23 | 0.12409 | 0 | 78.64 | 0 | 0 | 0 | 0 | 0.2 | 0
34.72 | 69.44 | 7.48 | 0.10336 | 3.6048 | 69.44 | 0 | 0 | 0 | 0 | 0.35339 | 0
25.8 | 51.6 | 7.48 | 0.10336 | 0 | 51.6 | 0 | 0 | 0 | 0 | 0.35339 | 0
19.68 | 39.36 | 7.48 | 0.10336 | 0 | 39.36 | 0 | 0 | 0 | 0 | 0.35339 | 0
11.28 | 22.56 | 7.48 | 0.10336 | 0 | 22.56 | 0 | 0 | 0 | 0 | 0.35339 | 0
10.04 | 20.08 | 7.48 | 0.10336 | 0 | 20.08 | 0 | 0 | 0 | 0 | 0.35339 | 0
15.36 | 30.72 | 7.48 | 0.10336 | 0 | 30.72 | 0 | 0 | 0 | 0 | 0.35339 | 0
15.48 | 30.96 | 7.48 | 0.10336 | 0 | 30.96 | 0 | 0 | 0 | 0 | 0.35339 | 0
17.48 | 34.96 | 7.48 | 0.10336 | 0 | 34.96 | 0 | 0 | 0 | 0 | 0.35339 | 0
17.76 | 35.52 | 7.48 | 0.10336 | 0 | 35.52 | 0 | 0 | 0 | 0 | 0.35339 | 0
15.2 | 30.4 | 7.48 | 0.10336 | 0 | 26.3586 | 4.0414 | 0 | 0 | 4.0414 | 0.35339 | 0
20.84 | 41.68 | 7.48 | 0.10336 | 0 | 34.9282 | 6.7518 | 0 | 0 | 6.7518 | 0.35339 | 0
23.48 | 46.96 | 7.48 | 0.10336 | 0 | 27.1403 | 19.8197 | 0 | 0 | 19.8197 | 0.35339 | 0
31.84 | 63.68 | 7.48 | 0.10336 | 0 | 5.8786 | 57.8014 | 0 | 0 | 57.8014 | 0.35339 | 0
32.52 | 65.04 | 7.48 | 0.10336 | 0 | 0 | 70.8572 | 5.8172 | 0 | 65.04 | 0.60093 | 0
35.28 | 70.56 | 11.23 | 0.12409 | 0 | 0 | 80.7066 | 9.3784 | 0.76822 | 70.56 | 1 | 0
38.84 | 77.68 | 11.23 | 0.12409 | 0 | 5.7728 | 71.2202 | 0 | 0 | 71.2202 | 0.96747 | 0.687
34.52 | 69.04 | 11.23 | 0.12409 | 0 | 0 | 69.8046 | 0.76455 | 0 | 69.04 | 1 | 0
35.12 | 70.24 | 17.48 | 0.13136 | 0 | 0.78635 | 69.4537 | 0 | 0 | 69.4537 | 1 | 0
34.84 | 69.68 | 17.48 | 0.13136 | 0 | 9.3134 | 60.3666 | 0 | 0 | 60.3666 | 1 | 0
34.84 | 69.68 | 17.48 | 0.13136 | 0 | 31.3586 | 30.8064 | 0 | 0 | 30.8064 | 0.64412 | 7.5149
35.76 | 71.52 | 17.48 | 0.13136 | 0 | 47.1135 | 15.0281 | 0 | 0 | 15.0281 | 0.2 | 9.3784
35.08 | 70.16 | 11.23 | 0.12409 | 0 | 62.6338 | 7.5262 | 0 | 0 | 7.5262 | 0.2 | 0
33.96 | 67.92 | 11.23 | 0.12409 | 0 | 66.7826 | 1.1374 | 0 | 0 | 1.1374 | 0.2 | 0
31.48 | 62.96 | 11.23 | 0.12409 | 0 | 62.96 | 0 | 0 | 0 | 0 | 0.2 | 0
28.84 | 57.68 | 7.48 | 0.10336 | 9.3784 | 57.68 | 0 | 0 | 0 | 0 | 0.59907 | 0
26.4 | 52.8 | 7.48 | 0.10336 | 9.3784 | 52.8 | 0 | 0 | 0 | 0 | 0.99814 | 0
22.88 | 45.76 | 7.48 | 0.10336 | 0.043676 | 45.76 | 0 | 0 | 0 | 0 | 1 | 0
14.4 | 28.8 | 7.48 | 0.10336 | 0 | 28.8 | 0 | 0 | 0 | 0 | 1 | 0
11 | 22 | 7.48 | 0.10336 | 0 | 22 | 0 | 0 | 0 | 0 | 1 | 0
10.56 | 21.12 | 7.48 | 0.10336 | 0 | 21.12 | 0 | 0 | 0 | 0 | 1 | 0
12.04 | 24.08 | 7.48 | 0.10336 | 0 | 24.08 | 0 | 0 | 0 | 0 | 1 | 0
12.08 | 24.16 | 7.48 | 0.10336 | 0 | 24.16 | 0 | 0 | 0 | 0 | 1 | 0
13.68 | 27.36 | 7.48 | 0.10336 | 0 | 27.36 | 0 | 0 | 0 | 0 | 1 | 0
16.28 | 32.56 | 7.48 | 0.10336 | 0 | 32.5479 | 0.0121 | 0 | 0 | 0.0121 | 1 | 0
22.76 | 45.52 | 7.48 | 0.10336 | 0 | 37.0016 | 8.5184 | 0 | 0 | 8.5184 | 1 | 0
22.24 | 44.48 | 7.48 | 0.10336 | 0 | 34.921 | 9.5589 | 0 | 0 | 9.5589 | 1 | 0
24.48 | 48.96 | 7.48 | 0.10336 | 0 | 34.8878 | 14.0722 | 0 | 0 | 14.0722 | 1 | 0
25.72 | 51.44 | 7.48 | 0.10336 | 0 | 30.4224 | 21.0176 | 0 | 0 | 21.0176 | 1 | 0
31 | 62 | 11.23 | 0.12409 | 0 | 24.5876 | 28.0598 | 0 | 0 | 28.0598 | 0.5571 | 9.3526
34.48 | 68.96 | 11.23 | 0.12409 | 0 | 0 | 61.4193 | 0 | 0 | 61.4193 | 0.2 | 7.5407
31.92 | 63.84 | 11.23 | 0.12409 | 0 | 0 | 69.7682 | 5.9283 | 0 | 63.84 | 0.45226 | 0
30.48 | 60.96 | 17.48 | 0.13136 | 0 | 0 | 81.2995 | 9.3784 | 10.9611 | 60.96 | 0.85133 | 0
28.2 | 56.4 | 17.48 | 0.13136 | 0 | 0 | 71.0508 | 3.4938 | 11.157 | 56.4 | 1 | 0
30.44 | 60.88 | 17.48 | 0.13136 | 0 | 0 | 55.5508 | 0 | 0 | 55.5508 | 0.74763 | 5.3292
31.28 | 62.56 | 17.48 | 0.13136 | 0 | 16.4341 | 36.7475 | 0 | 0 | 36.7475 | 0.30351 | 9.3784
28.2 | 56.4 | 11.23 | 0.12409 | 0 | 40.1135 | 16.2865 | 0 | 0 | 16.2865 | 0.30351 | 0
27.12 | 54.24 | 11.23 | 0.12409 | 0 | 51.82 | 2.42 | 0 | 0 | 2.42 | 0.30351 | 0
24.48 | 48.96 | 11.23 | 0.12409 | 0 | 46.7742 | 0 | 0 | 0 | 0 | 0.2 | 2.1858
24.2 | 48.4 | 7.48 | 0.10336 | 0 | 48.4 | 0 | 0 | 0 | 0 | 0.2 | 0
22 | 44 | 7.48 | 0.10336 | 0 | 44 | 0 | 0 | 0 | 0 | 0.2 | 0
16.88 | 33.76 | 7.48 | 0.10336 | 0 | 33.76 | 0 | 0 | 0 | 0 | 0.2 | 0
10.6 | 21.2 | 7.48 | 0.10336 | 0 | 21.2 | 0 | 0 | 0 | 0 | 0.2 | 0
9.2 | 18.4 | 7.48 | 0.10336 | 0 | 18.4 | 0 | 0 | 0 | 0 | 0.2 | 0
9.76 | 19.52 | 7.48 | 0.10336 | 0 | 19.52 | 0 | 0 | 0 | 0 | 0.2 | 0
9.72 | 19.44 | 7.48 | 0.10336 | 0 | 19.44 | 0 | 0 | 0 | 0 | 0.2 | 0
12.64 | 25.28 | 7.48 | 0.10336 | 0 | 25.28 | 0 | 0 | 0 | 0 | 0.2 | 0
13.84 | 27.68 | 7.48 | 0.10336 | 0 | 27.68 | 0 | 0 | 0 | 0 | 0.2 | 0
16.32 | 32.64 | 7.48 | 0.10336 | 0 | 26.8925 | 5.7475 | 0 | 0 | 5.7475 | 0.2 | 0
22.48 | 44.96 | 7.48 | 0.10336 | 0 | 43.9073 | 1.0527 | 0 | 0 | 1.0527 | 0.2 | 0
22.32 | 44.64 | 7.48 | 0.10336 | 0 | 40.405 | 4.235 | 0 | 0 | 4.235 | 0.2 | 0
24.08 | 48.16 | 7.48 | 0.10336 | 0 | 36.8466 | 11.3134 | 0 | 0 | 11.3134 | 0.2 | 0
27.16 | 54.32 | 7.48 | 0.10336 | 0 | 35.6135 | 18.7065 | 0 | 0 | 18.7065 | 0.2 | 0
33.16 | 66.32 | 7.48 | 0.10336 | 0 | 48.7146 | 17.6054 | 0 | 0 | 17.6054 | 0.2 | 0
30.12 | 60.24 | 7.48 | 0.10336 | 0 | 34.6607 | 25.5793 | 0 | 0 | 25.5793 | 0.2 | 0
26.96 | 53.92 | 7.48 | 0.10336 | 0 | 6.1857 | 47.7343 | 0 | 0 | 47.7343 | 0.2 | 0
26.08 | 52.16 | 7.48 | 0.10336 | 0 | 0 | 84.8327 | 9.3784 | 23.2943 | 52.16 | 0.59907 | 0
25.92 | 51.84 | 7.48 | 0.10336 | 0 | 0 | 74.1243 | 9.3784 | 12.9059 | 51.84 | 0.99814 | 0
25.08 | 50.16 | 7.48 | 0.10336 | 0 | 0 | 58.7089 | 0.043676 | 8.5052 | 50.16 | 1 | 0
24.8 | 49.6 | 7.48 | 0.10336 | 0 | 10.9891 | 38.6109 | 0 | 0 | 38.6109 | 1 | 0
25.32 | 50.64 | 7.48 | 0.10336 | 0 | 33.446 | 17.194 | 0 | 0 | 17.194 | 1 | 0
25.28 | 50.56 | 7.48 | 0.10336 | 0 | 47.9101 | 2.6499 | 0 | 0 | 2.6499 | 1 | 0
25.36 | 50.72 | 7.48 | 0.10336 | 0 | 50.72 | 0 | 0 | 0 | 0 | 1 | 0
24.84 | 49.68 | 7.48 | 0.10336 | 0 | 49.68 | 0 | 0 | 0 | 0 | 1 | 0
24.56 | 49.12 | 7.48 | 0.10336 | 0 | 49.12 | 0 | 0 | 0 | 0 | 1 | 0
26.88 | 53.76 | 7.48 | 0.10336 | 0 | 53.76 | 0 | 0 | 0 | 0 | 1 | 0
23.96 | 47.92 | 7.48 | 0.10336 | 0 | 47.92 | 0 | 0 | 0 | 0 | 1 | 0
22.48 | 44.96 | 7.48 | 0.10336 | 0 | 44.96 | 0 | 0 | 0 | 0 | 1 | 0
22.4 | 44.8 | 7.48 | 0.10336 | 0 | 44.8 | 0 | 0 | 0 | 0 | 1 | 0
21.32 | 42.64 | 7.48 | 0.10336 | 0 | 42.64 | 0 | 0 | 0 | 0 | 1 | 0
22.76 | 45.52 | 7.48 | 0.10336 | 0 | 45.52 | 0 | 0 | 0 | 0 | 1 | 0
21.84 | 43.68 | 7.48 | 0.10336 | 0 | 43.68 | 0 | 0 | 0 | 0 | 1 | 0
20.72 | 41.44 | 7.48 | 0.10336 | 0 | 41.1012 | 0.3388 | 0 | 0 | 0.3388 | 1 | 0
20.32 | 40.64 | 7.48 | 0.10336 | 0 | 35.195 | 5.445 | 0 | 0 | 5.445 | 1 | 0
20.72 | 41.44 | 7.48 | 0.10336 | 0 | 28.4447 | 12.9953 | 0 | 0 | 12.9953 | 1 | 0
21.16 | 42.32 | 7.48 | 0.10336 | 0 | 18.3491 | 16.4559 | 0 | 0 | 16.4559 | 0.64412 | 7.5149
22.16 | 44.32 | 7.48 | 0.10336 | 0 | 11.2378 | 23.7038 | 0 | 0 | 23.7038 | 0.2 | 9.3784
23.56 | 47.12 | 7.48 | 0.10336 | 0 | 0 | 55.0184 | 7.8984 | 0 | 47.12 | 0.5361 | 0
23.28 | 46.56 | 7.48 | 0.10336 | 0 | 0 | 71.9705 | 9.3784 | 16.0321 | 46.56 | 0.93517 | 0
23.4 | 46.8 | 7.48 | 0.10336 | 0 | 0 | 89.7573 | 5.6608 | 0 | 84.0965 | 1 | 3.7175
24.08 | 48.16 | 7.48 | 0.10336 | 0 | 0 | 85.232 | 0 | 37.072 | 48.16 | 1 | 0
23.96 | 47.92 | 7.48 | 0.10336 | 0 | 0 | 73.8822 | 4.9397 | 0 | 68.9425 | 1 | 4.4386
25.48 | 50.96 | 7.48 | 0.10336 | 0 | 0 | 58.6363 | 0 | 7.6763 | 50.96 | 1 | 0
25.8 | 51.6 | 7.48 | 0.10336 | 0 | 12.9165 | 38.6835 | 0 | 0 | 38.6835 | 1 | 0
24.24 | 48.48 | 7.48 | 0.10336 | 0 | 31.2981 | 17.1819 | 0 | 0 | 17.1819 | 1 | 0
21.16 | 42.32 | 7.48 | 0.10336 | 0 | 39.6701 | 2.6499 | 0 | 0 | 2.6499 | 1 | 0
15.6 | 31.2 | 7.48 | 0.10336 | 0 | 31.2 | 0 | 0 | 0 | 0 | 1 | 0
19.16 | 38.32 | 7.48 | 0.10336 | 0 | 38.32 | 0 | 0 | 0 | 0 | 1 | 0
24.96 | 49.92 | 7.48 | 0.10336 | 0 | 49.92 | 0 | 0 | 0 | 0 | 1 | 0
26.08 | 52.16 | 7.48 | 0.10336 | 0 | 52.16 | 0 | 0 | 0 | 0 | 1 | 0
22.96 | 45.92 | 7.48 | 0.10336 | 0 | 45.92 | 0 | 0 | 0 | 0 | 1 | 0
21.96 | 43.92 | 7.48 | 0.10336 | 0 | 43.92 | 0 | 0 | 0 | 0 | 1 | 0
22.32 | 44.64 | 7.48 | 0.10336 | 0 | 44.64 | 0 | 0 | 0 | 0 | 1 | 0
21.52 | 43.04 | 7.48 | 0.10336 | 0 | 43.04 | 0 | 0 | 0 | 0 | 1 | 0
22.72 | 45.44 | 7.48 | 0.10336 | 0 | 45.44 | 0 | 0 | 0 | 0 | 1 | 0
21.96 | 43.92 | 7.48 | 0.10336 | 0 | 43.92 | 0 | 0 | 0 | 0 | 1 | 0
20.64 | 41.28 | 7.48 | 0.10336 | 0 | 41.1469 | 0.1331 | 0 | 0 | 0.1331 | 1 | 0
20.12 | 40.24 | 7.48 | 0.10336 | 0 | 17.2138 | 23.0262 | 0 | 0 | 23.0262 | 1 | 0
18.64 | 37.28 | 7.48 | 0.10336 | 0 | 32.7304 | 4.5496 | 0 | 0 | 4.5496 | 1 | 0
19.24 | 38.48 | 7.48 | 0.10336 | 0 | 29.6712 | 8.8088 | 0 | 0 | 8.8088 | 1 | 0
21.16 | 42.32 | 7.48 | 0.10336 | 0 | 30.8372 | 11.4828 | 0 | 0 | 11.4828 | 1 | 0
21.36 | 42.72 | 11.23 | 0.12409 | 0 | 15.5911 | 19.614 | 0 | 0 | 19.614 | 0.64412 | 7.5149
23.32 | 46.64 | 11.23 | 0.12409 | 0 | 2.8252 | 34.4364 | 0 | 0 | 34.4364 | 0.2 | 9.3784
25.2 | 50.4 | 11.23 | 0.12409 | 0 | 0 | 62.5446 | 9.3784 | 2.7662 | 50.4 | 0.59907 | 0
26.56 | 53.12 | 17.48 | 0.13136 | 0 | 0 | 86.1153 | 9.3784 | 23.6169 | 53.12 | 0.99814 | 0
27.68 | 55.36 | 17.48 | 0.13136 | 0 | 0 | 74.814 | 0.043676 | 19.4103 | 55.36 | 1 | 0
31.72 | 63.44 | 17.48 | 0.13136 | 0 | 0 | 59.3986 | 0 | 0 | 59.3986 | 0.80862 | 4.0414
28.92 | 57.84 | 17.48 | 0.13136 | 0 | 8.9916 | 39.47 | 0 | 0 | 39.47 | 0.36449 | 9.3784
27.96 | 55.92 | 11.23 | 0.12409 | 0 | 38.3509 | 17.5691 | 0 | 0 | 17.5691 | 0.36449 | 0
26.8 | 53.6 | 11.23 | 0.12409 | 0 | 50.9259 | 2.6741 | 0 | 0 | 2.6741 | 0.36449 | 0
24.08 | 48.16 | 11.23 | 0.12409 | 0 | 44.6865 | 0 | 0 | 0 | 0 | 0.2 | 3.4735
23.4 | 46.8 | 7.48 | 0.10336 | 9.3784 | 46.8 | 0 | 0 | 0 | 0 | 0.59907 | 0
26.4 | 52.8 | 7.48 | 0.10336 | 1.0587 | 52.8 | 0 | 0 | 0 | 0 | 0.64412 | 0
26.68 | 53.36 | 7.48 | 0.10336 | 0 | 53.36 | 0 | 0 | 0 | 0 | 0.64412 | 0
21.56 | 43.12 | 7.48 | 0.10336 | 0 | 43.12 | 0 | 0 | 0 | 0 | 0.64412 | 0
20.2 | 40.4 | 7.48 | 0.10336 | 0 | 40.4 | 0 | 0 | 0 | 0 | 0.64412 | 0
20.64 | 41.28 | 7.48 | 0.10336 | 0 | 41.28 | 0 | 0 | 0 | 0 | 0.64412 | 0
20.44 | 40.88 | 7.48 | 0.10336 | 0 | 40.88 | 0 | 0 | 0 | 0 | 0.64412 | 0
20.52 | 41.04 | 7.48 | 0.10336 | 0 | 41.04 | 0 | 0 | 0 | 0 | 0.64412 | 0
20.24 | 40.48 | 7.48 | 0.10336 | 0 | 40.48 | 0 | 0 | 0 | 0 | 0.64412 | 0
19.44 | 38.88 | 7.48 | 0.10336 | 0 | 33.2898 | 5.5902 | 0 | 0 | 5.5902 | 0.64412 | 0
21.08 | 42.16 | 7.48 | 0.10336 | 0 | 37.2111 | 4.9489 | 0 | 0 | 4.9489 | 0.64412 | 0
22.28 | 44.56 | 7.48 | 0.10336 | 0 | 32.4843 | 12.0757 | 0 | 0 | 12.0757 | 0.64412 | 0
24.48 | 48.96 | 7.48 | 0.10336 | 0 | 25.353 | 23.607 | 0 | 0 | 23.607 | 0.64412 | 0
27.32 | 54.64 | 7.48 | 0.10336 | 0 | 35.0381 | 19.6019 | 0 | 0 | 19.6019 | 0.64412 | 0
31.32 | 62.64 | 11.23 | 0.12409 | 0 | 1.9942 | 51.2674 | 0 | 0 | 51.2674 | 0.2 | 9.3784
33.16 | 66.32 | 11.23 | 0.12409 | 0 | 0 | 92.9639 | 9.3784 | 17.2655 | 66.32 | 0.59907 | 0
26.72 | 53.44 | 11.23 | 0.12409 | 0 | 0 | 91.7176 | 9.3784 | 28.8992 | 53.44 | 0.99814 | 0
25.56 | 51.12 | 17.48 | 0.13136 | 0 | 0 | 86.1274 | 0.043676 | 34.9637 | 51.12 | 1 | 0
25.52 | 51.04 | 17.48 | 0.13136 | 0 | 0 | 75.8303 | 0 | 24.7903 | 51.04 | 1 | 0
24.4 | 48.8 | 17.48 | 0.13136 | 0 | 0 | 60.3666 | 0 | 11.5666 | 48.8 | 1 | 0
22.76 | 45.52 | 17.48 | 0.13136 | 0 | 0 | 40.1718 | 0 | 0 | 40.1718 | 0.74673 | 5.3482
22.76 | 45.52 | 11.23 | 0.12409 | 0 | 27.8541 | 17.6659 | 0 | 0 | 17.6659 | 0.74673 | 0
24.2 | 48.4 | 11.23 | 0.12409 | 0 | 43.7528 | 2.4805 | 0 | 0 | 2.4805 | 0.64412 | 2.1667
24.64 | 49.28 | 11.23 | 0.12409 | 0 | 39.9016 | 0 | 0 | 0 | 0 | 0.2 | 9.3784
25.52 | 51.04 | 7.48 | 0.10336 | 0 | 51.04 | 0 | 0 | 0 | 0 | 0.2 | 0
24.92 | 49.84 | 7.48 | 0.10336 | 0 | 49.84 | 0 | 0 | 0 | 0 | 0.2 | 0
17.92 | 35.84 | 7.48 | 0.10336 | 0 | 35.84 | 0 | 0 | 0 | 0 | 0.2 | 0
10.84 | 21.68 | 7.48 | 0.10336 | 0 | 21.68 | 0 | 0 | 0 | 0 | 0.2 | 0
8.88 | 17.76 | 7.48 | 0.10336 | 0 | 17.76 | 0 | 0 | 0 | 0 | 0.2 | 0
8.96 | 17.92 | 7.48 | 0.10336 | 0 | 17.92 | 0 | 0 | 0 | 0 | 0.2 | 0
9.84 | 19.68 | 7.48 | 0.10336 | 0 | 19.68 | 0 | 0 | 0 | 0 | 0.2 | 0
12.16 | 24.32 | 7.48 | 0.10336 | 0 | 24.32 | 0 | 0 | 0 | 0 | 0.2 | 0
13.8 | 27.6 | 7.48 | 0.10336 | 0 | 27.6 | 0 | 0 | 0 | 0 | 0.2 | 0
16.12 | 32.24 | 7.48 | 0.10336 | 0 | 27.2911 | 4.9489 | 0 | 0 | 4.9489 | 0.2 | 0
22.56 | 45.12 | 7.48 | 0.10336 | 0 | 22.239 | 22.881 | 0 | 0 | 22.881 | 0.2 | 0
22 | 44 | 7.48 | 0.10336 | 0 | 0 | 45.2417 | 1.2417 | 0 | 44 | 0.25284 | 0
23.24 | 46.48 | 7.48 | 0.10336 | 0 | 0 | 64.166 | 9.3784 | 8.3076 | 46.48 | 0.65191 | 0
24.4 | 48.8 | 7.48 | 0.10336 | 0 | 0 | 79.5208 | 8.1804 | 22.5404 | 48.8 | 1 | 0
29.64 | 59.28 | 11.23 | 0.12409 | 0 | 0 | 88.6804 | 4.9397 | 0 | 83.7407 | 1 | 4.4386
27.8 | 55.6 | 11.23 | 0.12409 | 0 | 0 | 94.5126 | 0 | 38.9126 | 55.6 | 1 | 0
25.56 | 51.12 | 11.23 | 0.12409 | 0 | 0 | 93.9439 | 0 | 42.8239 | 51.12 | 1 | 0
24.64 | 49.28 | 17.48 | 0.13136 | 0 | 0 | 88.0997 | 0 | 38.8197 | 49.28 | 1 | 0
24.92 | 49.84 | 17.48 | 0.13136 | 0 | 0 | 77.0645 | 0 | 27.2245 | 49.84 | 1 | 0
25.32 | 50.64 | 17.48 | 0.13136 | 0 | 0 | 61.2015 | 0 | 10.5615 | 50.64 | 1 | 0
26.04 | 52.08 | 17.48 | 0.13136 | 0 | 2.3483 | 40.3533 | 0 | 0 | 40.3533 | 0.55588 | 9.3784
25.56 | 51.12 | 11.23 | 0.12409 | 0 | 33.5025 | 17.6175 | 0 | 0 | 17.6175 | 0.55588 | 0
25 | 50 | 11.23 | 0.12409 | 0 | 47.7131 | 2.2869 | 0 | 0 | 2.2869 | 0.55588 | 0
23.6 | 47.2 | 11.23 | 0.12409 | 0 | 39.6851 | 0 | 0 | 0 | 0 | 0.2 | 7.5149
23.48 | 46.96 | 7.48 | 0.10336 | 0 | 46.96 | 0 | 0 | 0 | 0 | 0.2 | 0
24.72 | 49.44 | 7.48 | 0.10336 | 0 | 49.44 | 0 | 0 | 0 | 0 | 0.2 | 0
26.12 | 52.24 | 7.48 | 0.10336 | 0 | 52.24 | 0 | 0 | 0 | 0 | 0.2 | 0
21.68 | 43.36 | 7.48 | 0.10336 | 0 | 43.36 | 0 | 0 | 0 | 0 | 0.2 | 0
19.96 | 39.92 | 7.48 | 0.10336 | 0 | 39.92 | 0 | 0 | 0 | 0 | 0.2 | 0
20.16 | 40.32 | 7.48 | 0.10336 | 0 | 40.32 | 0 | 0 | 0 | 0 | 0.2 | 0
20.32 | 40.64 | 7.48 | 0.10336 | 0 | 40.64 | 0 | 0 | 0 | 0 | 0.2 | 0
21.32 | 42.64 | 7.48 | 0.10336 | 0 | 42.64 | 0 | 0 | 0 | 0 | 0.2 | 0
22.76 | 45.52 | 7.48 | 0.10336 | 0 | 45.52 | 0 | 0 | 0 | 0 | 0.2 | 0
22.48 | 44.96 | 7.48 | 0.10336 | 0 | 40.4346 | 4.5254 | 0 | 0 | 4.5254 | 0.2 | 0
23 | 46 | 7.48 | 0.10336 | 0 | 22.9133 | 23.0867 | 0 | 0 | 23.0867 | 0.2 | 0
22.8 | 45.6 | 7.48 | 0.10336 | 0 | 0.50353 | 45.0965 | 0 | 0 | 45.0965 | 0.2 | 0
24.52 | 49.04 | 7.48 | 0.10336 | 0 | 0 | 63.0407 | 9.3784 | 4.6223 | 49.04 | 0.59907 | 0
31.08 | 62.16 | 7.48 | 0.10336 | 0 | 0 | 75.9513 | 9.3784 | 4.413 | 62.16 | 0.99814 | 0
31.12 | 62.24 | 11.23 | 0.12409 | 0 | 0 | 84.2035 | 4.9604 | 0 | 79.2431 | 1 | 4.418
32.96 | 65.92 | 11.23 | 0.12409 | 0 | 0 | 87.4342 | 0 | 21.5142 | 65.92 | 1 | 0
30.32 | 60.64 | 11.23 | 0.12409 | 0 | 0 | 87.906 | 4.9397 | 0 | 82.9663 | 1 | 4.4386
29.52 | 59.04 | 17.48 | 0.13136 | 0 | 0 | 82.4853 | 0 | 23.4453 | 59.04 | 1 | 0
28.72 | 57.44 | 17.48 | 0.13136 | 0 | 0 | 72.3092 | 0 | 14.8692 | 57.44 | 1 | 0
29.4 | 58.8 | 17.48 | 0.13136 | 0 | 0 | 58.0918 | 0 | 0 | 58.0918 | 0.96646 | 0.70819
28.68 | 57.36 | 17.48 | 0.13136 | 0 | 9.6732 | 38.3084 | 0 | 0 | 38.3084 | 0.52234 | 9.3784
30.84 | 61.68 | 11.23 | 0.12409 | 0 | 44.6796 | 17.0004 | 0 | 0 | 17.0004 | 0.52234 | 0
30.2 | 60.4 | 11.23 | 0.12409 | 0 | 58.1615 | 2.2385 | 0 | 0 | 2.2385 | 0.52234 | 0
28.28 | 56.56 | 11.23 | 0.12409 | 0 | 49.7533 | 0 | 0 | 0 | 0 | 0.2 | 6.8068
26.56 | 53.12 | 7.48 | 0.10336 | 0 | 53.12 | 0 | 0 | 0 | 0 | 0.2 | 0
23.08 | 46.16 | 7.48 | 0.10336 | 0 | 46.16 | 0 | 0 | 0 | 0 | 0.2 | 0
17.04 | 34.08 | 7.48 | 0.10336 | 0 | 34.08 | 0 | 0 | 0 | 0 | 0.2 | 0
11.2 | 22.4 | 7.48 | 0.10336 | 0 | 22.4 | 0 | 0 | 0 | 0 | 0.2 | 0
11.64 | 23.28 | 7.48 | 0.10336 | 0 | 23.28 | 0 | 0 | 0 | 0 | 0.2 | 0
14.24 | 28.48 | 7.48 | 0.10336 | 0 | 28.48 | 0 | 0 | 0 | 0 | 0.2 | 0
14.52 | 29.04 | 7.48 | 0.10336 | 0 | 29.04 | 0 | 0 | 0 | 0 | 0.2 | 0
15.36 | 30.72 | 7.48 | 0.10336 | 0 | 30.72 | 0 | 0 | 0 | 0 | 0.2 | 0
14.04 | 28.08 | 7.48 | 0.10336 | 0 | 28.08 | 0 | 0 | 0 | 0 | 0.2 | 0
15.72 | 31.44 | 7.48 | 0.10336 | 0 | 27.1324 | 4.3076 | 0 | 0 | 4.3076 | 0.2 | 0
22.24 | 44.48 | 7.48 | 0.10336 | 0 | 22.5307 | 21.9493 | 0 | 0 | 21.9493 | 0.2 | 0
21.84 | 43.68 | 7.48 | 0.10336 | 0 | 1.2576 | 42.4224 | 0 | 0 | 42.4224 | 0.2 | 0
24.6 | 49.2 | 7.48 | 0.10336 | 0 | 0 | 59.205 | 9.3784 | 0.62663 | 49.2 | 0.59907 | 0
26.28 | 52.56 | 7.48 | 0.10336 | 0 | 0 | 73.7976 | 9.3784 | 11.8592 | 52.56 | 0.99814 | 0
28.44 | 56.88 | 11.23 | 0.12409 | 0 | 0 | 84.022 | 4.9604 | 0 | 79.0616 | 1 | 4.418
33.2 | 66.4 | 11.23 | 0.12409 | 0 | 0 | 87.6883 | 0 | 21.2883 | 66.4 | 1 | 0
27.76 | 55.52 | 11.23 | 0.12409 | 0 | 0 | 88.3053 | 4.9397 | 0 | 83.3656 | 1 | 4.4386
25.6 | 51.2 | 17.48 | 0.13136 | 0 | 0 | 83.1508 | 0 | 31.9508 | 51.2 | 1 | 0
25.32 | 50.64 | 17.48 | 0.13136 | 0 | 0 | 73.2288 | 4.9397 | 0 | 68.2891 | 1 | 4.4386
24.28 | 48.56 | 17.48 | 0.13136 | 0 | 0 | 58.4185 | 0 | 9.8585 | 48.56 | 1 | 0
23.96 | 47.92 | 17.48 | 0.13136 | 0 | 0 | 38.6593 | 0 | 0 | 38.6593 | 0.56145 | 9.2607
24.28 | 48.56 | 11.23 | 0.12409 | 0 | 31.4628 | 17.0972 | 0 | 0 | 17.0972 | 0.56145 | 0
23.56 | 47.12 | 11.23 | 0.12409 | 0 | 44.8815 | 2.2385 | 0 | 0 | 2.2385 | 0.56145 | 0
24.92 | 49.84 | 11.23 | 0.12409 | 0 | 42.2074 | 0 | 0 | 0 | 0 | 0.2 | 7.6326
24.84 | 49.68 | 7.48 | 0.10336 | 0 | 49.68 | 0 | 0 | 0 | 0 | 0.2 | 0
25.28 | 50.56 | 7.48 | 0.10336 | 0 | 50.56 | 0 | 0 | 0 | 0 | 0.2 | 0
18 | 36 | 7.48 | 0.10336 | 0 | 36 | 0 | 0 | 0 | 0 | 0.2 | 0
11.04 | 22.08 | 7.48 | 0.10336 | 0 | 22.08 | 0 | 0 | 0 | 0 | 0.2 | 0
8.96 | 17.92 | 7.48 | 0.10336 | 0 | 17.92 | 0 | 0 | 0 | 0 | 0.2 | 0
9.68 | 19.36 | 7.48 | 0.10336 | 0 | 19.36 | 0 | 0 | 0 | 0 | 0.2 | 0
9.24 | 18.48 | 7.48 | 0.10336 | 0 | 18.48 | 0 | 0 | 0 | 0 | 0.2 | 0
13.52 | 27.04 | 7.48 | 0.10336 | 0 | 27.04 | 0 | 0 | 0 | 0 | 0.2 | 0
14.8 | 29.6 | 7.48 | 0.10336 | 0 | 29.6 | 0 | 0 | 0 | 0 | 0.2 | 0
16.6 | 33.2 | 7.48 | 0.10336 | 0 | 28.9045 | 4.2955 | 0 | 0 | 4.2955 | 0.2 | 0
22.6 | 45.2 | 7.48 | 0.10336 | 0 | 23.1297 | 22.0703 | 0 | 0 | 22.0703 | 0.2 | 0
23.72 | 47.44 | 7.48 | 0.10336 | 0 | 3.6019 | 43.8381 | 0 | 0 | 43.8381 | 0.2 | 0
25.6 | 51.2 | 7.48 | 0.10336 | 0 | 0 | 61.1289 | 9.3784 | 0.55052 | 51.2 | 0.59907 | 0
27.6 | 55.2 | 7.48 | 0.10336 | 0 | 0 | 72.2487 | 9.3784 | 7.6704 | 55.2 | 0.99814 | 0
31.84 | 63.68 | 7.48 | 0.10336 | 0 | 0 | 80.0048 | 0.043676 | 16.2811 | 63.68 | 1 | 0
32.8 | 65.6 | 7.48 | 0.10336 | 0 | 0 | 83.2476 | 0 | 17.6476 | 65.6 | 1 | 0
29.48 | 58.96 | 7.48 | 0.10336 | 0 | 0 | 82.1102 | 4.9397 | 0 | 77.1705 | 1 | 4.4386
28.72 | 57.44 | 7.48 | 0.10336 | 0 | 0 | 80.0532 | 0 | 22.6132 | 57.44 | 1 | 0
26.8 | 53.6 | 7.48 | 0.10336 | 0 | 0 | 70.3853 | 0 | 16.7853 | 53.6 | 1 | 0
28.4 | 56.8 | 7.48 | 0.10336 | 0 | 0.46268 | 56.3373 | 0 | 0 | 56.3373 | 1 | 0
27.6 | 55.2 | 7.48 | 0.10336 | 0 | 17.4603 | 37.7397 | 0 | 0 | 37.7397 | 1 | 0
28.04 | 56.08 | 7.48 | 0.10336 | 0 | 38.9586 | 17.1214 | 0 | 0 | 17.1214 | 1 | 0
27.64 | 55.28 | 7.48 | 0.10336 | 0 | 52.8842 | 2.3958 | 0 | 0 | 2.3958 | 1 | 0
26.96 | 53.92 | 7.48 | 0.10336 | 0 | 53.92 | 0 | 0 | 0 | 0 | 1 | 0
24.4 | 48.8 | 7.48 | 0.10336 | 0 | 48.8 | 0 | 0 | 0 | 0 | 1 | 0
19.56 | 39.12 | 7.48 | 0.10336 | 0 | 39.12 | 0 | 0 | 0 | 0 | 1 | 0
19.24 | 38.48 | 7.48 | 0.10336 | 0 | 38.48 | 0 | 0 | 0 | 0 | 1 | 0
11 | 22 | 7.48 | 0.10336 | 0 | 22 | 0 | 0 | 0 | 0 | 1 | 0
8.84 | 17.68 | 7.48 | 0.10336 | 0 | 17.68 | 0 | 0 | 0 | 0 | 1 | 0
9.2 | 18.4 | 7.48 | 0.10336 | 0 | 18.4 | 0 | 0 | 0 | 0 | 1 | 0
13.36 | 26.72 | 7.48 | 0.10336 | 0 | 26.72 | 0 | 0 | 0 | 0 | 1 | 0
16.52 | 33.04 | 7.48 | 0.10336 | 0 | 33.04 | 0 | 0 | 0 | 0 | 1 | 0
13.32 | 26.64 | 7.48 | 0.10336 | 0 | 26.64 | 0 | 0 | 0 | 0 | 1 | 0
14.56 | 29.12 | 7.48 | 0.10336 | 0 | 17.0656 | 4.3318 | 0 | 0 | 4.3318 | 0.63429 | 7.7226
15.56 | 31.12 | 7.48 | 0.10336 | 0 | 0 | 21.9493 | 0 | 0 | 21.9493 | 0.2 | 9.1707
21.08 | 42.16 | 7.48 | 0.10336 | 0 | 0 | 42.8338 | 0.67379 | 0 | 42.16 | 0.22867 | 0
20.8 | 41.6 | 7.48 | 0.10336 | 0 | 0 | 59.8826 | 9.3784 | 8.9042 | 41.6 | 0.62774 | 0
21.72 | 43.44 | 7.48 | 0.10336 | 0 | 0 | 72.5271 | 8.7483 | 20.3388 | 43.44 | 1 | 0
23.32 | 46.64 | 7.48 | 0.10336 | 0 | 0 | 82.9814 | 0 | 36.3414 | 46.64 | 1 | 0
25.8 | 51.6 | 7.48 | 0.10336 | 0 | 0 | 86.442 | 0 | 34.842 | 51.6 | 1 | 0
26.56 | 53.12 | 7.48 | 0.10336 | 0 | 0 | 85.7039 | 0 | 32.5839 | 53.12 | 1 | 0
29.4 | 58.8 | 7.48 | 0.10336 | 0 | 0 | 80.9365 | 4.9397 | 0 | 75.9968 | 1 | 4.4386
29.96 | 59.92 | 7.48 | 0.10336 | 0 | 0 | 70.9177 | 0 | 10.9977 | 59.92 | 1 | 0
29.32 | 58.64 | 7.48 | 0.10336 | 0 | 1.8792 | 56.7608 | 0 | 0 | 56.7608 | 1 | 0
28.48 | 56.96 | 7.48 | 0.10336 | 0 | 18.942 | 38.018 | 0 | 0 | 38.018 | 1 | 0
27.48 | 54.96 | 7.48 | 0.10336 | 0 | 37.9959 | 16.9641 | 0 | 0 | 16.9641 | 1 | 0
22.96 | 45.92 | 7.48 | 0.10336 | 0 | 43.5121 | 2.4079 | 0 | 0 | 2.4079 | 1 | 0
22.04 | 44.08 | 7.48 | 0.10336 | 0 | 44.08 | 0 | 0 | 0 | 0 | 1 | 0
22.4 | 44.8 | 7.48 | 0.10336 | 0 | 44.8 | 0 | 0 | 0 | 0 | 1 | 0
23.4 | 46.8 | 7.48 | 0.10336 | 0 | 46.8 | 0 | 0 | 0 | 0 | 1 | 0
18.2 | 36.4 | 7.48 | 0.10336 | 0 | 36.4 | 0 | 0 | 0 | 0 | 1 | 0
13.76 | 27.52 | 7.48 | 0.10336 | 0 | 27.52 | 0 | 0 | 0 | 0 | 1 | 0
11.16 | 22.32 | 7.48 | 0.10336 | 0 | 22.32 | 0 | 0 | 0 | 0 | 1 | 0
9.16 | 18.32 | 7.48 | 0.10336 | 0 | 18.32 | 0 | 0 | 0 | 0 | 1 | 0
9.8 | 19.6 | 7.48 | 0.10336 | 0 | 19.6 | 0 | 0 | 0 | 0 | 1 | 0
12.28 | 24.56 | 7.48 | 0.10336 | 0 | 24.56 | 0 | 0 | 0 | 0 | 1 | 0
13.88 | 27.76 | 7.48 | 0.10336 | 0 | 27.76 | 0 | 0 | 0 | 0 | 1 | 0
15.44 | 30.88 | 7.48 | 0.10336 | 0 | 18.876 | 4.4891 | 0 | 0 | 4.4891 | 0.64412 | 7.5149
16.2 | 32.4 | 7.48 | 0.10336 | 0 | 12.5431 | 10.4785 | 0 | 0 | 10.4785 | 0.2 | 9.3784
17.52 | 35.04 | 7.48 | 0.10336 | 0 | 0 | 37.0984 | 2.0584 | 0 | 35.04 | 0.28759 | 0
20.96 | 41.92 | 7.48 | 0.10336 | 0 | 0 | 60.5602 | 9.3784 | 9.2618 | 41.92 | 0.68666 | 0
23.2 | 46.4 | 7.48 | 0.10336 | 0 | 0 | 72.8779 | 7.3636 | 19.1143 | 46.4 | 1 | 0
25.12 | 50.24 | 11.23 | 0.12409 | 0 | 0 | 82.7878 | 4.9397 | 0 | 77.8481 | 1 | 4.4386
30.08 | 60.16 | 11.23 | 0.12409 | 0 | 0 | 86.3572 | 4.9397 | 0 | 81.4175 | 1 | 4.4386
30.96 | 61.92 | 11.23 | 0.12409 | 0 | 0 | 87.3253 | 0 | 25.4053 | 61.92 | 1 | 0
32.04 | 64.08 | 17.48 | 0.13136 | 0 | 0 | 82.7273 | 4.9397 | 0 | 77.7876 | 1 | 4.4386
33.16 | 66.32 | 17.48 | 0.13136 | 0 | 0 | 71.3654 | 0 | 5.0454 | 66.32 | 1 | 0
35.76 | 71.52 | 17.48 | 0.13136 | 0 | 6.8692 | 57.1359 | 0 | 0 | 57.1359 | 0.64412 | 7.5149
36.76 | 73.52 | 17.48 | 0.13136 | 0 | 25.9421 | 38.1995 | 0 | 0 | 38.1995 | 0.2 | 9.3784
35.68 | 71.36 | 11.23 | 0.12409 | 0 | 54.1781 | 17.1819 | 0 | 0 | 17.1819 | 0.2 | 0
31.52 | 63.04 | 11.23 | 0.12409 | 0 | 60.499 | 2.541 | 0 | 0 | 2.541 | 0.2 | 0
22.6 | 45.2 | 11.23 | 0.12409 | 0 | 45.2 | 0 | 0 | 0 | 0 | 0.2 | 0
21.72 | 43.44 | 7.48 | 0.10336 | 9.3784 | 43.44 | 0 | 0 | 0 | 0 | 0.59907 | 0
22.04 | 44.08 | 7.48 | 0.10336 | 2.6282 | 44.08 | 0 | 0 | 0 | 0 | 0.71091 | 0
19.28 | 38.56 | 7.48 | 0.10336 | 0 | 38.56 | 0 | 0 | 0 | 0 | 0.71091 | 0
11.24 | 22.48 | 7.48 | 0.10336 | 0 | 22.48 | 0 | 0 | 0 | 0 | 0.71091 | 0
13.48 | 26.96 | 7.48 | 0.10336 | 0 | 26.96 | 0 | 0 | 0 | 0 | 0.71091 | 0
16.6 | 33.2 | 7.48 | 0.10336 | 0 | 33.2 | 0 | 0 | 0 | 0 | 0.71091 | 0
17.16 | 34.32 | 7.48 | 0.10336 | 0 | 34.32 | 0 | 0 | 0 | 0 | 0.71091 | 0
16.88 | 33.76 | 7.48 | 0.10336 | 0 | 33.76 | 0 | 0 | 0 | 0 | 0.71091 | 0
14.16 | 28.32 | 7.48 | 0.10336 | 0 | 28.32 | 0 | 0 | 0 | 0 | 0.71091 | 0
15.44 | 30.88 | 7.48 | 0.10336 | 0 | 26.5603 | 4.3197 | 0 | 0 | 4.3197 | 0.71091 | 0
22.52 | 45.04 | 7.48 | 0.10336 | 0 | 33.7387 | 11.3013 | 0 | 0 | 11.3013 | 0.71091 | 0
24.32 | 48.64 | 7.48 | 0.10336 | 0 | 17.9667 | 30.6733 | 0 | 0 | 30.6733 | 0.71091 | 0
31.16 | 62.32 | 7.48 | 0.10336 | 0 | 2.0623 | 60.2577 | 0 | 0 | 60.2577 | 0.71091 | 0
37.28 | 74.56 | 7.48 | 0.10336 | 0 | 1.8031 | 72.7569 | 0 | 0 | 72.7569 | 0.71091 | 0
42.44 | 84.88 | 11.23 | 0.12409 | 0 | 0 | 82.6426 | 0 | 0 | 82.6426 | 0.60495 | 2.2374
42.24 | 84.48 | 11.23 | 0.12409 | 0 | 0 | 86.6477 | 2.1677 | 0 | 84.48 | 0.69719 | 0
40.28 | 80.56 | 11.23 | 0.12409 | 0 | 0 | 87.6762 | 7.1162 | 0 | 80.56 | 1 | 0
42.48 | 84.96 | 17.48 | 0.13136 | 0 | 2.4626 | 82.4974 | 0 | 0 | 82.4974 | 1 | 0
42.6 | 85.2 | 17.48 | 0.13136 | 0 | 12.4068 | 72.7932 | 0 | 0 | 72.7932 | 1 | 0
40.12 | 80.24 | 17.48 | 0.13136 | 0 | 15.2141 | 57.511 | 0 | 0 | 57.511 | 0.64412 | 7.5149
40.52 | 81.04 | 17.48 | 0.13136 | 0 | 32.9418 | 38.7198 | 0 | 0 | 38.7198 | 0.2 | 9.3784
38.44 | 76.88 | 11.23 | 0.12409 | 0 | 59.4561 | 17.4239 | 0 | 0 | 17.4239 | 0.2 | 0
39.56 | 79.12 | 11.23 | 0.12409 | 0 | 76.5427 | 2.5773 | 0 | 0 | 2.5773 | 0.2 | 0
38.56 | 77.12 | 11.23 | 0.12409 | 0 | 77.12 | 0 | 0 | 0 | 0 | 0.2 | 0
38.28 | 76.56 | 7.48 | 0.10336 | 0 | 76.56 | 0 | 0 | 0 | 0 | 0.2 | 0
37.52 | 75.04 | 7.48 | 0.10336 | 0 | 75.04 | 0 | 0 | 0 | 0 | 0.2 | 0
27.72 | 55.44 | 7.48 | 0.10336 | 0 | 55.44 | 0 | 0 | 0 | 0 | 0.2 | 0
12.76 | 25.52 | 7.48 | 0.10336 | 0 | 25.52 | 0 | 0 | 0 | 0 | 0.2 | 0
11.48 | 22.96 | 7.48 | 0.10336 | 0 | 22.96 | 0 | 0 | 0 | 0 | 0.2 | 0
13.84 | 27.68 | 7.48 | 0.10336 | 0 | 27.68 | 0 | 0 | 0 | 0 | 0.2 | 0
11.8 | 23.6 | 7.48 | 0.10336 | 0 | 23.6 | 0 | 0 | 0 | 0 | 0.2 | 0
16.28 | 32.56 | 7.48 | 0.10336 | 0 | 32.56 | 0 | 0 | 0 | 0 | 0.2 | 0
16.04 | 32.08 | 7.48 | 0.10336 | 0 | 32.08 | 0 | 0 | 0 | 0 | 0.2 | 0
15.96 | 31.92 | 7.48 | 0.10336 | 0 | 27.4067 | 4.5133 | 0 | 0 | 4.5133 | 0.2 | 0
19.24 | 38.48 | 7.48 | 0.10336 | 0 | 19.2532 | 19.2268 | 0 | 0 | 19.2268 | 0.2 | 0
24.68 | 49.36 | 7.48 | 0.10336 | 0 | 5.897 | 43.463 | 0 | 0 | 43.463 | 0.2 | 0
28.96 | 57.92 | 7.48 | 0.10336 | 0 | 0 | 61.1047 | 3.1847 | 0 | 57.92 | 0.33552 | 0
31.4 | 62.8 | 7.48 | 0.10336 | 0 | 0 | 74.0516 | 9.3784 | 1.8733 | 62.8 | 0.73459 | 0
38.16 | 76.32 | 11.23 | 0.12409 | 0 | 0 | 84.0583 | 6.2374 | 1.5009 | 76.32 | 1 | 0
45.76 | 91.52 | 11.23 | 0.12409 | 0 | 0 | 87.6883 | 0 | 0 | 87.6883 | 0.81855 | 3.8317
38 | 76 | 11.23 | 0.12409 | 0 | 0 | 88.7168 | 4.2643 | 8.4525 | 76 | 1 | 0
37.52 | 75.04 | 17.48 | 0.13136 | 0 | 0 | 84.1188 | 0 | 9.0788 | 75.04 | 1 | 0
38.96 | 77.92 | 17.48 | 0.13136 | 0 | 5.1994 | 72.7206 | 0 | 0 | 72.7206 | 1 | 0
38.56 | 77.12 | 17.48 | 0.13136 | 0 | 11.114 | 58.4911 | 0 | 0 | 58.4911 | 0.64412 | 7.5149
39.36 | 78.72 | 17.48 | 0.13136 | 0 | 29.8474 | 39.4942 | 0 | 0 | 39.4942 | 0.2 | 9.3784
39.12 | 78.24 | 11.23 | 0.12409 | 0 | 60.2837 | 17.9563 | 0 | 0 | 17.9563 | 0.2 | 0
38.08 | 76.16 | 11.23 | 0.12409 | 0 | 73.4617 | 2.6983 | 0 | 0 | 2.6983 | 0.2 | 0
37.48 | 74.96 | 11.23 | 0.12409 | 0 | 74.96 | 0 | 0 | 0 | 0 | 0.2 | 0
35.56 | 71.12 | 7.48 | 0.10336 | 0 | 71.12 | 0 | 0 | 0 | 0 | 0.2 | 0
26.52 | 53.04 | 7.48 | 0.10336 | 0 | 53.04 | 0 | 0 | 0 | 0 | 0.2 | 0
20.92 | 41.84 | 7.48 | 0.10336 | 0 | 41.84 | 0 | 0 | 0 | 0 | 0.2 | 0
11.28 | 22.56 | 7.48 | 0.10336 | 0 | 22.56 | 0 | 0 | 0 | 0 | 0.2 | 0
10.44 | 20.88 | 7.48 | 0.10336 | 0 | 20.88 | 0 | 0 | 0 | 0 | 0.2 | 0
9.68 | 19.36 | 7.48 | 0.10336 | 0 | 19.36 | 0 | 0 | 0 | 0 | 0.2 | 0
8.76 | 17.52 | 7.48 | 0.10336 | 0 | 17.52 | 0 | 0 | 0 | 0 | 0.2 | 0
11.96 | 23.92 | 7.48 | 0.10336 | 0 | 23.92 | 0 | 0 | 0 | 0 | 0.2 | 0
12.84 | 25.68 | 7.48 | 0.10336 | 0 | 25.68 | 0 | 0 | 0 | 0 | 0.2 | 0
14.4 | 28.8 | 7.48 | 0.10336 | 0 | 24.2383 | 4.5617 | 0 | 0 | 4.5617 | 0.2 | 0
20.88 | 41.76 | 7.48 | 0.10336 | 0 | 32.9996 | 8.7604 | 0 | 0 | 8.7604 | 0.2 | 0
23.24 | 46.48 | 7.48 | 0.10336 | 0 | 22.5463 | 23.9337 | 0 | 0 | 23.9337 | 0.2 | 0
29.64 | 59.28 | 7.48 | 0.10336 | 0 | 0 | 61.7581 | 2.4781 | 0 | 59.28 | 0.30545 | 0
33.28 | 66.56 | 7.48 | 0.10336 | 0 | 0 | 74.0516 | 7.4916 | 0 | 66.56 | 0.62424 | 0
42.96 | 85.92 | 11.23 | 0.12409 | 0 | 0 | 84.3124 | 0 | 0 | 84.3124 | 0.5481 | 1.6076
40.2 | 80.4 | 11.23 | 0.12409 | 0 | 0 | 88.0271 | 7.6271 | 0 | 80.4 | 0.87265 | 0
37.6 | 75.2 | 11.23 | 0.12409 | 0 | 0 | 88.6805 | 2.9928 | 10.4877 | 75.2 | 1 | 0
37.6 | 75.2 | 17.48 | 0.13136 | 0 | 0 | 83.3565 | 0 | 8.1565 | 75.2 | 1 | 0
38.24 | 76.48 | 17.48 | 0.13136 | 0 | 3.0818 | 73.3982 | 0 | 0 | 73.3982 | 1 | 0
36.4 | 72.8 | 17.48 | 0.13136 | 0 | 7.4595 | 57.8256 | 0 | 0 | 57.8256 | 0.64412 | 7.5149
37.44 | 74.88 | 17.48 | 0.13136 | 0 | 26.3341 | 39.1675 | 0 | 0 | 39.1675 | 0.2 | 9.3784
36.96 | 73.92 | 11.23 | 0.12409 | 0 | 56.0242 | 17.8958 | 0 | 0 | 17.8958 | 0.2 | 0
36 | 72 | 11.23 | 0.12409 | 0 | 69.3017 | 2.6983 | 0 | 0 | 2.6983 | 0.2 | 0
35.72 | 71.44 | 11.23 | 0.12409 | 0 | 71.44 | 0 | 0 | 0 | 0 | 0.2 | 0
35.72 | 71.44 | 7.48 | 0.10336 | 9.3784 | 71.44 | 0 | 0 | 0 | 0 | 0.59907 | 0
32.68 | 65.36 | 7.48 | 0.10336 | 9.3784 | 65.36 | 0 | 0 | 0 | 0 | 0.99814 | 0
19.84 | 39.68 | 7.48 | 0.10336 | 0.043676 | 39.68 | 0 | 0 | 0 | 0 | 1 | 0
11.52 | 23.04 | 7.48 | 0.10336 | 0 | 23.04 | 0 | 0 | 0 | 0 | 1 | 0
9.04 | 18.08 | 7.48 | 0.10336 | 0 | 18.08 | 0 | 0 | 0 | 0 | 1 | 0
9 | 18 | 7.48 | 0.10336 | 0 | 18 | 0 | 0 | 0 | 0 | 1 | 0
8.84 | 17.68 | 7.48 | 0.10336 | 0 | 17.68 | 0 | 0 | 0 | 0 | 1 | 0
12.64 | 25.28 | 7.48 | 0.10336 | 0 | 25.28 | 0 | 0 | 0 | 0 | 1 | 0
13.76 | 27.52 | 7.48 | 0.10336 | 0 | 27.52 | 0 | 0 | 0 | 0 | 1 | 0
15.32 | 30.64 | 7.48 | 0.10336 | 0 | 26.0783 | 4.5617 | 0 | 0 | 4.5617 | 1 | 0
20.84 | 41.68 | 7.48 | 0.10336 | 0 | 19.7186 | 21.9614 | 0 | 0 | 21.9614 | 1 | 0
22.4 | 44.8 | 7.48 | 0.10336 | 0 | 1.3491 | 43.4509 | 0 | 0 | 43.4509 | 1 | 0
30.68 | 61.36 | 7.48 | 0.10336 | 0 | 0.6667 | 60.6933 | 0 | 0 | 60.6933 | 1 | 0
36.56 | 73.12 | 7.48 | 0.10336 | 0 | 0.060565 | 73.0594 | 0 | 0 | 73.0594 | 1 | 0
45.24 | 90.48 | 11.23 | 0.12409 | 0 | 7.2808 | 83.1992 | 0 | 0 | 83.1992 | 1 | 0
47.2 | 94.4 | 11.23 | 0.12409 | 0 | 7.6434 | 86.7566 | 0 | 0 | 86.7566 | 1 | 0
43.48 | 86.96 | 11.23 | 0.12409 | 0 | 0.48173 | 86.4783 | 0 | 0 | 86.4783 | 1 | 0
44.4 | 88.8 | 17.48 | 0.13136 | 0 | 7.2222 | 81.5778 | 0 | 0 | 81.5778 | 1 | 0
42.8 | 85.6 | 17.48 | 0.13136 | 0 | 13.4844 | 72.1156 | 0 | 0 | 72.1156 | 1 | 0
51.24 | 102.48 | 17.48 | 0.13136 | 0 | 44.6181 | 57.8619 | 0 | 0 | 57.8619 | 1 | 0
56.52 | 113.04 | 17.48 | 0.13136 | 0 | 64.3973 | 39.2643 | 0 | 0 | 39.2643 | 0.55588 | 9.3784
55.12 | 110.24 | 11.23 | 0.12409 | 0 | 96.3282 | 17.8595 | 3.9477 | 0 | 13.9118 | 0.72386 | 0
53.48 | 106.96 | 11.23 | 0.12409 | 0 | 96.3282 | 2.6015 | 0 | 0 | 2.6015 | 0.34358 | 8.0303
49.68 | 99.36 | 11.23 | 0.12409 | 0 | 96.3282 | 0 | 0 | 0 | 0 | 0.2 | 3.0318
47.88 | 95.76 | 7.48 | 0.10336 | 9.3784 | 95.76 | 0 | 0 | 0 | 0 | 0.59907 | 0
45.72 | 91.44 | 7.48 | 0.10336 | 9.3784 | 91.44 | 0 | 0 | 0 | 0 | 0.99814 | 0
34.96 | 69.92 | 7.48 | 0.10336 | 0.043676 | 69.92 | 0 | 0 | 0 | 0 | 1 | 0
14.84 | 29.68 | 7.48 | 0.10336 | 0 | 29.68 | 0 | 0 | 0 | 0 | 1 | 0
9.72 | 19.44 | 7.48 | 0.10336 | 0 | 19.44 | 0 | 0 | 0 | 0 | 1 | 0
10.8 | 21.6 | 7.48 | 0.10336 | 0 | 21.6 | 0 | 0 | 0 | 0 | 1 | 0
10.88 | 21.76 | 7.48 | 0.10336 | 0 | 21.76 | 0 | 0 | 0 | 0 | 1 | 0
12.4 | 24.8 | 7.48 | 0.10336 | 0 | 24.8 | 0 | 0 | 0 | 0 | 1 | 0
14.08 | 28.16 | 7.48 | 0.10336 | 0 | 28.16 | 0 | 0 | 0 | 0 | 1 | 0
17.04 | 34.08 | 7.48 | 0.10336 | 0 | 29.8087 | 4.2713 | 0 | 0 | 4.2713 | 1 | 0
22.64 | 45.28 | 7.48 | 0.10336 | 0 | 32.2 | 13.08 | 0 | 0 | 13.08 | 1 | 0
34.2 | 68.4 | 7.48 | 0.10336 | 0 | 26.994 | 41.406 | 0 | 0 | 41.406 | 1 | 0
41.12 | 82.24 | 7.48 | 0.10336 | 0 | 22.9987 | 59.2413 | 0 | 0 | 59.2413 | 1 | 0
45.92 | 91.84 | 7.48 | 0.10336 | 0 | 20.5109 | 71.3291 | 0 | 0 | 71.3291 | 1 | 0
52.24 | 104.48 | 7.48 | 0.10336 | 0 | 23.5556 | 80.9244 | 0 | 0 | 80.9244 | 1 | 0
57.56 | 115.12 | 7.48 | 0.10336 | 0 | 30.6745 | 84.4455 | 0 | 0 | 84.4455 | 1 | 0
55.16 | 110.32 | 7.48 | 0.10336 | 0 | 24.967 | 85.353 | 0 | 0 | 85.353 | 1 | 0
65.24 | 130.48 | 7.48 | 0.10336 | 0 | 49.9186 | 80.5614 | 0 | 0 | 80.5614 | 1 | 0
68.64 | 137.28 | 7.48 | 0.10336 | 0 | 66.2534 | 71.0266 | 0 | 0 | 71.0266 | 1 | 0
67.28 | 134.56 | 7.48 | 0.10336 | 0 | 78.6825 | 55.8775 | 0 | 0 | 55.8775 | 1 | 0
63.44 | 126.88 | 7.48 | 0.10336 | 0 | 89.2008 | 37.6792 | 0 | 0 | 37.6792 | 1 | 0
62.2 | 124.4 | 7.48 | 0.10336 | 0 | 107.194 | 17.2061 | 0 | 0 | 17.2061 | 1 | 0
61 | 122 | 7.48 | 0.10336 | 0 | 112.788 | 0.8107 | 0 | 0 | 0.8107 | 0.60215 | 8.4013
60.64 | 121.28 | 7.48 | 0.10336 | 0 | 112.788 | 0 | 0 | 0 | 0 | 0.2 | 8.492
52.56 | 105.12 | 7.48 | 0.10336 | 7.668 | 105.12 | 0 | 0 | 0 | 0 | 0.52629 | 0
51 | 102 | 7.48 | 0.10336 | 9.3784 | 102 | 0 | 0 | 0 | 0 | 0.92536 | 0
35.88 | 71.76 | 7.48 | 0.10336 | 1.7541 | 71.76 | 0 | 0 | 0 | 0 | 1 | 0
14.36 | 28.72 | 7.48 | 0.10336 | 0 | 28.72 | 0 | 0 | 0 | 0 | 1 | 0
12.88 | 25.76 | 7.48 | 0.10336 | 0 | 25.76 | 0 | 0 | 0 | 0 | 1 | 0
14.96 | 29.92 | 7.48 | 0.10336 | 0 | 29.92 | 0 | 0 | 0 | 0 | 1 | 0
12.8 | 25.6 | 7.48 | 0.10336 | 0 | 25.6 | 0 | 0 | 0 | 0 | 1 | 0
15.24 | 30.48 | 7.48 | 0.10336 | 0 | 30.48 | 0 | 0 | 0 | 0 | 1 | 0
15.92 | 31.84 | 7.48 | 0.10336 | 0 | 31.84 | 0 | 0 | 0 | 0 | 1 | 0
17 | 34 | 7.48 | 0.10336 | 0 | 29.3294 | 4.6706 | 0 | 0 | 4.6706 | 1 | 0
19.84 | 39.68 | 7.48 | 0.10336 | 0 | 26.2975 | 13.3825 | 0 | 0 | 13.3825 | 1 | 0
33.88 | 67.76 | 7.48 | 0.10336 | 0 | 34.6304 | 33.1296 | 0 | 0 | 33.1296 | 1 | 0
38.48 | 76.96 | 7.48 | 0.10336 | 0 | 21.2882 | 55.6718 | 0 | 0 | 55.6718 | 1 | 0
42.36 | 84.72 | 7.48 | 0.10336 | 0 | 15.714 | 69.006 | 0 | 0 | 69.006 | 1 | 0
48.16 | 96.32 | 7.48 | 0.10336 | 0 | 24.0592 | 72.2608 | 0 | 0 | 72.2608 | 1 | 0
50.52 | 101.04 | 7.48 | 0.10336 | 0 | 23.6367 | 77.4033 | 0 | 0 | 77.4033 | 1 | 0
55.52 | 111.04 | 7.48 | 0.10336 | 0 | 29.2202 | 81.8198 | 0 | 0 | 81.8198 | 1 | 0
53.84 | 107.68 | 7.48 | 0.10336 | 0 | 35.6128 | 72.0672 | 0 | 0 | 72.0672 | 1 | 0
55.8 | 111.6 | 7.48 | 0.10336 | 0 | 48.6198 | 62.9802 | 0 | 0 | 62.9802 | 1 | 0
57.88 | 115.76 | 7.48 | 0.10336 | 0 | 80.7912 | 34.9688 | 0 | 0 | 34.9688 | 1 | 0
58.6 | 117.2 | 7.48 | 0.10336 | 0 | 88.7167 | 28.4833 | 0 | 0 | 28.4833 | 1 | 0
54.76 | 109.52 | 7.48 | 0.10336 | 0 | 92.326 | 17.194 | 0 | 0 | 17.194 | 1 | 0
48.68 | 97.36 | 7.48 | 0.10336 | 0 | 94.0688 | 3.2912 | 0 | 0 | 3.2912 | 1 | 0
45.56 | 91.12 | 7.48 | 0.10336 | 0 | 91.12 | 0 | 0 | 0 | 0 | 1 | 0
46.96 | 93.92 | 7.48 | 0.10336 | 0 | 93.92 | 0 | 0 | 0 | 0 | 1 | 0
44.68 | 89.36 | 7.48 | 0.10336 | 0 | 89.36 | 0 | 0 | 0 | 0 | 1 | 0
38.36 | 76.72 | 7.48 | 0.10336 | 0 | 76.72 | 0 | 0 | 0 | 0 | 1 | 0
14.84 | 29.68 | 7.48 | 0.10336 | 0 | 29.68 | 0 | 0 | 0 | 0 | 1 | 0
10.96 | 21.92 | 7.48 | 0.10336 | 0 | 21.92 | 0 | 0 | 0 | 0 | 1 | 0
21.56 | 43.12 | 7.48 | 0.10336 | 0 | 43.12 | 0 | 0 | 0 | 0 | 1 | 0
28.12 | 56.24 | 7.48 | 0.10336 | 0 | 56.24 | 0 | 0 | 0 | 0 | 1 | 0
30.12 | 60.24 | 7.48 | 0.10336 | 0 | 60.24 | 0 | 0 | 0 | 0 | 1 | 0
29.8 | 59.6 | 7.48 | 0.10336 | 0 | 59.6 | 0 | 0 | 0 | 0 | 1 | 0
27.2 | 54.4 | 7.48 | 0.10336 | 0 | 50.2013 | 4.1987 | 0 | 0 | 4.1987 | 1 | 0
26.32 | 52.64 | 7.48 | 0.10336 | 0 | 35.8937 | 16.7463 | 0 | 0 | 16.7463 | 1 | 0
35.04 | 70.08 | 7.48 | 0.10336 | 0 | 44.4402 | 25.6398 | 0 | 0 | 25.6398 | 1 | 0
38.88 | 77.76 | 7.48 | 0.10336 | 0 | 47.0867 | 30.6733 | 0 | 0 | 30.6733 | 1 | 0
40.36 | 80.72 | 7.48 | 0.10336 | 0 | 28.1942 | 52.5258 | 0 | 0 | 52.5258 | 1 | 0
42.44 | 84.88 | 11.23 | 0.12409 | 0 | 26.1469 | 58.7331 | 0 | 0 | 58.7331 | 1 | 0
47.08 | 94.16 | 11.23 | 0.12409 | 0 | 24.7547 | 69.4053 | 0 | 0 | 69.4053 | 1 | 0
53.2 | 106.4 | 11.23 | 0.12409 | 0 | 54.8543 | 51.5457 | 0 | 0 | 51.5457 | 1 | 0
50.44 | 100.88 | 17.48 | 0.13136 | 0 | 30.6399 | 70.2401 | 0 | 0 | 70.2401 | 1 | 0
49.64 | 99.28 | 17.48 | 0.13136 | 0 | 54.849 | 44.431 | 0 | 0 | 44.431 | 1 | 0
51.4 | 102.8 | 17.48 | 0.13136 | 0 | 56.6137 | 38.6714 | 0 | 0 | 38.6714 | 0.64412 | 7.5149
52.24 | 104.48 | 17.48 | 0.13136 | 0 | 62.2382 | 32.8634 | 0 | 0 | 32.8634 | 0.2 | 9.3784
50.4 | 100.8 | 11.23 | 0.12409 | 0 | 84.1384 | 16.6616 | 0 | 0 | 16.6616 | 0.2 | 0
41.92 | 83.84 | 11.23 | 0.12409 | 0 | 80.7787 | 3.0613 | 0 | 0 | 3.0613 | 0.2 | 0
35.08 | 70.16 | 11.23 | 0.12409 | 0 | 70.16 | 0 | 0 | 0 | 0 | 0.2 | 0
32.68 | 65.36 | 7.48 | 0.10336 | 9.3784 | 65.36 | 0 | 0 | 0 | 0 | 0.59907 | 0
32.2 | 64.4 | 7.48 | 0.10336 | 9.3784 | 64.4 | 0 | 0 | 0 | 0 | 0.99814 | 0
28.96 | 57.92 | 7.48 | 0.10336 | 0.043676 | 57.92 | 0 | 0 | 0 | 0 | 1 | 0
13.08 | 26.16 | 7.48 | 0.10336 | 0 | 26.16 | 0 | 0 | 0 | 0 | 1 | 0
9.28 | 18.56 | 7.48 | 0.10336 | 0 | 18.56 | 0 | 0 | 0 | 0 | 1 | 0
15.44 | 30.88 | 7.48 | 0.10336 | 0 | 30.88 | 0 | 0 | 0 | 0 | 1 | 0
18.68 | 37.36 | 7.48 | 0.10336 | 0 | 37.36 | 0 | 0 | 0 | 0 | 1 | 0
18.8 | 37.6 | 7.48 | 0.10336 | 0 | 37.6 | 0 | 0 | 0 | 0 | 1 | 0
19.6 | 39.2 | 7.48 | 0.10336 | 0 | 39.2 | 0 | 0 | 0 | 0 | 1 | 0
17.28 | 34.56 | 7.48 | 0.10336 | 0 | 32.6482 | 1.9118 | 0 | 0 | 1.9118 | 1 | 0
23.24 | 46.48 | 7.48 | 0.10336 | 0 | 37.7317 | 8.7483 | 0 | 0 | 8.7483 | 1 | 0
30.28 | 60.56 | 7.48 | 0.10336 | 0 | 22.8929 | 37.6671 | 0 | 0 | 37.6671 | 1 | 0
35.44 | 70.88 | 7.48 | 0.10336 | 0 | 19.2496 | 51.6304 | 0 | 0 | 51.6304 | 1 | 0
40.12 | 80.24 | 7.48 | 0.10336 | 0 | 29.6139 | 50.6261 | 0 | 0 | 50.6261 | 1 | 0
40 | 80 | 11.23 | 0.12409 | 0 | 22.3922 | 57.6078 | 0 | 0 | 57.6078 | 1 | 0
44.24 | 88.48 | 11.23 | 0.12409 | 0 | 32.5783 | 55.9017 | 0 | 0 | 55.9017 | 1 | 0
40.56 | 81.12 | 11.23 | 0.12409 | 0 | 21.2253 | 59.8947 | 0 | 0 | 59.8947 | 1 | 0
40.28 | 80.56 | 17.48 | 0.13136 | 0 | 18.8745 | 61.6855 | 0 | 0 | 61.6855 | 1 | 0
43.52 | 87.04 | 17.48 | 0.13136 | 0 | 28.9119 | 58.1281 | 0 | 0 | 58.1281 | 1 | 0
41.44 | 82.88 | 17.48 | 0.13136 | 0 | 24.1581 | 51.2069 | 0 | 0 | 51.2069 | 0.64412 | 7.5149
41.52 | 83.04 | 17.48 | 0.13136 | 0 | 38.9953 | 34.6663 | 0 | 0 | 34.6663 | 0.2 | 9.3784
41.84 | 83.68 | 11.23 | 0.12409 | 0 | 66.9942 | 16.6858 | 0 | 0 | 16.6858 | 0.2 | 0
38.08 | 76.16 | 11.23 | 0.12409 | 0 | 73.0019 | 3.1581 | 0 | 0 | 3.1581 | 0.2 | 0
42.52 | 85.04 | 11.23 | 0.12409 | 0 | 85.04 | 0 | 0 | 0 | 0 | 0.2 | 0
40.92 | 81.84 | 7.48 | 0.10336 | 9.3784 | 81.84 | 0 | 0 | 0 | 0 | 0.59907 | 0
36.08 | 72.16 | 7.48 | 0.10336 | 9.3784 | 72.16 | 0 | 0 | 0 | 0 | 0.99814 | 0
26.36 | 52.72 | 7.48 | 0.10336 | 0.043676 | 52.72 | 0 | 0 | 0 | 0 | 1 | 0
11.76 | 23.52 | 7.48 | 0.10336 | 0 | 23.52 | 0 | 0 | 0 | 0 | 1 | 0
9.28 | 18.56 | 7.48 | 0.10336 | 0 | 18.56 | 0 | 0 | 0 | 0 | 1 | 0
9.76 | 19.52 | 7.48 | 0.10336 | 0 | 19.52 | 0 | 0 | 0 | 0 | 1 | 0
10.28 | 20.56 | 7.48 | 0.10336 | 0 | 20.56 | 0 | 0 | 0 | 0 | 1 | 0
11.92 | 23.84 | 7.48 | 0.10336 | 0 | 23.84 | 0 | 0 | 0 | 0 | 1 | 0
14.48 | 28.96 | 7.48 | 0.10336 | 0 | 28.96 | 0 | 0 | 0 | 0 | 1 | 0
17.88 | 35.76 | 7.48 | 0.10336 | 0 | 31.9485 | 3.8115 | 0 | 0 | 3.8115 | 1 | 0
22.44 | 44.88 | 7.48 | 0.10336 | 0 | 30.2512 | 14.6288 | 0 | 0 | 14.6288 | 1 | 0
23.84 | 47.68 | 7.48 | 0.10336 | 0 | 31.3814 | 16.2986 | 0 | 0 | 16.2986 | 1 | 0
32 | 64 | 7.48 | 0.10336 | 0 | 23.5741 | 40.4259 | 0 | 0 | 40.4259 | 1 | 0
34.44 | 68.88 | 7.48 | 0.10336 | 0 | 35.3995 | 33.4805 | 0 | 0 | 33.4805 | 1 | 0
34.68 | 69.36 | 11.23 | 0.12409 | 0 | 20.8876 | 48.4724 | 0 | 0 | 48.4724 | 1 | 0
39.24 | 78.48 | 11.23 | 0.12409 | 0 | 3.2668 | 75.2132 | 0 | 0 | 75.2132 | 1 | 0
36.52 | 73.04 | 11.23 | 0.12409 | 0 | 47.2187 | 25.8213 | 0 | 0 | 25.8213 | 1 | 0
37.68 | 75.36 | 17.48 | 0.13136 | 0 | 45.1465 | 30.2135 | 0 | 0 | 30.2135 | 1 | 0
42.16 | 84.32 | 17.48 | 0.13136 | 0 | 64.3973 | 19.4204 | 0 | 0 | 19.4204 | 0.97622 | 0.50228
49.44 | 98.88 | 17.48 | 0.13136 | 0 | 63.2614 | 32.694 | 0 | 0 | 32.694 | 0.83772 | 2.9246
49.12 | 98.24 | 17.48 | 0.13136 | 0 | 52.7917 | 36.0699 | 0 | 0 | 36.0699 | 0.3936 | 9.3784
51.04 | 102.08 | 11.23 | 0.12409 | 0 | 85.249 | 16.831 | 0 | 0 | 16.831 | 0.3936 | 0
50.92 | 101.84 | 11.23 | 0.12409 | 0 | 96.3282 | 2.8556 | 0 | 0 | 2.8556 | 0.26781 | 2.6562
48.88 | 97.76 | 11.23 | 0.12409 | 0 | 96.3282 | 0 | 0 | 0 | 0 | 0.2 | 1.4318
46.48 | 92.96 | 7.48 | 0.10336 | 2.4285 | 92.96 | 0 | 0 | 0 | 0 | 0.30334 | 0
34.44 | 68.88 | 7.48 | 0.10336 | 0 | 68.88 | 0 | 0 | 0 | 0 | 0.30334 | 0
28.88 | 57.76 | 7.48 | 0.10336 | 0 | 57.76 | 0 | 0 | 0 | 0 | 0.30334 | 0
11.92 | 23.84 | 7.48 | 0.10336 | 0 | 23.84 | 0 | 0 | 0 | 0 | 0.30334 | 0
8.96 | 17.92 | 7.48 | 0.10336 | 0 | 17.92 | 0 | 0 | 0 | 0 | 0.30334 | 0
9.36 | 18.72 | 7.48 | 0.10336 | 0 | 18.72 | 0 | 0 | 0 | 0 | 0.30334 | 0
9.6 | 19.2 | 7.48 | 0.10336 | 0 | 19.2 | 0 | 0 | 0 | 0 | 0.30334 | 0
11.72 | 23.44 | 7.48 | 0.10336 | 0 | 23.44 | 0 | 0 | 0 | 0 | 0.30334 | 0
14.2 | 28.4 | 7.48 | 0.10336 | 0 | 28.4 | 0 | 0 | 0 | 0 | 0.30334 | 0
16 | 32 | 7.48 | 0.10336 | 0 | 28.0312 | 3.9688 | 0 | 0 | 3.9688 | 0.30334 | 0
22.52 | 45.04 | 7.48 | 0.10336 | 0 | 25.2082 | 19.8318 | 0 | 0 | 19.8318 | 0.30334 | 0
24.08 | 48.16 | 7.48 | 0.10336 | 0 | 8.7747 | 39.3853 | 0 | 0 | 39.3853 | 0.30334 | 0
26.32 | 52.64 | 7.48 | 0.10336 | 0 | 0 | 57.2932 | 4.6532 | 0 | 52.64 | 0.50134 | 0
33.72 | 67.44 | 7.48 | 0.10336 | 0 | 0 | 69.7803 | 2.3403 | 0 | 67.44 | 0.60093 | 0
35.08 | 70.16 | 11.23 | 0.12409 | 0 | 0 | 79.7023 | 9.3784 | 0.16393 | 70.16 | 1 | 0
43.2 | 86.4 | 11.23 | 0.12409 | 0 | 2.5837 | 83.8163 | 0 | 0 | 83.8163 | 1 | 0
43.24 | 86.48 | 11.23 | 0.12409 | 0 | 1.4779 | 85.0021 | 0 | 0 | 85.0021 | 1 | 0
46.44 | 92.88 | 17.48 | 0.13136 | 0 | 12.7784 | 80.1016 | 0 | 0 | 80.1016 | 1 | 0
44.04 | 88.08 | 17.48 | 0.13136 | 0 | 17.3075 | 70.7725 | 0 | 0 | 70.7725 | 1 | 0
42.36 | 84.72 | 17.48 | 0.13136 | 0 | 20.3837 | 56.8213 | 0 | 0 | 56.8213 | 0.64412 | 7.5149
46.6 | 93.2 | 17.48 | 0.13136 | 0 | 45.6705 | 38.1511 | 0 | 0 | 38.1511 | 0.2 | 9.3784
47.8 | 95.6 | 11.23 | 0.12409 | 0 | 78.1761 | 17.4239 | 0 | 0 | 17.4239 | 0.2 | 0
46.52 | 93.04 | 11.23 | 0.12409 | 0 | 90.62 | 2.42 | 0 | 0 | 2.42 | 0.2 | 0
41.76 | 83.52 | 11.23 | 0.12409 | 0 | 83.52 | 0 | 0 | 0 | 0 | 0.2 | 0
39.28 | 78.56 | 7.48 | 0.10336 | 9.3784 | 78.56 | 0 | 0 | 0 | 0 | 0.59907 | 0
34.88 | 69.76 | 7.48 | 0.10336 | 9.3784 | 69.76 | 0 | 0 | 0 | 0 | 0.99814 | 0
18.92 | 37.84 | 7.48 | 0.10336 | 0.043676 | 37.84 | 0 | 0 | 0 | 0 | 1 | 0
10.88 | 21.76 | 7.48 | 0.10336 | 0 | 21.76 | 0 | 0 | 0 | 0 | 1 | 0
12 | 24 | 7.48 | 0.10336 | 0 | 24 | 0 | 0 | 0 | 0 | 1 | 0
13.88 | 27.76 | 7.48 | 0.10336 | 0 | 27.76 | 0 | 0 | 0 | 0 | 1 | 0
14.4 | 28.8 | 7.48 | 0.10336 | 0 | 28.8 | 0 | 0 | 0 | 0 | 1 | 0
16.04 | 32.08 | 7.48 | 0.10336 | 0 | 32.08 | 0 | 0 | 0 | 0 | 1 | 0
14.36 | 28.72 | 7.48 | 0.10336 | 0 | 28.72 | 0 | 0 | 0 | 0 | 1 | 0
16.12 | 32.24 | 7.48 | 0.10336 | 0 | 28.5374 | 3.7026 | 0 | 0 | 3.7026 | 1 | 0
22.48 | 44.96 | 7.48 | 0.10336 | 0 | 26.6649 | 18.2951 | 0 | 0 | 18.2951 | 1 | 0
24 | 48 | 7.48 | 0.10336 | 0 | 12.8255 | 35.1745 | 0 | 0 | 35.1745 | 1 | 0
33.08 | 66.16 | 7.48 | 0.10336 | 0 | 14.6264 | 51.5336 | 0 | 0 | 51.5336 | 1 | 0
38.68 | 77.36 | 7.48 | 0.10336 | 0 | 7.8095 | 69.5505 | 0 | 0 | 69.5505 | 1 | 0
42.68 | 85.36 | 11.23 | 0.12409 | 0 | 5.7908 | 79.5692 | 0 | 0 | 79.5692 | 1 | 0
49.16 | 98.32 | 11.23 | 0.12409 | 0 | 15.1087 | 83.2113 | 0 | 0 | 83.2113 | 1 | 0
50.44 | 100.88 | 11.23 | 0.12409 | 0 | 18.1164 | 82.7636 | 0 | 0 | 82.7636 | 1 | 0
51.72 | 103.44 | 17.48 | 0.13136 | 0 | 23.3263 | 80.1137 | 0 | 0 | 80.1137 | 1 | 0
46.56 | 93.12 | 17.48 | 0.13136 | 0 | 22.7226 | 70.3974 | 0 | 0 | 70.3974 | 1 | 0
48.36 | 96.72 | 17.48 | 0.13136 | 0 | 39.9346 | 56.3494 | 0 | 0 | 56.3494 | 0.97936 | 0.43597
50.92 | 101.84 | 17.48 | 0.13136 | 0 | 54.7824 | 37.6792 | 0 | 0 | 37.6792 | 0.53523 | 9.3784
52.16 | 104.32 | 11.23 | 0.12409 | 0 | 87.1139 | 17.2061 | 0 | 0 | 17.2061 | 0.53523 | 0
52.04 | 104.08 | 11.23 | 0.12409 | 0 | 96.3282 | 2.5047 | 0 | 0 | 2.5047 | 0.28675 | 5.2471
49.08 | 98.16 | 11.23 | 0.12409 | 0 | 96.3282 | 0 | 0 | 0 | 0 | 0.2 | 1.8318
47.52 | 95.04 | 7.48 | 0.10336 | 6.3743 | 95.04 | 0 | 0 | 0 | 0 | 0.47124 | 0
45.76 | 91.52 | 7.48 | 0.10336 | 0 | 91.52 | 0 | 0 | 0 | 0 | 0.47124 | 0
36.12 | 72.24 | 7.48 | 0.10336 | 0 | 72.24 | 0 | 0 | 0 | 0 | 0.47124 | 0
15.56 | 31.12 | 7.48 | 0.10336 | 0 | 31.12 | 0 | 0 | 0 | 0 | 0.47124 | 0
9.48 | 18.96 | 7.48 | 0.10336 | 0 | 18.96 | 0 | 0 | 0 | 0 | 0.47124 | 0
11.28 | 22.56 | 7.48 | 0.10336 | 0 | 22.56 | 0 | 0 | 0 | 0 | 0.47124 | 0
11.72 | 23.44 | 7.48 | 0.10336 | 0 | 23.44 | 0 | 0 | 0 | 0 | 0.47124 | 0
14.52 | 29.04 | 7.48 | 0.10336 | 0 | 29.04 | 0 | 0 | 0 | 0 | 0.47124 | 0
14.76 | 29.52 | 7.48 | 0.10336 | 0 | 29.52 | 0 | 0 | 0 | 0 | 0.47124 | 0
17.08 | 34.16 | 7.48 | 0.10336 | 0 | 30.3727 | 3.7873 | 0 | 0 | 3.7873 | 0.47124 | 0
23.4 | 46.8 | 7.48 | 0.10336 | 0 | 27.065 | 19.735 | 0 | 0 | 19.735 | 0.47124 | 0
31 | 62 | 7.48 | 0.10336 | 0 | 23.2197 | 38.7803 | 0 | 0 | 38.7803 | 0.47124 | 0
40.08 | 80.16 | 7.48 | 0.10336 | 0 | 25.3957 | 54.7643 | 0 | 0 | 54.7643 | 0.47124 | 0
49.04 | 98.08 | 7.48 | 0.10336 | 0 | 29.3402 | 68.7398 | 0 | 0 | 68.7398 | 0.47124 | 0
52.76 | 105.52 | 7.48 | 0.10336 | 0 | 26.459 | 79.061 | 0 | 0 | 79.061 | 0.47124 | 0
61.2 | 122.4 | 7.48 | 0.10336 | 0 | 37.7972 | 84.6028 | 0 | 0 | 84.6028 | 0.47124 | 0
59.32 | 118.64 | 7.48 | 0.10336 | 0 | 34.3881 | 84.2519 | 0 | 0 | 84.2519 | 0.47124 | 0
62.12 | 124.24 | 7.48 | 0.10336 | 0 | 44.7555 | 79.4845 | 0 | 0 | 79.4845 | 0.47124 | 0
65.88 | 131.76 | 7.48 | 0.10336 | 0 | 61.4715 | 70.2885 | 0 | 0 | 70.2885 | 0.47124 | 0
64.68 | 129.36 | 7.48 | 0.10336 | 0 | 72.938 | 56.422 | 0 | 0 | 56.422 | 0.47124 | 0
64.76 | 129.52 | 7.48 | 0.10336 | 0 | 89.203 | 40.317 | 0 | 0 | 40.317 | 0.47124 | 0
61.32 | 122.64 | 7.48 | 0.10336 | 0 | 104.224 | 18.4161 | 0 | 0 | 18.4161 | 0.47124 | 0
59.64 | 119.28 | 7.48 | 0.10336 | 0 | 112.788 | 2.4563 | 0 | 0 | 2.4563 | 0.28013 | 4.0357
57.24 | 114.48 | 7.48 | 0.10336 | 0 | 112.788 | 0 | 0 | 0 | 0 | 0.2 | 1.692
50.16 | 100.32 | 7.48 | 0.10336 | 0 | 100.32 | 0 | 0 | 0 | 0 | 0.2 | 0
42.76 | 85.52 | 7.48 | 0.10336 | 0 | 85.52 | 0 | 0 | 0 | 0 | 0.2 | 0
38.72 | 77.44 | 7.48 | 0.10336 | 0 | 77.44 | 0 | 0 | 0 | 0 | 0.2 | 0
18.56 | 37.12 | 7.48 | 0.10336 | 0 | 37.12 | 0 | 0 | 0 | 0 | 0.2 | 0
14.24 | 28.48 | 7.48 | 0.10336 | 0 | 28.48 | 0 | 0 | 0 | 0 | 0.2 | 0
14.76 | 29.52 | 7.48 | 0.10336 | 0 | 29.52 | 0 | 0 | 0 | 0 | 0.2 | 0
14.48 | 28.96 | 7.48 | 0.10336 | 0 | 28.96 | 0 | 0 | 0 | 0 | 0.2 | 0
16.88 | 33.76 | 7.48 | 0.10336 | 0 | 33.76 | 0 | 0 | 0 | 0 | 0.2 | 0
19.24 | 38.48 | 7.48 | 0.10336 | 0 | 38.48 | 0 | 0 | 0 | 0 | 0.2 | 0
16.44 | 32.88 | 7.48 | 0.10336 | 0 | 29.2621 | 3.6179 | 0 | 0 | 3.6179 | 0.2 | 0
16.76 | 33.52 | 7.48 | 0.10336 | 0 | 18.504 | 15.016 | 0 | 0 | 15.016 | 0.2 | 0
21.76 | 43.52 | 7.48 | 0.10336 | 0 | 1.6058 | 41.9142 | 0 | 0 | 41.9142 | 0.2 | 0
21.2 | 42.4 | 7.48 | 0.10336 | 0 | 0 | 60.5965 | 9.3784 | 8.8181 | 42.4 | 0.59907 | 0
23.52 | 47.04 | 7.48 | 0.10336 | 0 | 0 | 75.0801 | 9.3784 | 18.6617 | 47.04 | 0.99814 | 0
29 | 58 | 7.48 | 0.10336 | 0 | 0 | 85.3167 | 0.043676 | 27.273 | 58 | 1 | 0
35.48 | 70.96 | 7.48 | 0.10336 | 0 | 0 | 89.1886 | 4.9397 | 0 | 84.2489 | 1 | 4.4386
33.64 | 67.28 | 7.48 | 0.10336 | 0 | 0 | 89.3218 | 0 | 22.0418 | 67.28 | 1 | 0
36.76 | 73.52 | 7.48 | 0.10336 | 0 | 0 | 83.8768 | 0 | 10.3568 | 73.52 | 1 | 0
43.68 | 87.36 | 7.48 | 0.10336 | 0 | 13.4294 | 73.9306 | 0 | 0 | 73.9306 | 1 | 0
43.32 | 86.64 | 7.48 | 0.10336 | 0 | 27.5802 | 59.0598 | 0 | 0 | 59.0598 | 1 | 0
43.88 | 87.76 | 7.48 | 0.10336 | 0 | 48.1327 | 39.6273 | 0 | 0 | 39.6273 | 1 | 0
45.32 | 90.64 | 7.48 | 0.10336 | 0 | 72.6232 | 18.0168 | 0 | 0 | 18.0168 | 1 | 0
37.32 | 74.64 | 7.48 | 0.10336 | 0 | 72.1353 | 2.5047 | 0 | 0 | 2.5047 | 1 | 0
35.88 | 71.76 | 7.48 | 0.10336 | 0 | 71.76 | 0 | 0 | 0 | 0 | 1 | 0
34.92 | 69.84 | 7.48 | 0.10336 | 0 | 69.84 | 0 | 0 | 0 | 0 | 1 | 0
31.28 | 62.56 | 7.48 | 0.10336 | 0 | 62.56 | 0 | 0 | 0 | 0 | 1 | 0
27.36 | 54.72 | 7.48 | 0.10336 | 0 | 54.72 | 0 | 0 | 0 | 0 | 1 | 0
15.52 | 31.04 | 7.48 | 0.10336 | 0 | 31.04 | 0 | 0 | 0 | 0 | 1 | 0
13.68 | 27.36 | 7.48 | 0.10336 | 0 | 27.36 | 0 | 0 | 0 | 0 | 1 | 0
14.24 | 28.48 | 7.48 | 0.10336 | 0 | 28.48 | 0 | 0 | 0 | 0 | 1 | 0
13.72 | 27.44 | 7.48 | 0.10336 | 0 | 27.44 | 0 | 0 | 0 | 0 | 1 | 0
14.28 | 28.56 | 7.48 | 0.10336 | 0 | 28.56 | 0 | 0 | 0 | 0 | 1 | 0
14.2 | 28.4 | 7.48 | 0.10336 | 0 | 28.4 | 0 | 0 | 0 | 0 | 1 | 0
15.96 | 31.92 | 7.48 | 0.10336 | 0 | 20.8719 | 3.5332 | 0 | 0 | 3.5332 | 0.64412 | 7.5149
16.24 | 32.48 | 7.48 | 0.10336 | 0 | 9.7554 | 13.3462 | 0 | 0 | 13.3462 | 0.2 | 9.3784
16.92 | 33.84 | 7.48 | 0.10336 | 0 | 0 | 36.7233 | 2.8833 | 0 | 33.84 | 0.32269 | 0
21.32 | 42.64 | 7.48 | 0.10336 | 0 | 0 | 59.8342 | 9.3784 | 7.8158 | 42.64 | 0.72176 | 0
29.68 | 59.36 | 7.48 | 0.10336 | 0 | 0 | 74.5719 | 6.5387 | 8.6732 | 59.36 | 1 | 0
33.68 | 67.36 | 11.23 | 0.12409 | 0 | 0 | 83.78 | 0 | 16.42 | 67.36 | 1 | 0
35.8 | 71.6 | 11.23 | 0.12409 | 0 | 0 | 89.2613 | 0 | 17.6613 | 71.6 | 1 | 0
45.4 | 90.8 | 11.23 | 0.12409 | 0 | 1.9017 | 88.8983 | 0 | 0 | 88.8983 | 1 | 0
45.12 | 90.24 | 17.48 | 0.13136 | 0 | 6.2785 | 83.9615 | 0 | 0 | 83.9615 | 1 | 0
46.76 | 93.52 | 17.48 | 0.13136 | 0 | 19.2264 | 74.2936 | 0 | 0 | 74.2936 | 1 | 0
46.28 | 92.56 | 17.48 | 0.13136 | 0 | 25.4166 | 59.6285 | 0 | 0 | 59.6285 | 0.64412 | 7.5149
46.8 | 93.6 | 17.48 | 0.13136 | 0 | 44.3402 | 39.8814 | 0 | 0 | 39.8814 | 0.2 | 9.3784
47.64 | 95.28 | 11.23 | 0.12409 | 0 | 76.8639 | 18.4161 | 0 | 0 | 18.4161 | 0.2 | 0
46.84 | 93.68 | 11.23 | 0.12409 | 0 | 91.0301 | 2.6499 | 0 | 0 | 2.6499 | 0.2 | 0
39.6 | 79.2 | 11.23 | 0.12409 | 0 | 79.2 | 0 | 0 | 0 | 0 | 0.2 | 0
35.96 | 71.92 | 7.48 | 0.10336 | 0 | 71.92 | 0 | 0 | 0 | 0 | 0.2 | 0
33.48 | 66.96 | 7.48 | 0.10336 | 0 | 66.96 | 0 | 0 | 0 | 0 | 0.2 | 0
31.44 | 62.88 | 7.48 | 0.10336 | 0 | 62.88 | 0 | 0 | 0 | 0 | 0.2 | 0
11.92 | 23.84 | 7.48 | 0.10336 | 0 | 23.84 | 0 | 0 | 0 | 0 | 0.2 | 0
9.44 | 18.88 | 7.48 | 0.10336 | 0 | 18.88 | 0 | 0 | 0 | 0 | 0.2 | 0
9.56 | 19.12 | 7.48 | 0.10336 | 0 | 19.12 | 0 | 0 | 0 | 0 | 0.2 | 0
10.72 | 21.44 | 7.48 | 0.10336 | 0 | 21.44 | 0 | 0 | 0 | 0 | 0.2 | 0
11.72 | 23.44 | 7.48 | 0.10336 | 0 | 23.44 | 0 | 0 | 0 | 0 | 0.2 | 0
14.88 | 29.76 | 7.48 | 0.10336 | 0 | 29.76 | 0 | 0 | 0 | 0 | 0.2 | 0
16.68 | 33.36 | 7.48 | 0.10336 | 0 | 29.6937 | 3.6663 | 0 | 0 | 3.6663 | 0.2 | 0
22.56 | 45.12 | 7.48 | 0.10336 | 0 | 24.5138 | 20.6062 | 0 | 0 | 20.6062 | 0.2 | 0
24.36 | 48.72 | 7.48 | 0.10336 | 0 | 31.6833 | 17.0367 | 0 | 0 | 17.0367 | 0.2 | 0
27.24 | 54.48 | 7.48 | 0.10336 | 0 | 14.8648 | 39.6152 | 0 | 0 | 39.6152 | 0.2 | 0
32.36 | 64.72 | 7.48 | 0.10336 | 0 | 0 | 75.552 | 9.3784 | 1.4537 | 64.72 | 0.59907 | 0
35.16 | 70.32 | 11.23 | 0.12409 | 0 | 0 | 85.7039 | 9.3784 | 6.0055 | 70.32 | 0.99814 | 0
36.56 | 73.12 | 11.23 | 0.12409 | 0 | 0 | 89.7937 | 0.043676 | 16.63 | 73.12 | 1 | 0
42 | 84 | 11.23 | 0.12409 | 0 | 0 | 89.4548 | 0 | 5.4549 | 84 | 1 | 0
47.84 | 95.68 | 17.48 | 0.13136 | 0 | 11.3918 | 84.2882 | 0 | 0 | 84.2882 | 1 | 0
49.32 | 98.64 | 17.48 | 0.13136 | 0 | 24.0076 | 74.6324 | 0 | 0 | 74.6324 | 1 | 0
51.44 | 102.88 | 17.48 | 0.13136 | 0 | 36.2327 | 59.1324 | 0 | 0 | 59.1324 | 0.64412 | 7.5149
50.52 | 101.04 | 17.48 | 0.13136 | 0 | 51.8044 | 39.8572 | 0 | 0 | 39.8572 | 0.2 | 9.3784
50.24 | 100.48 | 11.23 | 0.12409 | 0 | 81.9429 | 18.5371 | 0 | 0 | 18.5371 | 0.2 | 0
50.72 | 101.44 | 11.23 | 0.12409 | 0 | 98.5118 | 2.9282 | 0 | 0 | 2.9282 | 0.2 | 0
47.12 | 94.24 | 11.23 | 0.12409 | 0 | 94.24 | 0 | 0 | 0 | 0 | 0.2 | 0
45.28 | 90.56 | 7.48 | 0.10336 | 9.3784 | 90.56 | 0 | 0 | 0 | 0 | 0.59907 | 0
39.76 | 79.52 | 7.48 | 0.10336 | 7.7979 | 79.52 | 0 | 0 | 0 | 0 | 0.93089 | 0
28.48 | 56.96 | 7.48 | 0.10336 | 0 | 56.96 | 0 | 0 | 0 | 0 | 0.93089 | 0
10.96 | 21.92 | 7.48 | 0.10336 | 0 | 21.92 | 0 | 0 | 0 | 0 | 0.93089 | 0
9.2 | 18.4 | 7.48 | 0.10336 | 0 | 18.4 | 0 | 0 | 0 | 0 | 0.93089 | 0
9.68 | 19.36 | 7.48 | 0.10336 | 0 | 19.36 | 0 | 0 | 0 | 0 | 0.93089 | 0
9.28 | 18.56 | 7.48 | 0.10336 | 0 | 18.56 | 0 | 0 | 0 | 0 | 0.93089 | 0
11.8 | 23.6 | 7.48 | 0.10336 | 0 | 23.6 | 0 | 0 | 0 | 0 | 0.93089 | 0
14.16 | 28.32 | 7.48 | 0.10336 | 0 | 28.32 | 0 | 0 | 0 | 0 | 0.93089 | 0
16.04 | 32.08 | 7.48 | 0.10336 | 0 | 28.2927 | 3.7873 | 0 | 0 | 3.7873 | 0.93089 | 0
17 | 34 | 7.48 | 0.10336 | 0 | 13.7205 | 20.2795 | 0 | 0 | 20.2795 | 0.93089 | 0
22.24 | 44.48 | 7.48 | 0.10336 | 0 | 32.5616 | 11.9184 | 0 | 0 | 11.9184 | 0.93089 | 0
29.32 | 58.64 | 7.48 | 0.10336 | 0 | 37.5861 | 21.0539 | 0 | 0 | 21.0539 | 0.93089 | 0
34.64 | 69.28 | 7.48 | 0.10336 | 0 | 18.9322 | 50.3478 | 0 | 0 | 50.3478 | 0.93089 | 0
37.96 | 75.92 | 11.23 | 0.12409 | 0 | 0 | 72.2608 | 0 | 0 | 72.2608 | 0.7576 | 3.6592
41.68 | 83.36 | 11.23 | 0.12409 | 0 | 0 | 88.8378 | 5.4778 | 0 | 83.36 | 0.99069 | 0
43.88 | 87.76 | 11.23 | 0.12409 | 0 | 0 | 87.9787 | 0.21866 | 0 | 87.76 | 1 | 0
43.84 | 87.68 | 17.48 | 0.13136 | 0 | 4.2388 | 83.4412 | 0 | 0 | 83.4412 | 1 | 0
43.64 | 87.28 | 17.48 | 0.13136 | 0 | 13.3857 | 73.8943 | 0 | 0 | 73.8943 | 1 | 0
45.76 | 91.52 | 17.48 | 0.13136 | 0 | 25.3688 | 58.6363 | 0 | 0 | 58.6363 | 0.64412 | 7.5149
44.2 | 88.4 | 17.48 | 0.13136 | 0 | 39.2007 | 39.8209 | 0 | 0 | 39.8209 | 0.2 | 9.3784
43.8 | 87.6 | 11.23 | 0.12409 | 0 | 69.1839 | 18.4161 | 0 | 0 | 18.4161 | 0.2 | 0
43.12 | 86.24 | 11.23 | 0.12409 | 0 | 83.4933 | 2.7467 | 0 | 0 | 2.7467 | 0.2 | 0
41.04 | 82.08 | 11.23 | 0.12409 | 0 | 82.08 | 0 | 0 | 0 | 0 | 0.2 | 0
40.32 | 80.64 | 7.48 | 0.10336 | 9.3784 | 80.64 | 0 | 0 | 0 | 0 | 0.59907 | 0
35.96 | 71.92 | 7.48 | 0.10336 | 9.3784 | 71.92 | 0 | 0 | 0 | 0 | 0.99814 | 0
30 | 60 | 7.48 | 0.10336 | 0.043676 | 60 | 0 | 0 | 0 | 0 | 1 | 0
12.96 | 25.92 | 7.48 | 0.10336 | 0 | 25.92 | 0 | 0 | 0 | 0 | 1 | 0
8.56 | 17.12 | 7.48 | 0.10336 | 0 | 17.12 | 0 | 0 | 0 | 0 | 1 | 0
9.48 | 18.96 | 7.48 | 0.10336 | 0 | 18.96 | 0 | 0 | 0 | 0 | 1 | 0
10.28 | 20.56 | 7.48 | 0.10336 | 0 | 20.56 | 0 | 0 | 0 | 0 | 1 | 0
11.28 | 22.56 | 7.48 | 0.10336 | 0 | 22.56 | 0 | 0 | 0 | 0 | 1 | 0
13.28 | 26.56 | 7.48 | 0.10336 | 0 | 26.56 | 0 | 0 | 0 | 0 | 1 | 0
17.04 | 34.08 | 7.48 | 0.10336 | 0 | 30.3653 | 3.7147 | 0 | 0 | 3.7147 | 1 | 0
22.56 | 45.12 | 7.48 | 0.10336 | 0 | 24.7921 | 20.3279 | 0 | 0 | 20.3279 | 1 | 0
32.64 | 65.28 | 7.48 | 0.10336 | 0 | 53.2648 | 12.0152 | 0 | 0 | 12.0152 | 1 | 0
39.72 | 79.44 | 7.48 | 0.10336 | 0 | 59.6687 | 19.7713 | 0 | 0 | 19.7713 | 1 | 0
46.76 | 93.52 | 7.48 | 0.10336 | 0 | 51.5332 | 41.9868 | 0 | 0 | 41.9868 | 1 | 0
53.16 | 106.32 | 11.23 | 0.12409 | 0 | 21.6567 | 84.6633 | 0 | 0 | 84.6633 | 1 | 0
57.6 | 115.2 | 11.23 | 0.12409 | 0 | 25.6725 | 89.5275 | 0 | 0 | 89.5275 | 1 | 0
55.88 | 111.76 | 11.23 | 0.12409 | 0 | 22.4866 | 89.2734 | 0 | 0 | 89.2734 | 1 | 0
64.48 | 128.96 | 17.48 | 0.13136 | 0 | 44.8533 | 84.1067 | 0 | 0 | 84.1067 | 1 | 0
60.48 | 120.96 | 17.48 | 0.13136 | 0 | 46.5333 | 74.4267 | 0 | 0 | 74.4267 | 1 | 0
57 | 114 | 17.48 | 0.13136 | 0 | 54.19 | 59.81 | 0 | 0 | 59.81 | 1 | 0
58.08 | 116.16 | 17.48 | 0.13136 | 0 | 75.7277 | 40.0024 | 0 | 0 | 40.0024 | 0.97964 | 0.42988
61 | 122 | 11.23 | 0.12409 | 0 | 103.632 | 18.3677 | 0 | 0 | 18.3677 | 0.97964 | 0
62.08 | 124.16 | 11.23 | 0.12409 | 0 | 112.035 | 2.7467 | 0 | 0 | 2.7467 | 0.53552 | 9.3784
59.56 | 119.12 | 11.23 | 0.12409 | 0 | 112.035 | 0 | 0 | 0 | 0 | 0.2 | 7.0851
54.2 | 108.4 | 7.48 | 0.10336 | 3.6349 | 108.4 | 0 | 0 | 0 | 0 | 0.35468 | 0
46.2 | 92.4 | 7.48 | 0.10336 | 9.3784 | 92.4 | 0 | 0 | 0 | 0 | 0.75375 | 0
38.64 | 77.28 | 7.48 | 0.10336 | 5.7871 | 77.28 | 0 | 0 | 0 | 0 | 1 | 0
15.28 | 30.56 | 7.48 | 0.10336 | 0 | 30.56 | 0 | 0 | 0 | 0 | 1 | 0
9.36 | 18.72 | 7.48 | 0.10336 | 0 | 18.72 | 0 | 0 | 0 | 0 | 1 | 0
10.92 | 21.84 | 7.48 | 0.10336 | 0 | 21.84 | 0 | 0 | 0 | 0 | 1 | 0
11.12 | 22.24 | 7.48 | 0.10336 | 0 | 22.24 | 0 | 0 | 0 | 0 | 1 | 0
11.88 | 23.76 | 7.48 | 0.10336 | 0 | 23.76 | 0 | 0 | 0 | 0 | 1 | 0
14.12 | 28.24 | 7.48 | 0.10336 | 0 | 28.24 | 0 | 0 | 0 | 0 | 1 | 0
16.52 | 33.04 | 7.48 | 0.10336 | 0 | 29.4342 | 3.6058 | 0 | 0 | 3.6058 | 1 | 0
22.88 | 45.76 | 7.48 | 0.10336 | 0 | 25.2869 | 20.4731 | 0 | 0 | 20.4731 | 1 | 0
31.4 | 62.8 | 7.48 | 0.10336 | 0 | 46.2836 | 16.5164 | 0 | 0 | 16.5164 | 1 | 0
38.52 | 77.04 | 7.48 | 0.10336 | 0 | 26.4502 | 50.5898 | 0 | 0 | 50.5898 | 1 | 0
43.04 | 86.08 | 7.48 | 0.10336 | 0 | 10.7216 | 75.3584 | 0 | 0 | 75.3584 | 1 | 0
49.16 | 98.32 | 11.23 | 0.12409 | 0 | 13.8866 | 84.4334 | 0 | 0 | 84.4334 | 1 | 0
54.28 | 108.56 | 11.23 | 0.12409 | 0 | 20.0973 | 88.4627 | 0 | 0 | 88.4627 | 1 | 0
54.4 | 108.8 | 11.23 | 0.12409 | 0 | 19.3814 | 89.4186 | 0 | 0 | 89.4186 | 1 | 0
57.6 | 115.2 | 17.48 | 0.13136 | 0 | 30.5609 | 84.6391 | 0 | 0 | 84.6391 | 1 | 0
59.44 | 118.88 | 17.48 | 0.13136 | 0 | 43.7757 | 75.1043 | 0 | 0 | 75.1043 | 1 | 0
60.28 | 120.56 | 17.48 | 0.13136 | 0 | 60.0361 | 60.5239 | 0 | 0 | 60.5239 | 1 | 0
60.96 | 121.92 | 17.48 | 0.13136 | 0 | 74.32 | 40.6316 | 0 | 0 | 40.6316 | 0.67 | 6.9684
57.04 | 114.08 | 11.23 | 0.12409 | 0 | 95.3251 | 18.7549 | 0 | 0 | 18.7549 | 0.67 | 0
61.4 | 122.8 | 11.23 | 0.12409 | 0 | 112.035 | 2.5652 | 0 | 0 | 2.5652 | 0.28169 | 8.1999
56.88 | 113.76 | 11.23 | 0.12409 | 0 | 112.035 | 0 | 0 | 0 | 0 | 0.2 | 1.7251
55.64 | 111.28 | 7.48 | 0.10336 | 0 | 111.28 | 0 | 0 | 0 | 0 | 0.2 | 0
51.84 | 103.68 | 7.48 | 0.10336 | 0 | 103.68 | 0 | 0 | 0 | 0 | 0.2 | 0
39.84 | 79.68 | 7.48 | 0.10336 | 0 | 79.68 | 0 | 0 | 0 | 0 | 0.2 | 0
15.68 | 31.36 | 7.48 | 0.10336 | 0 | 31.36 | 0 | 0 | 0 | 0 | 0.2 | 0
9.48 | 18.96 | 7.48 | 0.10336 | 0 | 18.96 | 0 | 0 | 0 | 0 | 0.2 | 0
11.88 | 23.76 | 7.48 | 0.10336 | 0 | 23.76 | 0 | 0 | 0 | 0 | 0.2 | 0
11.56 | 23.12 | 7.48 | 0.10336 | 0 | 23.12 | 0 | 0 | 0 | 0 | 0.2 | 0
12.24 | 24.48 | 7.48 | 0.10336 | 0 | 24.48 | 0 | 0 | 0 | 0 | 0.2 | 0
14.2 | 28.4 | 7.48 | 0.10336 | 0 | 28.4 | 0 | 0 | 0 | 0 | 0.2 | 0
16.32 | 32.64 | 7.48 | 0.10336 | 0 | 29.4335 | 3.2065 | 0 | 0 | 3.2065 | 0.2 | 0
22.6 | 45.2 | 7.48 | 0.10336 | 0 | 24.4123 | 20.7877 | 0 | 0 | 20.7877 | 0.2 | 0
24.32 | 48.64 | 7.48 | 0.10336 | 0 | 5.8909 | 42.7491 | 0 | 0 | 42.7491 | 0.2 | 0
26.2 | 52.4 | 7.48 | 0.10336 | 0 | 0 | 60.8506 | 8.4506 | 0 | 52.4 | 0.55959 | 0
30.72 | 61.44 | 7.48 | 0.10336 | 0 | 0 | 73.979 | 9.3784 | 3.1607 | 61.44 | 0.95867 | 0
35.56 | 71.12 | 7.48 | 0.10336 | 0 | 0 | 84.748 | 0.97145 | 12.6565 | 71.12 | 1 | 0
37.24 | 74.48 | 7.48 | 0.10336 | 0 | 0 | 90.8705 | 0 | 16.3905 | 74.48 | 1 | 0
37.6 | 75.2 | 7.48 | 0.10336 | 0 | 0 | 90.7011 | 4.9397 | 0 | 85.7614 | 1 | 4.4386
41.08 | 82.16 | 7.48 | 0.10336 | 0 | 0 | 85.7523 | 0 | 3.5923 | 82.16 | 1 | 0
43.48 | 86.96 | 7.48 | 0.10336 | 0 | 10.6457 | 76.3143 | 0 | 0 | 76.3143 | 1 | 0
43.48 | 86.96 | 7.48 | 0.10336 | 0 | 26.1215 | 60.8385 | 0 | 0 | 60.8385 | 1 | 0
47.72 | 95.44 | 7.48 | 0.10336 | 0 | 53.9614 | 41.4786 | 0 | 0 | 41.4786 | 1 | 0
48.12 | 96.24 | 7.48 | 0.10336 | 0 | 77.1826 | 19.0574 | 0 | 0 | 19.0574 | 1 | 0
48.56 | 97.12 | 7.48 | 0.10336 | 0 | 94.7121 | 2.4079 | 0 | 0 | 2.4079 | 1 | 0
47.64 | 95.28 | 7.48 | 0.10336 | 0 | 95.28 | 0 | 0 | 0 | 0 | 1 | 0
44.08 | 88.16 | 7.48 | 0.10336 | 0 | 88.16 | 0 | 0 | 0 | 0 | 1 | 0
33.16 | 66.32 | 7.48 | 0.10336 | 0 | 66.32 | 0 | 0 | 0 | 0 | 1 | 0
25.4 | 50.8 | 7.48 | 0.10336 | 0 | 50.8 | 0 | 0 | 0 | 0 | 1 | 0
18.68 | 37.36 | 7.48 | 0.10336 | 0 | 37.36 | 0 | 0 | 0 | 0 | 1 | 0
15.76 | 31.52 | 7.48 | 0.10336 | 0 | 31.52 | 0 | 0 | 0 | 0 | 1 | 0
15.04 | 30.08 | 7.48 | 0.10336 | 0 | 30.08 | 0 | 0 | 0 | 0 | 1 | 0
14.8 | 29.6 | 7.48 | 0.10336 | 0 | 29.6 | 0 | 0 | 0 | 0 | 1 | 0
16.8 | 33.6 | 7.48 | 0.10336 | 0 | 33.6 | 0 | 0 | 0 | 0 | 1 | 0
14.8 | 29.6 | 7.48 | 0.10336 | 0 | 29.6 | 0 | 0 | 0 | 0 | 1 | 0
16.36 | 32.72 | 7.48 | 0.10336 | 0 | 23.7012 | 3.0371 | 0 | 0 | 3.0371 | 0.71673 | 5.9817
16.52 | 33.04 | 7.48 | 0.10336 | 0 | 3.0796 | 20.582 | 0 | 0 | 20.582 | 0.27261 | 9.3784
21.76 | 43.52 | 7.48 | 0.10336 | 0 | 0 | 41.9868 | 0 | 0 | 41.9868 | 0.2 | 1.5332
26.36 | 52.72 | 7.48 | 0.10336 | 0 | 0 | 60.9474 | 8.2274 | 0 | 52.72 | 0.55009 | 0
34.88 | 69.76 | 7.48 | 0.10336 | 0 | 0 | 74.2815 | 4.5215 | 0 | 69.76 | 0.7425 | 0
39.12 | 78.24 | 7.48 | 0.10336 | 0 | 0 | 84.6875 | 6.0515 | 0.39598 | 78.24 | 1 | 0
42.72 | 85.44 | 7.48 | 0.10336 | 0 | 0 | 89.9631 | 0 | 4.523 | 85.44 | 1 | 0
46 | 92 | 7.48 | 0.10336 | 0 | 2.6782 | 89.3218 | 0 | 0 | 89.3218 | 1 | 0
48 | 96 | 7.48 | 0.10336 | 0 | 11.6392 | 84.3608 | 0 | 0 | 84.3608 | 1 | 0
47.32 | 94.64 | 7.48 | 0.10336 | 0 | 20.4553 | 74.1847 | 0 | 0 | 74.1847 | 1 | 0
46.6 | 93.2 | 7.48 | 0.10336 | 0 | 33.6441 | 59.5559 | 0 | 0 | 59.5559 | 1 | 0
48.76 | 97.52 | 7.48 | 0.10336 | 0 | 57.566 | 39.954 | 0 | 0 | 39.954 | 1 | 0
51.72 | 103.44 | 7.48 | 0.10336 | 0 | 85.0844 | 18.3556 | 0 | 0 | 18.3556 | 1 | 0
48 | 96 | 7.48 | 0.10336 | 0 | 93.5679 | 2.4321 | 0 | 0 | 2.4321 | 1 | 0
44.48 | 88.96 | 7.48 | 0.10336 | 0 | 88.96 | 0 | 0 | 0 | 0 | 1 | 0
43.24 | 86.48 | 7.48 | 0.10336 | 0 | 86.48 | 0 | 0 | 0 | 0 | 1 | 0
41.44 | 82.88 | 7.48 | 0.10336 | 0 | 82.88 | 0 | 0 | 0 | 0 | 1 | 0
38.04 | 76.08 | 7.48 | 0.10336 | 0 | 76.08 | 0 | 0 | 0 | 0 | 1 | 0
15.48 | 30.96 | 7.48 | 0.10336 | 0 | 30.96 | 0 | 0 | 0 | 0 | 1 | 0
8.96 | 17.92 | 7.48 | 0.10336 | 0 | 17.92 | 0 | 0 | 0 | 0 | 1 | 0
10.16 | 20.32 | 7.48 | 0.10336 | 0 | 20.32 | 0 | 0 | 0 | 0 | 1 | 0
11.16 | 22.32 | 7.48 | 0.10336 | 0 | 22.32 | 0 | 0 | 0 | 0 | 1 | 0
12.04 | 24.08 | 7.48 | 0.10336 | 0 | 24.08 | 0 | 0 | 0 | 0 | 1 | 0
14 | 28 | 7.48 | 0.10336 | 0 | 28 | 0 | 0 | 0 | 0 | 1 | 0
15.72 | 31.44 | 7.48 | 0.10336 | 0 | 28.4392 | 3.0008 | 0 | 0 | 3.0008 | 1 | 0
16 | 32 | 7.48 | 0.10336 | 0 | 12.9668 | 19.0332 | 0 | 0 | 19.0332 | 1 | 0
24.24 | 48.48 | 7.48 | 0.10336 | 0 | 1.3183 | 39.0344 | 0 | 0 | 39.0344 | 0.61513 | 8.1273
29.68 | 59.36 | 7.48 | 0.10336 | 0 | 0 | 57.0028 | 0 | 0 | 57.0028 | 0.5035 | 2.3572
32.28 | 64.56 | 7.48 | 0.10336 | 0 | 0 | 71.5106 | 6.9506 | 0 | 64.56 | 0.79927 | 0
37.68 | 75.36 | 11.23 | 0.12409 | 0 | 0 | 80.0774 | 4.7174 | 0 | 75.36 | 1 | 0
46.8 | 93.6 | 11.23 | 0.12409 | 0 | 8.2107 | 85.3893 | 0 | 0 | 85.3893 | 1 | 0
48.84 | 97.68 | 11.23 | 0.12409 | 0 | 12.4964 | 85.1836 | 0 | 0 | 85.1836 | 1 | 0
48.16 | 96.32 | 17.48 | 0.13136 | 0 | 15.9764 | 80.3436 | 0 | 0 | 80.3436 | 1 | 0
48.68 | 97.36 | 17.48 | 0.13136 | 0 | 26.0914 | 71.2686 | 0 | 0 | 71.2686 | 1 | 0
49.2 | 98.4 | 17.48 | 0.13136 | 0 | 33.6886 | 57.1964 | 0 | 0 | 57.1964 | 0.64412 | 7.5149
51.96 | 103.92 | 17.48 | 0.13136 | 0 | 56.2453 | 38.2963 | 0 | 0 | 38.2963 | 0.2 | 9.3784
52.52 | 105.04 | 11.23 | 0.12409 | 0 | 87.6766 | 17.3634 | 0 | 0 | 17.3634 | 0.2 | 0
50.24 | 100.48 | 11.23 | 0.12409 | 0 | 98.1447 | 2.3353 | 0 | 0 | 2.3353 | 0.2 | 0
41.2 | 82.4 | 11.23 | 0.12409 | 0 | 82.4 | 0 | 0 | 0 | 0 | 0.2 | 0
38.04 | 76.08 | 7.48 | 0.10336 | 9.3784 | 76.08 | 0 | 0 | 0 | 0 | 0.59907 | 0
39.76 | 79.52 | 7.48 | 0.10336 | 9.3784 | 79.52 | 0 | 0 | 0 | 0 | 0.99814 | 0
38.68 | 77.36 | 7.48 | 0.10336 | 0.043676 | 77.36 | 0 | 0 | 0 | 0 | 1 | 0
19.52 | 39.04 | 7.48 | 0.10336 | 0 | 39.04 | 0 | 0 | 0 | 0 | 1 | 0
13.96 | 27.92 | 7.48 | 0.10336 | 0 | 27.92 | 0 | 0 | 0 | 0 | 1 | 0
15.64 | 31.28 | 7.48 | 0.10336 | 0 | 31.28 | 0 | 0 | 0 | 0 | 1 | 0
16.2 | 32.4 | 7.48 | 0.10336 | 0 | 32.4 | 0 | 0 | 0 | 0 | 1 | 0
19.08 | 38.16 | 7.48 | 0.10336 | 0 | 38.16 | 0 | 0 | 0 | 0 | 1 | 0
14.92 | 29.84 | 7.48 | 0.10336 | 0 | 29.84 | 0 | 0 | 0 | 0 | 1 | 0
16.84 | 33.68 | 7.48 | 0.10336 | 0 | 30.7397 | 2.9403 | 0 | 0 | 2.9403 | 1 | 0
22.28 | 44.56 | 7.48 | 0.10336 | 0 | 25.9745 | 18.5855 | 0 | 0 | 18.5855 | 1 | 0
26.56 | 53.12 | 7.48 | 0.10336 | 0 | 14.9447 | 38.1753 | 0 | 0 | 38.1753 | 1 | 0
32.04 | 64.08 | 7.48 | 0.10336 | 0 | 12.0745 | 52.0055 | 0 | 0 | 52.0055 | 1 | 0
37.36 | 74.72 | 7.48 | 0.10336 | 0 | 4.6734 | 70.0466 | 0 | 0 | 70.0466 | 1 | 0
44.68 | 89.36 | 11.23 | 0.12409 | 0 | 16.4579 | 72.9021 | 0 | 0 | 72.9021 | 1 | 0
52.6 | 105.2 | 11.23 | 0.12409 | 0 | 21.2748 | 83.9252 | 0 | 0 | 83.9252 | 1 | 0
53.28 | 106.56 | 11.23 | 0.12409 | 0 | 22.9252 | 83.6348 | 0 | 0 | 83.6348 | 1 | 0
51.52 | 103.04 | 17.48 | 0.13136 | 0 | 23.7975 | 79.2425 | 0 | 0 | 79.2425 | 1 | 0
50.88 | 101.76 | 17.48 | 0.13136 | 0 | 32.028 | 69.732 | 0 | 0 | 69.732 | 1 | 0
49.12 | 98.24 | 17.48 | 0.13136 | 0 | 34.7749 | 55.9501 | 0 | 0 | 55.9501 | 0.64412 | 7.5149
49 | 98 | 17.48 | 0.13136 | 0 | 51.0392 | 37.5824 | 0 | 0 | 37.5824 | 0.2 | 9.3784
49.16 | 98.32 | 11.23 | 0.12409 | 0 | 81.005 | 17.315 | 0 | 0 | 17.315 | 0.2 | 0
50.32 | 100.64 | 11.23 | 0.12409 | 0 | 98.0869 | 2.5531 | 0 | 0 | 2.5531 | 0.2 | 0
44.96 | 89.92 | 11.23 | 0.12409 | 0 | 89.92 | 0 | 0 | 0 | 0 | 0.2 | 0
43.96 | 87.92 | 7.48 | 0.10336 | 8.1473 | 87.92 | 0 | 0 | 0 | 0 | 0.54668 | 0
39.76 | 79.52 | 7.48 | 0.10336 | 0 | 79.52 | 0 | 0 | 0 | 0 | 0.54668 | 0
29.88 | 59.76 | 7.48 | 0.10336 | 0 | 59.76 | 0 | 0 | 0 | 0 | 0.54668 | 0
16.24 | 32.48 | 7.48 | 0.10336 | 0 | 32.48 | 0 | 0 | 0 | 0 | 0.54668 | 0
14.2 | 28.4 | 7.48 | 0.10336 | 0 | 28.4 | 0 | 0 | 0 | 0 | 0.54668 | 0
14.72 | 29.44 | 7.48 | 0.10336 | 0 | 29.44 | 0 | 0 | 0 | 0 | 0.54668 | 0
14.36 | 28.72 | 7.48 | 0.10336 | 0 | 28.72 | 0 | 0 | 0 | 0 | 0.54668 | 0
17.16 | 34.32 | 7.48 | 0.10336 | 0 | 34.32 | 0 | 0 | 0 | 0 | 0.54668 | 0
16.68 | 33.36 | 7.48 | 0.10336 | 0 | 33.36 | 0 | 0 | 0 | 0 | 0.54668 | 0
16.52 | 33.04 | 7.48 | 0.10336 | 0 | 32.8343 | 0.2057 | 0 | 0 | 0.2057 | 0.54668 | 0
22.28 | 44.56 | 7.48 | 0.10336 | 0 | 42.1279 | 2.4321 | 0 | 0 | 2.4321 | 0.54668 | 0
24.2 | 48.4 | 7.48 | 0.10336 | 0 | 18.0776 | 30.3224 | 0 | 0 | 30.3224 | 0.54668 | 0
31.08 | 62.16 | 7.48 | 0.10336 | 0 | 7.9644 | 54.1956 | 0 | 0 | 54.1956 | 0.54668 | 0
33.32 | 66.64 | 7.48 | 0.10336 | 0 | 0 | 68.2074 | 1.5674 | 0 | 66.64 | 0.61338 | 0
35.6 | 71.2 | 11.23 | 0.12409 | 0 | 0 | 77.972 | 6.772 | 0 | 71.2 | 0.90154 | 0
40.6 | 81.2 | 11.23 | 0.12409 | 0 | 0 | 83.5138 | 2.3138 | 0 | 81.2 | 1 | 0
47.4 | 94.8 | 11.23 | 0.12409 | 0 | 11.746 | 83.054 | 0 | 0 | 83.054 | 1 | 0
51.36 | 102.72 | 17.48 | 0.13136 | 0 | 24.0341 | 78.6859 | 0 | 0 | 78.6859 | 1 | 0
51.72 | 103.44 | 17.48 | 0.13136 | 0 | 35.0632 | 68.3768 | 0 | 0 | 68.3768 | 1 | 0
49.4 | 98.8 | 17.48 | 0.13136 | 0 | 36.7022 | 54.5828 | 0 | 0 | 54.5828 | 0.64412 | 7.5149
50.28 | 100.56 | 17.48 | 0.13136 | 0 | 54.6277 | 36.5539 | 0 | 0 | 36.5539 | 0.2 | 9.3784
53.4 | 106.8 | 11.23 | 0.12409 | 0 | 89.969 | 16.831 | 0 | 0 | 16.831 | 0.2 | 0
52.4 | 104.8 | 11.23 | 0.12409 | 0 | 102.186 | 2.6136 | 0 | 0 | 2.6136 | 0.2 | 0
48.92 | 97.84 | 11.23 | 0.12409 | 0 | 97.84 | 0 | 0 | 0 | 0 | 0.2 | 0
46.28 | 92.56 | 7.48 | 0.10336 | 9.3784 | 92.56 | 0 | 0 | 0 | 0 | 0.59907 | 0
43.48 | 86.96 | 7.48 | 0.10336 | 9.3784 | 86.96 | 0 | 0 | 0 | 0 | 0.99814 | 0
31.52 | 63.04 | 7.48 | 0.10336 | 0.043676 | 63.04 | 0 | 0 | 0 | 0 | 1 | 0
12.64 | 25.28 | 7.48 | 0.10336 | 0 | 25.28 | 0 | 0 | 0 | 0 | 1 | 0
9.72 | 19.44 | 7.48 | 0.10336 | 0 | 19.44 | 0 | 0 | 0 | 0 | 1 | 0
10.52 | 21.04 | 7.48 | 0.10336 | 0 | 21.04 | 0 | 0 | 0 | 0 | 1 | 0
11.48 | 22.96 | 7.48 | 0.10336 | 0 | 22.96 | 0 | 0 | 0 | 0 | 1 | 0
12.04 | 24.08 | 7.48 | 0.10336 | 0 | 24.08 | 0 | 0 | 0 | 0 | 1 | 0
14.16 | 28.32 | 7.48 | 0.10336 | 0 | 28.32 | 0 | 0 | 0 | 0 | 1 | 0
16.08 | 32.16 | 7.48 | 0.10336 | 0 | 28.9777 | 3.1823 | 0 | 0 | 3.1823 | 1 | 0
22.08 | 44.16 | 7.48 | 0.10336 | 0 | 40.9172 | 3.2428 | 0 | 0 | 3.2428 | 1 | 0
27.52 | 55.04 | 7.48 | 0.10336 | 0 | 34.2281 | 20.8119 | 0 | 0 | 20.8119 | 1 | 0
34.44 | 68.88 | 7.48 | 0.10336 | 0 | 28.0669 | 40.8131 | 0 | 0 | 40.8131 | 1 | 0
43.76 | 87.52 | 7.48 | 0.10336 | 0 | 42.968 | 44.552 | 0 | 0 | 44.552 | 1 | 0
47.6 | 95.2 | 11.23 | 0.12409 | 0 | 64.4057 | 30.7943 | 0 | 0 | 30.7943 | 1 | 0
53.64 | 107.28 | 11.23 | 0.12409 | 0 | 78.1433 | 29.1367 | 0 | 0 | 29.1367 | 1 | 0
51.52 | 103.04 | 11.23 | 0.12409 | 0 | 64.9615 | 38.0785 | 0 | 0 | 38.0785 | 1 | 0
51.4 | 102.8 | 17.48 | 0.13136 | 0 | 61.7328 | 41.0672 | 0 | 0 | 41.0672 | 1 | 0
55.12 | 110.24 | 17.48 | 0.13136 | 0 | 99.1202 | 11.1198 | 0 | 0 | 11.1198 | 1 | 0
57.08 | 114.16 | 17.48 | 0.13136 | 0 | 98.1751 | 8.47 | 0 | 0 | 8.47 | 0.64412 | 7.5149
55.2 | 110.4 | 17.48 | 0.13136 | 0 | 81.0688 | 19.9528 | 0 | 0 | 19.9528 | 0.2 | 9.3784
55.76 | 111.52 | 11.23 | 0.12409 | 0 | 110.855 | 0.6655 | 0 | 0 | 0.6655 | 0.2 | 0
55.68 | 111.36 | 11.23 | 0.12409 | 0 | 111.36 | 0 | 0 | 0 | 0 | 0.2 | 0
51.28 | 102.56 | 11.23 | 0.12409 | 0 | 102.56 | 0 | 0 | 0 | 0 | 0.2 | 0
50.28 | 100.56 | 7.48 | 0.10336 | 9.3784 | 100.56 | 0 | 0 | 0 | 0 | 0.59907 | 0
43.68 | 87.36 | 7.48 | 0.10336 | 9.3784 | 87.36 | 0 | 0 | 0 | 0 | 0.99814 | 0
33.84 | 67.68 | 7.48 | 0.10336 | 0.043676 | 67.68 | 0 | 0 | 0 | 0 | 1 | 0
14.08 | 28.16 | 7.48 | 0.10336 | 0 | 28.16 | 0 | 0 | 0 | 0 | 1 | 0
9.52 | 19.04 | 7.48 | 0.10336 | 0 | 19.04 | 0 | 0 | 0 | 0 | 1 | 0
10.24 | 20.48 | 7.48 | 0.10336 | 0 | 20.48 | 0 | 0 | 0 | 0 | 1 | 0
11.12 | 22.24 | 7.48 | 0.10336 | 0 | 22.24 | 0 | 0 | 0 | 0 | 1 | 0
11.8 | 23.6 | 7.48 | 0.10336 | 0 | 23.6 | 0 | 0 | 0 | 0 | 1 | 0
14.2 | 28.4 | 7.48 | 0.10336 | 0 | 28.4 | 0 | 0 | 0 | 0 | 1 | 0
16.08 | 32.16 | 7.48 | 0.10336 | 0 | 32.16 | 0 | 0 | 0 | 0 | 1 | 0
22.36 | 44.72 | 7.48 | 0.10336 | 0 | 43.9093 | 0.8107 | 0 | 0 | 0.8107 | 1 | 0
23.28 | 46.56 | 7.48 | 0.10336 | 0 | 42.0225 | 4.5375 | 0 | 0 | 4.5375 | 1 | 0
26.32 | 52.64 | 7.48 | 0.10336 | 0 | 39.7778 | 12.8622 | 0 | 0 | 12.8622 | 1 | 0
33.68 | 67.36 | 7.48 | 0.10336 | 0 | 58.406 | 8.954 | 0 | 0 | 8.954 | 1 | 0
38.08 | 76.16 | 11.23 | 0.12409 | 0 | 19.8953 | 56.2647 | 0 | 0 | 56.2647 | 1 | 0
49.04 | 98.08 | 11.23 | 0.12409 | 0 | 43.3157 | 54.7643 | 0 | 0 | 54.7643 | 1 | 0
44.52 | 89.04 | 11.23 | 0.12409 | 0 | 37.2523 | 51.7877 | 0 | 0 | 51.7877 | 1 | 0
44.2 | 88.4 | 17.48 | 0.13136 | 0 | 30.2114 | 58.1886 | 0 | 0 | 58.1886 | 1 | 0
47.44 | 94.88 | 17.48 | 0.13136 | 0 | 55.3011 | 39.5789 | 0 | 0 | 39.5789 | 1 | 0
49.52 | 99.04 | 17.48 | 0.13136 | 0 | 45.8478 | 45.6773 | 0 | 0 | 45.6773 | 0.64412 | 7.5149
50.12 | 100.24 | 17.48 | 0.13136 | 0 | 61.1563 | 29.7054 | 0 | 0 | 29.7054 | 0.2 | 9.3784
49.32 | 98.64 | 11.23 | 0.12409 | 0 | 81.809 | 16.831 | 0 | 0 | 16.831 | 0.2 | 0
49.12 | 98.24 | 11.23 | 0.12409 | 0 | 95.5538 | 2.6862 | 0 | 0 | 2.6862 | 0.2 | 0
44.6 | 89.2 | 11.23 | 0.12409 | 0 | 89.2 | 0 | 0 | 0 | 0 | 0.2 | 0
43.44 | 86.88 | 7.48 | 0.10336 | 0 | 86.88 | 0 | 0 | 0 | 0 | 0.2 | 0
41.32 | 82.64 | 7.48 | 0.10336 | 0 | 82.64 | 0 | 0 | 0 | 0 | 0.2 | 0
29.6 | 59.2 | 7.48 | 0.10336 | 0 | 59.2 | 0 | 0 | 0 | 0 | 0.2 | 0
12.6 | 25.2 | 7.48 | 0.10336 | 0 | 25.2 | 0 | 0 | 0 | 0 | 0.2 | 0
11.2 | 22.4 | 7.48 | 0.10336 | 0 | 22.4 | 0 | 0 | 0 | 0 | 0.2 | 0
10.32 | 20.64 | 7.48 | 0.10336 | 0 | 20.64 | 0 | 0 | 0 | 0 | 0.2 | 0
11.4 | 22.8 | 7.48 | 0.10336 | 0 | 22.8 | 0 | 0 | 0 | 0 | 0.2 | 0
11.64 | 23.28 | 7.48 | 0.10336 | 0 | 23.28 | 0 | 0 | 0 | 0 | 0.2 | 0
14.16 | 28.32 | 7.48 | 0.10336 | 0 | 28.32 | 0 | 0 | 0 | 0 | 0.2 | 0
15.96 | 31.92 | 7.48 | 0.10336 | 0 | 29.0402 | 2.8798 | 0 | 0 | 2.8798 | 0.2 | 0
22.08 | 44.16 | 7.48 | 0.10336 | 0 | 25.7439 | 18.4161 | 0 | 0 | 18.4161 | 0.2 | 0
28.28 | 56.56 | 7.48 | 0.10336 | 0 | 17.6829 | 38.8771 | 0 | 0 | 38.8771 | 0.2 | 0
34.28 | 68.56 | 7.48 | 0.10336 | 0 | 10.5287 | 58.0313 | 0 | 0 | 58.0313 | 0.2 | 0
40.2 | 80.4 | 7.48 | 0.10336 | 0 | 8.3933 | 72.0067 | 0 | 0 | 72.0067 | 0.2 | 0
48.08 | 96.16 | 7.48 | 0.10336 | 0 | 14.316 | 81.844 | 0 | 0 | 81.844 | 0.2 | 0
54.56 | 109.12 | 7.48 | 0.10336 | 0 | 21.5043 | 87.6157 | 0 | 0 | 87.6157 | 0.2 | 0
56.12 | 112.24 | 7.48 | 0.10336 | 0 | 24.5154 | 87.7246 | 0 | 0 | 87.7246 | 0.2 | 0
58.24 | 116.48 | 7.48 | 0.10336 | 0 | 33.5591 | 82.9209 | 0 | 0 | 82.9209 | 0.2 | 0
60.32 | 120.64 | 7.48 | 0.10336 | 0 | 46.8788 | 73.7612 | 0 | 0 | 73.7612 | 0.2 | 0
56.92 | 113.84 | 7.48 | 0.10336 | 0 | 55.1916 | 58.6484 | 0 | 0 | 58.6484 | 0.2 | 0
57.08 | 114.16 | 7.48 | 0.10336 | 0 | 74.3754 | 39.7846 | 0 | 0 | 39.7846 | 0.2 | 0
58.68 | 117.36 | 7.48 | 0.10336 | 0 | 99.3311 | 18.0289 | 0 | 0 | 18.0289 | 0.2 | 0
55.48 | 110.96 | 7.48 | 0.10336 | 0 | 108.697 | 2.2627 | 0 | 0 | 2.2627 | 0.2 | 0
55.32 | 110.64 | 7.48 | 0.10336 | 0 | 110.64 | 0 | 0 | 0 | 0 | 0.2 | 0
51.4 | 102.8 | 7.48 | 0.10336 | 0 | 102.8 | 0 | 0 | 0 | 0 | 0.2 | 0
43.28 | 86.56 | 7.48 | 0.10336 | 0 | 86.56 | 0 | 0 | 0 | 0 | 0.2 | 0
35.56 | 71.12 | 7.48 | 0.10336 | 0 | 71.12 | 0 | 0 | 0 | 0 | 0.2 | 0
20.24 | 40.48 | 7.48 | 0.10336 | 0 | 40.48 | 0 | 0 | 0 | 0 | 0.2 | 0
15.56 | 31.12 | 7.48 | 0.10336 | 0 | 31.12 | 0 | 0 | 0 | 0 | 0.2 | 0
16.08 | 32.16 | 7.48 | 0.10336 | 0 | 32.16 | 0 | 0 | 0 | 0 | 0.2 | 0
15.08 | 30.16 | 7.48 | 0.10336 | 0 | 30.16 | 0 | 0 | 0 | 0 | 0.2 | 0
17 | 34 | 7.48 | 0.10336 | 0 | 34 | 0 | 0 | 0 | 0 | 0.2 | 0
19.2 | 38.4 | 7.48 | 0.10336 | 0 | 38.4 | 0 | 0 | 0 | 0 | 0.2 | 0
18.24 | 36.48 | 7.48 | 0.10336 | 0 | 33.818 | 2.662 | 0 | 0 | 2.662 | 0.2 | 0
16.48 | 32.96 | 7.48 | 0.10336 | 0 | 17.0728 | 15.8872 | 0 | 0 | 15.8872 | 0.2 | 0
24.12 | 48.24 | 7.48 | 0.10336 | 0 | 19.43 | 28.81 | 0 | 0 | 28.81 | 0.2 | 0
33.24 | 66.48 | 7.48 | 0.10336 | 0 | 4.8429 | 61.6371 | 0 | 0 | 61.6371 | 0.2 | 0
37.92 | 75.84 | 7.48 | 0.10336 | 0 | 0.045978 | 75.794 | 0 | 0 | 75.794 | 0.2 | 0
39.64 | 79.28 | 7.48 | 0.10336 | 0 | 0 | 86.442 | 7.162 | 0 | 79.28 | 0.50476 | 0
44.24 | 88.48 | 7.48 | 0.10336 | 0 | 0 | 90.7132 | 2.2332 | 0 | 88.48 | 0.59979 | 0
47.24 | 94.48 | 7.48 | 0.10336 | 0 | 4.0088 | 90.4712 | 0 | 0 | 90.4712 | 0.59979 | 0
46.28 | 92.56 | 7.48 | 0.10336 | 0 | 6.7593 | 85.8007 | 0 | 0 | 85.8007 | 0.59979 | 0
46.12 | 92.24 | 7.48 | 0.10336 | 0 | 16.7243 | 75.5157 | 0 | 0 | 75.5157 | 0.59979 | 0
46.56 | 93.12 | 7.48 | 0.10336 | 0 | 32.5598 | 60.5602 | 0 | 0 | 60.5602 | 0.59979 | 0
48.88 | 97.76 | 7.48 | 0.10336 | 0 | 57.322 | 40.438 | 0 | 0 | 40.438 | 0.59979 | 0
49.4 | 98.8 | 7.48 | 0.10336 | 0 | 80.4565 | 18.3435 | 0 | 0 | 18.3435 | 0.59979 | 0
40.16 | 80.32 | 7.48 | 0.10336 | 0 | 77.9242 | 2.3958 | 0 | 0 | 2.3958 | 0.59979 | 0
35.04 | 70.08 | 7.48 | 0.10336 | 0 | 70.08 | 0 | 0 | 0 | 0 | 0.59979 | 0
32.44 | 64.88 | 7.48 | 0.10336 | 0 | 64.88 | 0 | 0 | 0 | 0 | 0.59979 | 0
29.84 | 59.68 | 7.48 | 0.10336 | 0 | 59.68 | 0 | 0 | 0 | 0 | 0.59979 | 0
26.32 | 52.64 | 7.48 | 0.10336 | 0 | 52.64 | 0 | 0 | 0 | 0 | 0.59979 | 0
17.72 | 35.44 | 7.48 | 0.10336 | 0 | 35.44 | 0 | 0 | 0 | 0 | 0.59979 | 0
14.92 | 29.84 | 7.48 | 0.10336 | 0 | 29.84 | 0 | 0 | 0 | 0 | 0.59979 | 0
15.16 | 30.32 | 7.48 | 0.10336 | 0 | 30.32 | 0 | 0 | 0 | 0 | 0.59979 | 0
15 | 30 | 7.48 | 0.10336 | 0 | 30 | 0 | 0 | 0 | 0 | 0.59979 | 0
16.72 | 33.44 | 7.48 | 0.10336 | 0 | 33.44 | 0 | 0 | 0 | 0 | 0.59979 | 0
19.68 | 39.36 | 7.48 | 0.10336 | 0 | 39.36 | 0 | 0 | 0 | 0 | 0.59979 | 0
20.48 | 40.96 | 7.48 | 0.10336 | 0 | 38.056 | 2.904 | 0 | 0 | 2.904 | 0.59979 | 0
16.8 | 33.6 | 7.48 | 0.10336 | 0 | 14.4579 | 19.1421 | 0 | 0 | 19.1421 | 0.59979 | 0
24 | 48 | 7.48 | 0.10336 | 0 | 34.436 | 13.564 | 0 | 0 | 13.564 | 0.59979 | 0
30.44 | 60.88 | 7.48 | 0.10336 | 0 | 19.7196 | 32.7182 | 0 | 0 | 32.7182 | 0.2 | 8.4422
34.44 | 68.88 | 7.48 | 0.10336 | 0 | 0 | 76.641 | 7.761 | 0 | 68.88 | 0.53025 | 0
35.68 | 71.36 | 11.23 | 0.12409 | 0 | 0 | 86.6961 | 9.3784 | 5.9577 | 71.36 | 0.92932 | 0
38 | 76 | 11.23 | 0.12409 | 0 | 0 | 92.4919 | 1.661 | 14.8309 | 76 | 1 | 0
40.04 | 80.08 | 11.23 | 0.12409 | 0 | 0 | 92.3225 | 0 | 12.2425 | 80.08 | 1 | 0
43.88 | 87.76 | 17.48 | 0.13136 | 0 | 0.14434 | 87.6157 | 0 | 0 | 87.6157 | 1 | 0
44.72 | 89.44 | 17.48 | 0.13136 | 0 | 12.8353 | 76.6047 | 0 | 0 | 76.6047 | 1 | 0
45.8 | 91.6 | 17.48 | 0.13136 | 0 | 22.6537 | 61.4314 | 0 | 0 | 61.4314 | 0.64412 | 7.5149
45.12 | 90.24 | 17.48 | 0.13136 | 0 | 40.0485 | 40.8131 | 0 | 0 | 40.8131 | 0.2 | 9.3784
43.08 | 86.16 | 11.23 | 0.12409 | 0 | 67.7197 | 18.4403 | 0 | 0 | 18.4403 | 0.2 | 0
37.64 | 75.28 | 11.23 | 0.12409 | 0 | 72.9447 | 2.3353 | 0 | 0 | 2.3353 | 0.2 | 0
31.72 | 63.44 | 11.23 | 0.12409 | 0 | 63.44 | 0 | 0 | 0 | 0 | 0.2 | 0
30.88 | 61.76 | 7.48 | 0.10336 | 9.3784 | 61.76 | 0 | 0 | 0 | 0 | 0.59907 | 0
29.32 | 58.64 | 7.48 | 0.10336 | 6.3399 | 58.64 | 0 | 0 | 0 | 0 | 0.86885 | 0
19.44 | 38.88 | 7.48 | 0.10336 | 0 | 38.88 | 0 | 0 | 0 | 0 | 0.86885 | 0
11.2 | 22.4 | 7.48 | 0.10336 | 0 | 22.4 | 0 | 0 | 0 | 0 | 0.86885 | 0
9.08 | 18.16 | 7.48 | 0.10336 | 0 | 18.16 | 0 | 0 | 0 | 0 | 0.86885 | 0
9.64 | 19.28 | 7.48 | 0.10336 | 0 | 19.28 | 0 | 0 | 0 | 0 | 0.86885 | 0
9.92 | 19.84 | 7.48 | 0.10336 | 0 | 19.84 | 0 | 0 | 0 | 0 | 0.86885 | 0
12.28 | 24.56 | 7.48 | 0.10336 | 0 | 24.56 | 0 | 0 | 0 | 0 | 0.86885 | 0
14.48 | 28.96 | 7.48 | 0.10336 | 0 | 28.96 | 0 | 0 | 0 | 0 | 0.86885 | 0
16 | 32 | 7.48 | 0.10336 | 0 | 28.9145 | 3.0855 | 0 | 0 | 3.0855 | 0.86885 | 0
22.48 | 44.96 | 7.48 | 0.10336 | 0 | 25.7574 | 19.2026 | 0 | 0 | 19.2026 | 0.86885 | 0
24.48 | 48.96 | 7.48 | 0.10336 | 0 | 32.5404 | 16.4196 | 0 | 0 | 16.4196 | 0.86885 | 0
32.72 | 65.44 | 7.48 | 0.10336 | 0 | 19.1214 | 46.3186 | 0 | 0 | 46.3186 | 0.86885 | 0
36.12 | 72.24 | 7.48 | 0.10336 | 0 | 0 | 75.3221 | 3.0821 | 0 | 72.24 | 1 | 0
44.96 | 89.92 | 11.23 | 0.12409 | 0 | 3.4901 | 86.4299 | 0 | 0 | 86.4299 | 1 | 0
50.92 | 101.84 | 11.23 | 0.12409 | 0 | 10.9816 | 90.8584 | 0 | 0 | 90.8584 | 1 | 0
52.56 | 105.12 | 11.23 | 0.12409 | 0 | 13.6808 | 91.4392 | 0 | 0 | 91.4392 | 1 | 0
51.96 | 103.92 | 17.48 | 0.13136 | 0 | 17.7321 | 86.1879 | 0 | 0 | 86.1879 | 1 | 0
51.4 | 102.8 | 17.48 | 0.13136 | 0 | 27.4416 | 75.3584 | 0 | 0 | 75.3584 | 1 | 0
48 | 96 | 17.48 | 0.13136 | 0 | 28.0338 | 60.4513 | 0 | 0 | 60.4513 | 0.64412 | 7.5149
49.16 | 98.32 | 17.48 | 0.13136 | 0 | 48.6972 | 40.2444 | 0 | 0 | 40.2444 | 0.2 | 9.3784
48.92 | 97.84 | 11.23 | 0.12409 | 0 | 79.8595 | 17.9805 | 0 | 0 | 17.9805 | 0.2 | 0
50.88 | 101.76 | 11.23 | 0.12409 | 0 | 99.5578 | 2.2022 | 0 | 0 | 2.2022 | 0.2 | 0
46.92 | 93.84 | 11.23 | 0.12409 | 0 | 93.84 | 0 | 0 | 0 | 0 | 0.2 | 0
44.56 | 89.12 | 7.48 | 0.10336 | 9.3784 | 89.12 | 0 | 0 | 0 | 0 | 0.59907 | 0
42 | 84 | 7.48 | 0.10336 | 9.3784 | 84 | 0 | 0 | 0 | 0 | 0.99814 | 0
37.8 | 75.6 | 7.48 | 0.10336 | 0.043676 | 75.6 | 0 | 0 | 0 | 0 | 1 | 0
18.88 | 37.76 | 7.48 | 0.10336 | 0 | 37.76 | 0 | 0 | 0 | 0 | 1 | 0
14.24 | 28.48 | 7.48 | 0.10336 | 0 | 28.48 | 0 | 0 | 0 | 0 | 1 | 0
15.08 | 30.16 | 7.48 | 0.10336 | 0 | 30.16 | 0 | 0 | 0 | 0 | 1 | 0
16.04 | 32.08 | 7.48 | 0.10336 | 0 | 32.08 | 0 | 0 | 0 | 0 | 1 | 0
17.32 | 34.64 | 7.48 | 0.10336 | 0 | 34.64 | 0 | 0 | 0 | 0 | 1 | 0
19.64 | 39.28 | 7.48 | 0.10336 | 0 | 39.28 | 0 | 0 | 0 | 0 | 1 | 0
17.12 | 34.24 | 7.48 | 0.10336 | 0 | 31.6869 | 2.5531 | 0 | 0 | 2.5531 | 1 | 0
22 | 44 | 7.48 | 0.10336 | 0 | 28.2943 | 15.7057 | 0 | 0 | 15.7057 | 1 | 0
27.16 | 54.32 | 7.48 | 0.10336 | 0 | 14.7048 | 39.6152 | 0 | 0 | 39.6152 | 1 | 0
39.92 | 79.84 | 7.48 | 0.10336 | 0 | 46.4563 | 33.3837 | 0 | 0 | 33.3837 | 1 | 0
44.04 | 88.08 | 7.48 | 0.10336 | 0 | 35.3243 | 52.7557 | 0 | 0 | 52.7557 | 1 | 0
47.04 | 94.08 | 11.23 | 0.12409 | 0 | 61.7369 | 32.3431 | 0 | 0 | 32.3431 | 1 | 0
53.4 | 106.8 | 11.23 | 0.12409 | 0 | 38.1328 | 68.6672 | 0 | 0 | 68.6672 | 1 | 0
55.48 | 110.96 | 11.23 | 0.12409 | 0 | 35.65 | 75.31 | 0 | 0 | 75.31 | 1 | 0
54.56 | 109.12 | 17.48 | 0.13136 | 0 | 30.3978 | 78.7222 | 0 | 0 | 78.7222 | 1 | 0
55.28 | 110.56 | 17.48 | 0.13136 | 0 | 90.6435 | 19.9165 | 0 | 0 | 19.9165 | 1 | 0
54.96 | 109.92 | 17.48 | 0.13136 | 0 | 75.1681 | 27.237 | 0 | 0 | 27.237 | 0.64412 | 7.5149
55.92 | 111.84 | 17.48 | 0.13136 | 0 | 100.973 | 1.4883 | 0 | 0 | 1.4883 | 0.2 | 9.3784
58.76 | 117.52 | 11.23 | 0.12409 | 0 | 107.646 | 9.8735 | 0 | 0 | 9.8735 | 0.2 | 0
54.92 | 109.84 | 11.23 | 0.12409 | 0 | 107.456 | 2.3837 | 0 | 0 | 2.3837 | 0.2 | 0
50.48 | 100.96 | 11.23 | 0.12409 | 0 | 100.96 | 0 | 0 | 0 | 0 | 0.2 | 0
46.84 | 93.68 | 7.48 | 0.10336 | 9.3784 | 93.68 | 0 | 0 | 0 | 0 | 0.59907 | 0
39.68 | 79.36 | 7.48 | 0.10336 | 9.3784 | 79.36 | 0 | 0 | 0 | 0 | 0.99814 | 0
32.32 | 64.64 | 7.48 | 0.10336 | 0.043676 | 64.64 | 0 | 0 | 0 | 0 | 1 | 0
13.04 | 26.08 | 7.48 | 0.10336 | 0 | 26.08 | 0 | 0 | 0 | 0 | 1 | 0
9 | 18 | 7.48 | 0.10336 | 0 | 18 | 0 | 0 | 0 | 0 | 1 | 0
9.44 | 18.88 | 7.48 | 0.10336 | 0 | 18.88 | 0 | 0 | 0 | 0 | 1 | 0
9.68 | 19.36 | 7.48 | 0.10336 | 0 | 19.36 | 0 | 0 | 0 | 0 | 1 | 0
12.08 | 24.16 | 7.48 | 0.10336 | 0 | 24.16 | 0 | 0 | 0 | 0 | 1 | 0
14.6 | 29.2 | 7.48 | 0.10336 | 0 | 29.2 | 0 | 0 | 0 | 0 | 1 | 0
16.12 | 32.24 | 7.48 | 0.10336 | 0 | 30.1104 | 2.1296 | 0 | 0 | 2.1296 | 1 | 0
22.2 | 44.4 | 7.48 | 0.10336 | 0 | 26.6857 | 17.7143 | 0 | 0 | 17.7143 | 1 | 0
29.76 | 59.52 | 7.48 | 0.10336 | 0 | 21.865 | 37.655 | 0 | 0 | 37.655 | 1 | 0
38.6 | 77.2 | 7.48 | 0.10336 | 0 | 21.3951 | 55.8049 | 0 | 0 | 55.8049 | 1 | 0
41 | 82 | 7.48 | 0.10336 | 0 | 11.6752 | 70.3248 | 0 | 0 | 70.3248 | 1 | 0
42.92 | 85.84 | 11.23 | 0.12409 | 0 | 5.2544 | 80.5856 | 0 | 0 | 80.5856 | 1 | 0
51.64 | 103.28 | 11.23 | 0.12409 | 0 | 18.0722 | 85.2078 | 0 | 0 | 85.2078 | 1 | 0
50.24 | 100.48 | 11.23 | 0.12409 | 0 | 14.9576 | 85.5224 | 0 | 0 | 85.5224 | 1 | 0
50.44 | 100.88 | 17.48 | 0.13136 | 0 | 20.1734 | 80.7066 | 0 | 0 | 80.7066 | 1 | 0
51.36 | 102.72 | 17.48 | 0.13136 | 0 | 31.0884 | 71.6316 | 0 | 0 | 71.6316 | 1 | 0
52 | 104 | 17.48 | 0.13136 | 0 | 39.7121 | 56.7729 | 0 | 0 | 56.7729 | 0.64412 | 7.5149
52.16 | 104.32 | 17.48 | 0.13136 | 0 | 56.5001 | 38.4415 | 0 | 0 | 38.4415 | 0.2 | 9.3784
49.92 | 99.84 | 11.23 | 0.12409 | 0 | 82.7912 | 17.0488 | 0 | 0 | 17.0488 | 0.2 | 0
49.88 | 99.76 | 11.23 | 0.12409 | 0 | 97.9934 | 1.7666 | 0 | 0 | 1.7666 | 0.2 | 0
50.48 | 100.96 | 11.23 | 0.12409 | 0 | 100.96 | 0 | 0 | 0 | 0 | 0.2 | 0
48.12 | 96.24 | 7.48 | 0.10336 | 9.3784 | 96.24 | 0 | 0 | 0 | 0 | 0.59907 | 0
43.68 | 87.36 | 7.48 | 0.10336 | 9.3784 | 87.36 | 0 | 0 | 0 | 0 | 0.99814 | 0
33.12 | 66.24 | 7.48 | 0.10336 | 0.043676 | 66.24 | 0 | 0 | 0 | 0 | 1 | 0
13.72 | 27.44 | 7.48 | 0.10336 | 0 | 27.44 | 0 | 0 | 0 | 0 | 1 | 0
8.96 | 17.92 | 7.48 | 0.10336 | 0 | 17.92 | 0 | 0 | 0 | 0 | 1 | 0
9.76 | 19.52 | 7.48 | 0.10336 | 0 | 19.52 | 0 | 0 | 0 | 0 | 1 | 0
11.64 | 23.28 | 7.48 | 0.10336 | 0 | 23.28 | 0 | 0 | 0 | 0 | 1 | 0
12.6 | 25.2 | 7.48 | 0.10336 | 0 | 25.2 | 0 | 0 | 0 | 0 | 1 | 0
14.4 | 28.8 | 7.48 | 0.10336 | 0 | 28.8 | 0 | 0 | 0 | 0 | 1 | 0
16 | 32 | 7.48 | 0.10336 | 0 | 30.0035 | 1.9965 | 0 | 0 | 1.9965 | 1 | 0
22.56 | 45.12 | 7.48 | 0.10336 | 0 | 27.1758 | 17.9442 | 0 | 0 | 17.9442 | 1 | 0
23.4 | 46.8 | 7.48 | 0.10336 | 0 | 8.1649 | 38.6351 | 0 | 0 | 38.6351 | 1 | 0
31.72 | 63.44 | 7.48 | 0.10336 | 0 | 6.2315 | 57.2085 | 0 | 0 | 57.2085 | 1 | 0
36.52 | 73.04 | 7.48 | 0.10336 | 0 | 0.99696 | 72.043 | 0 | 0 | 72.043 | 1 | 0
41.92 | 83.84 | 11.23 | 0.12409 | 0 | 3.1455 | 80.6945 | 0 | 0 | 80.6945 | 1 | 0
47.08 | 94.16 | 11.23 | 0.12409 | 0 | 7.5486 | 86.6114 | 0 | 0 | 86.6114 | 1 | 0
50.56 | 101.12 | 11.23 | 0.12409 | 0 | 14.7143 | 86.4057 | 0 | 0 | 86.4057 | 1 | 0
48.76 | 97.52 | 17.48 | 0.13136 | 0 | 15.7123 | 81.8077 | 0 | 0 | 81.8077 | 1 | 0
48 | 96 | 17.48 | 0.13136 | 0 | 23.3157 | 72.6843 | 0 | 0 | 72.6843 | 1 | 0
49.32 | 98.64 | 17.48 | 0.13136 | 0 | 32.755 | 58.3701 | 0 | 0 | 58.3701 | 0.64412 | 7.5149
47.68 | 95.36 | 17.48 | 0.13136 | 0 | 47.0319 | 38.9497 | 0 | 0 | 38.9497 | 0.2 | 9.3784
49.36 | 98.72 | 11.23 | 0.12409 | 0 | 81.3324 | 17.3876 | 0 | 0 | 17.3876 | 0.2 | 0
45.88 | 91.76 | 11.23 | 0.12409 | 0 | 89.8845 | 1.8755 | 0 | 0 | 1.8755 | 0.2 | 0
40.84 | 81.68 | 11.23 | 0.12409 | 0 | 81.68 | 0 | 0 | 0 | 0 | 0.2 | 0
41.64 | 83.28 | 7.48 | 0.10336 | 0 | 83.28 | 0 | 0 | 0 | 0 | 0.2 | 0
39.64 | 79.28 | 7.48 | 0.10336 | 0 | 79.28 | 0 | 0 | 0 | 0 | 0.2 | 0
25.68 | 51.36 | 7.48 | 0.10336 | 0 | 51.36 | 0 | 0 | 0 | 0 | 0.2 | 0
12.16 | 24.32 | 7.48 | 0.10336 | 0 | 24.32 | 0 | 0 | 0 | 0 | 0.2 | 0
9.72 | 19.44 | 7.48 | 0.10336 | 0 | 19.44 | 0 | 0 | 0 | 0 | 0.2 | 0
10.44 | 20.88 | 7.48 | 0.10336 | 0 | 20.88 | 0 | 0 | 0 | 0 | 0.2 | 0
11.56 | 23.12 | 7.48 | 0.10336 | 0 | 23.12 | 0 | 0 | 0 | 0 | 0.2 | 0
12.4 | 24.8 | 7.48 | 0.10336 | 0 | 24.8 | 0 | 0 | 0 | 0 | 0.2 | 0
14.4 | 28.8 | 7.48 | 0.10336 | 0 | 28.8 | 0 | 0 | 0 | 0 | 0.2 | 0
16.36 | 32.72 | 7.48 | 0.10336 | 0 | 30.5904 | 2.1296 | 0 | 0 | 2.1296 | 0.2 | 0
22.52 | 45.04 | 7.48 | 0.10336 | 0 | 27.725 | 17.315 | 0 | 0 | 17.315 | 0.2 | 0
26.52 | 53.04 | 7.48 | 0.10336 | 0 | 15.7117 | 37.3283 | 0 | 0 | 37.3283 | 0.2 | 0
38.08 | 76.16 | 7.48 | 0.10336 | 0 | 20.2462 | 55.9138 | 0 | 0 | 55.9138 | 0.2 | 0
39.84 | 79.68 | 7.48 | 0.10336 | 0 | 10.7708 | 68.9092 | 0 | 0 | 68.9092 | 0.2 | 0
45.36 | 90.72 | 7.48 | 0.10336 | 0 | 11.2476 | 79.4724 | 0 | 0 | 79.4724 | 0.2 | 0
53.8 | 107.6 | 7.48 | 0.10336 | 0 | 23.9289 | 83.6711 | 0 | 0 | 83.6711 | 0.2 | 0
51.44 | 102.88 | 7.48 | 0.10336 | 0 | 18.011 | 84.869 | 0 | 0 | 84.869 | 0.2 | 0
55 | 110 | 7.48 | 0.10336 | 0 | 30.1767 | 79.8233 | 0 | 0 | 79.8233 | 0.2 | 0
58.8 | 117.6 | 7.48 | 0.10336 | 0 | 47.251 | 70.349 | 0 | 0 | 70.349 | 0.2 | 0
55.56 | 111.12 | 7.48 | 0.10336 | 0 | 54.9884 | 56.1316 | 0 | 0 | 56.1316 | 0.2 | 0
55.92 | 111.84 | 7.48 | 0.10336 | 0 | 74.7053 | 37.1347 | 0 | 0 | 37.1347 | 0.2 | 0
52.32 | 104.64 | 7.48 | 0.10336 | 0 | 88.3535 | 16.2865 | 0 | 0 | 16.2865 | 0.2 | 0
52.84 | 105.68 | 7.48 | 0.10336 | 0 | 103.599 | 2.0812 | 0 | 0 | 2.0812 | 0.2 | 0
53.4 | 106.8 | 7.48 | 0.10336 | 0 | 106.8 | 0 | 0 | 0 | 0 | 0.2 | 0
48.2 | 96.4 | 7.48 | 0.10336 | 0 | 96.4 | 0 | 0 | 0 | 0 | 0.2 | 0
43.96 | 87.92 | 7.48 | 0.10336 | 0 | 87.92 | 0 | 0 | 0 | 0 | 0.2 | 0
40.36 | 80.72 | 7.48 | 0.10336 | 0 | 80.72 | 0 | 0 | 0 | 0 | 0.2 | 0
24.08 | 48.16 | 7.48 | 0.10336 | 0 | 48.16 | 0 | 0 | 0 | 0 | 0.2 | 0
18.68 | 37.36 | 7.48 | 0.10336 | 0 | 37.36 | 0 | 0 | 0 | 0 | 0.2 | 0
21.12 | 42.24 | 7.48 | 0.10336 | 0 | 42.24 | 0 | 0 | 0 | 0 | 0.2 | 0
20.88 | 41.76 | 7.48 | 0.10336 | 0 | 41.76 | 0 | 0 | 0 | 0 | 0.2 | 0
26.12 | 52.24 | 7.48 | 0.10336 | 0 | 52.24 | 0 | 0 | 0 | 0 | 0.2 | 0
24.16 | 48.32 | 7.48 | 0.10336 | 0 | 48.32 | 0 | 0 | 0 | 0 | 0.2 | 0
20.96 | 41.92 | 7.48 | 0.10336 | 0 | 39.5 | 2.42 | 0 | 0 | 2.42 | 0.2 | 0
17.52 | 35.04 | 7.48 | 0.10336 | 0 | 18.0396 | 17.0004 | 0 | 0 | 17.0004 | 0.2 | 0
33.76 | 67.52 | 7.48 | 0.10336 | 0 | 30.6273 | 36.8927 | 0 | 0 | 36.8927 | 0.2 | 0
36.52 | 73.04 | 7.48 | 0.10336 | 0 | 19.159 | 53.881 | 0 | 0 | 53.881 | 0.2 | 0
38.96 | 77.92 | 7.48 | 0.10336 | 0 | 9.7489 | 68.1711 | 0 | 0 | 68.1711 | 0.2 | 0
45.76 | 91.52 | 7.48 | 0.10336 | 0 | 13.1487 | 78.3713 | 0 | 0 | 78.3713 | 0.2 | 0
48.32 | 96.64 | 7.48 | 0.10336 | 0 | 14.2999 | 82.3401 | 0 | 0 | 82.3401 | 0.2 | 0
48.76 | 97.52 | 7.48 | 0.10336 | 0 | 13.9699 | 83.5501 | 0 | 0 | 83.5501 | 0.2 | 0
53.4 | 106.8 | 7.48 | 0.10336 | 0 | 27.134 | 79.666 | 0 | 0 | 79.666 | 0.2 | 0
59 | 118 | 7.48 | 0.10336 | 0 | 47.8446 | 70.1554 | 0 | 0 | 70.1554 | 0.2 | 0
58.48 | 116.96 | 7.48 | 0.10336 | 0 | 61.1309 | 55.8291 | 0 | 0 | 55.8291 | 0.2 | 0
52.16 | 104.32 | 7.48 | 0.10336 | 0 | 67.3063 | 37.0137 | 0 | 0 | 37.0137 | 0.2 | 0
52.52 | 105.04 | 7.48 | 0.10336 | 0 | 88.6688 | 16.3712 | 0 | 0 | 16.3712 | 0.2 | 0
42.24 | 84.48 | 7.48 | 0.10336 | 0 | 82.3867 | 2.0933 | 0 | 0 | 2.0933 | 0.2 | 0
39.44 | 78.88 | 7.48 | 0.10336 | 0 | 78.88 | 0 | 0 | 0 | 0 | 0.2 | 0
38.76 | 77.52 | 7.48 | 0.10336 | 0 | 77.52 | 0 | 0 | 0 | 0 | 0.2 | 0
37.4 | 74.8 | 7.48 | 0.10336 | 0 | 74.8 | 0 | 0 | 0 | 0 | 0.2 | 0
33.48 | 66.96 | 7.48 | 0.10336 | 0 | 66.96 | 0 | 0 | 0 | 0 | 0.2 | 0
15.48 | 30.96 | 7.48 | 0.10336 | 0 | 30.96 | 0 | 0 | 0 | 0 | 0.2 | 0
13.88 | 27.76 | 7.48 | 0.10336 | 0 | 27.76 | 0 | 0 | 0 | 0 | 0.2 | 0
17.48 | 34.96 | 7.48 | 0.10336 | 0 | 34.96 | 0 | 0 | 0 | 0 | 0.2 | 0
24.6 | 49.2 | 7.48 | 0.10336 | 0 | 49.2 | 0 | 0 | 0 | 0 | 0.2 | 0
27.48 | 54.96 | 7.48 | 0.10336 | 0 | 54.96 | 0 | 0 | 0 | 0 | 0.2 | 0
22.84 | 45.68 | 7.48 | 0.10336 | 0 | 45.68 | 0 | 0 | 0 | 0 | 0.2 | 0
22.16 | 44.32 | 7.48 | 0.10336 | 0 | 41.9484 | 2.3716 | 0 | 0 | 2.3716 | 0.2 | 0
25.6 | 51.2 | 7.48 | 0.10336 | 0 | 34.1633 | 17.0367 | 0 | 0 | 17.0367 | 0.2 | 0
25.56 | 51.12 | 7.48 | 0.10336 | 0 | 13.9127 | 37.2073 | 0 | 0 | 37.2073 | 0.2 | 0
26.56 | 53.12 | 7.48 | 0.10336 | 0 | 0 | 56.1437 | 3.0237 | 0 | 53.12 | 0.32867 | 0
31.2 | 62.4 | 7.48 | 0.10336 | 0 | 0 | 71.2686 | 8.8686 | 0 | 62.4 | 0.70605 | 0
31.2 | 62.4 | 11.23 | 0.12409 | 0 | 0 | 81.8198 | 8.2092 | 0 | 73.6106 | 1 | 1.1692
38.72 | 77.44 | 11.23 | 0.12409 | 0 | 0 | 86.2121 | 0 | 8.7721 | 77.44 | 1 | 0
42 | 84 | 11.23 | 0.12409 | 0 | 0 | 86.1515 | 4.9397 | 0 | 81.2118 | 1 | 4.4386
45.72 | 91.44 | 17.48 | 0.13136 | 0 | 10.0558 | 81.3842 | 0 | 0 | 81.3842 | 1 | 0
45.84 | 91.68 | 17.48 | 0.13136 | 0 | 20.8954 | 70.7846 | 0 | 0 | 70.7846 | 1 | 0
45.44 | 90.88 | 17.48 | 0.13136 | 0 | 26.6163 | 56.7487 | 0 | 0 | 56.7487 | 0.64412 | 7.5149
46.72 | 93.44 | 17.48 | 0.13136 | 0 | 46.1162 | 37.9454 | 0 | 0 | 37.9454 | 0.2 | 9.3784
45.48 | 90.96 | 11.23 | 0.12409 | 0 | 74.4194 | 16.5406 | 0 | 0 | 16.5406 | 0.2 | 0
42.88 | 85.76 | 11.23 | 0.12409 | 0 | 83.8361 | 1.9239 | 0 | 0 | 1.9239 | 0.2 | 0
40.52 | 81.04 | 11.23 | 0.12409 | 0 | 81.04 | 0 | 0 | 0 | 0 | 0.2 | 0
37.88 | 75.76 | 7.48 | 0.10336 | 9.3784 | 75.76 | 0 | 0 | 0 | 0 | 0.59907 | 0
38.84 | 77.68 | 7.48 | 0.10336 | 9.3784 | 77.68 | 0 | 0 | 0 | 0 | 0.99814 | 0
36.16 | 72.32 | 7.48 | 0.10336 | 0.043676 | 72.32 | 0 | 0 | 0 | 0 | 1 | 0
18.52 | 37.04 | 7.48 | 0.10336 | 0 | 37.04 | 0 | 0 | 0 | 0 | 1 | 0
14.6 | 29.2 | 7.48 | 0.10336 | 0 | 29.2 | 0 | 0 | 0 | 0 | 1 | 0
15.04 | 30.08 | 7.48 | 0.10336 | 0 | 30.08 | 0 | 0 | 0 | 0 | 1 | 0
13.4 | 26.8 | 7.48 | 0.10336 | 0 | 26.8 | 0 | 0 | 0 | 0 | 1 | 0
12.4 | 24.8 | 7.48 | 0.10336 | 0 | 24.8 | 0 | 0 | 0 | 0 | 1 | 0
14.56 | 29.12 | 7.48 | 0.10336 | 0 | 29.12 | 0 | 0 | 0 | 0 | 1 | 0
16.48 | 32.96 | 7.48 | 0.10336 | 0 | 30.8788 | 2.0812 | 0 | 0 | 2.0812 | 1 | 0
22.12 | 44.24 | 7.48 | 0.10336 | 0 | 39.2669 | 4.9731 | 0 | 0 | 4.9731 | 1 | 0
25.88 | 51.76 | 7.48 | 0.10336 | 0 | 33.9247 | 17.8353 | 0 | 0 | 17.8353 | 1 | 0
35.92 | 71.84 | 7.48 | 0.10336 | 0 | 12.3446 | 59.4954 | 0 | 0 | 59.4954 | 1 | 0
43.6 | 87.2 | 7.48 | 0.10336 | 0 | 14.2253 | 72.9747 | 0 | 0 | 72.9747 | 1 | 0
46.52 | 93.04 | 11.23 | 0.12409 | 0 | 8.9091 | 84.1309 | 0 | 0 | 84.1309 | 1 | 0
52.68 | 105.36 | 11.23 | 0.12409 | 0 | 15.3364 | 90.0236 | 0 | 0 | 90.0236 | 1 | 0
48.92 | 97.84 | 11.23 | 0.12409 | 0 | 7.9616 | 89.8784 | 0 | 0 | 89.8784 | 1 | 0
50.76 | 101.52 | 17.48 | 0.13136 | 0 | 16.5663 | 84.9537 | 0 | 0 | 84.9537 | 1 | 0
51.64 | 103.28 | 17.48 | 0.13136 | 0 | 28.0184 | 75.2616 | 0 | 0 | 75.2616 | 1 | 0
51.92 | 103.84 | 17.48 | 0.13136 | 0 | 35.9948 | 60.3303 | 0 | 0 | 60.3303 | 0.64412 | 7.5149
51.76 | 103.52 | 17.48 | 0.13136 | 0 | 54.2118 | 39.9298 | 0 | 0 | 39.9298 | 0.2 | 9.3784
52.08 | 104.16 | 11.23 | 0.12409 | 0 | 86.7724 | 17.3876 | 0 | 0 | 17.3876 | 0.2 | 0
51.88 | 103.76 | 11.23 | 0.12409 | 0 | 101.969 | 1.7908 | 0 | 0 | 1.7908 | 0.2 | 0
49.24 | 98.48 | 11.23 | 0.12409 | 0 | 98.48 | 0 | 0 | 0 | 0 | 0.2 | 0
47.6 | 95.2 | 7.48 | 0.10336 | 9.3784 | 95.2 | 0 | 0 | 0 | 0 | 0.59907 | 0
46.84 | 93.68 | 7.48 | 0.10336 | 9.3784 | 93.68 | 0 | 0 | 0 | 0 | 0.99814 | 0
39.2 | 78.4 | 7.48 | 0.10336 | 0.043676 | 78.4 | 0 | 0 | 0 | 0 | 1 | 0
20.72 | 41.44 | 7.48 | 0.10336 | 0 | 41.44 | 0 | 0 | 0 | 0 | 1 | 0
16.28 | 32.56 | 7.48 | 0.10336 | 0 | 32.56 | 0 | 0 | 0 | 0 | 1 | 0
18.56 | 37.12 | 7.48 | 0.10336 | 0 | 37.12 | 0 | 0 | 0 | 0 | 1 | 0
20.08 | 40.16 | 7.48 | 0.10336 | 0 | 40.16 | 0 | 0 | 0 | 0 | 1 | 0
20.92 | 41.84 | 7.48 | 0.10336 | 0 | 41.84 | 0 | 0 | 0 | 0 | 1 | 0
20.8 | 41.6 | 7.48 | 0.10336 | 0 | 41.6 | 0 | 0 | 0 | 0 | 1 | 0
21.52 | 43.04 | 7.48 | 0.10336 | 0 | 41.0435 | 1.9965 | 0 | 0 | 1.9965 | 1 | 0
22.44 | 44.88 | 7.48 | 0.10336 | 0 | 42.1575 | 2.7225 | 0 | 0 | 2.7225 | 1 | 0
30.6 | 61.2 | 7.48 | 0.10336 | 0 | 47.999 | 13.201 | 0 | 0 | 13.201 | 1 | 0
43 | 86 | 7.48 | 0.10336 | 0 | 33.2806 | 52.7194 | 0 | 0 | 52.7194 | 1 | 0
45.68 | 91.36 | 7.48 | 0.10336 | 0 | 17.7561 | 73.6039 | 0 | 0 | 73.6039 | 1 | 0
47.36 | 94.72 | 11.23 | 0.12409 | 0 | 10.1293 | 84.5907 | 0 | 0 | 84.5907 | 1 | 0
52.76 | 105.52 | 11.23 | 0.12409 | 0 | 15.1577 | 90.3623 | 0 | 0 | 90.3623 | 1 | 0
51 | 102 | 11.23 | 0.12409 | 0 | 11.9159 | 90.0841 | 0 | 0 | 90.0841 | 1 | 0
51.68 | 103.36 | 17.48 | 0.13136 | 0 | 18.2974 | 85.0626 | 0 | 0 | 85.0626 | 1 | 0
52.4 | 104.8 | 17.48 | 0.13136 | 0 | 29.5021 | 75.2979 | 0 | 0 | 75.2979 | 1 | 0
54.92 | 109.84 | 17.48 | 0.13136 | 0 | 42.019 | 60.3061 | 0 | 0 | 60.3061 | 0.64412 | 7.5149
52.8 | 105.6 | 17.48 | 0.13136 | 0 | 56.3281 | 39.8935 | 0 | 0 | 39.8935 | 0.2 | 9.3784
52.6 | 105.2 | 11.23 | 0.12409 | 0 | 87.6793 | 17.5207 | 0 | 0 | 17.5207 | 0.2 | 0
51.48 | 102.96 | 11.23 | 0.12409 | 0 | 101.157 | 1.8029 | 0 | 0 | 1.8029 | 0.2 | 0
50.04 | 100.08 | 11.23 | 0.12409 | 0 | 100.08 | 0 | 0 | 0 | 0 | 0.2 | 0
47.52 | 95.04 | 7.48 | 0.10336 | 9.3784 | 95.04 | 0 | 0 | 0 | 0 | 0.59907 | 0
43.28 | 86.56 | 7.48 | 0.10336 | 9.3784 | 86.56 | 0 | 0 | 0 | 0 | 0.99814 | 0
36.24 | 72.48 | 7.48 | 0.10336 | 0.043676 | 72.48 | 0 | 0 | 0 | 0 | 1 | 0
16 | 32 | 7.48 | 0.10336 | 0 | 32 | 0 | 0 | 0 | 0 | 1 | 0
9.52 | 19.04 | 7.48 | 0.10336 | 0 | 19.04 | 0 | 0 | 0 | 0 | 1 | 0
13.04 | 26.08 | 7.48 | 0.10336 | 0 | 26.08 | 0 | 0 | 0 | 0 | 1 | 0
13.88 | 27.76 | 7.48 | 0.10336 | 0 | 27.76 | 0 | 0 | 0 | 0 | 1 | 0
15.96 | 31.92 | 7.48 | 0.10336 | 0 | 31.92 | 0 | 0 | 0 | 0 | 1 | 0
16.28 | 32.56 | 7.48 | 0.10336 | 0 | 32.56 | 0 | 0 | 0 | 0 | 1 | 0
18.24 | 36.48 | 7.48 | 0.10336 | 0 | 34.3746 | 2.1054 | 0 | 0 | 2.1054 | 1 | 0
21.84 | 43.68 | 7.48 | 0.10336 | 0 | 40.8365 | 2.8435 | 0 | 0 | 2.8435 | 1 | 0
27.04 | 54.08 | 7.48 | 0.10336 | 0 | 38.4953 | 15.5847 | 0 | 0 | 15.5847 | 1 | 0
37.04 | 74.08 | 7.48 | 0.10336 | 0 | 15.1775 | 58.9025 | 0 | 0 | 58.9025 | 1 | 0
44.08 | 88.16 | 7.48 | 0.10336 | 0 | 14.3746 | 73.7854 | 0 | 0 | 73.7854 | 1 | 0
44.72 | 89.44 | 11.23 | 0.12409 | 0 | 2.5124 | 85.2441 | 0 | 0 | 85.2441 | 0.92028 | 1.6835
44.68 | 89.36 | 11.23 | 0.12409 | 0 | 0 | 91.2335 | 1.8735 | 0 | 89.36 | 1 | 0
45.48 | 90.96 | 11.23 | 0.12409 | 0 | 0.19835 | 90.7616 | 0 | 0 | 90.7616 | 1 | 0
52.4 | 104.8 | 17.48 | 0.13136 | 0 | 19.205 | 85.595 | 0 | 0 | 85.595 | 1 | 0
55.36 | 110.72 | 17.48 | 0.13136 | 0 | 34.8897 | 75.8303 | 0 | 0 | 75.8303 | 1 | 0
53.96 | 107.92 | 17.48 | 0.13136 | 0 | 39.7118 | 60.6933 | 0 | 0 | 60.6933 | 0.64412 | 7.5149
52.32 | 104.64 | 17.48 | 0.13136 | 0 | 55.2108 | 40.0508 | 0 | 0 | 40.0508 | 0.2 | 9.3784
51.96 | 103.92 | 11.23 | 0.12409 | 0 | 86.5687 | 17.3513 | 0 | 0 | 17.3513 | 0.2 | 0
53.16 | 106.32 | 11.23 | 0.12409 | 0 | 104.614 | 1.7061 | 0 | 0 | 1.7061 | 0.2 | 0
50.56 | 101.12 | 11.23 | 0.12409 | 0 | 101.12 | 0 | 0 | 0 | 0 | 0.2 | 0
46.48 | 92.96 | 7.48 | 0.10336 | 0 | 92.96 | 0 | 0 | 0 | 0 | 0.2 | 0
41.12 | 82.24 | 7.48 | 0.10336 | 0 | 82.24 | 0 | 0 | 0 | 0 | 0.2 | 0
34.48 | 68.96 | 7.48 | 0.10336 | 0 | 68.96 | 0 | 0 | 0 | 0 | 0.2 | 0
16.04 | 32.08 | 7.48 | 0.10336 | 0 | 32.08 | 0 | 0 | 0 | 0 | 0.2 | 0
11.32 | 22.64 | 7.48 | 0.10336 | 0 | 22.64 | 0 | 0 | 0 | 0 | 0.2 | 0
13.28 | 26.56 | 7.48 | 0.10336 | 0 | 26.56 | 0 | 0 | 0 | 0 | 0.2 | 0
15.84 | 31.68 | 7.48 | 0.10336 | 0 | 31.68 | 0 | 0 | 0 | 0 | 0.2 | 0
16.32 | 32.64 | 7.48 | 0.10336 | 0 | 32.64 | 0 | 0 | 0 | 0 | 0.2 | 0
16.72 | 33.44 | 7.48 | 0.10336 | 0 | 33.44 | 0 | 0 | 0 | 0 | 0.2 | 0
17.56 | 35.12 | 7.48 | 0.10336 | 0 | 33.1114 | 2.0086 | 0 | 0 | 2.0086 | 0.2 | 0
21.92 | 43.84 | 7.48 | 0.10336 | 0 | 36.6768 | 7.1632 | 0 | 0 | 7.1632 | 0.2 | 0
23.28 | 46.56 | 7.48 | 0.10336 | 0 | 27.1638 | 19.3962 | 0 | 0 | 19.3962 | 0.2 | 0
26.32 | 52.64 | 7.48 | 0.10336 | 0 | 0 | 59.4228 | 6.7828 | 0 | 52.64 | 0.48862 | 0
31.2 | 62.4 | 7.48 | 0.10336 | 0 | 0 | 74.4025 | 9.3784 | 2.6242 | 62.4 | 0.88769 | 0
37.44 | 74.88 | 11.23 | 0.12409 | 0 | 0 | 85.7765 | 2.6393 | 8.2572 | 74.88 | 1 | 0
44 | 88 | 11.23 | 0.12409 | 0 | 0 | 91.8627 | 0 | 3.8627 | 88 | 1 | 0
41.2 | 82.4 | 11.23 | 0.12409 | 0 | 0 | 91.7054 | 4.9397 | 0 | 86.7657 | 1 | 4.4386
42.68 | 85.36 | 17.48 | 0.13136 | 0 | 0 | 86.6598 | 0 | 1.2998 | 85.36 | 1 | 0
41.76 | 83.52 | 17.48 | 0.13136 | 0 | 6.6854 | 76.8346 | 0 | 0 | 76.8346 | 1 | 0
44.56 | 89.12 | 17.48 | 0.13136 | 0 | 20.0406 | 61.5645 | 0 | 0 | 61.5645 | 0.64412 | 7.5149
46.96 | 93.92 | 17.48 | 0.13136 | 0 | 43.8374 | 40.7042 | 0 | 0 | 40.7042 | 0.2 | 9.3784
46.04 | 92.08 | 11.23 | 0.12409 | 0 | 74.6077 | 17.4723 | 0 | 0 | 17.4723 | 0.2 | 0
45.92 | 91.84 | 11.23 | 0.12409 | 0 | 90.1097 | 1.7303 | 0 | 0 | 1.7303 | 0.2 | 0
45.12 | 90.24 | 11.23 | 0.12409 | 0 | 90.24 | 0 | 0 | 0 | 0 | 0.2 | 0
43.52 | 87.04 | 7.48 | 0.10336 | 0 | 87.04 | 0 | 0 | 0 | 0 | 0.2 | 0
41.56 | 83.12 | 7.48 | 0.10336 | 0 | 83.12 | 0 | 0 | 0 | 0 | 0.2 | 0
32.16 | 64.32 | 7.48 | 0.10336 | 0 | 64.32 | 0 | 0 | 0 | 0 | 0.2 | 0
14.16 | 28.32 | 7.48 | 0.10336 | 0 | 28.32 | 0 | 0 | 0 | 0 | 0.2 | 0
10.16 | 20.32 | 7.48 | 0.10336 | 0 | 20.32 | 0 | 0 | 0 | 0 | 0.2 | 0
11.04 | 22.08 | 7.48 | 0.10336 | 0 | 22.08 | 0 | 0 | 0 | 0 | 0.2 | 0
10.92 | 21.84 | 7.48 | 0.10336 | 0 | 21.84 | 0 | 0 | 0 | 0 | 0.2 | 0
12.72 | 25.44 | 7.48 | 0.10336 | 0 | 25.44 | 0 | 0 | 0 | 0 | 0.2 | 0
14.56 | 29.12 | 7.48 | 0.10336 | 0 | 29.12 | 0 | 0 | 0 | 0 | 0.2 | 0
16.6 | 33.2 | 7.48 | 0.10336 | 0 | 31.3729 | 1.8271 | 0 | 0 | 1.8271 | 0.2 | 0
22.52 | 45.04 | 7.48 | 0.10336 | 0 | 26.878 | 18.162 | 0 | 0 | 18.162 | 0.2 | 0
25.36 | 50.72 | 7.48 | 0.10336 | 0 | 10.3909 | 40.3291 | 0 | 0 | 40.3291 | 0.2 | 0
26.16 | 52.32 | 7.48 | 0.10336 | 0 | 0 | 60.1246 | 7.8046 | 0 | 52.32 | 0.5321 | 0
30.84 | 61.68 | 7.48 | 0.10336 | 0 | 0 | 75.5883 | 9.3784 | 4.53 | 61.68 | 0.93117 | 0
37.52 | 75.04 | 7.48 | 0.10336 | 0 | 0 | 86.442 | 1.6175 | 9.7845 | 75.04 | 1 | 0
48.64 | 97.28 | 7.48 | 0.10336 | 0 | 5.9682 | 90.6769 | 0 | 0 | 90.6769 | 0.96994 | 0.63488
44.84 | 89.68 | 7.48 | 0.10336 | 0 | 0 | 90.3866 | 0.70655 | 0 | 89.68 | 1 | 0
45.08 | 90.16 | 7.48 | 0.10336 | 0 | 3.8632 | 86.2968 | 0 | 0 | 86.2968 | 1 | 0
50.84 | 101.68 | 7.48 | 0.10336 | 0 | 26.2974 | 75.3826 | 0 | 0 | 75.3826 | 1 | 0
50.96 | 101.92 | 7.48 | 0.10336 | 0 | 41.7591 | 60.1609 | 0 | 0 | 60.1609 | 1 | 0
48.32 | 96.64 | 7.48 | 0.10336 | 0 | 57.1458 | 39.4942 | 0 | 0 | 39.4942 | 1 | 0
49.56 | 99.12 | 7.48 | 0.10336 | 0 | 82.1559 | 16.9641 | 0 | 0 | 16.9641 | 1 | 0
48.24 | 96.48 | 7.48 | 0.10336 | 0 | 94.8344 | 1.6456 | 0 | 0 | 1.6456 | 1 | 0
46.4 | 92.8 | 7.48 | 0.10336 | 0 | 92.8 | 0 | 0 | 0 | 0 | 1 | 0
44.32 | 88.64 | 7.48 | 0.10336 | 0 | 88.64 | 0 | 0 | 0 | 0 | 1 | 0
40.92 | 81.84 | 7.48 | 0.10336 | 0 | 81.84 | 0 | 0 | 0 | 0 | 1 | 0
37.92 | 75.84 | 7.48 | 0.10336 | 0 | 75.84 | 0 | 0 | 0 | 0 | 1 | 0
22.84 | 45.68 | 7.48 | 0.10336 | 0 | 45.68 | 0 | 0 | 0 | 0 | 1 | 0
18.28 | 36.56 | 7.48 | 0.10336 | 0 | 36.56 | 0 | 0 | 0 | 0 | 1 | 0
18.64 | 37.28 | 7.48 | 0.10336 | 0 | 37.28 | 0 | 0 | 0 | 0 | 1 | 0
19.52 | 39.04 | 7.48 | 0.10336 | 0 | 39.04 | 0 | 0 | 0 | 0 | 1 | 0
18.76 | 37.52 | 7.48 | 0.10336 | 0 | 37.52 | 0 | 0 | 0 | 0 | 1 | 0
19.6 | 39.2 | 7.48 | 0.10336 | 0 | 39.2 | 0 | 0 | 0 | 0 | 1 | 0
20.84 | 41.68 | 7.48 | 0.10336 | 0 | 39.8166 | 1.8634 | 0 | 0 | 1.8634 | 1 | 0
20.96 | 41.92 | 7.48 | 0.10336 | 0 | 15.1547 | 17.9442 | 0 | 0 | 17.9442 | 0.58227 | 8.8211
23.88 | 47.76 | 7.48 | 0.10336 | 0 | 0 | 39.6878 | 0 | 0 | 39.6878 | 0.2 | 8.0722
28.12 | 56.24 | 7.48 | 0.10336 | 0 | 0 | 57.8135 | 1.5735 | 0 | 56.24 | 0.26696 | 0
32.08 | 64.16 | 7.48 | 0.10336 | 0 | 0 | 73.2772 | 9.1172 | 0 | 64.16 | 0.65492 | 0
35.68 | 71.36 | 7.48 | 0.10336 | 0 | 0 | 84.2519 | 8.1097 | 4.7822 | 71.36 | 1 | 0
38.88 | 77.76 | 7.48 | 0.10336 | 0 | 0 | 90.0599 | 0 | 12.2999 | 77.76 | 1 | 0
39.04 | 78.08 | 7.48 | 0.10336 | 0 | 0 | 89.2976 | 0 | 11.2176 | 78.08 | 1 | 0
40.12 | 80.24 | 7.48 | 0.10336 | 0 | 0 | 84.7117 | 0 | 4.4717 | 80.24 | 1 | 0
40.48 | 80.96 | 7.48 | 0.10336 | 0 | 6.0977 | 74.8623 | 0 | 0 | 74.8623 | 1 | 0
40.96 | 81.92 | 7.48 | 0.10336 | 0 | 23.0901 | 58.8299 | 0 | 0 | 58.8299 | 1 | 0
44.24 | 88.48 | 7.48 | 0.10336 | 0 | 49.4335 | 39.0465 | 0 | 0 | 39.0465 | 1 | 0
44.52 | 89.04 | 7.48 | 0.10336 | 0 | 72.4631 | 16.5769 | 0 | 0 | 16.5769 | 1 | 0
41.88 | 83.76 | 7.48 | 0.10336 | 0 | 82.0418 | 1.7182 | 0 | 0 | 1.7182 | 1 | 0
39.44 | 78.88 | 7.48 | 0.10336 | 0 | 78.88 | 0 | 0 | 0 | 0 | 1 | 0
38.72 | 77.44 | 7.48 | 0.10336 | 0 | 77.44 | 0 | 0 | 0 | 0 | 1 | 0
39.56 | 79.12 | 7.48 | 0.10336 | 0 | 79.12 | 0 | 0 | 0 | 0 | 1 | 0
39.12 | 78.24 | 7.48 | 0.10336 | 0 | 78.24 | 0 | 0 | 0 | 0 | 1 | 0
20.16 | 40.32 | 7.48 | 0.10336 | 0 | 40.32 | 0 | 0 | 0 | 0 | 1 | 0
14.92 | 29.84 | 7.48 | 0.10336 | 0 | 29.84 | 0 | 0 | 0 | 0 | 1 | 0
15.88 | 31.76 | 7.48 | 0.10336 | 0 | 31.76 | 0 | 0 | 0 | 0 | 1 | 0
17.88 | 35.76 | 7.48 | 0.10336 | 0 | 35.76 | 0 | 0 | 0 | 0 | 1 | 0
19.48 | 38.96 | 7.48 | 0.10336 | 0 | 38.96 | 0 | 0 | 0 | 0 | 1 | 0
20.52 | 41.04 | 7.48 | 0.10336 | 0 | 41.04 | 0 | 0 | 0 | 0 | 1 | 0
20 | 40 | 7.48 | 0.10336 | 0 | 30.6217 | 1.8634 | 0 | 0 | 1.8634 | 0.64412 | 7.5149
17.44 | 34.88 | 7.48 | 0.10336 | 0 | 9.0094 | 16.4922 | 0 | 0 | 16.4922 | 0.2 | 9.3784
16.84 | 33.68 | 7.48 | 0.10336 | 0 | 0 | 36.8685 | 3.1885 | 0 | 33.68 | 0.33568 | 0
23.84 | 47.68 | 7.48 | 0.10336 | 0 | 0 | 54.4618 | 6.7818 | 0 | 47.68 | 0.62426 | 0
30.76 | 61.52 | 7.48 | 0.10336 | 0 | 0 | 67.5177 | 5.9977 | 0 | 61.52 | 0.87947 | 0
37 | 74 | 11.23 | 0.12409 | 0 | 0 | 79.6055 | 2.8324 | 2.7731 | 74 | 1 | 0
39.64 | 79.28 | 11.23 | 0.12409 | 0 | 0 | 83.8405 | 4.9397 | 0 | 78.9008 | 1 | 4.4386
41.64 | 83.28 | 11.23 | 0.12409 | 0 | 0 | 85.111 | 0 | 1.831 | 83.28 | 1 | 0
47.84 | 95.68 | 17.48 | 0.13136 | 0 | 17.4539 | 78.2261 | 0 | 0 | 78.2261 | 1 | 0
47.44 | 94.88 | 17.48 | 0.13136 | 0 | 25.7651 | 69.1149 | 0 | 0 | 69.1149 | 1 | 0
48.92 | 97.84 | 17.48 | 0.13136 | 0 | 35.5365 | 54.7885 | 0 | 0 | 54.7885 | 0.64412 | 7.5149
46 | 92 | 17.48 | 0.13136 | 0 | 46.0919 | 36.5297 | 0 | 0 | 36.5297 | 0.2 | 9.3784
44.4 | 88.8 | 11.23 | 0.12409 | 0 | 73.3 | 15.5 | 0 | 0 | 15.5 | 0.2 | 0
41.36 | 82.72 | 11.23 | 0.12409 | 0 | 81.0502 | 1.6698 | 0 | 0 | 1.6698 | 0.2 | 0
36 | 72 | 11.23 | 0.12409 | 0 | 72 | 0 | 0 | 0 | 0 | 0.2 | 0
35.6 | 71.2 | 7.48 | 0.10336 | 9.3784 | 71.2 | 0 | 0 | 0 | 0 | 0.59907 | 0
35.44 | 70.88 | 7.48 | 0.10336 | 9.3784 | 70.88 | 0 | 0 | 0 | 0 | 0.99814 | 0
31.2 | 62.4 | 7.48 | 0.10336 | 0.043676 | 62.4 | 0 | 0 | 0 | 0 | 1 | 0
14.08 | 28.16 | 7.48 | 0.10336 | 0 | 28.16 | 0 | 0 | 0 | 0 | 1 | 0
8.92 | 17.84 | 7.48 | 0.10336 | 0 | 17.84 | 0 | 0 | 0 | 0 | 1 | 0
10.24 | 20.48 | 7.48 | 0.10336 | 0 | 20.48 | 0 | 0 | 0 | 0 | 1 | 0
12.8 | 25.6 | 7.48 | 0.10336 | 0 | 25.6 | 0 | 0 | 0 | 0 | 1 | 0
13.56 | 27.12 | 7.48 | 0.10336 | 0 | 27.12 | 0 | 0 | 0 | 0 | 1 | 0
14.48 | 28.96 | 7.48 | 0.10336 | 0 | 28.96 | 0 | 0 | 0 | 0 | 1 | 0
16.48 | 32.96 | 7.48 | 0.10336 | 0 | 31.0966 | 1.8634 | 0 | 0 | 1.8634 | 1 | 0
22.92 | 45.84 | 7.48 | 0.10336 | 0 | 29.5898 | 16.2502 | 0 | 0 | 16.2502 | 1 | 0
28.6 | 57.2 | 7.48 | 0.10336 | 0 | 20.029 | 37.171 | 0 | 0 | 37.171 | 1 | 0
40.76 | 81.52 | 7.48 | 0.10336 | 0 | 26.9735 | 54.5465 | 0 | 0 | 54.5465 | 1 | 0
44.84 | 89.68 | 7.48 | 0.10336 | 0 | 20.1053 | 69.5747 | 0 | 0 | 69.5747 | 1 | 0
45.4 | 90.8 | 11.23 | 0.12409 | 0 | 10.8557 | 79.9443 | 0 | 0 | 79.9443 | 1 | 0
49.04 | 98.08 | 11.23 | 0.12409 | 0 | 12.5576 | 85.5224 | 0 | 0 | 85.5224 | 1 | 0
50.04 | 100.08 | 11.23 | 0.12409 | 0 | 14.7633 | 85.3167 | 0 | 0 | 85.3167 | 1 | 0
56 | 112 | 17.48 | 0.13136 | 0 | 30.9788 | 81.0212 | 0 | 0 | 81.0212 | 1 | 0
55.68 | 111.36 | 17.48 | 0.13136 | 0 | 40.0672 | 71.2928 | 0 | 0 | 71.2928 | 1 | 0
52 | 104 | 17.48 | 0.13136 | 0 | 40.6922 | 55.7928 | 0 | 0 | 55.7928 | 0.64412 | 7.5149
50.36 | 100.72 | 17.48 | 0.13136 | 0 | 55.4169 | 35.9247 | 0 | 0 | 35.9247 | 0.2 | 9.3784
50.84 | 101.68 | 11.23 | 0.12409 | 0 | 86.7487 | 14.9313 | 0 | 0 | 14.9313 | 0.2 | 0
52.08 | 104.16 | 11.23 | 0.12409 | 0 | 102.696 | 1.4641 | 0 | 0 | 1.4641 | 0.2 | 0
51.76 | 103.52 | 11.23 | 0.12409 | 0 | 103.52 | 0 | 0 | 0 | 0 | 0.2 | 0
48.84 | 97.68 | 7.48 | 0.10336 | 9.3784 | 97.68 | 0 | 0 | 0 | 0 | 0.59907 | 0
46.72 | 93.44 | 7.48 | 0.10336 | 9.3784 | 93.44 | 0 | 0 | 0 | 0 | 0.99814 | 0
33.4 | 66.8 | 7.48 | 0.10336 | 0.043676 | 66.8 | 0 | 0 | 0 | 0 | 1 | 0
14.08 | 28.16 | 7.48 | 0.10336 | 0 | 28.16 | 0 | 0 | 0 | 0 | 1 | 0
9.16 | 18.32 | 7.48 | 0.10336 | 0 | 18.32 | 0 | 0 | 0 | 0 | 1 | 0
9.92 | 19.84 | 7.48 | 0.10336 | 0 | 19.84 | 0 | 0 | 0 | 0 | 1 | 0
13.6 | 27.2 | 7.48 | 0.10336 | 0 | 27.2 | 0 | 0 | 0 | 0 | 1 | 0
13.4 | 26.8 | 7.48 | 0.10336 | 0 | 26.8 | 0 | 0 | 0 | 0 | 1 | 0
15 | 30 | 7.48 | 0.10336 | 0 | 30 | 0 | 0 | 0 | 0 | 1 | 0
17.28 | 34.56 | 7.48 | 0.10336 | 0 | 32.9023 | 1.6577 | 0 | 0 | 1.6577 | 1 | 0
22.32 | 44.64 | 7.48 | 0.10336 | 0 | 28.8254 | 15.8146 | 0 | 0 | 15.8146 | 1 | 0
30.52 | 61.04 | 7.48 | 0.10336 | 0 | 25.0185 | 36.0215 | 0 | 0 | 36.0215 | 1 | 0
41.68 | 83.36 | 7.48 | 0.10336 | 0 | 29.5516 | 53.8084 | 0 | 0 | 53.8084 | 1 | 0
46.28 | 92.56 | 7.48 | 0.10336 | 0 | 25.5626 | 66.9974 | 0 | 0 | 66.9974 | 1 | 0
51.6 | 103.2 | 11.23 | 0.12409 | 0 | 24.2721 | 78.9279 | 0 | 0 | 78.9279 | 1 | 0
52.6 | 105.2 | 11.23 | 0.12409 | 0 | 22.267 | 82.933 | 0 | 0 | 82.933 | 1 | 0
59.72 | 119.44 | 11.23 | 0.12409 | 0 | 36.6643 | 82.7757 | 0 | 0 | 82.7757 | 1 | 0
65 | 130 | 17.48 | 0.13136 | 0 | 51.6287 | 78.3713 | 0 | 0 | 78.3713 | 1 | 0
64.96 | 129.92 | 17.48 | 0.13136 | 0 | 60.6841 | 69.2359 | 0 | 0 | 69.2359 | 1 | 0
60.28 | 120.56 | 17.48 | 0.13136 | 0 | 57.9419 | 55.1031 | 0 | 0 | 55.1031 | 0.64412 | 7.5149
54.28 | 108.56 | 17.48 | 0.13136 | 0 | 63.8256 | 35.356 | 0 | 0 | 35.356 | 0.2 | 9.3784
55.32 | 110.64 | 11.23 | 0.12409 | 0 | 95.9144 | 14.7256 | 0 | 0 | 14.7256 | 0.2 | 0
54.96 | 109.92 | 11.23 | 0.12409 | 0 | 108.468 | 1.452 | 0 | 0 | 1.452 | 0.2 | 0
53.16 | 106.32 | 11.23 | 0.12409 | 0 | 106.32 | 0 | 0 | 0 | 0 | 0.2 | 0
49.6 | 99.2 | 7.48 | 0.10336 | 9.3784 | 99.2 | 0 | 0 | 0 | 0 | 0.59907 | 0
41.92 | 83.84 | 7.48 | 0.10336 | 9.3784 | 83.84 | 0 | 0 | 0 | 0 | 0.99814 | 0
34.68 | 69.36 | 7.48 | 0.10336 | 0.043676 | 69.36 | 0 | 0 | 0 | 0 | 1 | 0
15.28 | 30.56 | 7.48 | 0.10336 | 0 | 30.56 | 0 | 0 | 0 | 0 | 1 | 0
9.52 | 19.04 | 7.48 | 0.10336 | 0 | 19.04 | 0 | 0 | 0 | 0 | 1 | 0
16.88 | 33.76 | 7.48 | 0.10336 | 0 | 33.76 | 0 | 0 | 0 | 0 | 1 | 0
24.52 | 49.04 | 7.48 | 0.10336 | 0 | 49.04 | 0 | 0 | 0 | 0 | 1 | 0
23.96 | 47.92 | 7.48 | 0.10336 | 0 | 47.92 | 0 | 0 | 0 | 0 | 1 | 0
22.52 | 45.04 | 7.48 | 0.10336 | 0 | 45.04 | 0 | 0 | 0 | 0 | 1 | 0
22.48 | 44.96 | 7.48 | 0.10336 | 0 | 44.0404 | 0.9196 | 0 | 0 | 0.9196 | 1 | 0
29.36 | 58.72 | 7.48 | 0.10336 | 0 | 45.519 | 13.201 | 0 | 0 | 13.201 | 1 | 0
35.56 | 71.12 | 7.48 | 0.10336 | 0 | 43.6773 | 27.4427 | 0 | 0 | 27.4427 | 1 | 0
41.48 | 82.96 | 7.48 | 0.10336 | 0 | 34.4271 | 48.5329 | 0 | 0 | 48.5329 | 1 | 0
45.28 | 90.56 | 7.48 | 0.10336 | 0 | 30.4475 | 60.1125 | 0 | 0 | 60.1125 | 1 | 0
47.72 | 95.44 | 11.23 | 0.12409 | 0 | 29.1928 | 66.2472 | 0 | 0 | 66.2472 | 1 | 0
55.04 | 110.08 | 11.23 | 0.12409 | 0 | 44.2442 | 65.8358 | 0 | 0 | 65.8358 | 1 | 0
60.6 | 121.2 | 11.23 | 0.12409 | 0 | 52.2666 | 68.9334 | 0 | 0 | 68.9334 | 1 | 0
54.8 | 109.6 | 17.48 | 0.13136 | 0 | 55.2834 | 54.3166 | 0 | 0 | 54.3166 | 1 | 0
49.72 | 99.44 | 17.48 | 0.13136 | 0 | 50.4957 | 48.9443 | 0 | 0 | 48.9443 | 1 | 0
50.2 | 100.4 | 17.48 | 0.13136 | 0 | 58.4365 | 34.4485 | 0 | 0 | 34.4485 | 0.64412 | 7.5149
53.08 | 106.16 | 17.48 | 0.13136 | 0 | 75.3405 | 21.4411 | 0 | 0 | 21.4411 | 0.2 | 9.3784
52.48 | 104.96 | 11.23 | 0.12409 | 0 | 98.5107 | 6.4493 | 0 | 0 | 6.4493 | 0.2 | 0
50.88 | 101.76 | 11.23 | 0.12409 | 0 | 101.155 | 0.605 | 0 | 0 | 0.605 | 0.2 | 0
49.84 | 99.68 | 11.23 | 0.12409 | 0 | 99.68 | 0 | 0 | 0 | 0 | 0.2 | 0
45.36 | 90.72 | 7.48 | 0.10336 | 9.3784 | 90.72 | 0 | 0 | 0 | 0 | 0.59907 | 0
40.72 | 81.44 | 7.48 | 0.10336 | 9.3784 | 81.44 | 0 | 0 | 0 | 0 | 0.99814 | 0
32.04 | 64.08 | 7.48 | 0.10336 | 0.043676 | 64.08 | 0 | 0 | 0 | 0 | 1 | 0
16.24 | 32.48 | 7.48 | 0.10336 | 0 | 32.48 | 0 | 0 | 0 | 0 | 1 | 0
11.52 | 23.04 | 7.48 | 0.10336 | 0 | 23.04 | 0 | 0 | 0 | 0 | 1 | 0
17.4 | 34.8 | 7.48 | 0.10336 | 0 | 34.8 | 0 | 0 | 0 | 0 | 1 | 0
21.92 | 43.84 | 7.48 | 0.10336 | 0 | 43.84 | 0 | 0 | 0 | 0 | 1 | 0
24.48 | 48.96 | 7.48 | 0.10336 | 0 | 48.96 | 0 | 0 | 0 | 0 | 1 | 0
26.72 | 53.44 | 7.48 | 0.10336 | 0 | 53.44 | 0 | 0 | 0 | 0 | 1 | 0
26.4 | 52.8 | 7.48 | 0.10336 | 0 | 52.8 | 0 | 0 | 0 | 0 | 1 | 0
29.28 | 58.56 | 7.48 | 0.10336 | 0 | 58.4632 | 0.096799 | 0 | 0 | 0.096799 | 1 | 0
31.04 | 62.08 | 7.48 | 0.10336 | 0 | 59.3575 | 2.7225 | 0 | 0 | 2.7225 | 1 | 0
51.56 | 103.12 | 7.48 | 0.10336 | 0 | 98.4252 | 4.6948 | 0 | 0 | 4.6948 | 1 | 0
49.52 | 99.04 | 7.48 | 0.10336 | 0 | 83.0197 | 16.0203 | 0 | 0 | 16.0203 | 1 | 0
56.68 | 113.36 | 11.23 | 0.12409 | 0 | 76.7456 | 36.6144 | 0 | 0 | 36.6144 | 1 | 0
59.8 | 119.6 | 11.23 | 0.12409 | 0 | 72.2408 | 47.3592 | 0 | 0 | 47.3592 | 1 | 0
62.92 | 125.84 | 11.23 | 0.12409 | 0 | 58.8184 | 67.0216 | 0 | 0 | 67.0216 | 1 | 0
63.56 | 127.12 | 17.48 | 0.13136 | 0 | 79.4099 | 47.7101 | 0 | 0 | 47.7101 | 1 | 0
62.16 | 124.32 | 17.48 | 0.13136 | 0 | 91.4203 | 32.8997 | 0 | 0 | 32.8997 | 1 | 0
63.2 | 126.4 | 17.48 | 0.13136 | 0 | 105.477 | 12.3056 | 0 | 0 | 12.3056 | 0.59192 | 8.6172
61.64 | 123.28 | 17.48 | 0.13136 | 0 | 105.477 | 13.3099 | 0 | 0 | 13.3099 | 0.37916 | 4.4929
60.76 | 121.52 | 11.23 | 0.12409 | 0 | 113.127 | 12.2209 | 3.8282 | 0 | 8.3928 | 0.54206 | 0
60.52 | 121.04 | 11.23 | 0.12409 | 0 | 113.127 | 0.6897 | 0 | 0 | 0.6897 | 0.2 | 7.2231
54.96 | 109.92 | 11.23 | 0.12409 | 0 | 109.92 | 0 | 0 | 0 | 0 | 0.2 | 0
54.64 | 109.28 | 7.48 | 0.10336 | 3.8472 | 109.28 | 0 | 0 | 0 | 0 | 0.36371 | 0
53.32 | 106.64 | 7.48 | 0.10336 | 2.0959 | 106.64 | 0 | 0 | 0 | 0 | 0.45289 | 0
45.88 | 91.76 | 7.48 | 0.10336 | 0 | 91.76 | 0 | 0 | 0 | 0 | 0.45289 | 0
20.92 | 41.84 | 7.48 | 0.10336 | 0 | 41.84 | 0 | 0 | 0 | 0 | 0.45289 | 0
14.72 | 29.44 | 7.48 | 0.10336 | 0 | 29.44 | 0 | 0 | 0 | 0 | 0.45289 | 0
26.16 | 52.32 | 7.48 | 0.10336 | 0 | 52.32 | 0 | 0 | 0 | 0 | 0.45289 | 0
32.4 | 64.8 | 7.48 | 0.10336 | 0 | 64.8 | 0 | 0 | 0 | 0 | 0.45289 | 0
33.68 | 67.36 | 7.48 | 0.10336 | 0 | 67.36 | 0 | 0 | 0 | 0 | 0.45289 | 0
33.64 | 67.28 | 7.48 | 0.10336 | 0 | 67.28 | 0 | 0 | 0 | 0 | 0.45289 | 0
30.32 | 60.64 | 7.48 | 0.10336 | 0 | 59.3937 | 1.2463 | 0 | 0 | 1.2463 | 0.45289 | 0
33.2 | 66.4 | 7.48 | 0.10336 | 0 | 51.2872 | 15.1128 | 0 | 0 | 15.1128 | 0.45289 | 0
38.12 | 76.24 | 7.48 | 0.10336 | 0 | 40.6783 | 35.5617 | 0 | 0 | 35.5617 | 0.45289 | 0
42.72 | 85.44 | 7.48 | 0.10336 | 0 | 31.0024 | 54.4376 | 0 | 0 | 54.4376 | 0.45289 | 0
45.6 | 91.2 | 7.48 | 0.10336 | 0 | 20.7542 | 70.4458 | 0 | 0 | 70.4458 | 0.45289 | 0
49.36 | 98.72 | 7.48 | 0.10336 | 0 | 18.5821 | 80.1379 | 0 | 0 | 80.1379 | 0.45289 | 0
61.04 | 122.08 | 7.48 | 0.10336 | 0 | 35.5654 | 86.5146 | 0 | 0 | 86.5146 | 0.45289 | 0
61.52 | 123.04 | 7.48 | 0.10336 | 0 | 36.0051 | 87.0349 | 0 | 0 | 87.0349 | 0.45289 | 0
61.08 | 122.16 | 7.48 | 0.10336 | 0 | 38.3316 | 83.8284 | 0 | 0 | 83.8284 | 0.45289 | 0
61.48 | 122.96 | 7.48 | 0.10336 | 0 | 48.9084 | 74.0516 | 0 | 0 | 74.0516 | 0.45289 | 0
59.96 | 119.92 | 7.48 | 0.10336 | 0 | 61.683 | 58.237 | 0 | 0 | 58.237 | 0.45289 | 0
58.8 | 117.6 | 7.48 | 0.10336 | 0 | 79.4852 | 38.1148 | 0 | 0 | 38.1148 | 0.45289 | 0
58.4 | 116.8 | 7.48 | 0.10336 | 0 | 101.264 | 15.5363 | 0 | 0 | 15.5363 | 0.45289 | 0
57.72 | 115.44 | 7.48 | 0.10336 | 0 | 113.127 | 1.1253 | 0 | 0 | 1.1253 | 0.39666 | 1.1875
58.64 | 117.28 | 7.48 | 0.10336 | 0 | 113.127 | 0 | 0 | 0 | 0 | 0.2 | 4.1528
53.92 | 107.84 | 7.48 | 0.10336 | 0 | 107.84 | 0 | 0 | 0 | 0 | 0.2 | 0
48.92 | 97.84 | 7.48 | 0.10336 | 0 | 97.84 | 0 | 0 | 0 | 0 | 0.2 | 0
34.84 | 69.68 | 7.48 | 0.10336 | 0 | 69.68 | 0 | 0 | 0 | 0 | 0.2 | 0
18.64 | 37.28 | 7.48 | 0.10336 | 0 | 37.28 | 0 | 0 | 0 | 0 | 0.2 | 0
14.28 | 28.56 | 7.48 | 0.10336 | 0 | 28.56 | 0 | 0 | 0 | 0 | 0.2 | 0
17 | 34 | 7.48 | 0.10336 | 0 | 34 | 0 | 0 | 0 | 0 | 0.2 | 0
18.84 | 37.68 | 7.48 | 0.10336 | 0 | 37.68 | 0 | 0 | 0 | 0 | 0.2 | 0
17.48 | 34.96 | 7.48 | 0.10336 | 0 | 34.96 | 0 | 0 | 0 | 0 | 0.2 | 0
14.8 | 29.6 | 7.48 | 0.10336 | 0 | 29.6 | 0 | 0 | 0 | 0 | 0.2 | 0
16.88 | 33.76 | 7.48 | 0.10336 | 0 | 32.3927 | 1.3673 | 0 | 0 | 1.3673 | 0.2 | 0
16.76 | 33.52 | 7.48 | 0.10336 | 0 | 16.9673 | 16.5527 | 0 | 0 | 16.5527 | 0.2 | 0
23.32 | 46.64 | 7.48 | 0.10336 | 0 | 7.9202 | 38.7198 | 0 | 0 | 38.7198 | 0.2 | 0
30.64 | 61.28 | 7.48 | 0.10336 | 0 | 4.2409 | 57.0391 | 0 | 0 | 57.0391 | 0.2 | 0
37.92 | 75.84 | 7.48 | 0.10336 | 0 | 2.8774 | 72.9626 | 0 | 0 | 72.9626 | 0.2 | 0
41.12 | 82.24 | 7.48 | 0.10336 | 0 | 0 | 84.2519 | 2.0119 | 0 | 82.24 | 0.28561 | 0
45.08 | 90.16 | 7.48 | 0.10336 | 0 | 1.6368 | 88.5232 | 0 | 0 | 88.5232 | 0.28561 | 0
47.28 | 94.56 | 7.48 | 0.10336 | 0 | 4.5969 | 89.9631 | 0 | 0 | 89.9631 | 0.28561 | 0
51.04 | 102.08 | 7.48 | 0.10336 | 0 | 17.4288 | 84.6512 | 0 | 0 | 84.6512 | 0.28561 | 0
50.4 | 100.8 | 7.48 | 0.10336 | 0 | 26.3128 | 74.4872 | 0 | 0 | 74.4872 | 0.28561 | 0
49.76 | 99.52 | 7.48 | 0.10336 | 0 | 40.557 | 58.963 | 0 | 0 | 58.963 | 0.28561 | 0
47.52 | 95.04 | 7.48 | 0.10336 | 0 | 56.8284 | 38.2116 | 0 | 0 | 38.2116 | 0.28561 | 0
48.68 | 97.36 | 7.48 | 0.10336 | 0 | 82.0052 | 15.3548 | 0 | 0 | 15.3548 | 0.28561 | 0
40.28 | 80.56 | 7.48 | 0.10336 | 0 | 79.5315 | 1.0285 | 0 | 0 | 1.0285 | 0.28561 | 0
37.12 | 74.24 | 7.48 | 0.10336 | 0 | 74.24 | 0 | 0 | 0 | 0 | 0.28561 | 0
35.64 | 71.28 | 7.48 | 0.10336 | 0 | 71.28 | 0 | 0 | 0 | 0 | 0.28561 | 0
32.72 | 65.44 | 7.48 | 0.10336 | 0 | 65.44 | 0 | 0 | 0 | 0 | 0.28561 | 0
35.28 | 70.56 | 7.48 | 0.10336 | 0 | 70.56 | 0 | 0 | 0 | 0 | 0.28561 | 0
18.56 | 37.12 | 7.48 | 0.10336 | 0 | 37.12 | 0 | 0 | 0 | 0 | 0.28561 | 0
10.68 | 21.36 | 7.48 | 0.10336 | 0 | 21.36 | 0 | 0 | 0 | 0 | 0.28561 | 0
11.28 | 22.56 | 7.48 | 0.10336 | 0 | 22.56 | 0 | 0 | 0 | 0 | 0.28561 | 0
14.76 | 29.52 | 7.48 | 0.10336 | 0 | 29.52 | 0 | 0 | 0 | 0 | 0.28561 | 0
18 | 36 | 7.48 | 0.10336 | 0 | 36 | 0 | 0 | 0 | 0 | 0.28561 | 0
19.6 | 39.2 | 7.48 | 0.10336 | 0 | 39.2 | 0 | 0 | 0 | 0 | 0.28561 | 0
17.6 | 35.2 | 7.48 | 0.10336 | 0 | 33.7843 | 1.4157 | 0 | 0 | 1.4157 | 0.28561 | 0
20.68 | 41.36 | 7.48 | 0.10336 | 0 | 30.3491 | 11.0109 | 0 | 0 | 11.0109 | 0.28561 | 0
22.88 | 45.76 | 7.48 | 0.10336 | 0 | 7.5546 | 37.7639 | 0 | 0 | 37.7639 | 0.2647 | 0.44151
29.36 | 58.72 | 7.48 | 0.10336 | 0 | 0 | 57.3537 | 0 | 0 | 57.3537 | 0.2 | 1.3663
29.04 | 58.08 | 7.48 | 0.10336 | 0 | 0 | 72.8658 | 9.3784 | 5.4075 | 58.08 | 0.59907 | 0
30.04 | 60.08 | 11.23 | 0.12409 | 0 | 0 | 82.6789 | 9.3784 | 13.2205 | 60.08 | 0.99814 | 0
38.68 | 77.36 | 11.23 | 0.12409 | 0 | 0 | 88.4748 | 0.043676 | 11.0711 | 77.36 | 1 | 0
39.52 | 79.04 | 11.23 | 0.12409 | 0 | 0 | 88.1481 | 0 | 9.1081 | 79.04 | 1 | 0
39.44 | 78.88 | 17.48 | 0.13136 | 0 | 0 | 84.0219 | 4.9397 | 0 | 79.0822 | 1 | 4.4386
44.8 | 89.6 | 17.48 | 0.13136 | 0 | 16.8431 | 72.7569 | 0 | 0 | 72.7569 | 1 | 0
52.56 | 105.12 | 17.48 | 0.13136 | 0 | 40.3481 | 57.2569 | 0 | 0 | 57.2569 | 0.64412 | 7.5149
49.28 | 98.56 | 17.48 | 0.13136 | 0 | 52.2889 | 36.8927 | 0 | 0 | 36.8927 | 0.2 | 9.3784
48.2 | 96.4 | 11.23 | 0.12409 | 0 | 81.6865 | 14.7135 | 0 | 0 | 14.7135 | 0.2 | 0
43.2 | 86.4 | 11.23 | 0.12409 | 0 | 85.3836 | 1.0164 | 0 | 0 | 1.0164 | 0.2 | 0
42.4 | 84.8 | 11.23 | 0.12409 | 0 | 84.8 | 0 | 0 | 0 | 0 | 0.2 | 0
41.12 | 82.24 | 7.48 | 0.10336 | 9.3784 | 82.24 | 0 | 0 | 0 | 0 | 0.59907 | 0
41.08 | 82.16 | 7.48 | 0.10336 | 9.3784 | 82.16 | 0 | 0 | 0 | 0 | 0.99814 | 0
38.2 | 76.4 | 7.48 | 0.10336 | 0.043676 | 76.4 | 0 | 0 | 0 | 0 | 1 | 0
18.84 | 37.68 | 7.48 | 0.10336 | 0 | 37.68 | 0 | 0 | 0 | 0 | 1 | 0
14.36 | 28.72 | 7.48 | 0.10336 | 0 | 28.72 | 0 | 0 | 0 | 0 | 1 | 0
18.08 | 36.16 | 7.48 | 0.10336 | 0 | 36.16 | 0 | 0 | 0 | 0 | 1 | 0
28.12 | 56.24 | 7.48 | 0.10336 | 0 | 56.24 | 0 | 0 | 0 | 0 | 1 | 0
27.96 | 55.92 | 7.48 | 0.10336 | 0 | 55.92 | 0 | 0 | 0 | 0 | 1 | 0
25.72 | 51.44 | 7.48 | 0.10336 | 0 | 51.44 | 0 | 0 | 0 | 0 | 1 | 0
27.28 | 54.56 | 7.48 | 0.10336 | 0 | 53.3742 | 1.1858 | 0 | 0 | 1.1858 | 1 | 0
30.96 | 61.92 | 7.48 | 0.10336 | 0 | 55.0956 | 6.8244 | 0 | 0 | 6.8244 | 1 | 0
34.16 | 68.32 | 7.48 | 0.10336 | 0 | 50.4847 | 17.8353 | 0 | 0 | 17.8353 | 1 | 0
40.12 | 80.24 | 7.48 | 0.10336 | 0 | 45.6342 | 34.6058 | 0 | 0 | 34.6058 | 1 | 0
39.48 | 78.96 | 7.48 | 0.10336 | 0 | 10.0508 | 68.9092 | 0 | 0 | 68.9092 | 1 | 0
45.8 | 91.6 | 11.23 | 0.12409 | 0 | 11.0749 | 80.5251 | 0 | 0 | 80.5251 | 1 | 0
55.44 | 110.88 | 11.23 | 0.12409 | 0 | 26.132 | 84.748 | 0 | 0 | 84.748 | 1 | 0
57.04 | 114.08 | 11.23 | 0.12409 | 0 | 28.4366 | 85.6434 | 0 | 0 | 85.6434 | 1 | 0
52.64 | 105.28 | 17.48 | 0.13136 | 0 | 24.0289 | 81.2511 | 0 | 0 | 81.2511 | 1 | 0
54.44 | 108.88 | 17.48 | 0.13136 | 0 | 37.8776 | 71.0024 | 0 | 0 | 71.0024 | 1 | 0
56.24 | 112.48 | 17.48 | 0.13136 | 0 | 49.2085 | 55.7565 | 0 | 0 | 55.7565 | 0.64412 | 7.5149
53.76 | 107.52 | 17.48 | 0.13136 | 0 | 62.6041 | 35.5375 | 0 | 0 | 35.5375 | 0.2 | 9.3784
54.44 | 108.88 | 11.23 | 0.12409 | 0 | 94.5537 | 14.3263 | 0 | 0 | 14.3263 | 0.2 | 0
55.64 | 111.28 | 11.23 | 0.12409 | 0 | 110.373 | 0.9075 | 0 | 0 | 0.9075 | 0.2 | 0
52.4 | 104.8 | 11.23 | 0.12409 | 0 | 104.8 | 0 | 0 | 0 | 0 | 0.2 | 0
50.2 | 100.4 | 7.48 | 0.10336 | 9.3784 | 100.4 | 0 | 0 | 0 | 0 | 0.59907 | 0
45.76 | 91.52 | 7.48 | 0.10336 | 9.3784 | 91.52 | 0 | 0 | 0 | 0 | 0.99814 | 0
35.84 | 71.68 | 7.48 | 0.10336 | 0.043676 | 71.68 | 0 | 0 | 0 | 0 | 1 | 0
15.24 | 30.48 | 7.48 | 0.10336 | 0 | 30.48 | 0 | 0 | 0 | 0 | 1 | 0
9.4 | 18.8 | 7.48 | 0.10336 | 0 | 18.8 | 0 | 0 | 0 | 0 | 1 | 0
12.88 | 25.76 | 7.48 | 0.10336 | 0 | 25.76 | 0 | 0 | 0 | 0 | 1 | 0
14.88 | 29.76 | 7.48 | 0.10336 | 0 | 29.76 | 0 | 0 | 0 | 0 | 1 | 0
18.44 | 36.88 | 7.48 | 0.10336 | 0 | 36.88 | 0 | 0 | 0 | 0 | 1 | 0
20.76 | 41.52 | 7.48 | 0.10336 | 0 | 41.52 | 0 | 0 | 0 | 0 | 1 | 0
18.44 | 36.88 | 7.48 | 0.10336 | 0 | 35.5853 | 1.2947 | 0 | 0 | 1.2947 | 1 | 0
24.32 | 48.64 | 7.48 | 0.10336 | 0 | 43.2555 | 5.3845 | 0 | 0 | 5.3845 | 1 | 0
30.16 | 60.32 | 7.48 | 0.10336 | 0 | 43.1623 | 17.1577 | 0 | 0 | 17.1577 | 1 | 0
36.96 | 73.92 | 7.48 | 0.10336 | 0 | 17.9094 | 56.0106 | 0 | 0 | 56.0106 | 1 | 0
41.04 | 82.08 | 7.48 | 0.10336 | 0 | 12.6263 | 69.4537 | 0 | 0 | 69.4537 | 1 | 0
46.64 | 93.28 | 11.23 | 0.12409 | 0 | 12.2709 | 81.0091 | 0 | 0 | 81.0091 | 1 | 0
48.2 | 96.4 | 11.23 | 0.12409 | 0 | 11.1922 | 85.2078 | 0 | 0 | 85.2078 | 1 | 0
53.68 | 107.36 | 11.23 | 0.12409 | 0 | 20.918 | 86.442 | 0 | 0 | 86.442 | 1 | 0
59.52 | 119.04 | 17.48 | 0.13136 | 0 | 37.2807 | 81.7593 | 0 | 0 | 81.7593 | 1 | 0
58.12 | 116.24 | 17.48 | 0.13136 | 0 | 44.9351 | 71.3049 | 0 | 0 | 71.3049 | 1 | 0
57.72 | 115.44 | 17.48 | 0.13136 | 0 | 52.4589 | 55.4661 | 0 | 0 | 55.4661 | 0.64412 | 7.5149
56.6 | 113.2 | 17.48 | 0.13136 | 0 | 67.8001 | 36.0215 | 0 | 0 | 36.0215 | 0.2 | 9.3784
57.16 | 114.32 | 11.23 | 0.12409 | 0 | 100.066 | 14.2537 | 0 | 0 | 14.2537 | 0.2 | 0
56.28 | 112.56 | 11.23 | 0.12409 | 0 | 111.653 | 0.9075 | 0 | 0 | 0.9075 | 0.2 | 0
55.84 | 111.68 | 11.23 | 0.12409 | 0 | 111.68 | 0 | 0 | 0 | 0 | 0.2 | 0
50.72 | 101.44 | 7.48 | 0.10336 | 9.3784 | 101.44 | 0 | 0 | 0 | 0 | 0.59907 | 0
42.12 | 84.24 | 7.48 | 0.10336 | 9.3784 | 84.24 | 0 | 0 | 0 | 0 | 0.99814 | 0
36.28 | 72.56 | 7.48 | 0.10336 | 0.043676 | 72.56 | 0 | 0 | 0 | 0 | 1 | 0
15.2 | 30.4 | 7.48 | 0.10336 | 0 | 30.4 | 0 | 0 | 0 | 0 | 1 | 0
9.88 | 19.76 | 7.48 | 0.10336 | 0 | 19.76 | 0 | 0 | 0 | 0 | 1 | 0
13.28 | 26.56 | 7.48 | 0.10336 | 0 | 26.56 | 0 | 0 | 0 | 0 | 1 | 0
23.2 | 46.4 | 7.48 | 0.10336 | 0 | 46.4 | 0 | 0 | 0 | 0 | 1 | 0
25.04 | 50.08 | 7.48 | 0.10336 | 0 | 50.08 | 0 | 0 | 0 | 0 | 1 | 0
22.8 | 45.6 | 7.48 | 0.10336 | 0 | 45.6 | 0 | 0 | 0 | 0 | 1 | 0
27.8 | 55.6 | 7.48 | 0.10336 | 0 | 54.3174 | 1.2826 | 0 | 0 | 1.2826 | 1 | 0
31.44 | 62.88 | 7.48 | 0.10336 | 0 | 47.5615 | 15.3185 | 0 | 0 | 15.3185 | 1 | 0
34.56 | 69.12 | 7.48 | 0.10336 | 0 | 32.9775 | 36.1425 | 0 | 0 | 36.1425 | 1 | 0
40.56 | 81.12 | 7.48 | 0.10336 | 0 | 25.5692 | 55.5508 | 0 | 0 | 55.5508 | 1 | 0
50.28 | 100.56 | 7.48 | 0.10336 | 0 | 31.2636 | 69.2964 | 0 | 0 | 69.2964 | 1 | 0
53.76 | 107.52 | 11.23 | 0.12409 | 0 | 27.0917 | 80.4283 | 0 | 0 | 80.4283 | 1 | 0
59.76 | 119.52 | 11.23 | 0.12409 | 0 | 32.8965 | 86.6235 | 0 | 0 | 86.6235 | 1 | 0
60.2 | 120.4 | 11.23 | 0.12409 | 0 | 34.1274 | 86.2726 | 0 | 0 | 86.2726 | 1 | 0
60.84 | 121.68 | 17.48 | 0.13136 | 0 | 39.8844 | 81.7956 | 0 | 0 | 81.7956 | 1 | 0
59.36 | 118.72 | 17.48 | 0.13136 | 0 | 46.9916 | 71.7284 | 0 | 0 | 71.7284 | 1 | 0
58.24 | 116.48 | 17.48 | 0.13136 | 0 | 60.5904 | 55.8896 | 0 | 0 | 55.8896 | 1 | 0
59.48 | 118.96 | 17.48 | 0.13136 | 0 | 77.9326 | 35.9852 | 0 | 0 | 35.9852 | 0.76123 | 5.0422
62.2 | 124.4 | 11.23 | 0.12409 | 0 | 110.291 | 14.1085 | 0 | 0 | 14.1085 | 0.76123 | 0
61.64 | 123.28 | 11.23 | 0.12409 | 0 | 113.127 | 0.7744 | 0 | 0 | 0.7744 | 0.3171 | 9.3784
57.8 | 115.6 | 11.23 | 0.12409 | 0 | 113.127 | 0 | 0 | 0 | 0 | 0.2 | 2.4728
56.04 | 112.08 | 7.48 | 0.10336 | 1.0472 | 112.08 | 0 | 0 | 0 | 0 | 0.24456 | 0
44.72 | 89.44 | 7.48 | 0.10336 | 9.3784 | 89.44 | 0 | 0 | 0 | 0 | 0.64363 | 0
37.16 | 74.32 | 7.48 | 0.10336 | 8.3748 | 74.32 | 0 | 0 | 0 | 0 | 1 | 0
15.24 | 30.48 | 7.48 | 0.10336 | 0 | 30.48 | 0 | 0 | 0 | 0 | 1 | 0
9.48 | 18.96 | 7.48 | 0.10336 | 0 | 18.96 | 0 | 0 | 0 | 0 | 1 | 0
13.24 | 26.48 | 7.48 | 0.10336 | 0 | 26.48 | 0 | 0 | 0 | 0 | 1 | 0
15.88 | 31.76 | 7.48 | 0.10336 | 0 | 31.76 | 0 | 0 | 0 | 0 | 1 | 0
20.48 | 40.96 | 7.48 | 0.10336 | 0 | 40.96 | 0 | 0 | 0 | 0 | 1 | 0
29.2 | 58.4 | 7.48 | 0.10336 | 0 | 58.4 | 0 | 0 | 0 | 0 | 1 | 0
26.84 | 53.68 | 7.48 | 0.10336 | 0 | 52.5063 | 1.1737 | 0 | 0 | 1.1737 | 1 | 0
28.92 | 57.84 | 7.48 | 0.10336 | 0 | 42.5578 | 15.2822 | 0 | 0 | 15.2822 | 1 | 0
30.2 | 60.4 | 7.48 | 0.10336 | 0 | 23.3137 | 37.0863 | 0 | 0 | 37.0863 | 1 | 0
42.96 | 85.92 | 7.48 | 0.10336 | 0 | 30.0667 | 55.8533 | 0 | 0 | 55.8533 | 1 | 0
47.84 | 95.68 | 7.48 | 0.10336 | 0 | 26.1658 | 69.5142 | 0 | 0 | 69.5142 | 1 | 0
48 | 96 | 11.23 | 0.12409 | 0 | 15.245 | 80.755 | 0 | 0 | 80.755 | 1 | 0
51.52 | 103.04 | 11.23 | 0.12409 | 0 | 16.5617 | 86.4783 | 0 | 0 | 86.4783 | 1 | 0
57.24 | 114.48 | 11.23 | 0.12409 | 0 | 28.2921 | 86.1879 | 0 | 0 | 86.1879 | 1 | 0
53.48 | 106.96 | 17.48 | 0.13136 | 0 | 25.7815 | 81.1785 | 0 | 0 | 81.1785 | 1 | 0
57.24 | 114.48 | 17.48 | 0.13136 | 0 | 43.8043 | 70.6757 | 0 | 0 | 70.6757 | 1 | 0
58.76 | 117.52 | 17.48 | 0.13136 | 0 | 55.2407 | 54.7643 | 0 | 0 | 54.7643 | 0.64412 | 7.5149
58.64 | 117.28 | 17.48 | 0.13136 | 0 | 72.8723 | 35.0293 | 0 | 0 | 35.0293 | 0.2 | 9.3784
59.24 | 118.48 | 11.23 | 0.12409 | 0 | 105.085 | 13.3946 | 0 | 0 | 13.3946 | 0.2 | 0
54.76 | 109.52 | 11.23 | 0.12409 | 0 | 108.963 | 0.5566 | 0 | 0 | 0.5566 | 0.2 | 0
51.48 | 102.96 | 11.23 | 0.12409 | 0 | 102.96 | 0 | 0 | 0 | 0 | 0.2 | 0
49.6 | 99.2 | 7.48 | 0.10336 | 0 | 99.2 | 0 | 0 | 0 | 0 | 0.2 | 0
48.84 | 97.68 | 7.48 | 0.10336 | 0 | 97.68 | 0 | 0 | 0 | 0 | 0.2 | 0
37.24 | 74.48 | 7.48 | 0.10336 | 0 | 74.48 | 0 | 0 | 0 | 0 | 0.2 | 0
14.36 | 28.72 | 7.48 | 0.10336 | 0 | 28.72 | 0 | 0 | 0 | 0 | 0.2 | 0
8.88 | 17.76 | 7.48 | 0.10336 | 0 | 17.76 | 0 | 0 | 0 | 0 | 0.2 | 0
12.64 | 25.28 | 7.48 | 0.10336 | 0 | 25.28 | 0 | 0 | 0 | 0 | 0.2 | 0
14.68 | 29.36 | 7.48 | 0.10336 | 0 | 29.36 | 0 | 0 | 0 | 0 | 0.2 | 0
18.8 | 37.6 | 7.48 | 0.10336 | 0 | 37.6 | 0 | 0 | 0 | 0 | 0.2 | 0
23.6 | 47.2 | 7.48 | 0.10336 | 0 | 47.2 | 0 | 0 | 0 | 0 | 0.2 | 0
23.44 | 46.88 | 7.48 | 0.10336 | 0 | 45.8999 | 0.9801 | 0 | 0 | 0.9801 | 0.2 | 0
29.44 | 58.88 | 7.48 | 0.10336 | 0 | 44.3601 | 14.5199 | 0 | 0 | 14.5199 | 0.2 | 0
29.64 | 59.28 | 7.48 | 0.10336 | 0 | 23.803 | 35.477 | 0 | 0 | 35.477 | 0.2 | 0
38.28 | 76.56 | 7.48 | 0.10336 | 0 | 22.3765 | 54.1835 | 0 | 0 | 54.1835 | 0.2 | 0
44.56 | 89.12 | 7.48 | 0.10336 | 0 | 19.7994 | 69.3206 | 0 | 0 | 69.3206 | 0.2 | 0
48.44 | 96.88 | 7.48 | 0.10336 | 0 | 18.4119 | 78.4681 | 0 | 0 | 78.4681 | 0.2 | 0
50.8 | 101.6 | 7.48 | 0.10336 | 0 | 29.0972 | 72.5028 | 0 | 0 | 72.5028 | 0.2 | 0
50.04 | 100.08 | 7.48 | 0.10336 | 0 | 30.7836 | 69.2964 | 0 | 0 | 69.2964 | 0.2 | 0
59.16 | 118.32 | 7.48 | 0.10336 | 0 | 59.5143 | 58.8057 | 0 | 0 | 58.8057 | 0.2 | 0
57.36 | 114.72 | 7.48 | 0.10336 | 0 | 45.3389 | 69.3811 | 0 | 0 | 69.3811 | 0.2 | 0
63.12 | 126.24 | 7.48 | 0.10336 | 0 | 73.0245 | 53.2155 | 0 | 0 | 53.2155 | 0.2 | 0
62.24 | 124.48 | 7.48 | 0.10336 | 0 | 90.7333 | 33.7467 | 0 | 0 | 33.7467 | 0.2 | 0
58.88 | 117.76 | 7.48 | 0.10336 | 0 | 104.849 | 12.9106 | 0 | 0 | 12.9106 | 0.2 | 0
55.92 | 111.84 | 7.48 | 0.10336 | 0 | 111.32 | 0.5203 | 0 | 0 | 0.5203 | 0.2 | 0
54.28 | 108.56 | 7.48 | 0.10336 | 0 | 108.56 | 0 | 0 | 0 | 0 | 0.2 | 0
43.16 | 86.32 | 7.48 | 0.10336 | 0 | 86.32 | 0 | 0 | 0 | 0 | 0.2 | 0
39.32 | 78.64 | 7.48 | 0.10336 | 0 | 78.64 | 0 | 0 | 0 | 0 | 0.2 | 0
33.8 | 67.6 | 7.48 | 0.10336 | 0 | 67.6 | 0 | 0 | 0 | 0 | 0.2 | 0
14.64 | 29.28 | 7.48 | 0.10336 | 0 | 29.28 | 0 | 0 | 0 | 0 | 0.2 | 0
9.48 | 18.96 | 7.48 | 0.10336 | 0 | 18.96 | 0 | 0 | 0 | 0 | 0.2 | 0
16.52 | 33.04 | 7.48 | 0.10336 | 0 | 33.04 | 0 | 0 | 0 | 0 | 0.2 | 0
16.84 | 33.68 | 7.48 | 0.10336 | 0 | 33.68 | 0 | 0 | 0 | 0 | 0.2 | 0
18.24 | 36.48 | 7.48 | 0.10336 | 0 | 36.48 | 0 | 0 | 0 | 0 | 0.2 | 0
15.52 | 31.04 | 7.48 | 0.10336 | 0 | 31.04 | 0 | 0 | 0 | 0 | 0.2 | 0
16.68 | 33.36 | 7.48 | 0.10336 | 0 | 32.3799 | 0.9801 | 0 | 0 | 0.9801 | 0.2 | 0
16.4 | 32.8 | 7.48 | 0.10336 | 0 | 18.5826 | 14.2174 | 0 | 0 | 14.2174 | 0.2 | 0
19.4 | 38.8 | 7.48 | 0.10336 | 0 | 3.5166 | 35.2834 | 0 | 0 | 35.2834 | 0.2 | 0
21.8 | 43.6 | 7.48 | 0.10336 | 0 | 0 | 54.0141 | 9.3784 | 1.0358 | 43.6 | 0.59907 | 0
26.32 | 52.64 | 7.48 | 0.10336 | 0 | 0 | 59.8947 | 7.2547 | 0 | 52.64 | 0.90777 | 0
32.16 | 64.32 | 7.48 | 0.10336 | 0 | 0 | 79.2909 | 2.1673 | 12.8036 | 64.32 | 1 | 0
36.32 | 72.64 | 7.48 | 0.10336 | 0 | 0 | 84.869 | 0 | 12.229 | 72.64 | 1 | 0
36.96 | 73.92 | 7.48 | 0.10336 | 0 | 0 | 84.627 | 0 | 10.707 | 73.92 | 1 | 0
40.64 | 81.28 | 7.48 | 0.10336 | 0 | 0.4161 | 80.8639 | 0 | 0 | 80.8639 | 1 | 0
40.88 | 81.76 | 7.48 | 0.10336 | 0 | 11.0722 | 70.6878 | 0 | 0 | 70.6878 | 1 | 0
40.32 | 80.64 | 7.48 | 0.10336 | 0 | 25.7668 | 54.8732 | 0 | 0 | 54.8732 | 1 | 0
42.2 | 84.4 | 7.48 | 0.10336 | 0 | 49.9031 | 34.4969 | 0 | 0 | 34.4969 | 1 | 0
42.72 | 85.44 | 7.48 | 0.10336 | 0 | 72.4326 | 13.0074 | 0 | 0 | 13.0074 | 1 | 0
41.56 | 83.12 | 7.48 | 0.10336 | 0 | 82.7449 | 0.3751 | 0 | 0 | 0.3751 | 1 | 0
39.28 | 78.56 | 7.48 | 0.10336 | 0 | 78.56 | 0 | 0 | 0 | 0 | 1 | 0
37.76 | 75.52 | 7.48 | 0.10336 | 0 | 75.52 | 0 | 0 | 0 | 0 | 1 | 0
34.72 | 69.44 | 7.48 | 0.10336 | 0 | 69.44 | 0 | 0 | 0 | 0 | 1 | 0
29.6 | 59.2 | 7.48 | 0.10336 | 0 | 59.2 | 0 | 0 | 0 | 0 | 1 | 0
17.16 | 34.32 | 7.48 | 0.10336 | 0 | 34.32 | 0 | 0 | 0 | 0 | 1 | 0
10.76 | 21.52 | 7.48 | 0.10336 | 0 | 21.52 | 0 | 0 | 0 | 0 | 1 | 0
10.08 | 20.16 | 7.48 | 0.10336 | 0 | 20.16 | 0 | 0 | 0 | 0 | 1 | 0
12.2 | 24.4 | 7.48 | 0.10336 | 0 | 24.4 | 0 | 0 | 0 | 0 | 1 | 0
14.48 | 28.96 | 7.48 | 0.10336 | 0 | 28.96 | 0 | 0 | 0 | 0 | 1 | 0
15.72 | 31.44 | 7.48 | 0.10336 | 0 | 31.44 | 0 | 0 | 0 | 0 | 1 | 0
17.28 | 34.56 | 7.48 | 0.10336 | 0 | 33.6404 | 0.9196 | 0 | 0 | 0.9196 | 1 | 0
16.64 | 33.28 | 7.48 | 0.10336 | 0 | 20.792 | 4.9731 | 0 | 0 | 4.9731 | 0.64412 | 7.5149
16.68 | 33.36 | 7.48 | 0.10336 | 0 | 4.0046 | 19.977 | 0 | 0 | 19.977 | 0.2 | 9.3784
20.96 | 41.92 | 7.48 | 0.10336 | 0 | 0 | 54.8974 | 9.3784 | 3.5991 | 41.92 | 0.59907 | 0
23.76 | 47.52 | 7.48 | 0.10336 | 0 | 0 | 69.853 | 9.3784 | 12.9546 | 47.52 | 0.99814 | 0
26.4 | 52.8 | 11.23 | 0.12409 | 0 | 0 | 81.0212 | 0.043676 | 28.1775 | 52.8 | 1 | 0
30.76 | 61.52 | 11.23 | 0.12409 | 0 | 0 | 86.7929 | 0 | 25.2729 | 61.52 | 1 | 0
37.08 | 74.16 | 11.23 | 0.12409 | 0 | 0 | 86.5387 | 4.9397 | 0 | 81.599 | 1 | 4.4386
37.28 | 74.56 | 17.48 | 0.13136 | 0 | 0 | 82.9209 | 0 | 8.3609 | 74.56 | 1 | 0
39.4 | 78.8 | 17.48 | 0.13136 | 0 | 7.4709 | 71.3291 | 0 | 0 | 71.3291 | 1 | 0
41.2 | 82.4 | 17.48 | 0.13136 | 0 | 19.1043 | 55.7807 | 0 | 0 | 55.7807 | 0.64412 | 7.5149
44.08 | 88.16 | 17.48 | 0.13136 | 0 | 43.8007 | 34.9809 | 0 | 0 | 34.9809 | 0.2 | 9.3784
46.2 | 92.4 | 11.23 | 0.12409 | 0 | 81.6795 | 10.7205 | 0 | 0 | 10.7205 | 0.2 | 0
37.68 | 75.36 | 11.23 | 0.12409 | 0 | 74.9244 | 0.4356 | 0 | 0 | 0.4356 | 0.2 | 0
35.96 | 71.92 | 11.23 | 0.12409 | 0 | 71.92 | 0 | 0 | 0 | 0 | 0.2 | 0
32.2 | 64.4 | 7.48 | 0.10336 | 0 | 64.4 | 0 | 0 | 0 | 0 | 0.2 | 0
24.68 | 49.36 | 7.48 | 0.10336 | 0 | 49.36 | 0 | 0 | 0 | 0 | 0.2 | 0
24.12 | 48.24 | 7.48 | 0.10336 | 0 | 48.24 | 0 | 0 | 0 | 0 | 0.2 | 0
16.44 | 32.88 | 7.48 | 0.10336 | 0 | 32.88 | 0 | 0 | 0 | 0 | 0.2 | 0
14.04 | 28.08 | 7.48 | 0.10336 | 0 | 28.08 | 0 | 0 | 0 | 0 | 0.2 | 0
14.48 | 28.96 | 7.48 | 0.10336 | 0 | 28.96 | 0 | 0 | 0 | 0 | 0.2 | 0
12.76 | 25.52 | 7.48 | 0.10336 | 0 | 25.52 | 0 | 0 | 0 | 0 | 0.2 | 0
12.36 | 24.72 | 7.48 | 0.10336 | 0 | 24.72 | 0 | 0 | 0 | 0 | 0.2 | 0
14.56 | 29.12 | 7.48 | 0.10336 | 0 | 29.12 | 0 | 0 | 0 | 0 | 0.2 | 0
16.44 | 32.88 | 7.48 | 0.10336 | 0 | 32.0814 | 0.7986 | 0 | 0 | 0.7986 | 0.2 | 0
22.84 | 45.68 | 7.48 | 0.10336 | 0 | 30.6277 | 15.0523 | 0 | 0 | 15.0523 | 0.2 | 0
23.92 | 47.84 | 7.48 | 0.10336 | 0 | 10.2818 | 37.5582 | 0 | 0 | 37.5582 | 0.2 | 0
28.24 | 56.48 | 7.48 | 0.10336 | 0 | 0 | 56.7245 | 0.24452 | 0 | 56.48 | 0.21041 | 0
33.8 | 67.6 | 7.48 | 0.10336 | 0 | 0 | 72.5391 | 4.9391 | 0 | 67.6 | 0.42058 | 0
38.32 | 76.64 | 11.23 | 0.12409 | 0 | 0 | 83.3807 | 6.7407 | 0 | 76.64 | 0.70741 | 0
39.8 | 79.6 | 11.23 | 0.12409 | 0 | 0 | 87.7488 | 6.8761 | 1.2727 | 79.6 | 1 | 0
35.84 | 71.68 | 11.23 | 0.12409 | 0 | 0 | 87.4704 | 4.9397 | 0 | 82.5307 | 1 | 4.4386
42.92 | 85.84 | 17.48 | 0.13136 | 0 | 3.7419 | 82.0981 | 0 | 0 | 82.0981 | 1 | 0
46.4 | 92.8 | 17.48 | 0.13136 | 0 | 20.8901 | 71.9099 | 0 | 0 | 71.9099 | 1 | 0
43.84 | 87.68 | 17.48 | 0.13136 | 0 | 23.9366 | 56.2284 | 0 | 0 | 56.2284 | 0.64412 | 7.5149
41.6 | 83.2 | 17.48 | 0.13136 | 0 | 38.5261 | 35.2955 | 0 | 0 | 35.2955 | 0.2 | 9.3784
39.6 | 79.2 | 11.23 | 0.12409 | 0 | 66.3741 | 12.8259 | 0 | 0 | 12.8259 | 0.2 | 0
44 | 88 | 11.23 | 0.12409 | 0 | 87.7217 | 0.2783 | 0 | 0 | 0.2783 | 0.2 | 0
40.52 | 81.04 | 11.23 | 0.12409 | 0 | 81.04 | 0 | 0 | 0 | 0 | 0.2 | 0
39.64 | 79.28 | 7.48 | 0.10336 | 9.3784 | 79.28 | 0 | 0 | 0 | 0 | 0.59907 | 0
38.92 | 77.84 | 7.48 | 0.10336 | 8.8693 | 77.84 | 0 | 0 | 0 | 0 | 0.97648 | 0
23.08 | 46.16 | 7.48 | 0.10336 | 0 | 46.16 | 0 | 0 | 0 | 0 | 0.97648 | 0
11 | 22 | 7.48 | 0.10336 | 0 | 22 | 0 | 0 | 0 | 0 | 0.97648 | 0
9.44 | 18.88 | 7.48 | 0.10336 | 0 | 18.88 | 0 | 0 | 0 | 0 | 0.97648 | 0
10.28 | 20.56 | 7.48 | 0.10336 | 0 | 20.56 | 0 | 0 | 0 | 0 | 0.97648 | 0
11.2 | 22.4 | 7.48 | 0.10336 | 0 | 22.4 | 0 | 0 | 0 | 0 | 0.97648 | 0
12.16 | 24.32 | 7.48 | 0.10336 | 0 | 24.32 | 0 | 0 | 0 | 0 | 0.97648 | 0
14.16 | 28.32 | 7.48 | 0.10336 | 0 | 28.32 | 0 | 0 | 0 | 0 | 0.97648 | 0
16.36 | 32.72 | 7.48 | 0.10336 | 0 | 32.0303 | 0.6897 | 0 | 0 | 0.6897 | 0.97648 | 0
22.16 | 44.32 | 7.48 | 0.10336 | 0 | 29.8848 | 14.4352 | 0 | 0 | 14.4352 | 0.97648 | 0
23.12 | 46.24 | 7.48 | 0.10336 | 0 | 10.0128 | 36.2272 | 0 | 0 | 36.2272 | 0.97648 | 0
29.08 | 58.16 | 7.48 | 0.10336 | 0 | 3.1537 | 55.0063 | 0 | 0 | 55.0063 | 0.97648 | 0
34.88 | 69.76 | 7.48 | 0.10336 | 0 | 0 | 70.3128 | 0.55275 | 0 | 69.76 | 1 | 0
43.12 | 86.24 | 11.23 | 0.12409 | 0 | 6.6829 | 79.5571 | 0 | 0 | 79.5571 | 1 | 0
51.56 | 103.12 | 11.23 | 0.12409 | 0 | 18.009 | 85.111 | 0 | 0 | 85.111 | 1 | 0
54.24 | 108.48 | 11.23 | 0.12409 | 0 | 23.7199 | 84.7601 | 0 | 0 | 84.7601 | 1 | 0
47.92 | 95.84 | 17.48 | 0.13136 | 0 | 16.4281 | 79.4119 | 0 | 0 | 79.4119 | 1 | 0
47.16 | 94.32 | 17.48 | 0.13136 | 0 | 24.9026 | 69.4174 | 0 | 0 | 69.4174 | 1 | 0
47.08 | 94.16 | 17.48 | 0.13136 | 0 | 32.4978 | 54.1472 | 0 | 0 | 54.1472 | 0.64412 | 7.5149
49 | 98 | 17.48 | 0.13136 | 0 | 54.8749 | 33.7467 | 0 | 0 | 33.7467 | 0.2 | 9.3784
49.2 | 98.4 | 11.23 | 0.12409 | 0 | 86.3001 | 12.0999 | 0 | 0 | 12.0999 | 0.2 | 0
47.04 | 94.08 | 11.23 | 0.12409 | 0 | 93.9832 | 0.096799 | 0 | 0 | 0.096799 | 0.2 | 0
44.36 | 88.72 | 11.23 | 0.12409 | 0 | 88.72 | 0 | 0 | 0 | 0 | 0.2 | 0
45.32 | 90.64 | 7.48 | 0.10336 | 9.3784 | 90.64 | 0 | 0 | 0 | 0 | 0.59907 | 0
41.04 | 82.08 | 7.48 | 0.10336 | 9.3784 | 82.08 | 0 | 0 | 0 | 0 | 0.99814 | 0
31.36 | 62.72 | 7.48 | 0.10336 | 0.043676 | 62.72 | 0 | 0 | 0 | 0 | 1 | 0
14.52 | 29.04 | 7.48 | 0.10336 | 0 | 29.04 | 0 | 0 | 0 | 0 | 1 | 0
9.64 | 19.28 | 7.48 | 0.10336 | 0 | 19.28 | 0 | 0 | 0 | 0 | 1 | 0
11 | 22 | 7.48 | 0.10336 | 0 | 22 | 0 | 0 | 0 | 0 | 1 | 0
11.32 | 22.64 | 7.48 | 0.10336 | 0 | 22.64 | 0 | 0 | 0 | 0 | 1 | 0
12 | 24 | 7.48 | 0.10336 | 0 | 24 | 0 | 0 | 0 | 0 | 1 | 0
14.32 | 28.64 | 7.48 | 0.10336 | 0 | 28.64 | 0 | 0 | 0 | 0 | 1 | 0
15.92 | 31.84 | 7.48 | 0.10336 | 0 | 31.1382 | 0.7018 | 0 | 0 | 0.7018 | 1 | 0
22.2 | 44.4 | 7.48 | 0.10336 | 0 | 29.9527 | 14.4473 | 0 | 0 | 14.4473 | 1 | 0
24.16 | 48.32 | 7.48 | 0.10336 | 0 | 12.4437 | 35.8763 | 0 | 0 | 35.8763 | 1 | 0
32.08 | 64.16 | 7.48 | 0.10336 | 0 | 8.7665 | 55.3935 | 0 | 0 | 55.3935 | 1 | 0
38.2 | 76.4 | 7.48 | 0.10336 | 0 | 7.0431 | 69.3569 | 0 | 0 | 69.3569 | 1 | 0
46.84 | 93.68 | 11.23 | 0.12409 | 0 | 13.4332 | 80.2468 | 0 | 0 | 80.2468 | 1 | 0
51.32 | 102.64 | 11.23 | 0.12409 | 0 | 18.4486 | 84.1914 | 0 | 0 | 84.1914 | 1 | 0
52 | 104 | 11.23 | 0.12409 | 0 | 18.5865 | 85.4135 | 0 | 0 | 85.4135 | 1 | 0
52.6 | 105.2 | 17.48 | 0.13136 | 0 | 25.0863 | 80.1137 | 0 | 0 | 80.1137 | 1 | 0
50.24 | 100.48 | 17.48 | 0.13136 | 0 | 30.5907 | 69.8893 | 0 | 0 | 69.8893 | 1 | 0
47.72 | 95.44 | 17.48 | 0.13136 | 0 | 33.5842 | 54.3408 | 0 | 0 | 54.3408 | 0.64412 | 7.5149
49.28 | 98.56 | 17.48 | 0.13136 | 0 | 55.0114 | 34.1702 | 0 | 0 | 34.1702 | 0.2 | 9.3784
53.4 | 106.8 | 11.23 | 0.12409 | 0 | 94.688 | 12.112 | 0 | 0 | 12.112 | 0.2 | 0
51.84 | 103.68 | 11.23 | 0.12409 | 0 | 103.68 | 0 | 0 | 0 | 0 | 0.2 | 0
47.8 | 95.6 | 11.23 | 0.12409 | 0 | 95.6 | 0 | 0 | 0 | 0 | 0.2 | 0
45.28 | 90.56 | 7.48 | 0.10336 | 9.3784 | 90.56 | 0 | 0 | 0 | 0 | 0.59907 | 0
40.72 | 81.44 | 7.48 | 0.10336 | 9.3784 | 81.44 | 0 | 0 | 0 | 0 | 0.99814 | 0
32.4 | 64.8 | 7.48 | 0.10336 | 0.043676 | 64.8 | 0 | 0 | 0 | 0 | 1 | 0
14.4 | 28.8 | 7.48 | 0.10336 | 0 | 28.8 | 0 | 0 | 0 | 0 | 1 | 0
9.32 | 18.64 | 7.48 | 0.10336 | 0 | 18.64 | 0 | 0 | 0 | 0 | 1 | 0
11.52 | 23.04 | 7.48 | 0.10336 | 0 | 23.04 | 0 | 0 | 0 | 0 | 1 | 0
12.32 | 24.64 | 7.48 | 0.10336 | 0 | 24.64 | 0 | 0 | 0 | 0 | 1 | 0
13.28 | 26.56 | 7.48 | 0.10336 | 0 | 26.56 | 0 | 0 | 0 | 0 | 1 | 0
15.68 | 31.36 | 7.48 | 0.10336 | 0 | 31.36 | 0 | 0 | 0 | 0 | 1 | 0
18.64 | 37.28 | 7.48 | 0.10336 | 0 | 36.6992 | 0.5808 | 0 | 0 | 0.5808 | 1 | 0
28.92 | 57.84 | 7.48 | 0.10336 | 0 | 43.5863 | 14.2537 | 0 | 0 | 14.2537 | 1 | 0
29.52 | 59.04 | 7.48 | 0.10336 | 0 | 23.4662 | 35.5738 | 0 | 0 | 35.5738 | 1 | 0
27.64 | 55.28 | 7.48 | 0.10336 | 0 | 1.7499 | 53.5301 | 0 | 0 | 53.5301 | 1 | 0
39.44 | 78.88 | 7.48 | 0.10336 | 0 | 10.2128 | 68.6672 | 0 | 0 | 68.6672 | 1 | 0
42.56 | 85.12 | 11.23 | 0.12409 | 0 | 5.4419 | 79.6781 | 0 | 0 | 79.6781 | 1 | 0
50 | 100 | 11.23 | 0.12409 | 0 | 16.3894 | 83.6106 | 0 | 0 | 83.6106 | 1 | 0
48.36 | 96.72 | 11.23 | 0.12409 | 0 | 12.0688 | 84.6512 | 0 | 0 | 84.6512 | 1 | 0
49.04 | 98.08 | 17.48 | 0.13136 | 0 | 18.4987 | 79.5813 | 0 | 0 | 79.5813 | 1 | 0
51.6 | 103.2 | 17.48 | 0.13136 | 0 | 33.8431 | 69.3569 | 0 | 0 | 69.3569 | 1 | 0
49.04 | 98.08 | 17.48 | 0.13136 | 0 | 36.6961 | 53.8689 | 0 | 0 | 53.8689 | 0.64412 | 7.5149
49.04 | 98.08 | 17.48 | 0.13136 | 0 | 55.5115 | 33.1901 | 0 | 0 | 33.1901 | 0.2 | 9.3784
48.52 | 97.04 | 11.23 | 0.12409 | 0 | 85.4241 | 11.6159 | 0 | 0 | 11.6159 | 0.2 | 0
50 | 100 | 11.23 | 0.12409 | 0 | 100 | 0 | 0 | 0 | 0 | 0.2 | 0
45.64 | 91.28 | 11.23 | 0.12409 | 0 | 91.28 | 0 | 0 | 0 | 0 | 0.2 | 0
44.2 | 88.4 | 7.48 | 0.10336 | 0 | 88.4 | 0 | 0 | 0 | 0 | 0.2 | 0
41.64 | 83.28 | 7.48 | 0.10336 | 0 | 83.28 | 0 | 0 | 0 | 0 | 0.2 | 0
30.44 | 60.88 | 7.48 | 0.10336 | 0 | 60.88 | 0 | 0 | 0 | 0 | 0.2 | 0
14.88 | 29.76 | 7.48 | 0.10336 | 0 | 29.76 | 0 | 0 | 0 | 0 | 0.2 | 0
9.12 | 18.24 | 7.48 | 0.10336 | 0 | 18.24 | 0 | 0 | 0 | 0 | 0.2 | 0
10.6 | 21.2 | 7.48 | 0.10336 | 0 | 21.2 | 0 | 0 | 0 | 0 | 0.2 | 0
11.68 | 23.36 | 7.48 | 0.10336 | 0 | 23.36 | 0 | 0 | 0 | 0 | 0.2 | 0
12.4 | 24.8 | 7.48 | 0.10336 | 0 | 24.8 | 0 | 0 | 0 | 0 | 0.2 | 0
14.84 | 29.68 | 7.48 | 0.10336 | 0 | 29.68 | 0 | 0 | 0 | 0 | 0.2 | 0
17 | 34 | 7.48 | 0.10336 | 0 | 33.4313 | 0.5687 | 0 | 0 | 0.5687 | 0.2 | 0
23.04 | 46.08 | 7.48 | 0.10336 | 0 | 32.1167 | 13.9633 | 0 | 0 | 13.9633 | 0.2 | 0
24 | 48 | 7.48 | 0.10336 | 0 | 12.6319 | 35.3681 | 0 | 0 | 35.3681 | 0.2 | 0
34.8533 | 69.7067 | 7.48 | 0.10336 | 0 | 16.2975 | 53.4091 | 0 | 0 | 53.4091 | 0.2 | 0
40.3333 | 80.6667 | 7.48 | 0.10336 | 0 | 11.939 | 68.7277 | 0 | 0 | 68.7277 | 0.2 | 0
45.1067 | 90.2133 | 7.48 | 0.10336 | 0 | 10.4263 | 79.787 | 0 | 0 | 79.787 | 0.2 | 0
53.4933 | 106.987 | 7.48 | 0.10336 | 0 | 22.6017 | 84.385 | 0 | 0 | 84.385 | 0.2 | 0
52.1333 | 104.267 | 7.48 | 0.10336 | 0 | 18.6475 | 85.6192 | 0 | 0 | 85.6192 | 0.2 | 0
55.1067 | 110.213 | 7.48 | 0.10336 | 0 | 29.2526 | 80.9607 | 0 | 0 | 80.9607 | 0.2 | 0
56.56 | 113.12 | 7.48 | 0.10336 | 0 | 42.2265 | 70.8935 | 0 | 0 | 70.8935 | 0.2 | 0
58.0133 | 116.027 | 7.48 | 0.10336 | 0 | 61.4801 | 54.5465 | 0 | 0 | 54.5465 | 0.2 | 0
56.4533 | 112.907 | 7.48 | 0.10336 | 0 | 78.7243 | 34.1823 | 0 | 0 | 34.1823 | 0.2 | 0
55.6133 | 111.227 | 7.48 | 0.10336 | 0 | 99.4413 | 11.7853 | 0 | 0 | 11.7853 | 0.2 | 0
52.9867 | 105.973 | 7.48 | 0.10336 | 0 | 105.973 | 0 | 0 | 0 | 0 | 0.2 | 0
49.24 | 98.48 | 7.48 | 0.10336 | 0 | 98.48 | 0 | 0 | 0 | 0 | 0.2 | 0
45.04 | 90.08 | 7.48 | 0.10336 | 0 | 90.08 | 0 | 0 | 0 | 0 | 0.2 | 0
40.56 | 81.12 | 7.48 | 0.10336 | 0 | 81.12 | 0 | 0 | 0 | 0 | 0.2 | 0
29.76 | 59.52 | 7.48 | 0.10336 | 0 | 59.52 | 0 | 0 | 0 | 0 | 0.2 | 0
13.32 | 26.64 | 7.48 | 0.10336 | 0 | 26.64 | 0 | 0 | 0 | 0 | 0.2 | 0
12.04 | 24.08 | 7.48 | 0.10336 | 0 | 24.08 | 0 | 0 | 0 | 0 | 0.2 | 0
11.76 | 23.52 | 7.48 | 0.10336 | 0 | 23.52 | 0 | 0 | 0 | 0 | 0.2 | 0
10.96 | 21.92 | 7.48 | 0.10336 | 0 | 21.92 | 0 | 0 | 0 | 0 | 0.2 | 0
14.64 | 29.28 | 7.48 | 0.10336 | 0 | 29.28 | 0 | 0 | 0 | 0 | 0.2 | 0
15.56 | 31.12 | 7.48 | 0.10336 | 0 | 31.12 | 0 | 0 | 0 | 0 | 0.2 | 0
16.96 | 33.92 | 7.48 | 0.10336 | 0 | 33.4118 | 0.5082 | 0 | 0 | 0.5082 | 0.2 | 0
18.16 | 36.32 | 7.48 | 0.10336 | 0 | 22.3688 | 13.9512 | 0 | 0 | 13.9512 | 0.2 | 0
20.8 | 41.6 | 7.48 | 0.10336 | 0 | 32.3193 | 9.2806 | 0 | 0 | 9.2806 | 0.2 | 0
25.32 | 50.64 | 7.48 | 0.10336 | 0 | 37.2091 | 13.4309 | 0 | 0 | 13.4309 | 0.2 | 0
29.44 | 58.88 | 7.48 | 0.10336 | 0 | 0 | 71.5833 | 9.3784 | 3.3249 | 58.88 | 0.59907 | 0
32.48 | 64.96 | 7.48 | 0.10336 | 0 | 0 | 70.3128 | 5.3528 | 0 | 64.96 | 0.82684 | 0
40.88 | 81.76 | 7.48 | 0.10336 | 0 | 0 | 86.5509 | 4.0693 | 0.72157 | 81.76 | 1 | 0
46.52 | 93.04 | 7.48 | 0.10336 | 0 | 6.719 | 86.321 | 0 | 0 | 86.321 | 1 | 0
49.28 | 98.56 | 7.48 | 0.10336 | 0 | 18.3495 | 80.2105 | 0 | 0 | 80.2105 | 1 | 0
41.76 | 83.52 | 7.48 | 0.10336 | 0 | 13.8606 | 69.6594 | 0 | 0 | 69.6594 | 1 | 0
43.48 | 86.96 | 7.48 | 0.10336 | 0 | 33.2363 | 53.7237 | 0 | 0 | 53.7237 | 1 | 0
42.32 | 84.64 | 7.48 | 0.10336 | 0 | 51.9218 | 32.7182 | 0 | 0 | 32.7182 | 1 | 0
42.76 | 85.52 | 7.48 | 0.10336 | 0 | 74.3881 | 11.1319 | 0 | 0 | 11.1319 | 1 | 0
36.68 | 73.36 | 7.48 | 0.10336 | 0 | 73.36 | 0 | 0 | 0 | 0 | 1 | 0
33 | 66 | 7.48 | 0.10336 | 0 | 66 | 0 | 0 | 0 | 0 | 1 | 0
29.92 | 59.84 | 7.48 | 0.10336 | 0 | 59.84 | 0 | 0 | 0 | 0 | 1 | 0
27.64 | 55.28 | 7.48 | 0.10336 | 0 | 55.28 | 0 | 0 | 0 | 0 | 1 | 0
27.44 | 54.88 | 7.48 | 0.10336 | 0 | 54.88 | 0 | 0 | 0 | 0 | 1 | 0
15.76 | 31.52 | 7.48 | 0.10336 | 0 | 31.52 | 0 | 0 | 0 | 0 | 1 | 0
13.44 | 26.88 | 7.48 | 0.10336 | 0 | 26.88 | 0 | 0 | 0 | 0 | 1 | 0
14.92 | 29.84 | 7.48 | 0.10336 | 0 | 29.84 | 0 | 0 | 0 | 0 | 1 | 0
12.04 | 24.08 | 7.48 | 0.10336 | 0 | 24.08 | 0 | 0 | 0 | 0 | 1 | 0
11.64 | 23.28 | 7.48 | 0.10336 | 0 | 23.28 | 0 | 0 | 0 | 0 | 1 | 0
14.08 | 28.16 | 7.48 | 0.10336 | 0 | 28.16 | 0 | 0 | 0 | 0 | 1 | 0
16.16 | 32.32 | 7.48 | 0.10336 | 0 | 31.58 | 0.4235 | 0 | 0 | 0.4235 | 0.98501 | 0.31652
16.16 | 32.32 | 7.48 | 0.10336 | 0 | 19.2995 | 3.6421 | 0 | 0 | 3.6421 | 0.54089 | 9.3784
15.56 | 31.12 | 7.48 | 0.10336 | 0 | 0 | 23.9216 | 0 | 0 | 23.9216 | 0.2 | 7.1984
20.32 | 40.64 | 7.48 | 0.10336 | 0 | 0 | 55.454 | 9.3784 | 5.4356 | 40.64 | 0.59907 | 0
27.08 | 54.16 | 7.48 | 0.10336 | 0 | 0 | 69.1391 | 9.3784 | 5.6007 | 54.16 | 0.99814 | 0
27.16 | 54.32 | 11.23 | 0.12409 | 0 | 0 | 80.0048 | 0.043676 | 25.6411 | 54.32 | 1 | 0
34.12 | 68.24 | 11.23 | 0.12409 | 0 | 0 | 84.143 | 0 | 15.903 | 68.24 | 1 | 0
39.88 | 79.76 | 11.23 | 0.12409 | 0 | 0 | 85.1593 | 4.9397 | 0 | 80.2196 | 1 | 4.4386
46.72 | 93.44 | 17.48 | 0.13136 | 0 | 13.6046 | 79.8354 | 0 | 0 | 79.8354 | 1 | 0
39.76 | 79.52 | 17.48 | 0.13136 | 0 | 10.2962 | 69.2238 | 0 | 0 | 69.2238 | 1 | 0
40.44 | 80.88 | 17.48 | 0.13136 | 0 | 20.6335 | 52.7315 | 0 | 0 | 52.7315 | 0.64412 | 7.5149
39.64 | 79.28 | 17.48 | 0.13136 | 0 | 37.6432 | 32.2584 | 0 | 0 | 32.2584 | 0.2 | 9.3784
40.96 | 81.92 | 11.23 | 0.12409 | 0 | 71.1874 | 10.7326 | 0 | 0 | 10.7326 | 0.2 | 0
38.84 | 77.68 | 11.23 | 0.12409 | 0 | 77.68 | 0 | 0 | 0 | 0 | 0.2 | 0
32.08 | 64.16 | 11.23 | 0.12409 | 0 | 64.16 | 0 | 0 | 0 | 0 | 0.2 | 0
31.28 | 62.56 | 7.48 | 0.10336 | 0.043676 | 62.56 | 0 | 0 | 0 | 0 | 0.20186 | 0
32.32 | 64.64 | 7.48 | 0.10336 | 0 | 64.64 | 0 | 0 | 0 | 0 | 0.20186 | 0
28.36 | 56.72 | 7.48 | 0.10336 | 0 | 56.72 | 0 | 0 | 0 | 0 | 0.20186 | 0
13.28 | 26.56 | 7.48 | 0.10336 | 0 | 26.56 | 0 | 0 | 0 | 0 | 0.20186 | 0
8.96 | 17.92 | 7.48 | 0.10336 | 0 | 17.92 | 0 | 0 | 0 | 0 | 0.20186 | 0
10.84 | 21.68 | 7.48 | 0.10336 | 0 | 21.68 | 0 | 0 | 0 | 0 | 0.20186 | 0
11.24 | 22.48 | 7.48 | 0.10336 | 0 | 22.48 | 0 | 0 | 0 | 0 | 0.20186 | 0
11.36 | 22.72 | 7.48 | 0.10336 | 0 | 22.72 | 0 | 0 | 0 | 0 | 0.20186 | 0
14.2 | 28.4 | 7.48 | 0.10336 | 0 | 28.4 | 0 | 0 | 0 | 0 | 0.20186 | 0
16.04 | 32.08 | 7.48 | 0.10336 | 0 | 31.7412 | 0.3388 | 0 | 0 | 0.3388 | 0.20186 | 0
22.36 | 44.72 | 7.48 | 0.10336 | 0 | 31.1923 | 13.5277 | 0 | 0 | 13.5277 | 0.20186 | 0
21.28 | 42.56 | 7.48 | 0.10336 | 0 | 7.8937 | 34.6663 | 0 | 0 | 34.6663 | 0.20186 | 0
27.64 | 55.28 | 7.48 | 0.10336 | 0 | 2.4396 | 52.8404 | 0 | 0 | 52.8404 | 0.20186 | 0
36.4 | 72.8 | 7.48 | 0.10336 | 0 | 4.8225 | 67.9775 | 0 | 0 | 67.9775 | 0.20186 | 0
32.4 | 64.8 | 11.23 | 0.12409 | 0 | 0 | 79.2183 | 9.3784 | 5.0399 | 64.8 | 0.60093 | 0
34.48 | 68.96 | 11.23 | 0.12409 | 0 | 0 | 83.5259 | 9.3784 | 5.1875 | 68.96 | 1 | 0
46.92 | 93.84 | 11.23 | 0.12409 | 0 | 9.455 | 84.385 | 0 | 0 | 84.385 | 1 | 0
46.76 | 93.52 | 17.48 | 0.13136 | 0 | 15.0519 | 78.4681 | 0 | 0 | 78.4681 | 1 | 0
45.08 | 90.16 | 17.48 | 0.13136 | 0 | 22.1825 | 67.9775 | 0 | 0 | 67.9775 | 1 | 0
47.56 | 95.12 | 17.48 | 0.13136 | 0 | 35.539 | 52.066 | 0 | 0 | 52.066 | 0.64412 | 7.5149
49.44 | 98.88 | 17.48 | 0.13136 | 0 | 57.9692 | 31.5324 | 0 | 0 | 31.5324 | 0.2 | 9.3784
52.04 | 104.08 | 11.23 | 0.12409 | 0 | 93.6257 | 10.4543 | 0 | 0 | 10.4543 | 0.2 | 0
56.08 | 112.16 | 11.23 | 0.12409 | 0 | 112.16 | 0 | 0 | 0 | 0 | 0.2 | 0
50.96 | 101.92 | 11.23 | 0.12409 | 0 | 101.92 | 0 | 0 | 0 | 0 | 0.2 | 0
46.92 | 93.84 | 7.48 | 0.10336 | 9.3784 | 93.84 | 0 | 0 | 0 | 0 | 0.59907 | 0
45.72 | 91.44 | 7.48 | 0.10336 | 9.3784 | 91.44 | 0 | 0 | 0 | 0 | 0.99814 | 0
35.72 | 71.44 | 7.48 | 0.10336 | 0.043676 | 71.44 | 0 | 0 | 0 | 0 | 1 | 0
14.76 | 29.52 | 7.48 | 0.10336 | 0 | 29.52 | 0 | 0 | 0 | 0 | 1 | 0
9.44 | 18.88 | 7.48 | 0.10336 | 0 | 18.88 | 0 | 0 | 0 | 0 | 1 | 0
11.72 | 23.44 | 7.48 | 0.10336 | 0 | 23.44 | 0 | 0 | 0 | 0 | 1 | 0
12.36 | 24.72 | 7.48 | 0.10336 | 0 | 24.72 | 0 | 0 | 0 | 0 | 1 | 0
13.56 | 27.12 | 7.48 | 0.10336 | 0 | 27.12 | 0 | 0 | 0 | 0 | 1 | 0
14.84 | 29.68 | 7.48 | 0.10336 | 0 | 29.68 | 0 | 0 | 0 | 0 | 1 | 0
16.28 | 32.56 | 7.48 | 0.10336 | 0 | 32.2333 | 0.3267 | 0 | 0 | 0.3267 | 1 | 0
21.68 | 43.36 | 7.48 | 0.10336 | 0 | 30.1469 | 13.2131 | 0 | 0 | 13.2131 | 1 | 0
23.36 | 46.72 | 7.48 | 0.10336 | 0 | 12.0053 | 34.7147 | 0 | 0 | 34.7147 | 1 | 0
35.64 | 71.28 | 7.48 | 0.10336 | 0 | 17.52 | 53.76 | 0 | 0 | 53.76 | 1 | 0
42.68 | 85.36 | 7.48 | 0.10336 | 0 | 15.8821 | 69.4779 | 0 | 0 | 69.4779 | 1 | 0
47.88 | 95.76 | 11.23 | 0.12409 | 0 | 16.2029 | 79.5571 | 0 | 0 | 79.5571 | 1 | 0
60.2 | 120.4 | 11.23 | 0.12409 | 0 | 36.7531 | 83.6469 | 0 | 0 | 83.6469 | 1 | 0
58.32 | 116.64 | 11.23 | 0.12409 | 0 | 31.8799 | 84.7601 | 0 | 0 | 84.7601 | 1 | 0
53.8 | 107.6 | 17.48 | 0.13136 | 0 | 28.2002 | 79.3998 | 0 | 0 | 79.3998 | 1 | 0
54.76 | 109.52 | 17.48 | 0.13136 | 0 | 40.4656 | 69.0544 | 0 | 0 | 69.0544 | 1 | 0
58.8 | 117.6 | 17.48 | 0.13136 | 0 | 61.2078 | 52.55 | 0 | 0 | 52.55 | 0.81805 | 3.8422
59.2 | 118.4 | 17.48 | 0.13136 | 0 | 76.86 | 32.1616 | 0 | 0 | 32.1616 | 0.37393 | 9.3784
59.08 | 118.16 | 11.23 | 0.12409 | 0 | 107.887 | 10.2728 | 0 | 0 | 10.2728 | 0.37393 | 0
58.4 | 116.8 | 11.23 | 0.12409 | 0 | 113.127 | 0 | 0 | 0 | 0 | 0.2 | 3.6728
53.96 | 107.92 | 11.23 | 0.12409 | 0 | 107.92 | 0 | 0 | 0 | 0 | 0.2 | 0
49.2 | 98.4 | 7.48 | 0.10336 | 9.3784 | 98.4 | 0 | 0 | 0 | 0 | 0.59907 | 0
44.52 | 89.04 | 7.48 | 0.10336 | 5.861 | 89.04 | 0 | 0 | 0 | 0 | 0.84847 | 0
32.88 | 65.76 | 7.48 | 0.10336 | 0 | 65.76 | 0 | 0 | 0 | 0 | 0.84847 | 0
15.08 | 30.16 | 7.48 | 0.10336 | 0 | 30.16 | 0 | 0 | 0 | 0 | 0.84847 | 0
9.48 | 18.96 | 7.48 | 0.10336 | 0 | 18.96 | 0 | 0 | 0 | 0 | 0.84847 | 0
16.36 | 32.72 | 7.48 | 0.10336 | 0 | 32.72 | 0 | 0 | 0 | 0 | 0.84847 | 0
14.24 | 28.48 | 7.48 | 0.10336 | 0 | 28.48 | 0 | 0 | 0 | 0 | 0.84847 | 0
16.08 | 32.16 | 7.48 | 0.10336 | 0 | 32.16 | 0 | 0 | 0 | 0 | 0.84847 | 0
17.2 | 34.4 | 7.48 | 0.10336 | 0 | 34.4 | 0 | 0 | 0 | 0 | 0.84847 | 0
19.2 | 38.4 | 7.48 | 0.10336 | 0 | 38.1943 | 0.2057 | 0 | 0 | 0.2057 | 0.84847 | 0
25.6 | 51.2 | 7.48 | 0.10336 | 0 | 37.4666 | 13.7334 | 0 | 0 | 13.7334 | 0.84847 | 0
26.84 | 53.68 | 7.48 | 0.10336 | 0 | 17.3318 | 36.3482 | 0 | 0 | 36.3482 | 0.84847 | 0
29.44 | 58.88 | 7.48 | 0.10336 | 0 | 3.063 | 55.817 | 0 | 0 | 55.817 | 0.84847 | 0
34.12 | 68.24 | 7.48 | 0.10336 | 0 | 0 | 71.801 | 3.561 | 0 | 68.24 | 1 | 0
42.88 | 85.76 | 11.23 | 0.12409 | 0 | 4.1217 | 81.6383 | 0 | 0 | 81.6383 | 1 | 0
48.12 | 96.24 | 11.23 | 0.12409 | 0 | 8.9752 | 87.2648 | 0 | 0 | 87.2648 | 1 | 0
48.84 | 97.68 | 11.23 | 0.12409 | 0 | 10.8992 | 86.7808 | 0 | 0 | 86.7808 | 1 | 0
53.44 | 106.88 | 17.48 | 0.13136 | 0 | 25.3748 | 81.5052 | 0 | 0 | 81.5052 | 1 | 0
48.76 | 97.52 | 17.48 | 0.13136 | 0 | 27.171 | 70.349 | 0 | 0 | 70.349 | 1 | 0
47.72 | 95.44 | 17.48 | 0.13136 | 0 | 33.7536 | 54.1714 | 0 | 0 | 54.1714 | 0.64412 | 7.5149
45.92 | 91.84 | 17.48 | 0.13136 | 0 | 49.7071 | 32.7545 | 0 | 0 | 32.7545 | 0.2 | 9.3784
48.76 | 97.52 | 11.23 | 0.12409 | 0 | 87.1262 | 10.3938 | 0 | 0 | 10.3938 | 0.2 | 0
48.8 | 97.6 | 11.23 | 0.12409 | 0 | 97.6 | 0 | 0 | 0 | 0 | 0.2 | 0
45.92 | 91.84 | 11.23 | 0.12409 | 0 | 91.84 | 0 | 0 | 0 | 0 | 0.2 | 0
43.08 | 86.16 | 7.48 | 0.10336 | 9.3784 | 86.16 | 0 | 0 | 0 | 0 | 0.59907 | 0
38.28 | 76.56 | 7.48 | 0.10336 | 4.1647 | 76.56 | 0 | 0 | 0 | 0 | 0.77629 | 0
30.6 | 61.2 | 7.48 | 0.10336 | 0 | 61.2 | 0 | 0 | 0 | 0 | 0.77629 | 0
13.64 | 27.28 | 7.48 | 0.10336 | 0 | 27.28 | 0 | 0 | 0 | 0 | 0.77629 | 0
9.96 | 19.92 | 7.48 | 0.10336 | 0 | 19.92 | 0 | 0 | 0 | 0 | 0.77629 | 0
12.2 | 24.4 | 7.48 | 0.10336 | 0 | 24.4 | 0 | 0 | 0 | 0 | 0.77629 | 0
13.56 | 27.12 | 7.48 | 0.10336 | 0 | 27.12 | 0 | 0 | 0 | 0 | 0.77629 | 0
16.32 | 32.64 | 7.48 | 0.10336 | 0 | 32.64 | 0 | 0 | 0 | 0 | 0.77629 | 0
16.72 | 33.44 | 7.48 | 0.10336 | 0 | 33.44 | 0 | 0 | 0 | 0 | 0.77629 | 0
17.64 | 35.28 | 7.48 | 0.10336 | 0 | 35.28 | 0 | 0 | 0 | 0 | 0.77629 | 0
23.44 | 46.88 | 7.48 | 0.10336 | 0 | 37.1516 | 9.7284 | 0 | 0 | 9.7284 | 0.77629 | 0
24.52 | 49.04 | 7.48 | 0.10336 | 0 | 13.2726 | 35.7674 | 0 | 0 | 35.7674 | 0.77629 | 0
26.96 | 53.92 | 7.48 | 0.10336 | 0 | 0 | 54.365 | 0.44503 | 0 | 53.92 | 0.79523 | 0
37.04 | 74.08 | 7.48 | 0.10336 | 0 | 4.106 | 69.974 | 0 | 0 | 69.974 | 0.79523 | 0
39.04 | 78.08 | 11.23 | 0.12409 | 0 | 0 | 81.2511 | 3.1711 | 0 | 78.08 | 0.93016 | 0
42.6 | 85.2 | 11.23 | 0.12409 | 0 | 0 | 86.8413 | 1.6413 | 0 | 85.2 | 1 | 0
47.52 | 95.04 | 11.23 | 0.12409 | 0 | 8.7674 | 86.2726 | 0 | 0 | 86.2726 | 1 | 0
51.32 | 102.64 | 17.48 | 0.13136 | 0 | 21.8729 | 80.7671 | 0 | 0 | 80.7671 | 1 | 0
48.28 | 96.56 | 17.48 | 0.13136 | 0 | 26.3441 | 70.2159 | 0 | 0 | 70.2159 | 1 | 0
43.64 | 87.28 | 17.48 | 0.13136 | 0 | 25.9324 | 53.8326 | 0 | 0 | 53.8326 | 0.64412 | 7.5149
44.6 | 89.2 | 17.48 | 0.13136 | 0 | 47.5269 | 32.2947 | 0 | 0 | 32.2947 | 0.2 | 9.3784
43.12 | 86.24 | 11.23 | 0.12409 | 0 | 77.4796 | 8.7604 | 0 | 0 | 8.7604 | 0.2 | 0
42.68 | 85.36 | 11.23 | 0.12409 | 0 | 85.36 | 0 | 0 | 0 | 0 | 0.2 | 0
41.36 | 82.72 | 11.23 | 0.12409 | 0 | 82.72 | 0 | 0 | 0 | 0 | 0.2 | 0
38.36 | 76.72 | 7.48 | 0.10336 | 0 | 76.72 | 0 | 0 | 0 | 0 | 0.2 | 0
34.28 | 68.56 | 7.48 | 0.10336 | 0 | 68.56 | 0 | 0 | 0 | 0 | 0.2 | 0
22.32 | 44.64 | 7.48 | 0.10336 | 0 | 44.64 | 0 | 0 | 0 | 0 | 0.2 | 0
10.96 | 21.92 | 7.48 | 0.10336 | 0 | 21.92 | 0 | 0 | 0 | 0 | 0.2 | 0
9.44 | 18.88 | 7.48 | 0.10336 | 0 | 18.88 | 0 | 0 | 0 | 0 | 0.2 | 0
10.08 | 20.16 | 7.48 | 0.10336 | 0 | 20.16 | 0 | 0 | 0 | 0 | 0.2 | 0
10.8 | 21.6 | 7.48 | 0.10336 | 0 | 21.6 | 0 | 0 | 0 | 0 | 0.2 | 0
12.04 | 24.08 | 7.48 | 0.10336 | 0 | 24.08 | 0 | 0 | 0 | 0 | 0.2 | 0
14.28 | 28.56 | 7.48 | 0.10336 | 0 | 28.56 | 0 | 0 | 0 | 0 | 0.2 | 0
17.48 | 34.96 | 7.48 | 0.10336 | 0 | 34.96 | 0 | 0 | 0 | 0 | 0.2 | 0
22.68 | 45.36 | 7.48 | 0.10336 | 0 | 37.3014 | 8.0586 | 0 | 0 | 8.0586 | 0.2 | 0
24.12 | 48.24 | 7.48 | 0.10336 | 0 | 25.1533 | 23.0867 | 0 | 0 | 23.0867 | 0.2 | 0
25.08 | 50.16 | 7.48 | 0.10336 | 0 | 4.7852 | 45.3748 | 0 | 0 | 45.3748 | 0.2 | 0
30.16 | 60.32 | 7.48 | 0.10336 | 0 | 0 | 66.3198 | 5.9998 | 0 | 60.32 | 0.45531 | 0
47.6 | 95.2 | 7.48 | 0.10336 | 0 | 22.9029 | 72.2971 | 0 | 0 | 72.2971 | 0.45531 | 0
55.28 | 110.56 | 7.48 | 0.10336 | 0 | 22.6539 | 87.9061 | 0 | 0 | 87.9061 | 0.45531 | 0
46.2 | 92.4 | 7.48 | 0.10336 | 0 | 12.7703 | 79.6297 | 0 | 0 | 79.6297 | 0.45531 | 0
47.88 | 95.76 | 7.48 | 0.10336 | 0 | 30.1783 | 65.5817 | 0 | 0 | 65.5817 | 0.45531 | 0
51.52 | 103.04 | 7.48 | 0.10336 | 0 | 55.8381 | 47.2019 | 0 | 0 | 47.2019 | 0.45531 | 0
51.68 | 103.36 | 7.48 | 0.10336 | 0 | 50.205 | 53.155 | 0 | 0 | 53.155 | 0.45531 | 0
48.88 | 97.76 | 7.48 | 0.10336 | 0 | 66.5059 | 31.2541 | 0 | 0 | 31.2541 | 0.45531 | 0
49.92 | 99.84 | 7.48 | 0.10336 | 0 | 90.4262 | 9.4138 | 0 | 0 | 9.4138 | 0.45531 | 0
47.12 | 94.24 | 7.48 | 0.10336 | 0 | 94.24 | 0 | 0 | 0 | 0 | 0.45531 | 0
44.64 | 89.28 | 7.48 | 0.10336 | 0 | 89.28 | 0 | 0 | 0 | 0 | 0.45531 | 0
42.08 | 84.16 | 7.48 | 0.10336 | 0 | 84.16 | 0 | 0 | 0 | 0 | 0.45531 | 0
40.12 | 80.24 | 7.48 | 0.10336 | 0 | 80.24 | 0 | 0 | 0 | 0 | 0.45531 | 0
36.04 | 72.08 | 7.48 | 0.10336 | 0 | 72.08 | 0 | 0 | 0 | 0 | 0.45531 | 0
19.16 | 38.32 | 7.48 | 0.10336 | 0 | 38.32 | 0 | 0 | 0 | 0 | 0.45531 | 0
14.04 | 28.08 | 7.48 | 0.10336 | 0 | 28.08 | 0 | 0 | 0 | 0 | 0.45531 | 0
15.48 | 30.96 | 7.48 | 0.10336 | 0 | 30.96 | 0 | 0 | 0 | 0 | 0.45531 | 0
15.4 | 30.8 | 7.48 | 0.10336 | 0 | 30.8 | 0 | 0 | 0 | 0 | 0.45531 | 0
16.92 | 33.84 | 7.48 | 0.10336 | 0 | 33.84 | 0 | 0 | 0 | 0 | 0.45531 | 0
19.4 | 38.8 | 7.48 | 0.10336 | 0 | 38.8 | 0 | 0 | 0 | 0 | 0.45531 | 0
18.8 | 37.6 | 7.48 | 0.10336 | 0 | 37.6 | 0 | 0 | 0 | 0 | 0.45531 | 0
17.28 | 34.56 | 7.48 | 0.10336 | 0 | 21.6252 | 12.9348 | 0 | 0 | 12.9348 | 0.45531 | 0
21.56 | 43.12 | 7.48 | 0.10336 | 0 | 5.9574 | 35.0051 | 0 | 0 | 35.0051 | 0.35313 | 2.1575
22.56 | 45.12 | 7.48 | 0.10336 | 0 | 0 | 54.5102 | 9.3784 | 0.011853 | 45.12 | 0.7522 | 0
32.16 | 64.32 | 7.48 | 0.10336 | 0 | 0 | 70.1433 | 5.8233 | 0 | 64.32 | 1 | 0
46.48 | 92.96 | 7.48 | 0.10336 | 0 | 13.1367 | 79.8233 | 0 | 0 | 79.8233 | 1 | 0
44.4 | 88.8 | 7.48 | 0.10336 | 0 | 3.4228 | 85.3772 | 0 | 0 | 85.3772 | 1 | 0
47.08 | 94.16 | 7.48 | 0.10336 | 0 | 9.2668 | 84.8932 | 0 | 0 | 84.8932 | 1 | 0
43.36 | 86.72 | 7.48 | 0.10336 | 0 | 7.1387 | 79.5813 | 0 | 0 | 79.5813 | 1 | 0
42.64 | 85.28 | 7.48 | 0.10336 | 0 | 16.8064 | 68.4736 | 0 | 0 | 68.4736 | 1 | 0
46.52 | 93.04 | 7.48 | 0.10336 | 0 | 41.3612 | 51.6788 | 0 | 0 | 51.6788 | 1 | 0
49.2 | 98.4 | 7.48 | 0.10336 | 0 | 67.4 | 31 | 0 | 0 | 31 | 1 | 0
52.68 | 105.36 | 7.48 | 0.10336 | 0 | 96.2124 | 9.1476 | 0 | 0 | 9.1476 | 1 | 0
40.72 | 81.44 | 7.48 | 0.10336 | 0 | 81.44 | 0 | 0 | 0 | 0 | 1 | 0
38.6 | 77.2 | 7.48 | 0.10336 | 0 | 77.2 | 0 | 0 | 0 | 0 | 1 | 0
35 | 70 | 7.48 | 0.10336 | 0 | 70 | 0 | 0 | 0 | 0 | 1 | 0
34.96 | 69.92 | 7.48 | 0.10336 | 0 | 69.92 | 0 | 0 | 0 | 0 | 1 | 0
36.96 | 73.92 | 7.48 | 0.10336 | 0 | 73.92 | 0 | 0 | 0 | 0 | 1 | 0
19 | 38 | 7.48 | 0.10336 | 0 | 38 | 0 | 0 | 0 | 0 | 1 | 0
12.8 | 25.6 | 7.48 | 0.10336 | 0 | 25.6 | 0 | 0 | 0 | 0 | 1 | 0
10.92 | 21.84 | 7.48 | 0.10336 | 0 | 21.84 | 0 | 0 | 0 | 0 | 1 | 0
11.28 | 22.56 | 7.48 | 0.10336 | 0 | 22.56 | 0 | 0 | 0 | 0 | 1 | 0
12.64 | 25.28 | 7.48 | 0.10336 | 0 | 25.28 | 0 | 0 | 0 | 0 | 1 | 0
14.96 | 29.92 | 7.48 | 0.10336 | 0 | 29.92 | 0 | 0 | 0 | 0 | 1 | 0
16 | 32 | 7.48 | 0.10336 | 0 | 32 | 0 | 0 | 0 | 0 | 1 | 0
16.16 | 32.32 | 7.48 | 0.10336 | 0 | 18.2061 | 12.8138 | 0 | 0 | 12.8138 | 0.93843 | 1.3001
16.92 | 33.84 | 7.48 | 0.10336 | 0 | 0 | 34.3154 | 0.47543 | 0 | 33.84 | 0.95867 | 0
26.2 | 52.4 | 7.48 | 0.10336 | 0 | 0 | 52.6347 | 0.23474 | 0 | 52.4 | 0.96865 | 0
33.8 | 67.6 | 7.48 | 0.10336 | 0 | 0 | 67.8444 | 0.24436 | 0 | 67.6 | 0.97905 | 0
39 | 78 | 11.23 | 0.12409 | 0 | 0 | 78.4923 | 0.49231 | 0 | 78 | 1 | 0
51.36 | 102.72 | 11.23 | 0.12409 | 0 | 19.8959 | 82.8241 | 0 | 0 | 82.8241 | 1 | 0
47.12 | 94.24 | 11.23 | 0.12409 | 0 | 11.0408 | 83.1992 | 0 | 0 | 83.1992 | 1 | 0
43.48 | 86.96 | 17.48 | 0.13136 | 0 | 8.1047 | 78.8553 | 0 | 0 | 78.8553 | 1 | 0
47.16 | 94.32 | 17.48 | 0.13136 | 0 | 26.4635 | 67.8565 | 0 | 0 | 67.8565 | 1 | 0
50 | 100 | 17.48 | 0.13136 | 0 | 41.4354 | 51.0496 | 0 | 0 | 51.0496 | 0.64412 | 7.5149
50.56 | 101.12 | 17.48 | 0.13136 | 0 | 61.5523 | 30.1893 | 0 | 0 | 30.1893 | 0.2 | 9.3784
48.44 | 96.88 | 11.23 | 0.12409 | 0 | 88.1075 | 8.7725 | 0 | 0 | 8.7725 | 0.2 | 0
42.08 | 84.16 | 11.23 | 0.12409 | 0 | 84.16 | 0 | 0 | 0 | 0 | 0.2 | 0
35.32 | 70.64 | 11.23 | 0.12409 | 0 | 70.64 | 0 | 0 | 0 | 0 | 0.2 | 0
33.12 | 66.24 | 7.48 | 0.10336 | 9.3784 | 66.24 | 0 | 0 | 0 | 0 | 0.59907 | 0
34.2 | 68.4 | 7.48 | 0.10336 | 9.3784 | 68.4 | 0 | 0 | 0 | 0 | 0.99814 | 0
32 | 64 | 7.48 | 0.10336 | 0.043676 | 64 | 0 | 0 | 0 | 0 | 1 | 0
14.56 | 29.12 | 7.48 | 0.10336 | 0 | 29.12 | 0 | 0 | 0 | 0 | 1 | 0
9.48 | 18.96 | 7.48 | 0.10336 | 0 | 18.96 | 0 | 0 | 0 | 0 | 1 | 0
11.2 | 22.4 | 7.48 | 0.10336 | 0 | 22.4 | 0 | 0 | 0 | 0 | 1 | 0
11.6 | 23.2 | 7.48 | 0.10336 | 0 | 23.2 | 0 | 0 | 0 | 0 | 1 | 0
15.48 | 30.96 | 7.48 | 0.10336 | 0 | 30.96 | 0 | 0 | 0 | 0 | 1 | 0
15.68 | 31.36 | 7.48 | 0.10336 | 0 | 31.36 | 0 | 0 | 0 | 0 | 1 | 0
19.28 | 38.56 | 7.48 | 0.10336 | 0 | 38.56 | 0 | 0 | 0 | 0 | 1 | 0
22.76 | 45.52 | 7.48 | 0.10336 | 0 | 32.8393 | 12.6807 | 0 | 0 | 12.6807 | 1 | 0
21.64 | 43.28 | 7.48 | 0.10336 | 0 | 9.1945 | 34.0855 | 0 | 0 | 34.0855 | 1 | 0
30.4 | 60.8 | 7.48 | 0.10336 | 0 | 7.04 | 53.76 | 0 | 0 | 53.76 | 1 | 0
46.28 | 92.56 | 7.48 | 0.10336 | 0 | 23.2515 | 69.3085 | 0 | 0 | 69.3085 | 1 | 0
55.84 | 111.68 | 11.23 | 0.12409 | 0 | 33.1393 | 78.5407 | 0 | 0 | 78.5407 | 1 | 0
63.72 | 127.44 | 11.23 | 0.12409 | 0 | 43.4422 | 83.9978 | 0 | 0 | 83.9978 | 1 | 0
58.28 | 116.56 | 11.23 | 0.12409 | 0 | 33.2761 | 83.2839 | 0 | 0 | 83.2839 | 1 | 0
58.16 | 116.32 | 17.48 | 0.13136 | 0 | 37.8035 | 78.5165 | 0 | 0 | 78.5165 | 1 | 0
58.32 | 116.64 | 17.48 | 0.13136 | 0 | 48.9892 | 67.6508 | 0 | 0 | 67.6508 | 1 | 0
58.56 | 117.12 | 17.48 | 0.13136 | 0 | 58.2771 | 51.3279 | 0 | 0 | 51.3279 | 0.64412 | 7.5149
51.5333 | 103.067 | 17.48 | 0.13136 | 0 | 63.4868 | 30.2014 | 0 | 0 | 30.2014 | 0.2 | 9.3784
48.6933 | 97.3867 | 11.23 | 0.12409 | 0 | 88.7715 | 8.6152 | 0 | 0 | 8.6152 | 0.2 | 0
51.9067 | 103.813 | 11.23 | 0.12409 | 0 | 103.813 | 0 | 0 | 0 | 0 | 0.2 | 0
47.96 | 95.92 | 11.23 | 0.12409 | 0 | 95.92 | 0 | 0 | 0 | 0 | 0.2 | 0
49.3333 | 98.6667 | 7.48 | 0.10336 | 9.3784 | 98.6667 | 0 | 0 | 0 | 0 | 0.59907 | 0
47.16 | 94.32 | 7.48 | 0.10336 | 9.3784 | 94.32 | 0 | 0 | 0 | 0 | 0.99814 | 0
35.6 | 71.2 | 7.48 | 0.10336 | 0.043676 | 71.2 | 0 | 0 | 0 | 0 | 1 | 0
14.6 | 29.2 | 7.48 | 0.10336 | 0 | 29.2 | 0 | 0 | 0 | 0 | 1 | 0
11.2 | 22.4 | 7.48 | 0.10336 | 0 | 22.4 | 0 | 0 | 0 | 0 | 1 | 0
17.64 | 35.28 | 7.48 | 0.10336 | 0 | 35.28 | 0 | 0 | 0 | 0 | 1 | 0
18.16 | 36.32 | 7.48 | 0.10336 | 0 | 36.32 | 0 | 0 | 0 | 0 | 1 | 0
19.6 | 39.2 | 7.48 | 0.10336 | 0 | 39.2 | 0 | 0 | 0 | 0 | 1 | 0
20.84 | 41.68 | 7.48 | 0.10336 | 0 | 41.68 | 0 | 0 | 0 | 0 | 1 | 0
23.2 | 46.4 | 7.48 | 0.10336 | 0 | 46.4 | 0 | 0 | 0 | 0 | 1 | 0
25.72 | 51.44 | 7.48 | 0.10336 | 0 | 38.4205 | 13.0195 | 0 | 0 | 13.0195 | 1 | 0
25.76 | 51.52 | 7.48 | 0.10336 | 0 | 15.6074 | 35.9126 | 0 | 0 | 35.9126 | 1 | 0
39.36 | 78.72 | 7.48 | 0.10336 | 0 | 23.266 | 55.454 | 0 | 0 | 55.454 | 1 | 0
44.96 | 89.92 | 7.48 | 0.10336 | 0 | 20.7567 | 69.1633 | 0 | 0 | 69.1633 | 1 | 0
48.28 | 96.56 | 11.23 | 0.12409 | 0 | 18.5033 | 78.0567 | 0 | 0 | 78.0567 | 1 | 0
54.6 | 109.2 | 11.23 | 0.12409 | 0 | 25.2022 | 83.9978 | 0 | 0 | 83.9978 | 1 | 0
51.36 | 102.72 | 11.23 | 0.12409 | 0 | 19.4482 | 83.2718 | 0 | 0 | 83.2718 | 1 | 0
56.72 | 113.44 | 17.48 | 0.13136 | 0 | 34.1733 | 79.2667 | 0 | 0 | 79.2667 | 1 | 0
53.76 | 107.52 | 17.48 | 0.13136 | 0 | 39.2158 | 68.3042 | 0 | 0 | 68.3042 | 1 | 0
49.44 | 98.88 | 17.48 | 0.13136 | 0 | 39.541 | 51.824 | 0 | 0 | 51.824 | 0.64412 | 7.5149
47.92 | 95.84 | 17.48 | 0.13136 | 0 | 56.3933 | 30.0683 | 0 | 0 | 30.0683 | 0.2 | 9.3784
51.24 | 102.48 | 11.23 | 0.12409 | 0 | 94.0826 | 8.3974 | 0 | 0 | 8.3974 | 0.2 | 0
50.56 | 101.12 | 11.23 | 0.12409 | 0 | 101.12 | 0 | 0 | 0 | 0 | 0.2 | 0
47.4 | 94.8 | 11.23 | 0.12409 | 0 | 94.8 | 0 | 0 | 0 | 0 | 0.2 | 0
45.56 | 91.12 | 7.48 | 0.10336 | 9.3784 | 91.12 | 0 | 0 | 0 | 0 | 0.59907 | 0
41.4 | 82.8 | 7.48 | 0.10336 | 9.0029 | 82.8 | 0 | 0 | 0 | 0 | 0.98217 | 0
31.52 | 63.04 | 7.48 | 0.10336 | 0 | 63.04 | 0 | 0 | 0 | 0 | 0.98217 | 0
13.44 | 26.88 | 7.48 | 0.10336 | 0 | 26.88 | 0 | 0 | 0 | 0 | 0.98217 | 0
9.36 | 18.72 | 7.48 | 0.10336 | 0 | 18.72 | 0 | 0 | 0 | 0 | 0.98217 | 0
10.68 | 21.36 | 7.48 | 0.10336 | 0 | 21.36 | 0 | 0 | 0 | 0 | 0.98217 | 0
10.84 | 21.68 | 7.48 | 0.10336 | 0 | 21.68 | 0 | 0 | 0 | 0 | 0.98217 | 0
12.16 | 24.32 | 7.48 | 0.10336 | 0 | 24.32 | 0 | 0 | 0 | 0 | 0.98217 | 0
14.36 | 28.72 | 7.48 | 0.10336 | 0 | 28.72 | 0 | 0 | 0 | 0 | 0.98217 | 0
16.72 | 33.44 | 7.48 | 0.10336 | 0 | 33.44 | 0 | 0 | 0 | 0 | 0.98217 | 0
22.36 | 44.72 | 7.48 | 0.10336 | 0 | 32.0151 | 12.7049 | 0 | 0 | 12.7049 | 0.98217 | 0
28.2 | 56.4 | 7.48 | 0.10336 | 0 | 21.9636 | 34.4364 | 0 | 0 | 34.4364 | 0.98217 | 0
31.2 | 62.4 | 7.48 | 0.10336 | 0 | 9.608 | 52.792 | 0 | 0 | 52.792 | 0.98217 | 0
33.64 | 67.28 | 7.48 | 0.10336 | 0 | 0 | 67.6992 | 0.41916 | 0 | 67.28 | 1 | 0
39.08 | 78.16 | 11.23 | 0.12409 | 0 | 0.21219 | 77.9478 | 0 | 0 | 77.9478 | 1 | 0
45.08 | 90.16 | 11.23 | 0.12409 | 0 | 7.0939 | 83.0661 | 0 | 0 | 83.0661 | 1 | 0
47.4 | 94.8 | 11.23 | 0.12409 | 0 | 12.4841 | 82.3159 | 0 | 0 | 82.3159 | 1 | 0
50.92 | 101.84 | 17.48 | 0.13136 | 0 | 24.4851 | 77.3549 | 0 | 0 | 77.3549 | 1 | 0
48.88 | 97.76 | 17.48 | 0.13136 | 0 | 31.2587 | 66.5013 | 0 | 0 | 66.5013 | 1 | 0
48.72 | 97.44 | 17.48 | 0.13136 | 0 | 40.1338 | 49.7913 | 0 | 0 | 49.7913 | 0.64412 | 7.5149
45.12 | 90.24 | 17.48 | 0.13136 | 0 | 52.0275 | 28.8342 | 0 | 0 | 28.8342 | 0.2 | 9.3784
46.64 | 93.28 | 11.23 | 0.12409 | 0 | 85.4271 | 7.8529 | 0 | 0 | 7.8529 | 0.2 | 0
47.04 | 94.08 | 11.23 | 0.12409 | 0 | 94.08 | 0 | 0 | 0 | 0 | 0.2 | 0
42 | 84 | 11.23 | 0.12409 | 0 | 84 | 0 | 0 | 0 | 0 | 0.2 | 0
41.56 | 83.12 | 7.48 | 0.10336 | 9.3784 | 83.12 | 0 | 0 | 0 | 0 | 0.59907 | 0
35.12 | 70.24 | 7.48 | 0.10336 | 9.3784 | 70.24 | 0 | 0 | 0 | 0 | 0.99814 | 0
31.12 | 62.24 | 7.48 | 0.10336 | 0.043676 | 62.24 | 0 | 0 | 0 | 0 | 1 | 0
13.16 | 26.32 | 7.48 | 0.10336 | 0 | 26.32 | 0 | 0 | 0 | 0 | 1 | 0
9.24 | 18.48 | 7.48 | 0.10336 | 0 | 18.48 | 0 | 0 | 0 | 0 | 1 | 0
11.24 | 22.48 | 7.48 | 0.10336 | 0 | 22.48 | 0 | 0 | 0 | 0 | 1 | 0
12.52 | 25.04 | 7.48 | 0.10336 | 0 | 25.04 | 0 | 0 | 0 | 0 | 1 | 0
16.28 | 32.56 | 7.48 | 0.10336 | 0 | 32.56 | 0 | 0 | 0 | 0 | 1 | 0
17.32 | 34.64 | 7.48 | 0.10336 | 0 | 34.64 | 0 | 0 | 0 | 0 | 1 | 0
18.96 | 37.92 | 7.48 | 0.10336 | 0 | 37.92 | 0 | 0 | 0 | 0 | 1 | 0
27.6 | 55.2 | 7.48 | 0.10336 | 0 | 42.4588 | 12.7412 | 0 | 0 | 12.7412 | 1 | 0
32.76 | 65.52 | 7.48 | 0.10336 | 0 | 30.527 | 34.993 | 0 | 0 | 34.993 | 1 | 0
38.44 | 76.88 | 7.48 | 0.10336 | 0 | 23.1805 | 53.6995 | 0 | 0 | 53.6995 | 1 | 0
43.32 | 86.64 | 7.48 | 0.10336 | 0 | 17.5009 | 69.1391 | 0 | 0 | 69.1391 | 1 | 0
44.6 | 89.2 | 11.23 | 0.12409 | 0 | 11.833 | 77.367 | 0 | 0 | 77.367 | 1 | 0
57.92 | 115.84 | 11.23 | 0.12409 | 0 | 32.665 | 83.175 | 0 | 0 | 83.175 | 1 | 0
49.64 | 99.28 | 11.23 | 0.12409 | 0 | 15.8025 | 83.4775 | 0 | 0 | 83.4775 | 1 | 0
46.64 | 93.28 | 17.48 | 0.13136 | 0 | 15.5016 | 77.7784 | 0 | 0 | 77.7784 | 1 | 0
51.92 | 103.84 | 17.48 | 0.13136 | 0 | 36.3223 | 67.5177 | 0 | 0 | 67.5177 | 1 | 0
50.28 | 100.56 | 17.48 | 0.13136 | 0 | 42.5762 | 50.4688 | 0 | 0 | 50.4688 | 0.64412 | 7.5149
49.76 | 99.52 | 17.48 | 0.13136 | 0 | 61.1018 | 29.0399 | 0 | 0 | 29.0399 | 0.2 | 9.3784
46.84 | 93.68 | 11.23 | 0.12409 | 0 | 85.9239 | 7.7561 | 0 | 0 | 7.7561 | 0.2 | 0
45.56 | 91.12 | 11.23 | 0.12409 | 0 | 91.12 | 0 | 0 | 0 | 0 | 0.2 | 0
41.8 | 83.6 | 11.23 | 0.12409 | 0 | 83.6 | 0 | 0 | 0 | 0 | 0.2 | 0
41.64 | 83.28 | 7.48 | 0.10336 | 9.3784 | 83.28 | 0 | 0 | 0 | 0 | 0.59907 | 0
41.56 | 83.12 | 7.48 | 0.10336 | 6.0654 | 83.12 | 0 | 0 | 0 | 0 | 0.85717 | 0
33.24 | 66.48 | 7.48 | 0.10336 | 0 | 66.48 | 0 | 0 | 0 | 0 | 0.85717 | 0
14.2 | 28.4 | 7.48 | 0.10336 | 0 | 28.4 | 0 | 0 | 0 | 0 | 0.85717 | 0
9.36 | 18.72 | 7.48 | 0.10336 | 0 | 18.72 | 0 | 0 | 0 | 0 | 0.85717 | 0
10.64 | 21.28 | 7.48 | 0.10336 | 0 | 21.28 | 0 | 0 | 0 | 0 | 0.85717 | 0
11.04 | 22.08 | 7.48 | 0.10336 | 0 | 22.08 | 0 | 0 | 0 | 0 | 0.85717 | 0
12.56 | 25.12 | 7.48 | 0.10336 | 0 | 25.12 | 0 | 0 | 0 | 0 | 0.85717 | 0
14.64 | 29.28 | 7.48 | 0.10336 | 0 | 29.28 | 0 | 0 | 0 | 0 | 0.85717 | 0
16.16 | 32.32 | 7.48 | 0.10336 | 0 | 32.32 | 0 | 0 | 0 | 0 | 0.85717 | 0
22.52 | 45.04 | 7.48 | 0.10336 | 0 | 32.565 | 12.475 | 0 | 0 | 12.475 | 0.85717 | 0
24.08 | 48.16 | 7.48 | 0.10336 | 0 | 13.3727 | 34.7873 | 0 | 0 | 34.7873 | 0.85717 | 0
25.48 | 50.96 | 7.48 | 0.10336 | 0 | 0 | 54.3166 | 3.3566 | 0 | 50.96 | 1 | 0
38.72 | 77.44 | 7.48 | 0.10336 | 0 | 7.3571 | 70.0829 | 0 | 0 | 70.0829 | 1 | 0
51.76 | 103.52 | 7.48 | 0.10336 | 0 | 23.7935 | 79.7265 | 0 | 0 | 79.7265 | 1 | 0
50.56 | 101.12 | 7.48 | 0.10336 | 0 | 15.5129 | 85.6071 | 0 | 0 | 85.6071 | 1 | 0
53.04 | 106.08 | 7.48 | 0.10336 | 0 | 21.211 | 84.869 | 0 | 0 | 84.869 | 1 | 0
53.68 | 107.36 | 7.48 | 0.10336 | 0 | 28.0449 | 79.3151 | 0 | 0 | 79.3151 | 1 | 0
55.24 | 110.48 | 7.48 | 0.10336 | 0 | 42.2605 | 68.2195 | 0 | 0 | 68.2195 | 1 | 0
53.28 | 106.56 | 7.48 | 0.10336 | 0 | 55.0506 | 51.5094 | 0 | 0 | 51.5094 | 1 | 0
56.6 | 113.2 | 7.48 | 0.10336 | 0 | 83.8213 | 29.3787 | 0 | 0 | 29.3787 | 1 | 0
57.44 | 114.88 | 7.48 | 0.10336 | 0 | 105.932 | 7.6835 | 0 | 0 | 7.6835 | 0.94014 | 1.264
55.84 | 111.68 | 7.48 | 0.10336 | 0 | 105.932 | 0 | 0 | 0 | 0 | 0.66796 | 5.7475
55.92 | 111.84 | 7.48 | 0.10336 | 0 | 105.932 | 0 | 0 | 0 | 0 | 0.3882 | 5.9075
46.8 | 93.6 | 7.48 | 0.10336 | 5.0252 | 93.6 | 0 | 0 | 0 | 0 | 0.60204 | 0
39.72 | 79.44 | 7.48 | 0.10336 | 0 | 79.44 | 0 | 0 | 0 | 0 | 0.60204 | 0
32.96 | 65.92 | 7.48 | 0.10336 | 0 | 65.92 | 0 | 0 | 0 | 0 | 0.60204 | 0
16.28 | 32.56 | 7.48 | 0.10336 | 0 | 32.56 | 0 | 0 | 0 | 0 | 0.60204 | 0
12.56 | 25.12 | 7.48 | 0.10336 | 0 | 25.12 | 0 | 0 | 0 | 0 | 0.60204 | 0
12.56 | 25.12 | 7.48 | 0.10336 | 0 | 25.12 | 0 | 0 | 0 | 0 | 0.60204 | 0
10 | 20 | 7.48 | 0.10336 | 0 | 20 | 0 | 0 | 0 | 0 | 0.60204 | 0
12.36 | 24.72 | 7.48 | 0.10336 | 0 | 24.72 | 0 | 0 | 0 | 0 | 0.60204 | 0
14.56 | 29.12 | 7.48 | 0.10336 | 0 | 29.12 | 0 | 0 | 0 | 0 | 0.60204 | 0
15.76 | 31.52 | 7.48 | 0.10336 | 0 | 31.52 | 0 | 0 | 0 | 0 | 0.60204 | 0
16.2 | 32.4 | 7.48 | 0.10336 | 0 | 19.7435 | 12.6565 | 0 | 0 | 12.6565 | 0.60204 | 0
20.64 | 41.28 | 7.48 | 0.10336 | 0 | 22.7308 | 18.5492 | 0 | 0 | 18.5492 | 0.60204 | 0
27.4 | 54.8 | 7.48 | 0.10336 | 0 | 0 | 56.2889 | 1.4889 | 0 | 54.8 | 0.66539 | 0
32.96 | 65.92 | 7.48 | 0.10336 | 0 | 0 | 72.4423 | 6.5223 | 0 | 65.92 | 0.94294 | 0
40.56 | 81.12 | 7.48 | 0.10336 | 0 | 0 | 82.4611 | 1.3411 | 0 | 81.12 | 1 | 0
47.68 | 95.36 | 7.48 | 0.10336 | 0 | 7.0909 | 88.2691 | 0 | 0 | 88.2691 | 1 | 0
48.68 | 97.36 | 7.48 | 0.10336 | 0 | 9.4418 | 87.9182 | 0 | 0 | 87.9182 | 1 | 0
49.52 | 99.04 | 7.48 | 0.10336 | 0 | 17.3291 | 81.7109 | 0 | 0 | 81.7109 | 1 | 0
55.08 | 110.16 | 7.48 | 0.10336 | 0 | 39.8715 | 70.2885 | 0 | 0 | 70.2885 | 1 | 0
60.04 | 120.08 | 7.48 | 0.10336 | 0 | 67.7962 | 52.2838 | 0 | 0 | 52.2838 | 1 | 0
57.32 | 114.64 | 7.48 | 0.10336 | 0 | 84.8257 | 29.8143 | 0 | 0 | 29.8143 | 1 | 0
59.16 | 118.32 | 7.48 | 0.10336 | 0 | 105.932 | 7.5141 | 0 | 0 | 7.5141 | 0.76921 | 4.8735
51.4 | 102.8 | 7.48 | 0.10336 | 3.1325 | 102.8 | 0 | 0 | 0 | 0 | 0.90251 | 0
49.92 | 99.84 | 7.48 | 0.10336 | 2.2911 | 99.84 | 0 | 0 | 0 | 0 | 1 | 0
46.68 | 93.36 | 7.48 | 0.10336 | 0 | 93.36 | 0 | 0 | 0 | 0 | 1 | 0
45.36 | 90.72 | 7.48 | 0.10336 | 0 | 90.72 | 0 | 0 | 0 | 0 | 1 | 0
40.56 | 81.12 | 7.48 | 0.10336 | 0 | 81.12 | 0 | 0 | 0 | 0 | 1 | 0
20.56 | 41.12 | 7.48 | 0.10336 | 0 | 41.12 | 0 | 0 | 0 | 0 | 1 | 0
13.28 | 26.56 | 7.48 | 0.10336 | 0 | 26.56 | 0 | 0 | 0 | 0 | 1 | 0
16.48 | 32.96 | 7.48 | 0.10336 | 0 | 32.96 | 0 | 0 | 0 | 0 | 1 | 0
18.28 | 36.56 | 7.48 | 0.10336 | 0 | 36.56 | 0 | 0 | 0 | 0 | 1 | 0
20.68 | 41.36 | 7.48 | 0.10336 | 0 | 41.36 | 0 | 0 | 0 | 0 | 1 | 0
21.44 | 42.88 | 7.48 | 0.10336 | 0 | 42.88 | 0 | 0 | 0 | 0 | 1 | 0
23.24 | 46.48 | 7.48 | 0.10336 | 0 | 46.48 | 0 | 0 | 0 | 0 | 1 | 0
26 | 52 | 7.48 | 0.10336 | 0 | 39.1378 | 12.8622 | 0 | 0 | 12.8622 | 1 | 0
23.64 | 47.28 | 7.48 | 0.10336 | 0 | 36.6321 | 10.6479 | 0 | 0 | 10.6479 | 1 | 0
32.32 | 64.64 | 7.48 | 0.10336 | 0 | 39.0728 | 25.5672 | 0 | 0 | 25.5672 | 1 | 0
38.04 | 76.08 | 7.48 | 0.10336 | 0 | 27.6197 | 48.4603 | 0 | 0 | 48.4603 | 1 | 0
42.72 | 85.44 | 11.23 | 0.12409 | 0 | 2.2529 | 83.1871 | 0 | 0 | 83.1871 | 1 | 0
47.12 | 94.24 | 11.23 | 0.12409 | 0 | 6.2371 | 88.0029 | 0 | 0 | 88.0029 | 1 | 0
48.28 | 96.56 | 11.23 | 0.12409 | 0 | 9.8518 | 86.7082 | 0 | 0 | 86.7082 | 1 | 0
47.88 | 95.76 | 17.48 | 0.13136 | 0 | 14.3879 | 81.3721 | 0 | 0 | 81.3721 | 1 | 0
51.64 | 103.28 | 17.48 | 0.13136 | 0 | 34.8669 | 68.4131 | 0 | 0 | 68.4131 | 1 | 0
60.32 | 120.64 | 17.48 | 0.13136 | 0 | 62.4989 | 50.6261 | 0 | 0 | 50.6261 | 0.64412 | 7.5149
59.68 | 119.36 | 17.48 | 0.13136 | 0 | 81.7283 | 28.2534 | 0 | 0 | 28.2534 | 0.2 | 9.3784
53.2 | 106.4 | 11.23 | 0.12409 | 0 | 99.3699 | 7.0301 | 0 | 0 | 7.0301 | 0.2 | 0
49.72 | 99.44 | 11.23 | 0.12409 | 0 | 99.44 | 0 | 0 | 0 | 0 | 0.2 | 0
45 | 90 | 11.23 | 0.12409 | 0 | 90 | 0 | 0 | 0 | 0 | 0.2 | 0
36.12 | 72.24 | 7.48 | 0.10336 | 9.3784 | 72.24 | 0 | 0 | 0 | 0 | 0.59907 | 0
34.4 | 68.8 | 7.48 | 0.10336 | 9.3784 | 68.8 | 0 | 0 | 0 | 0 | 0.99814 | 0
30.28 | 60.56 | 7.48 | 0.10336 | 0.043676 | 60.56 | 0 | 0 | 0 | 0 | 1 | 0
14.28 | 28.56 | 7.48 | 0.10336 | 0 | 28.56 | 0 | 0 | 0 | 0 | 1 | 0
8.92 | 17.84 | 7.48 | 0.10336 | 0 | 17.84 | 0 | 0 | 0 | 0 | 1 | 0
11.36 | 22.72 | 7.48 | 0.10336 | 0 | 22.72 | 0 | 0 | 0 | 0 | 1 | 0
13.96 | 27.92 | 7.48 | 0.10336 | 0 | 27.92 | 0 | 0 | 0 | 0 | 1 | 0
16.24 | 32.48 | 7.48 | 0.10336 | 0 | 32.48 | 0 | 0 | 0 | 0 | 1 | 0
17.4 | 34.8 | 7.48 | 0.10336 | 0 | 34.8 | 0 | 0 | 0 | 0 | 1 | 0
22.12 | 44.24 | 7.48 | 0.10336 | 0 | 44.24 | 0 | 0 | 0 | 0 | 1 | 0
22.56 | 45.12 | 7.48 | 0.10336 | 0 | 32.8265 | 12.2935 | 0 | 0 | 12.2935 | 1 | 0
16.72 | 33.44 | 7.48 | 0.10336 | 0 | 18.2304 | 15.2096 | 0 | 0 | 15.2096 | 1 | 0
20 | 40 | 7.48 | 0.10336 | 0 | 20.7974 | 19.2026 | 0 | 0 | 19.2026 | 1 | 0
23.48 | 46.96 | 7.48 | 0.10336 | 0 | 8.8936 | 38.0664 | 0 | 0 | 38.0664 | 1 | 0
36 | 72 | 11.23 | 0.12409 | 0 | 14.247 | 57.753 | 0 | 0 | 57.753 | 1 | 0
44.8 | 89.6 | 11.23 | 0.12409 | 0 | 0.036247 | 89.5638 | 0 | 0 | 89.5638 | 1 | 0
44.2 | 88.4 | 11.23 | 0.12409 | 0 | 0.59074 | 87.8093 | 0 | 0 | 87.8093 | 1 | 0
44.68 | 89.36 | 17.48 | 0.13136 | 0 | 7.1651 | 82.1949 | 0 | 0 | 82.1949 | 1 | 0
46.96 | 93.92 | 17.48 | 0.13136 | 0 | 24.1759 | 69.7441 | 0 | 0 | 69.7441 | 1 | 0
48.64 | 97.28 | 17.48 | 0.13136 | 0 | 38.1588 | 51.6062 | 0 | 0 | 51.6062 | 0.64412 | 7.5149
56.04 | 112.08 | 17.48 | 0.13136 | 0 | 73.8917 | 28.81 | 0 | 0 | 28.81 | 0.2 | 9.3784
53.24 | 106.48 | 11.23 | 0.12409 | 0 | 99.5467 | 6.9333 | 0 | 0 | 6.9333 | 0.2 | 0
48.88 | 97.76 | 11.23 | 0.12409 | 0 | 97.76 | 0 | 0 | 0 | 0 | 0.2 | 0
41.84 | 83.68 | 11.23 | 0.12409 | 0 | 83.68 | 0 | 0 | 0 | 0 | 0.2 | 0
39 | 78 | 7.48 | 0.10336 | 9.3784 | 78 | 0 | 0 | 0 | 0 | 0.59907 | 0
38.56 | 77.12 | 7.48 | 0.10336 | 9.3784 | 77.12 | 0 | 0 | 0 | 0 | 0.99814 | 0
35 | 70 | 7.48 | 0.10336 | 0.043676 | 70 | 0 | 0 | 0 | 0 | 1 | 0
17.68 | 35.36 | 7.48 | 0.10336 | 0 | 35.36 | 0 | 0 | 0 | 0 | 1 | 0
13.8 | 27.6 | 7.48 | 0.10336 | 0 | 27.6 | 0 | 0 | 0 | 0 | 1 | 0
21.16 | 42.32 | 7.48 | 0.10336 | 0 | 42.32 | 0 | 0 | 0 | 0 | 1 | 0
29.92 | 59.84 | 7.48 | 0.10336 | 0 | 59.84 | 0 | 0 | 0 | 0 | 1 | 0
26.36 | 52.72 | 7.48 | 0.10336 | 0 | 52.72 | 0 | 0 | 0 | 0 | 1 | 0
20.68 | 41.36 | 7.48 | 0.10336 | 0 | 41.36 | 0 | 0 | 0 | 0 | 1 | 0
26 | 52 | 7.48 | 0.10336 | 0 | 52 | 0 | 0 | 0 | 0 | 1 | 0
31.48 | 62.96 | 7.48 | 0.10336 | 0 | 50.9206 | 12.0394 | 0 | 0 | 12.0394 | 1 | 0
34.24 | 68.48 | 7.48 | 0.10336 | 0 | 58.5459 | 9.934 | 0 | 0 | 9.934 | 1 | 0
33.32 | 66.64 | 7.48 | 0.10336 | 0 | 43.3597 | 23.2803 | 0 | 0 | 23.2803 | 1 | 0
45.48 | 90.96 | 7.48 | 0.10336 | 0 | 22.1718 | 68.7882 | 0 | 0 | 68.7882 | 1 | 0
51.76 | 103.52 | 11.23 | 0.12409 | 0 | 52.1074 | 51.4126 | 0 | 0 | 51.4126 | 1 | 0
54.72 | 109.44 | 11.23 | 0.12409 | 0 | 23.4215 | 86.0185 | 0 | 0 | 86.0185 | 1 | 0
60.16 | 120.32 | 11.23 | 0.12409 | 0 | 34.8581 | 85.4619 | 0 | 0 | 85.4619 | 1 | 0
68.04 | 136.08 | 17.48 | 0.13136 | 0 | 56.1115 | 79.9685 | 0 | 0 | 79.9685 | 1 | 0
61.8 | 123.6 | 17.48 | 0.13136 | 0 | 55.7435 | 67.8565 | 0 | 0 | 67.8565 | 1 | 0
57 | 114 | 17.48 | 0.13136 | 0 | 64.0393 | 49.9607 | 0 | 0 | 49.9607 | 1 | 0
58.04 | 116.08 | 17.48 | 0.13136 | 0 | 81.7283 | 27.4911 | 0 | 0 | 27.4911 | 0.67511 | 6.8607
58 | 116 | 11.23 | 0.12409 | 0 | 105.932 | 6.5824 | 0 | 0 | 6.5824 | 0.51007 | 3.4851
56.24 | 112.48 | 11.23 | 0.12409 | 0 | 105.932 | 0 | 0 | 0 | 0 | 0.2 | 6.5475
51.36 | 102.72 | 11.23 | 0.12409 | 0 | 102.72 | 0 | 0 | 0 | 0 | 0.2 | 0
43.12 | 86.24 | 7.48 | 0.10336 | 9.3784 | 86.24 | 0 | 0 | 0 | 0 | 0.59907 | 0
38.52 | 77.04 | 7.48 | 0.10336 | 9.3784 | 77.04 | 0 | 0 | 0 | 0 | 0.99814 | 0
29.28 | 58.56 | 7.48 | 0.10336 | 0.043676 | 58.56 | 0 | 0 | 0 | 0 | 1 | 0
14.44 | 28.88 | 7.48 | 0.10336 | 0 | 28.88 | 0 | 0 | 0 | 0 | 1 | 0
11.48 | 22.96 | 7.48 | 0.10336 | 0 | 22.96 | 0 | 0 | 0 | 0 | 1 | 0
20.16 | 40.32 | 7.48 | 0.10336 | 0 | 40.32 | 0 | 0 | 0 | 0 | 1 | 0
23.24 | 46.48 | 7.48 | 0.10336 | 0 | 46.48 | 0 | 0 | 0 | 0 | 1 | 0
20.56 | 41.12 | 7.48 | 0.10336 | 0 | 41.12 | 0 | 0 | 0 | 0 | 1 | 0
18.76 | 37.52 | 7.48 | 0.10336 | 0 | 37.52 | 0 | 0 | 0 | 0 | 1 | 0
25.56 | 51.12 | 7.48 | 0.10336 | 0 | 51.12 | 0 | 0 | 0 | 0 | 1 | 0
29.2 | 58.4 | 7.48 | 0.10336 | 0 | 46.2638 | 12.1362 | 0 | 0 | 12.1362 | 1 | 0
29.36 | 58.72 | 7.48 | 0.10336 | 0 | 23.7028 | 35.0172 | 0 | 0 | 35.0172 | 1 | 0
32.12 | 64.24 | 7.48 | 0.10336 | 0 | 10.1533 | 54.0867 | 0 | 0 | 54.0867 | 1 | 0
38.68 | 77.36 | 7.48 | 0.10336 | 0 | 9.806 | 67.554 | 0 | 0 | 67.554 | 1 | 0
41.68 | 83.36 | 11.23 | 0.12409 | 0 | 5.1339 | 78.2261 | 0 | 0 | 78.2261 | 1 | 0
45.6 | 91.2 | 11.23 | 0.12409 | 0 | 7.1417 | 84.0583 | 0 | 0 | 84.0583 | 1 | 0
45.2 | 90.4 | 11.23 | 0.12409 | 0 | 5.9182 | 84.4818 | 0 | 0 | 84.4818 | 1 | 0
43.2 | 86.4 | 17.48 | 0.13136 | 0 | 8.1013 | 78.2987 | 0 | 0 | 78.2987 | 1 | 0
49.28 | 98.56 | 17.48 | 0.13136 | 0 | 31.8167 | 66.7433 | 0 | 0 | 66.7433 | 1 | 0
49.8 | 99.6 | 17.48 | 0.13136 | 0 | 42.8625 | 49.2226 | 0 | 0 | 49.2226 | 0.64412 | 7.5149
51.68 | 103.36 | 17.48 | 0.13136 | 0 | 66.6721 | 27.3096 | 0 | 0 | 27.3096 | 0.2 | 9.3784
49.76 | 99.52 | 11.23 | 0.12409 | 0 | 93.2885 | 6.2315 | 0 | 0 | 6.2315 | 0.2 | 0
45.16 | 90.32 | 11.23 | 0.12409 | 0 | 90.32 | 0 | 0 | 0 | 0 | 0.2 | 0
39.32 | 78.64 | 11.23 | 0.12409 | 0 | 78.64 | 0 | 0 | 0 | 0 | 0.2 | 0
40.12 | 80.24 | 7.48 | 0.10336 | 9.3784 | 80.24 | 0 | 0 | 0 | 0 | 0.59907 | 0
36.32 | 72.64 | 7.48 | 0.10336 | 9.3784 | 72.64 | 0 | 0 | 0 | 0 | 0.99814 | 0
27.08 | 54.16 | 7.48 | 0.10336 | 0.043676 | 54.16 | 0 | 0 | 0 | 0 | 1 | 0
13.08 | 26.16 | 7.48 | 0.10336 | 0 | 26.16 | 0 | 0 | 0 | 0 | 1 | 0
9.44 | 18.88 | 7.48 | 0.10336 | 0 | 18.88 | 0 | 0 | 0 | 0 | 1 | 0
12.4 | 24.8 | 7.48 | 0.10336 | 0 | 24.8 | 0 | 0 | 0 | 0 | 1 | 0
15.2 | 30.4 | 7.48 | 0.10336 | 0 | 30.4 | 0 | 0 | 0 | 0 | 1 | 0
17.6 | 35.2 | 7.48 | 0.10336 | 0 | 35.2 | 0 | 0 | 0 | 0 | 1 | 0
21.2 | 42.4 | 7.48 | 0.10336 | 0 | 42.4 | 0 | 0 | 0 | 0 | 1 | 0
23.92 | 47.84 | 7.48 | 0.10336 | 0 | 47.84 | 0 | 0 | 0 | 0 | 1 | 0
31.12 | 62.24 | 7.48 | 0.10336 | 0 | 50.5878 | 11.6522 | 0 | 0 | 11.6522 | 1 | 0
31.84 | 63.68 | 7.48 | 0.10336 | 0 | 29.7881 | 33.8919 | 0 | 0 | 33.8919 | 1 | 0
32.8 | 65.6 | 7.48 | 0.10336 | 0 | 10.8962 | 54.7038 | 0 | 0 | 54.7038 | 1 | 0
35.4 | 70.8 | 7.48 | 0.10336 | 0 | 0.92285 | 69.8772 | 0 | 0 | 69.8772 | 1 | 0
43 | 86 | 11.23 | 0.12409 | 0 | 4.8457 | 81.1543 | 0 | 0 | 81.1543 | 1 | 0
45.48 | 90.96 | 11.23 | 0.12409 | 0 | 5.728 | 85.232 | 0 | 0 | 85.232 | 1 | 0
52 | 104 | 11.23 | 0.12409 | 0 | 19.2399 | 84.7601 | 0 | 0 | 84.7601 | 1 | 0
46.36 | 92.72 | 17.48 | 0.13136 | 0 | 14.4576 | 78.2624 | 0 | 0 | 78.2624 | 1 | 0
51.48 | 102.96 | 17.48 | 0.13136 | 0 | 36.3256 | 66.6344 | 0 | 0 | 66.6344 | 1 | 0
46.16 | 92.32 | 17.48 | 0.13136 | 0 | 36.0423 | 48.7628 | 0 | 0 | 48.7628 | 0.64412 | 7.5149
52.24 | 104.48 | 17.48 | 0.13136 | 0 | 68.1793 | 26.9224 | 0 | 0 | 26.9224 | 0.2 | 9.3784
52.48 | 104.96 | 11.23 | 0.12409 | 0 | 99.152 | 5.808 | 0 | 0 | 5.808 | 0.2 | 0
47.36 | 94.72 | 11.23 | 0.12409 | 0 | 94.72 | 0 | 0 | 0 | 0 | 0.2 | 0
43.68 | 87.36 | 11.23 | 0.12409 | 0 | 87.36 | 0 | 0 | 0 | 0 | 0.2 | 0
40.68 | 81.36 | 7.48 | 0.10336 | 0 | 81.36 | 0 | 0 | 0 | 0 | 0.2 | 0
39.56 | 79.12 | 7.48 | 0.10336 | 0 | 79.12 | 0 | 0 | 0 | 0 | 0.2 | 0
27.72 | 55.44 | 7.48 | 0.10336 | 0 | 55.44 | 0 | 0 | 0 | 0 | 0.2 | 0
12.56 | 25.12 | 7.48 | 0.10336 | 0 | 25.12 | 0 | 0 | 0 | 0 | 0.2 | 0
9.04 | 18.08 | 7.48 | 0.10336 | 0 | 18.08 | 0 | 0 | 0 | 0 | 0.2 | 0
10.6 | 21.2 | 7.48 | 0.10336 | 0 | 21.2 | 0 | 0 | 0 | 0 | 0.2 | 0
12.64 | 25.28 | 7.48 | 0.10336 | 0 | 25.28 | 0 | 0 | 0 | 0 | 0.2 | 0
14.36 | 28.72 | 7.48 | 0.10336 | 0 | 28.72 | 0 | 0 | 0 | 0 | 0.2 | 0
16.96 | 33.92 | 7.48 | 0.10336 | 0 | 33.92 | 0 | 0 | 0 | 0 | 0.2 | 0
21.08 | 42.16 | 7.48 | 0.10336 | 0 | 42.16 | 0 | 0 | 0 | 0 | 0.2 | 0
29.8 | 59.6 | 7.48 | 0.10336 | 0 | 48.1898 | 11.4102 | 0 | 0 | 11.4102 | 0.2 | 0
30.68 | 61.36 | 7.48 | 0.10336 | 0 | 28.2546 | 33.1054 | 0 | 0 | 33.1054 | 0.2 | 0
33.08 | 66.16 | 7.48 | 0.10336 | 0 | 14.0335 | 52.1265 | 0 | 0 | 52.1265 | 0.2 | 0
36.48 | 72.96 | 7.48 | 0.10336 | 0 | 5.3939 | 67.5661 | 0 | 0 | 67.5661 | 0.2 | 0
39.84 | 79.68 | 7.48 | 0.10336 | 0 | 1.0304 | 78.6496 | 0 | 0 | 78.6496 | 0.2 | 0
51.36 | 102.72 | 7.48 | 0.10336 | 0 | 20.2226 | 82.4974 | 0 | 0 | 82.4974 | 0.2 | 0
46.08 | 92.16 | 7.48 | 0.10336 | 0 | 9.6142 | 82.5458 | 0 | 0 | 82.5458 | 0.2 | 0
43.32 | 86.64 | 7.48 | 0.10336 | 0 | 9.6602 | 76.9798 | 0 | 0 | 76.9798 | 0.2 | 0
42.56 | 85.12 | 7.48 | 0.10336 | 0 | 19.7319 | 65.3881 | 0 | 0 | 65.3881 | 0.2 | 0
42.76 | 85.52 | 7.48 | 0.10336 | 0 | 37.3622 | 48.1578 | 0 | 0 | 48.1578 | 0.2 | 0
43.4 | 86.8 | 7.48 | 0.10336 | 0 | 60.8214 | 25.9786 | 0 | 0 | 25.9786 | 0.2 | 0
42.36 | 84.72 | 7.48 | 0.10336 | 0 | 79.2024 | 5.5176 | 0 | 0 | 5.5176 | 0.2 | 0
40.52 | 81.04 | 7.48 | 0.10336 | 0 | 81.04 | 0 | 0 | 0 | 0 | 0.2 | 0
39.72 | 79.44 | 7.48 | 0.10336 | 0 | 79.44 | 0 | 0 | 0 | 0 | 0.2 | 0
34.04 | 68.08 | 7.48 | 0.10336 | 0 | 68.08 | 0 | 0 | 0 | 0 | 0.2 | 0
34.64 | 69.28 | 7.48 | 0.10336 | 0 | 69.28 | 0 | 0 | 0 | 0 | 0.2 | 0
24.76 | 49.52 | 7.48 | 0.10336 | 0 | 49.52 | 0 | 0 | 0 | 0 | 0.2 | 0
12.32 | 24.64 | 7.48 | 0.10336 | 0 | 24.64 | 0 | 0 | 0 | 0 | 0.2 | 0
13.6 | 27.2 | 7.48 | 0.10336 | 0 | 27.2 | 0 | 0 | 0 | 0 | 0.2 | 0
15.64 | 31.28 | 7.48 | 0.10336 | 0 | 31.28 | 0 | 0 | 0 | 0 | 0.2 | 0
18.44 | 36.88 | 7.48 | 0.10336 | 0 | 36.88 | 0 | 0 | 0 | 0 | 0.2 | 0
18.92 | 37.84 | 7.48 | 0.10336 | 0 | 37.84 | 0 | 0 | 0 | 0 | 0.2 | 0
20.72 | 41.44 | 7.48 | 0.10336 | 0 | 41.44 | 0 | 0 | 0 | 0 | 0.2 | 0
21.48 | 42.96 | 7.48 | 0.10336 | 0 | 42.96 | 0 | 0 | 0 | 0 | 0.2 | 0
21.68 | 43.36 | 7.48 | 0.10336 | 0 | 31.974 | 11.386 | 0 | 0 | 11.386 | 0.2 | 0
21.8 | 43.6 | 7.48 | 0.10336 | 0 | 21.1183 | 22.4817 | 0 | 0 | 22.4817 | 0.2 | 0
24.28 | 48.56 | 7.48 | 0.10336 | 0 | 0 | 52.9009 | 4.3409 | 0 | 48.56 | 0.38472 | 0
27.68 | 55.36 | 7.48 | 0.10336 | 0 | 0 | 67.9291 | 9.3784 | 3.1907 | 55.36 | 0.78379 | 0
34 | 68 | 7.48 | 0.10336 | 0 | 0 | 77.1129 | 5.0811 | 4.0318 | 68 | 1 | 0
46.32 | 92.64 | 7.48 | 0.10336 | 0 | 6.4598 | 82.8241 | 0 | 0 | 82.8241 | 0.84107 | 3.3561
39.72 | 79.44 | 7.48 | 0.10336 | 0 | 0 | 83.175 | 3.735 | 0 | 79.44 | 1 | 0
44.52 | 89.04 | 7.48 | 0.10336 | 0 | 12.5563 | 76.4837 | 0 | 0 | 76.4837 | 1 | 0
44.32 | 88.64 | 7.48 | 0.10336 | 0 | 23.7601 | 64.8799 | 0 | 0 | 64.8799 | 1 | 0
45.52 | 91.04 | 7.48 | 0.10336 | 0 | 43.4025 | 47.6375 | 0 | 0 | 47.6375 | 1 | 0
43.12 | 86.24 | 7.48 | 0.10336 | 0 | 60.5276 | 25.7124 | 0 | 0 | 25.7124 | 1 | 0
45.88 | 91.76 | 7.48 | 0.10336 | 0 | 86.557 | 5.203 | 0 | 0 | 5.203 | 1 | 0
34.08 | 68.16 | 7.48 | 0.10336 | 0 | 68.16 | 0 | 0 | 0 | 0 | 1 | 0
30.2 | 60.4 | 7.48 | 0.10336 | 0 | 60.4 | 0 | 0 | 0 | 0 | 1 | 0
24.8 | 49.6 | 7.48 | 0.10336 | 0 | 49.6 | 0 | 0 | 0 | 0 | 1 | 0
24.56 | 49.12 | 7.48 | 0.10336 | 0 | 49.12 | 0 | 0 | 0 | 0 | 1 | 0
19.12 | 38.24 | 7.48 | 0.10336 | 0 | 38.24 | 0 | 0 | 0 | 0 | 1 | 0
10.64 | 21.28 | 7.48 | 0.10336 | 0 | 21.28 | 0 | 0 | 0 | 0 | 1 | 0
10.48 | 20.96 | 7.48 | 0.10336 | 0 | 20.96 | 0 | 0 | 0 | 0 | 1 | 0
13.84 | 27.68 | 7.48 | 0.10336 | 0 | 27.68 | 0 | 0 | 0 | 0 | 1 | 0
16.32 | 32.64 | 7.48 | 0.10336 | 0 | 32.64 | 0 | 0 | 0 | 0 | 1 | 0
18.16 | 36.32 | 7.48 | 0.10336 | 0 | 36.32 | 0 | 0 | 0 | 0 | 1 | 0
19.12 | 38.24 | 7.48 | 0.10336 | 0 | 38.24 | 0 | 0 | 0 | 0 | 1 | 0
20.52 | 41.04 | 7.48 | 0.10336 | 0 | 37.3729 | 0 | 0 | 0 | 0 | 0.82634 | 3.6671
20.48 | 40.96 | 7.48 | 0.10336 | 0 | 20.2924 | 11.2892 | 0 | 0 | 11.2892 | 0.38222 | 9.3784
18.64 | 37.28 | 7.48 | 0.10336 | 0 | 0 | 33.4321 | 0 | 0 | 33.4321 | 0.2 | 3.8479
20.36 | 40.72 | 7.48 | 0.10336 | 0 | 0 | 52.5863 | 9.3784 | 2.488 | 40.72 | 0.59907 | 0
23.24 | 46.48 | 7.48 | 0.10336 | 0 | 0 | 68.2679 | 9.3784 | 12.4095 | 46.48 | 0.99814 | 0
29.6 | 59.2 | 11.23 | 0.12409 | 0 | 0 | 79.2183 | 0.043676 | 19.9746 | 59.2 | 1 | 0
40.88 | 81.76 | 11.23 | 0.12409 | 0 | 0 | 83.175 | 0 | 1.415 | 81.76 | 1 | 0
46.8 | 93.6 | 11.23 | 0.12409 | 0 | 9.9168 | 83.6832 | 0 | 0 | 83.6832 | 1 | 0
50.28 | 100.56 | 17.48 | 0.13136 | 0 | 31.5056 | 69.0544 | 0 | 0 | 69.0544 | 1 | 0
48.32 | 96.64 | 17.48 | 0.13136 | 0 | 30.6469 | 65.9931 | 0 | 0 | 65.9931 | 1 | 0
47.48 | 94.96 | 17.48 | 0.13136 | 0 | 39.1058 | 48.3393 | 0 | 0 | 48.3393 | 0.64412 | 7.5149
43.84 | 87.68 | 17.48 | 0.13136 | 0 | 52.3715 | 25.9302 | 0 | 0 | 25.9302 | 0.2 | 9.3784
44.12 | 88.24 | 11.23 | 0.12409 | 0 | 83.3032 | 4.9368 | 0 | 0 | 4.9368 | 0.2 | 0
40.48 | 80.96 | 11.23 | 0.12409 | 0 | 80.96 | 0 | 0 | 0 | 0 | 0.2 | 0
36.32 | 72.64 | 11.23 | 0.12409 | 0 | 72.64 | 0 | 0 | 0 | 0 | 0.2 | 0
28.68 | 57.36 | 7.48 | 0.10336 | 5.0597 | 57.36 | 0 | 0 | 0 | 0 | 0.4153 | 0
27.4 | 54.8 | 7.48 | 0.10336 | 0 | 54.8 | 0 | 0 | 0 | 0 | 0.4153 | 0
24 | 48 | 7.48 | 0.10336 | 0 | 48 | 0 | 0 | 0 | 0 | 0.4153 | 0
15.12 | 30.24 | 7.48 | 0.10336 | 0 | 30.24 | 0 | 0 | 0 | 0 | 0.4153 | 0
13.36 | 26.72 | 7.48 | 0.10336 | 0 | 26.72 | 0 | 0 | 0 | 0 | 0.4153 | 0
13.6 | 27.2 | 7.48 | 0.10336 | 0 | 27.2 | 0 | 0 | 0 | 0 | 0.4153 | 0
12.96 | 25.92 | 7.48 | 0.10336 | 0 | 25.92 | 0 | 0 | 0 | 0 | 0.4153 | 0
12.24 | 24.48 | 7.48 | 0.10336 | 0 | 24.48 | 0 | 0 | 0 | 0 | 0.4153 | 0
14.44 | 28.88 | 7.48 | 0.10336 | 0 | 28.88 | 0 | 0 | 0 | 0 | 0.4153 | 0
16.16 | 32.32 | 7.48 | 0.10336 | 0 | 32.32 | 0 | 0 | 0 | 0 | 0.4153 | 0
22.44 | 44.88 | 7.48 | 0.10336 | 0 | 33.6029 | 11.2771 | 0 | 0 | 11.2771 | 0.4153 | 0
23.8 | 47.6 | 7.48 | 0.10336 | 0 | 13.9622 | 33.6378 | 0 | 0 | 33.6378 | 0.4153 | 0
25.08 | 50.16 | 7.48 | 0.10336 | 0 | 0 | 54.5223 | 4.3623 | 0 | 50.16 | 0.60093 | 0
30.2 | 60.4 | 7.48 | 0.10336 | 0 | 0 | 70.5668 | 9.3784 | 0.78847 | 60.4 | 1 | 0
40.28 | 80.56 | 11.23 | 0.12409 | 0 | 0.3132 | 80.2468 | 0 | 0 | 80.2468 | 1 | 0
51.12 | 102.24 | 11.23 | 0.12409 | 0 | 16.5361 | 85.7039 | 0 | 0 | 85.7039 | 1 | 0
52.16 | 104.32 | 11.23 | 0.12409 | 0 | 19.7172 | 84.6028 | 0 | 0 | 84.6028 | 1 | 0
54.4 | 108.8 | 17.48 | 0.13136 | 0 | 30.5981 | 78.2019 | 0 | 0 | 78.2019 | 1 | 0
54.6 | 109.2 | 17.48 | 0.13136 | 0 | 43.0012 | 66.1988 | 0 | 0 | 66.1988 | 1 | 0
56.04 | 112.08 | 17.48 | 0.13136 | 0 | 56.2086 | 48.424 | 0 | 0 | 48.424 | 0.64732 | 7.4474
55.04 | 110.08 | 17.48 | 0.13136 | 0 | 75.1829 | 25.5188 | 0 | 0 | 25.5188 | 0.2032 | 9.3784
52.28 | 104.56 | 11.23 | 0.12409 | 0 | 99.841 | 4.719 | 0 | 0 | 4.719 | 0.2032 | 0
53 | 106 | 11.23 | 0.12409 | 0 | 105.932 | 0 | 0 | 0 | 0 | 0.2 | 0.067509
47.56 | 95.12 | 11.23 | 0.12409 | 0 | 95.12 | 0 | 0 | 0 | 0 | 0.2 | 0
43.88 | 87.76 | 7.48 | 0.10336 | 9.3784 | 87.76 | 0 | 0 | 0 | 0 | 0.59907 | 0
42.2 | 84.4 | 7.48 | 0.10336 | 9.3784 | 84.4 | 0 | 0 | 0 | 0 | 0.99814 | 0
29.76 | 59.52 | 7.48 | 0.10336 | 0.043676 | 59.52 | 0 | 0 | 0 | 0 | 1 | 0
13.24 | 26.48 | 7.48 | 0.10336 | 0 | 26.48 | 0 | 0 | 0 | 0 | 1 | 0
9.28 | 18.56 | 7.48 | 0.10336 | 0 | 18.56 | 0 | 0 | 0 | 0 | 1 | 0
10.72 | 21.44 | 7.48 | 0.10336 | 0 | 21.44 | 0 | 0 | 0 | 0 | 1 | 0
11.56 | 23.12 | 7.48 | 0.10336 | 0 | 23.12 | 0 | 0 | 0 | 0 | 1 | 0
13.08 | 26.16 | 7.48 | 0.10336 | 0 | 26.16 | 0 | 0 | 0 | 0 | 1 | 0
14.48 | 28.96 | 7.48 | 0.10336 | 0 | 28.96 | 0 | 0 | 0 | 0 | 1 | 0
16.08 | 32.16 | 7.48 | 0.10336 | 0 | 32.16 | 0 | 0 | 0 | 0 | 1 | 0
21.64 | 43.28 | 7.48 | 0.10336 | 0 | 32.2812 | 10.9988 | 0 | 0 | 10.9988 | 1 | 0
22.04 | 44.08 | 7.48 | 0.10336 | 0 | 34.1217 | 9.9582 | 0 | 0 | 9.9582 | 1 | 0
26.88 | 53.76 | 7.48 | 0.10336 | 0 | 34.8115 | 18.9485 | 0 | 0 | 18.9485 | 1 | 0
35.68 | 71.36 | 7.48 | 0.10336 | 0 | 41.8603 | 29.4997 | 0 | 0 | 29.4997 | 1 | 0
48.4 | 96.8 | 11.23 | 0.12409 | 0 | 50.554 | 46.246 | 0 | 0 | 46.246 | 1 | 0
50.68 | 101.36 | 11.23 | 0.12409 | 0 | 52.21 | 49.15 | 0 | 0 | 49.15 | 1 | 0
53.84 | 107.68 | 11.23 | 0.12409 | 0 | 59.3044 | 48.3756 | 0 | 0 | 48.3756 | 1 | 0
54.76 | 109.52 | 17.48 | 0.13136 | 0 | 29.8056 | 79.7144 | 0 | 0 | 79.7144 | 1 | 0
53.96 | 107.92 | 17.48 | 0.13136 | 0 | 42.0116 | 65.9084 | 0 | 0 | 65.9084 | 1 | 0
53 | 106 | 17.48 | 0.13136 | 0 | 50.7508 | 47.7343 | 0 | 0 | 47.7343 | 0.64412 | 7.5149
55.48 | 110.96 | 17.48 | 0.13136 | 0 | 76.8372 | 24.7444 | 0 | 0 | 24.7444 | 0.2 | 9.3784
54.88 | 109.76 | 11.23 | 0.12409 | 0 | 105.126 | 4.6343 | 0 | 0 | 4.6343 | 0.2 | 0
49.56 | 99.12 | 11.23 | 0.12409 | 0 | 99.12 | 0 | 0 | 0 | 0 | 0.2 | 0
41.48 | 82.96 | 11.23 | 0.12409 | 0 | 82.96 | 0 | 0 | 0 | 0 | 0.2 | 0
36.76 | 73.52 | 7.48 | 0.10336 | 9.3784 | 73.52 | 0 | 0 | 0 | 0 | 0.59907 | 0
35.32 | 70.64 | 7.48 | 0.10336 | 9.3784 | 70.64 | 0 | 0 | 0 | 0 | 0.99814 | 0
25 | 50 | 7.48 | 0.10336 | 0.043676 | 50 | 0 | 0 | 0 | 0 | 1 | 0
11.6 | 23.2 | 7.48 | 0.10336 | 0 | 23.2 | 0 | 0 | 0 | 0 | 1 | 0
9.12 | 18.24 | 7.48 | 0.10336 | 0 | 18.24 | 0 | 0 | 0 | 0 | 1 | 0
10.12 | 20.24 | 7.48 | 0.10336 | 0 | 20.24 | 0 | 0 | 0 | 0 | 1 | 0
10.72 | 21.44 | 7.48 | 0.10336 | 0 | 21.44 | 0 | 0 | 0 | 0 | 1 | 0
13.56 | 27.12 | 7.48 | 0.10336 | 0 | 27.12 | 0 | 0 | 0 | 0 | 1 | 0
15.32 | 30.64 | 7.48 | 0.10336 | 0 | 30.64 | 0 | 0 | 0 | 0 | 1 | 0
16.32 | 32.64 | 7.48 | 0.10336 | 0 | 32.64 | 0 | 0 | 0 | 0 | 1 | 0
21.92 | 43.84 | 7.48 | 0.10336 | 0 | 33.0106 | 10.8294 | 0 | 0 | 10.8294 | 1 | 0
24.16 | 48.32 | 7.48 | 0.10336 | 0 | 39.0635 | 9.2564 | 0 | 0 | 9.2564 | 1 | 0
25.44 | 50.88 | 7.48 | 0.10336 | 0 | 45.677 | 5.203 | 0 | 0 | 5.203 | 1 | 0
28.12 | 56.24 | 7.48 | 0.10336 | 0 | 11.5307 | 44.7093 | 0 | 0 | 44.7093 | 1 | 0
32.96 | 65.92 | 11.23 | 0.12409 | 0 | 37.7392 | 28.1808 | 0 | 0 | 28.1808 | 1 | 0
39.04 | 78.08 | 11.23 | 0.12409 | 0 | 74.7041 | 3.3759 | 0 | 0 | 3.3759 | 1 | 0
37.72 | 75.44 | 11.23 | 0.12409 | 0 | 50.0422 | 25.3978 | 0 | 0 | 25.3978 | 1 | 0
46.64 | 93.28 | 17.48 | 0.13136 | 0 | 75.4689 | 17.8111 | 0 | 0 | 17.8111 | 1 | 0
48.96 | 97.92 | 17.48 | 0.13136 | 0 | 30.0514 | 67.8686 | 0 | 0 | 67.8686 | 1 | 0
46.28 | 92.56 | 17.48 | 0.13136 | 0 | 36.0766 | 48.9685 | 0 | 0 | 48.9685 | 0.64412 | 7.5149
44.4 | 88.8 | 17.48 | 0.13136 | 0 | 53.7819 | 25.6398 | 0 | 0 | 25.6398 | 0.2 | 9.3784
44.32 | 88.64 | 11.23 | 0.12409 | 0 | 84.1388 | 4.5012 | 0 | 0 | 4.5012 | 0.2 | 0
37.56 | 75.12 | 11.23 | 0.12409 | 0 | 75.12 | 0 | 0 | 0 | 0 | 0.2 | 0
30.56 | 61.12 | 11.23 | 0.12409 | 0 | 61.12 | 0 | 0 | 0 | 0 | 0.2 | 0
30.16 | 60.32 | 7.48 | 0.10336 | 0 | 60.32 | 0 | 0 | 0 | 0 | 0.2 | 0
24.76 | 49.52 | 7.48 | 0.10336 | 0 | 49.52 | 0 | 0 | 0 | 0 | 0.2 | 0
18.72 | 37.44 | 7.48 | 0.10336 | 0 | 37.44 | 0 | 0 | 0 | 0 | 0.2 | 0
10.8 | 21.6 | 7.48 | 0.10336 | 0 | 21.6 | 0 | 0 | 0 | 0 | 0.2 | 0
11.12 | 22.24 | 7.48 | 0.10336 | 0 | 22.24 | 0 | 0 | 0 | 0 | 0.2 | 0
13.92 | 27.84 | 7.48 | 0.10336 | 0 | 27.84 | 0 | 0 | 0 | 0 | 0.2 | 0
11.56 | 23.12 | 7.48 | 0.10336 | 0 | 23.12 | 0 | 0 | 0 | 0 | 0.2 | 0
11.92 | 23.84 | 7.48 | 0.10336 | 0 | 23.84 | 0 | 0 | 0 | 0 | 0.2 | 0
13.4 | 26.8 | 7.48 | 0.10336 | 0 | 26.8 | 0 | 0 | 0 | 0 | 0.2 | 0
15.28 | 30.56 | 7.48 | 0.10336 | 0 | 30.56 | 0 | 0 | 0 | 0 | 0.2 | 0
21.32 | 42.64 | 7.48 | 0.10336 | 0 | 31.3387 | 11.3013 | 0 | 0 | 11.3013 | 0.2 | 0
24.24 | 48.48 | 7.48 | 0.10336 | 0 | 14.213 | 34.267 | 0 | 0 | 34.267 | 0.2 | 0
26.2 | 52.4 | 7.48 | 0.10336 | 0 | 0 | 54.6191 | 2.2191 | 0 | 52.4 | 0.29443 | 0
27.08 | 54.16 | 7.48 | 0.10336 | 0 | 0 | 68.4857 | 9.3784 | 4.9473 | 54.16 | 0.6935 | 0
31.96 | 63.92 | 11.23 | 0.12409 | 0 | 0 | 80.1863 | 7.2029 | 9.0634 | 63.92 | 1 | 0
42.56 | 85.12 | 11.23 | 0.12409 | 0 | 0 | 86.1153 | 0 | 0.99527 | 85.12 | 1 | 0
45.88 | 91.76 | 11.23 | 0.12409 | 0 | 5.7778 | 85.9822 | 0 | 0 | 85.9822 | 1 | 0
46.2 | 92.4 | 17.48 | 0.13136 | 0 | 12.613 | 79.787 | 0 | 0 | 79.787 | 1 | 0
45.76 | 91.52 | 17.48 | 0.13136 | 0 | 24.3774 | 67.1426 | 0 | 0 | 67.1426 | 1 | 0
44.4 | 88.8 | 17.48 | 0.13136 | 0 | 32.8006 | 48.4845 | 0 | 0 | 48.4845 | 0.64412 | 7.5149
43.2 | 86.4 | 17.48 | 0.13136 | 0 | 52.0715 | 24.9501 | 0 | 0 | 24.9501 | 0.2 | 9.3784
41.68 | 83.36 | 11.23 | 0.12409 | 0 | 79.1492 | 4.2108 | 0 | 0 | 4.2108 | 0.2 | 0
39.76 | 79.52 | 11.23 | 0.12409 | 0 | 79.52 | 0 | 0 | 0 | 0 | 0.2 | 0
38.04 | 76.08 | 11.23 | 0.12409 | 0 | 76.08 | 0 | 0 | 0 | 0 | 0.2 | 0
26.88 | 53.76 | 7.48 | 0.10336 | 0 | 53.76 | 0 | 0 | 0 | 0 | 0.2 | 0
24.8 | 49.6 | 7.48 | 0.10336 | 0 | 49.6 | 0 | 0 | 0 | 0 | 0.2 | 0
17.36 | 34.72 | 7.48 | 0.10336 | 0 | 34.72 | 0 | 0 | 0 | 0 | 0.2 | 0
10.84 | 21.68 | 7.48 | 0.10336 | 0 | 21.68 | 0 | 0 | 0 | 0 | 0.2 | 0
8.84 | 17.68 | 7.48 | 0.10336 | 0 | 17.68 | 0 | 0 | 0 | 0 | 0.2 | 0
8.96 | 17.92 | 7.48 | 0.10336 | 0 | 17.92 | 0 | 0 | 0 | 0 | 0.2 | 0
9.2 | 18.4 | 7.48 | 0.10336 | 0 | 18.4 | 0 | 0 | 0 | 0 | 0.2 | 0
12.12 | 24.24 | 7.48 | 0.10336 | 0 | 24.24 | 0 | 0 | 0 | 0 | 0.2 | 0
13.52 | 27.04 | 7.48 | 0.10336 | 0 | 27.04 | 0 | 0 | 0 | 0 | 0.2 | 0
15.52 | 31.04 | 7.48 | 0.10336 | 0 | 31.04 | 0 | 0 | 0 | 0 | 0.2 | 0
22.4 | 44.8 | 7.48 | 0.10336 | 0 | 33.6439 | 11.1561 | 0 | 0 | 11.1561 | 0.2 | 0
24.68 | 49.36 | 7.48 | 0.10336 | 0 | 14.7179 | 34.6421 | 0 | 0 | 34.6421 | 0.2 | 0
25.44 | 50.88 | 7.48 | 0.10336 | 0 | 0 | 55.454 | 4.574 | 0 | 50.88 | 0.39464 | 0
27.6 | 55.2 | 7.48 | 0.10336 | 0 | 0 | 69.732 | 9.3784 | 5.1536 | 55.2 | 0.79371 | 0
30.04 | 60.08 | 7.48 | 0.10336 | 0 | 0 | 78.7222 | 4.848 | 13.7942 | 60.08 | 1 | 0
37.6 | 75.2 | 7.48 | 0.10336 | 0 | 0 | 82.1949 | 0 | 6.9949 | 75.2 | 1 | 0
42.4 | 84.8 | 7.48 | 0.10336 | 0 | 1.5524 | 83.2476 | 0 | 0 | 83.2476 | 1 | 0
45.84 | 91.68 | 7.48 | 0.10336 | 0 | 13.7685 | 77.9115 | 0 | 0 | 77.9115 | 1 | 0
49.36 | 98.72 | 7.48 | 0.10336 | 0 | 33.3077 | 65.4123 | 0 | 0 | 65.4123 | 1 | 0
52.24 | 104.48 | 7.48 | 0.10336 | 0 | 57.3144 | 47.1656 | 0 | 0 | 47.1656 | 1 | 0
50.04 | 100.08 | 7.48 | 0.10336 | 0 | 75.9406 | 24.1394 | 0 | 0 | 24.1394 | 1 | 0
50.6 | 101.2 | 7.48 | 0.10336 | 0 | 97.1828 | 4.0172 | 0 | 0 | 4.0172 | 1 | 0
43.04 | 86.08 | 7.48 | 0.10336 | 0 | 86.08 | 0 | 0 | 0 | 0 | 1 | 0
37.8 | 75.6 | 7.48 | 0.10336 | 0 | 75.6 | 0 | 0 | 0 | 0 | 1 | 0
30.44 | 60.88 | 7.48 | 0.10336 | 0 | 60.88 | 0 | 0 | 0 | 0 | 1 | 0
25 | 50 | 7.48 | 0.10336 | 0 | 50 | 0 | 0 | 0 | 0 | 1 | 0
18.2 | 36.4 | 7.48 | 0.10336 | 0 | 36.4 | 0 | 0 | 0 | 0 | 1 | 0
13.84 | 27.68 | 7.48 | 0.10336 | 0 | 27.68 | 0 | 0 | 0 | 0 | 1 | 0
14.48 | 28.96 | 7.48 | 0.10336 | 0 | 28.96 | 0 | 0 | 0 | 0 | 1 | 0
13.52 | 27.04 | 7.48 | 0.10336 | 0 | 27.04 | 0 | 0 | 0 | 0 | 1 | 0
13.84 | 27.68 | 7.48 | 0.10336 | 0 | 27.68 | 0 | 0 | 0 | 0 | 1 | 0
17.12 | 34.24 | 7.48 | 0.10336 | 0 | 34.24 | 0 | 0 | 0 | 0 | 1 | 0
18.72 | 37.44 | 7.48 | 0.10336 | 0 | 37.44 | 0 | 0 | 0 | 0 | 1 | 0
19.76 | 39.52 | 7.48 | 0.10336 | 0 | 39.52 | 0 | 0 | 0 | 0 | 1 | 0
21.04 | 42.08 | 7.48 | 0.10336 | 0 | 23.5662 | 10.9988 | 0 | 0 | 10.9988 | 0.64412 | 7.5149
23 | 46 | 7.48 | 0.10336 | 0 | 2.3183 | 34.3033 | 0 | 0 | 34.3033 | 0.2 | 9.3784
22.76 | 45.52 | 7.48 | 0.10336 | 0 | 0 | 54.97 | 9.3784 | 0.07165 | 45.52 | 0.59907 | 0
22.96 | 45.92 | 7.48 | 0.10336 | 0 | 0 | 69.0786 | 9.3784 | 13.7802 | 45.92 | 0.99814 | 0
25.28 | 50.56 | 7.48 | 0.10336 | 0 | 0 | 80.4888 | 0.043676 | 29.8851 | 50.56 | 1 | 0
30.36 | 60.72 | 7.48 | 0.10336 | 0 | 0 | 84.143 | 0 | 23.423 | 60.72 | 1 | 0
31.16 | 62.32 | 7.48 | 0.10336 | 0 | 0 | 84.1188 | 0 | 21.7988 | 62.32 | 1 | 0
42.6 | 85.2 | 7.48 | 0.10336 | 0 | 7.9782 | 77.2218 | 0 | 0 | 77.2218 | 1 | 0
40.64 | 81.28 | 7.48 | 0.10336 | 0 | 17.4528 | 63.8272 | 0 | 0 | 63.8272 | 1 | 0
41.4 | 82.8 | 7.48 | 0.10336 | 0 | 36.8807 | 45.9193 | 0 | 0 | 45.9193 | 1 | 0
47 | 94 | 7.48 | 0.10336 | 0 | 70.6108 | 23.3892 | 0 | 0 | 23.3892 | 1 | 0
44.52 | 89.04 | 7.48 | 0.10336 | 0 | 85.3253 | 3.7147 | 0 | 0 | 3.7147 | 1 | 0
32.6 | 65.2 | 7.48 | 0.10336 | 0 | 65.2 | 0 | 0 | 0 | 0 | 1 | 0
28.88 | 57.76 | 7.48 | 0.10336 | 0 | 57.76 | 0 | 0 | 0 | 0 | 1 | 0
23.4 | 46.8 | 7.48 | 0.10336 | 0 | 46.8 | 0 | 0 | 0 | 0 | 1 | 0
22.64 | 45.28 | 7.48 | 0.10336 | 0 | 45.28 | 0 | 0 | 0 | 0 | 1 | 0
18.52 | 37.04 | 7.48 | 0.10336 | 0 | 37.04 | 0 | 0 | 0 | 0 | 1 | 0
11.36 | 22.72 | 7.48 | 0.10336 | 0 | 22.72 | 0 | 0 | 0 | 0 | 1 | 0
9.8 | 19.6 | 7.48 | 0.10336 | 0 | 19.6 | 0 | 0 | 0 | 0 | 1 | 0
9.56 | 19.12 | 7.48 | 0.10336 | 0 | 19.12 | 0 | 0 | 0 | 0 | 1 | 0
9.44 | 18.88 | 7.48 | 0.10336 | 0 | 18.88 | 0 | 0 | 0 | 0 | 1 | 0
12.92 | 25.84 | 7.48 | 0.10336 | 0 | 25.84 | 0 | 0 | 0 | 0 | 1 | 0
14.08 | 28.16 | 7.48 | 0.10336 | 0 | 28.16 | 0 | 0 | 0 | 0 | 1 | 0
15.12 | 30.24 | 7.48 | 0.10336 | 0 | 25.8219 | 0 | 0 | 0 | 0 | 0.79078 | 4.4181
16.84 | 33.68 | 7.48 | 0.10336 | 0 | 13.9804 | 10.3212 | 0 | 0 | 10.3212 | 0.34666 | 9.3784
17.72 | 35.44 | 7.48 | 0.10336 | 0 | 0 | 32.3431 | 0 | 0 | 32.3431 | 0.2 | 3.0969
21.64 | 43.28 | 7.48 | 0.10336 | 0 | 0 | 51.4368 | 8.1568 | 0 | 43.28 | 0.54709 | 0
22.2 | 44.4 | 7.48 | 0.10336 | 0 | 0 | 64.8315 | 9.3784 | 11.0531 | 44.4 | 0.94616 | 0
25 | 50 | 11.23 | 0.12409 | 0 | 0 | 73.9427 | 1.2652 | 22.6775 | 50 | 1 | 0
28.12 | 56.24 | 11.23 | 0.12409 | 0 | 0 | 73.1804 | 0 | 16.9404 | 56.24 | 1 | 0
27.4 | 54.8 | 11.23 | 0.12409 | 0 | 0 | 71.7405 | 0 | 16.9405 | 54.8 | 1 | 0
31.2 | 62.4 | 17.48 | 0.13136 | 0 | 0 | 74.1847 | 0 | 11.7847 | 62.4 | 1 | 0
32.56 | 65.12 | 17.48 | 0.13136 | 0 | 2.9989 | 62.1211 | 0 | 0 | 62.1211 | 1 | 0
26.72 | 53.44 | 17.48 | 0.13136 | 0 | 1.2763 | 44.6488 | 0 | 0 | 44.6488 | 0.64412 | 7.5149
23.48 | 46.96 | 17.48 | 0.13136 | 0 | 15.3298 | 22.2518 | 0 | 0 | 22.2518 | 0.2 | 9.3784
21.44 | 42.88 | 11.23 | 0.12409 | 0 | 39.5041 | 3.3759 | 0 | 0 | 3.3759 | 0.2 | 0
18.64 | 37.28 | 11.23 | 0.12409 | 0 | 37.28 | 0 | 0 | 0 | 0 | 0.2 | 0
16 | 32 | 11.23 | 0.12409 | 0 | 32 | 0 | 0 | 0 | 0 | 0.2 | 0
16.64 | 33.28 | 7.48 | 0.10336 | 0 | 33.28 | 0 | 0 | 0 | 0 | 0.2 | 0
18.72 | 37.44 | 7.48 | 0.10336 | 0 | 37.44 | 0 | 0 | 0 | 0 | 0.2 | 0
18.64 | 37.28 | 7.48 | 0.10336 | 0 | 37.28 | 0 | 0 | 0 | 0 | 0.2 | 0
12.6 | 25.2 | 7.48 | 0.10336 | 0 | 25.2 | 0 | 0 | 0 | 0 | 0.2 | 0
11.12 | 22.24 | 7.48 | 0.10336 | 0 | 22.24 | 0 | 0 | 0 | 0 | 0.2 | 0
9.92 | 19.84 | 7.48 | 0.10336 | 0 | 19.84 | 0 | 0 | 0 | 0 | 0.2 | 0
10.12 | 20.24 | 7.48 | 0.10336 | 0 | 20.24 | 0 | 0 | 0 | 0 | 0.2 | 0
13.44 | 26.88 | 7.48 | 0.10336 | 0 | 26.88 | 0 | 0 | 0 | 0 | 0.2 | 0
14.08 | 28.16 | 7.48 | 0.10336 | 0 | 28.16 | 0 | 0 | 0 | 0 | 0.2 | 0
15.28 | 30.56 | 7.48 | 0.10336 | 0 | 30.56 | 0 | 0 | 0 | 0 | 0.2 | 0
23.56 | 47.12 | 7.48 | 0.10336 | 0 | 36.8956 | 10.2244 | 0 | 0 | 10.2244 | 0.2 | 0
24.56 | 49.12 | 7.48 | 0.10336 | 0 | 16.184 | 32.936 | 0 | 0 | 32.936 | 0.2 | 0
27.84 | 55.68 | 7.48 | 0.10336 | 0 | 2.5855 | 53.0945 | 0 | 0 | 53.0945 | 0.2 | 0
28.08 | 56.16 | 7.48 | 0.10336 | 0 | 0 | 67.5661 | 9.3784 | 2.0277 | 56.16 | 0.59907 | 0
28.12 | 56.24 | 11.23 | 0.12409 | 0 | 0 | 76.5079 | 9.3784 | 10.8895 | 56.24 | 0.99814 | 0
34 | 68 | 11.23 | 0.12409 | 0 | 0 | 79.8112 | 0.043676 | 11.7675 | 68 | 1 | 0
28.76 | 57.52 | 11.23 | 0.12409 | 0 | 0 | 77.8752 | 0 | 20.3552 | 57.52 | 1 | 0
27.32 | 54.64 | 17.48 | 0.13136 | 0 | 0 | 71.438 | 0 | 16.798 | 54.64 | 1 | 0
28.28 | 56.56 | 17.48 | 0.13136 | 0 | 0 | 60.536 | 0 | 3.976 | 56.56 | 1 | 0
30.64 | 61.28 | 17.48 | 0.13136 | 0 | 10.8345 | 42.9306 | 0 | 0 | 42.9306 | 0.64412 | 7.5149
27.72 | 55.44 | 17.48 | 0.13136 | 0 | 24.9593 | 21.1023 | 0 | 0 | 21.1023 | 0.2 | 9.3784
29 | 58 | 11.23 | 0.12409 | 0 | 55.0113 | 2.9887 | 0 | 0 | 2.9887 | 0.2 | 0
25.08 | 50.16 | 11.23 | 0.12409 | 0 | 50.16 | 0 | 0 | 0 | 0 | 0.2 | 0
23.28 | 46.56 | 11.23 | 0.12409 | 0 | 46.56 | 0 | 0 | 0 | 0 | 0.2 | 0
25.92 | 51.84 | 7.48 | 0.10336 | 0 | 51.84 | 0 | 0 | 0 | 0 | 0.2 | 0
25.28 | 50.56 | 7.48 | 0.10336 | 0 | 50.56 | 0 | 0 | 0 | 0 | 0.2 | 0
20.6 | 41.2 | 7.48 | 0.10336 | 0 | 41.2 | 0 | 0 | 0 | 0 | 0.2 | 0
13.44 | 26.88 | 7.48 | 0.10336 | 0 | 26.88 | 0 | 0 | 0 | 0 | 0.2 | 0
11.48 | 22.96 | 7.48 | 0.10336 | 0 | 22.96 | 0 | 0 | 0 | 0 | 0.2 | 0
11.52 | 23.04 | 7.48 | 0.10336 | 0 | 23.04 | 0 | 0 | 0 | 0 | 0.2 | 0
12.36 | 24.72 | 7.48 | 0.10336 | 0 | 24.72 | 0 | 0 | 0 | 0 | 0.2 | 0
15.04 | 30.08 | 7.48 | 0.10336 | 0 | 30.08 | 0 | 0 | 0 | 0 | 0.2 | 0
16.04 | 32.08 | 7.48 | 0.10336 | 0 | 32.08 | 0 | 0 | 0 | 0 | 0.2 | 0
15.44 | 30.88 | 7.48 | 0.10336 | 0 | 30.88 | 0 | 0 | 0 | 0 | 0.2 | 0
17.2 | 34.4 | 7.48 | 0.10336 | 0 | 27.3941 | 7.0059 | 0 | 0 | 7.0059 | 0.2 | 0
17.16 | 34.32 | 7.48 | 0.10336 | 0 | 13.738 | 20.582 | 0 | 0 | 20.582 | 0.2 | 0
20.04 | 40.08 | 7.48 | 0.10336 | 0 | 8.354 | 31.726 | 0 | 0 | 31.726 | 0.2 | 0
20.28 | 40.56 | 7.48 | 0.10336 | 0 | 0 | 61.4193 | 9.3784 | 11.4809 | 40.56 | 0.59907 | 0
23.28 | 46.56 | 11.23 | 0.12409 | 0 | 0 | 74.4752 | 9.3784 | 18.5368 | 46.56 | 0.99814 | 0
20.6 | 41.2 | 11.23 | 0.12409 | 0 | 0 | 79.1941 | 0.043676 | 37.9504 | 41.2 | 1 | 0
18.52 | 37.04 | 11.23 | 0.12409 | 0 | 0 | 44.0196 | 0 | 6.9796 | 37.04 | 1 | 0
18.4 | 36.8 | 17.48 | 0.13136 | 0 | 34.0533 | 2.7467 | 0 | 0 | 2.7467 | 1 | 0
18.12 | 36.24 | 17.48 | 0.13136 | 0 | 0.83558 | 35.4044 | 0 | 0 | 35.4044 | 1 | 0
18.44 | 36.88 | 17.48 | 0.13136 | 0 | 12.2678 | 17.0972 | 0 | 0 | 17.0972 | 0.64412 | 7.5149
16.72 | 33.44 | 17.48 | 0.13136 | 0 | 23.8801 | 0.1815 | 0 | 0 | 0.1815 | 0.2 | 9.3784
20.8 | 41.6 | 11.23 | 0.12409 | 0 | 41.6 | 0 | 0 | 0 | 0 | 0.2 | 0
15.88 | 31.76 | 11.23 | 0.12409 | 0 | 31.76 | 0 | 0 | 0 | 0 | 0.2 | 0
16.12 | 32.24 | 11.23 | 0.12409 | 0 | 32.24 | 0 | 0 | 0 | 0 | 0.2 | 0
17.84 | 35.68 | 7.48 | 0.10336 | 0 | 35.68 | 0 | 0 | 0 | 0 | 0.2 | 0
18.4 | 36.8 | 7.48 | 0.10336 | 0 | 36.8 | 0 | 0 | 0 | 0 | 0.2 | 0
17.56 | 35.12 | 7.48 | 0.10336 | 0 | 35.12 | 0 | 0 | 0 | 0 | 0.2 | 0
12.16 | 24.32 | 7.48 | 0.10336 | 0 | 24.32 | 0 | 0 | 0 | 0 | 0.2 | 0
12 | 24 | 7.48 | 0.10336 | 0 | 24 | 0 | 0 | 0 | 0 | 0.2 | 0
8.76 | 17.52 | 7.48 | 0.10336 | 0 | 17.52 | 0 | 0 | 0 | 0 | 0.2 | 0
10.56 | 21.12 | 7.48 | 0.10336 | 0 | 21.12 | 0 | 0 | 0 | 0 | 0.2 | 0
12.8 | 25.6 | 7.48 | 0.10336 | 0 | 25.6 | 0 | 0 | 0 | 0 | 0.2 | 0
13.8 | 27.6 | 7.48 | 0.10336 | 0 | 27.6 | 0 | 0 | 0 | 0 | 0.2 | 0
16.64 | 33.28 | 7.48 | 0.10336 | 0 | 33.28 | 0 | 0 | 0 | 0 | 0.2 | 0
19.68 | 39.36 | 7.48 | 0.10336 | 0 | 31.8943 | 7.4657 | 0 | 0 | 7.4657 | 0.2 | 0
21.36 | 42.72 | 7.48 | 0.10336 | 0 | 18.0966 | 24.6234 | 0 | 0 | 24.6234 | 0.2 | 0
24 | 48 | 7.48 | 0.10336 | 0 | 0 | 49.5855 | 1.5856 | 0 | 48 | 0.26747 | 0
24.76 | 49.52 | 7.48 | 0.10336 | 0 | 0 | 63.9482 | 9.3784 | 5.0498 | 49.52 | 0.66654 | 0
26.28 | 52.56 | 11.23 | 0.12409 | 0 | 0 | 70.8572 | 7.8365 | 10.4607 | 52.56 | 1 | 0
28.36 | 56.72 | 11.23 | 0.12409 | 0 | 0 | 54.2077 | 0 | 0 | 54.2077 | 0.88103 | 2.5123
28.56 | 57.12 | 11.23 | 0.12409 | 0 | 0 | 58.7936 | 1.6736 | 0 | 57.12 | 0.95225 | 0
27.4 | 54.8 | 17.48 | 0.13136 | 0 | 0 | 57.7167 | 1.1223 | 1.7944 | 54.8 | 1 | 0
25.16 | 50.32 | 17.48 | 0.13136 | 0 | 0 | 50.7955 | 0 | 0.47555 | 50.32 | 1 | 0
22.92 | 45.84 | 17.48 | 0.13136 | 0 | 15.795 | 22.5301 | 0 | 0 | 22.5301 | 0.64412 | 7.5149
23.68 | 47.36 | 17.48 | 0.13136 | 0 | 32.3431 | 5.6386 | 0 | 0 | 5.6386 | 0.2 | 9.3784
22.64 | 45.28 | 11.23 | 0.12409 | 0 | 44.9896 | 0.2904 | 0 | 0 | 0.2904 | 0.2 | 0
20.12 | 40.24 | 11.23 | 0.12409 | 0 | 40.24 | 0 | 0 | 0 | 0 | 0.2 | 0
20.44 | 40.88 | 11.23 | 0.12409 | 0 | 40.88 | 0 | 0 | 0 | 0 | 0.2 | 0
21.16 | 42.32 | 7.48 | 0.10336 | 0 | 42.32 | 0 | 0 | 0 | 0 | 0.2 | 0
20.96 | 41.92 | 7.48 | 0.10336 | 0 | 41.92 | 0 | 0 | 0 | 0 | 0.2 | 0
16.64 | 33.28 | 7.48 | 0.10336 | 0 | 33.28 | 0 | 0 | 0 | 0 | 0.2 | 0
10.2 | 20.4 | 7.48 | 0.10336 | 0 | 20.4 | 0 | 0 | 0 | 0 | 0.2 | 0
9.44 | 18.88 | 7.48 | 0.10336 | 0 | 18.88 | 0 | 0 | 0 | 0 | 0.2 | 0
9.28 | 18.56 | 7.48 | 0.10336 | 0 | 18.56 | 0 | 0 | 0 | 0 | 0.2 | 0
9.24 | 18.48 | 7.48 | 0.10336 | 0 | 18.48 | 0 | 0 | 0 | 0 | 0.2 | 0
11.36 | 22.72 | 7.48 | 0.10336 | 0 | 22.72 | 0 | 0 | 0 | 0 | 0.2 | 0
12.2 | 24.4 | 7.48 | 0.10336 | 0 | 24.4 | 0 | 0 | 0 | 0 | 0.2 | 0
13.12 | 26.24 | 7.48 | 0.10336 | 0 | 26.24 | 0 | 0 | 0 | 0 | 0.2 | 0
19.36 | 38.72 | 7.48 | 0.10336 | 0 | 29.7539 | 8.9661 | 0 | 0 | 8.9661 | 0.2 | 0
21.76 | 43.52 | 7.48 | 0.10336 | 0 | 13.8146 | 29.7054 | 0 | 0 | 29.7054 | 0.2 | 0
23.64 | 47.28 | 7.48 | 0.10336 | 0 | 0 | 49.2952 | 2.0152 | 0 | 47.28 | 0.28575 | 0
22.8 | 45.6 | 7.48 | 0.10336 | 0 | 0 | 63.6941 | 9.3784 | 8.7157 | 45.6 | 0.68482 | 0
27.04 | 54.08 | 11.23 | 0.12409 | 0 | 0 | 74.8381 | 7.4069 | 13.3512 | 54.08 | 1 | 0
30.12 | 60.24 | 11.23 | 0.12409 | 0 | 0 | 79.7991 | 0 | 19.5591 | 60.24 | 1 | 0
31 | 62 | 11.23 | 0.12409 | 0 | 0 | 78.2987 | 4.9397 | 0 | 73.359 | 1 | 4.4386
25.56 | 51.12 | 17.48 | 0.13136 | 0 | 0 | 71.8978 | 0 | 20.7778 | 51.12 | 1 | 0
26.16 | 52.32 | 17.48 | 0.13136 | 0 | 0 | 59.2655 | 0 | 6.9455 | 52.32 | 1 | 0
26.56 | 53.12 | 17.48 | 0.13136 | 0 | 4.792 | 40.8131 | 0 | 0 | 40.8131 | 0.64412 | 7.5149
28.08 | 56.16 | 17.48 | 0.13136 | 0 | 27.6879 | 19.0937 | 0 | 0 | 19.0937 | 0.2 | 9.3784
26.72 | 53.44 | 11.23 | 0.12409 | 0 | 51.2499 | 2.1901 | 0 | 0 | 2.1901 | 0.2 | 0
22.68 | 45.36 | 11.23 | 0.12409 | 0 | 45.36 | 0 | 0 | 0 | 0 | 0.2 | 0
21.6 | 43.2 | 11.23 | 0.12409 | 0 | 43.2 | 0 | 0 | 0 | 0 | 0.2 | 0
24.12 | 48.24 | 7.48 | 0.10336 | 0 | 48.24 | 0 | 0 | 0 | 0 | 0.2 | 0
22.52 | 45.04 | 7.48 | 0.10336 | 0 | 45.04 | 0 | 0 | 0 | 0 | 0.2 | 0
16.24 | 32.48 | 7.48 | 0.10336 | 0 | 32.48 | 0 | 0 | 0 | 0 | 0.2 | 0
10.52 | 21.04 | 7.48 | 0.10336 | 0 | 21.04 | 0 | 0 | 0 | 0 | 0.2 | 0
9.92 | 19.84 | 7.48 | 0.10336 | 0 | 19.84 | 0 | 0 | 0 | 0 | 0.2 | 0
9.28 | 18.56 | 7.48 | 0.10336 | 0 | 18.56 | 0 | 0 | 0 | 0 | 0.2 | 0
9.4 | 18.8 | 7.48 | 0.10336 | 0 | 18.8 | 0 | 0 | 0 | 0 | 0.2 | 0
11.36 | 22.72 | 7.48 | 0.10336 | 0 | 22.72 | 0 | 0 | 0 | 0 | 0.2 | 0
12.2 | 24.4 | 7.48 | 0.10336 | 0 | 24.4 | 0 | 0 | 0 | 0 | 0.2 | 0
12.96 | 25.92 | 7.48 | 0.10336 | 0 | 25.92 | 0 | 0 | 0 | 0 | 0.2 | 0
20.08 | 40.16 | 7.48 | 0.10336 | 0 | 30.7462 | 9.4138 | 0 | 0 | 9.4138 | 0.2 | 0
22.4 | 44.8 | 7.48 | 0.10336 | 0 | 34.9748 | 9.8252 | 0 | 0 | 9.8252 | 0.2 | 0
23.52 | 47.04 | 7.48 | 0.10336 | 0 | 34.1657 | 12.8743 | 0 | 0 | 12.8743 | 0.2 | 0
24.96 | 49.92 | 7.48 | 0.10336 | 0 | 0 | 59.205 | 9.285 | 0 | 49.92 | 0.5951 | 0
24.44 | 48.88 | 7.48 | 0.10336 | 0 | 0 | 63.1375 | 9.3784 | 4.8791 | 48.88 | 0.99417 | 0
27.32 | 54.64 | 7.48 | 0.10336 | 0 | 0 | 79.2062 | 0.13705 | 24.4292 | 54.64 | 1 | 0
26.6 | 53.2 | 7.48 | 0.10336 | 0 | 0 | 86.1757 | 4.9397 | 0 | 81.236 | 1 | 4.4386
27.04 | 54.08 | 7.48 | 0.10336 | 0 | 0 | 79.5329 | 0 | 25.4529 | 54.08 | 1 | 0
27.6 | 55.2 | 7.48 | 0.10336 | 0 | 0 | 66.1262 | 0 | 10.9262 | 55.2 | 1 | 0
27.4 | 54.8 | 7.48 | 0.10336 | 0 | 8.2515 | 46.5485 | 0 | 0 | 46.5485 | 1 | 0
26.32 | 52.64 | 7.48 | 0.10336 | 0 | 30.7149 | 21.9251 | 0 | 0 | 21.9251 | 1 | 0
25.68 | 51.36 | 7.48 | 0.10336 | 0 | 48.7948 | 2.5652 | 0 | 0 | 2.5652 | 1 | 0
25.52 | 51.04 | 7.48 | 0.10336 | 0 | 51.04 | 0 | 0 | 0 | 0 | 1 | 0
23.68 | 47.36 | 7.48 | 0.10336 | 0 | 47.36 | 0 | 0 | 0 | 0 | 1 | 0
23.36 | 46.72 | 7.48 | 0.10336 | 0 | 46.72 | 0 | 0 | 0 | 0 | 1 | 0
20.36 | 40.72 | 7.48 | 0.10336 | 0 | 40.72 | 0 | 0 | 0 | 0 | 1 | 0
14.88 | 29.76 | 7.48 | 0.10336 | 0 | 29.76 | 0 | 0 | 0 | 0 | 1 | 0
12.28 | 24.56 | 7.48 | 0.10336 | 0 | 24.56 | 0 | 0 | 0 | 0 | 1 | 0
13.92 | 27.84 | 7.48 | 0.10336 | 0 | 27.84 | 0 | 0 | 0 | 0 | 1 | 0
13.16 | 26.32 | 7.48 | 0.10336 | 0 | 26.32 | 0 | 0 | 0 | 0 | 1 | 0
13.32 | 26.64 | 7.48 | 0.10336 | 0 | 26.64 | 0 | 0 | 0 | 0 | 1 | 0
15.56 | 31.12 | 7.48 | 0.10336 | 0 | 31.12 | 0 | 0 | 0 | 0 | 1 | 0
15.68 | 31.36 | 7.48 | 0.10336 | 0 | 31.36 | 0 | 0 | 0 | 0 | 1 | 0
12.56 | 25.12 | 7.48 | 0.10336 | 0 | 24.2556 | 0 | 0 | 0 | 0 | 0.95907 | 0.86437
14 | 28 | 7.48 | 0.10336 | 0 | 8.8328 | 9.7889 | 0 | 0 | 9.7889 | 0.51495 | 9.3784
20.12 | 40.24 | 7.48 | 0.10336 | 0 | 0 | 33.5894 | 0 | 0 | 33.5894 | 0.2 | 6.6506
19.72 | 39.44 | 7.48 | 0.10336 | 0 | 0 | 54.7038 | 9.3784 | 5.8854 | 39.44 | 0.59907 | 0
20.16 | 40.32 | 7.48 | 0.10336 | 0 | 0 | 68.7035 | 9.3784 | 19.0051 | 40.32 | 0.99814 | 0
21.72 | 43.44 | 7.48 | 0.10336 | 0 | 0 | 78.0567 | 0.043676 | 34.573 | 43.44 | 1 | 0
24.6 | 49.2 | 7.48 | 0.10336 | 0 | 0 | 78.5528 | 0 | 29.3528 | 49.2 | 1 | 0
25.4 | 50.8 | 7.48 | 0.10336 | 0 | 0 | 76.7378 | 0 | 25.9378 | 50.8 | 1 | 0
28.28 | 56.56 | 7.48 | 0.10336 | 0 | 0 | 72.3455 | 0 | 15.7855 | 56.56 | 1 | 0
26.96 | 53.92 | 7.48 | 0.10336 | 0 | 0 | 60.2456 | 0 | 6.3256 | 53.92 | 1 | 0
26.84 | 53.68 | 7.48 | 0.10336 | 0 | 11.1487 | 42.5313 | 0 | 0 | 42.5313 | 1 | 0
32.2 | 64.4 | 7.48 | 0.10336 | 0 | 44.3504 | 20.0496 | 0 | 0 | 20.0496 | 1 | 0
30.64 | 61.28 | 7.48 | 0.10336 | 0 | 59.1383 | 2.1417 | 0 | 0 | 2.1417 | 1 | 0
23.48 | 46.96 | 7.48 | 0.10336 | 0 | 46.96 | 0 | 0 | 0 | 0 | 1 | 0
21.4 | 42.8 | 7.48 | 0.10336 | 0 | 42.8 | 0 | 0 | 0 | 0 | 1 | 0
19.6 | 39.2 | 7.48 | 0.10336 | 0 | 39.2 | 0 | 0 | 0 | 0 | 1 | 0
19.8 | 39.6 | 7.48 | 0.10336 | 0 | 39.6 | 0 | 0 | 0 | 0 | 1 | 0
18.84 | 37.68 | 7.48 | 0.10336 | 0 | 37.68 | 0 | 0 | 0 | 0 | 1 | 0
10.56 | 21.12 | 7.48 | 0.10336 | 0 | 21.12 | 0 | 0 | 0 | 0 | 1 | 0
10.16 | 20.32 | 7.48 | 0.10336 | 0 | 20.32 | 0 | 0 | 0 | 0 | 1 | 0
9.32 | 18.64 | 7.48 | 0.10336 | 0 | 18.64 | 0 | 0 | 0 | 0 | 1 | 0
9.16 | 18.32 | 7.48 | 0.10336 | 0 | 18.32 | 0 | 0 | 0 | 0 | 1 | 0
11.52 | 23.04 | 7.48 | 0.10336 | 0 | 23.04 | 0 | 0 | 0 | 0 | 1 | 0
12.12 | 24.24 | 7.48 | 0.10336 | 0 | 24.24 | 0 | 0 | 0 | 0 | 1 | 0
13 | 26 | 7.48 | 0.10336 | 0 | 18.4851 | 0 | 0 | 0 | 0 | 0.64412 | 7.5149
14.08 | 28.16 | 7.48 | 0.10336 | 0 | 9.5252 | 9.2564 | 0 | 0 | 9.2564 | 0.2 | 9.3784
15.36 | 30.72 | 7.48 | 0.10336 | 0 | 0 | 31.9801 | 1.2601 | 0 | 30.72 | 0.25362 | 0
18.8 | 37.6 | 7.48 | 0.10336 | 0 | 0 | 51.9813 | 9.3784 | 5.003 | 37.6 | 0.65269 | 0
18.4 | 36.8 | 7.48 | 0.10336 | 0 | 0 | 65.9084 | 8.1619 | 20.9465 | 36.8 | 1 | 0
19.76 | 39.52 | 11.23 | 0.12409 | 0 | 0 | 72.4423 | 0 | 32.9223 | 39.52 | 1 | 0
23.56 | 47.12 | 11.23 | 0.12409 | 0 | 0 | 75.31 | 0 | 28.19 | 47.12 | 1 | 0
24.2 | 48.4 | 11.23 | 0.12409 | 0 | 0 | 73.7854 | 0 | 25.3854 | 48.4 | 1 | 0
25.48 | 50.96 | 17.48 | 0.13136 | 0 | 0 | 70.1675 | 0 | 19.2075 | 50.96 | 1 | 0
25.32 | 50.64 | 17.48 | 0.13136 | 0 | 0 | 59.6648 | 0 | 9.0248 | 50.64 | 1 | 0
26.16 | 52.32 | 17.48 | 0.13136 | 0 | 2.9998 | 41.8053 | 0 | 0 | 41.8053 | 0.64412 | 7.5149
26.64 | 53.28 | 17.48 | 0.13136 | 0 | 24.5538 | 19.3478 | 0 | 0 | 19.3478 | 0.2 | 9.3784
32.04 | 64.08 | 11.23 | 0.12409 | 0 | 62.1561 | 1.9239 | 0 | 0 | 1.9239 | 0.2 | 0
24.92 | 49.84 | 11.23 | 0.12409 | 0 | 49.84 | 0 | 0 | 0 | 0 | 0.2 | 0
20.32 | 40.64 | 11.23 | 0.12409 | 0 | 40.64 | 0 | 0 | 0 | 0 | 0.2 | 0
19.64 | 39.28 | 7.48 | 0.10336 | 0 | 39.28 | 0 | 0 | 0 | 0 | 0.2 | 0
17.24 | 34.48 | 7.48 | 0.10336 | 0 | 34.48 | 0 | 0 | 0 | 0 | 0.2 | 0
16.2 | 32.4 | 7.48 | 0.10336 | 0 | 32.4 | 0 | 0 | 0 | 0 | 0.2 | 0
10.52 | 21.04 | 7.48 | 0.10336 | 0 | 21.04 | 0 | 0 | 0 | 0 | 0.2 | 0
9.72 | 19.44 | 7.48 | 0.10336 | 0 | 19.44 | 0 | 0 | 0 | 0 | 0.2 | 0
9 | 18 | 7.48 | 0.10336 | 0 | 18 | 0 | 0 | 0 | 0 | 0.2 | 0
8.64 | 17.28 | 7.48 | 0.10336 | 0 | 17.28 | 0 | 0 | 0 | 0 | 0.2 | 0
11.28 | 22.56 | 7.48 | 0.10336 | 0 | 22.56 | 0 | 0 | 0 | 0 | 0.2 | 0
12.12 | 24.24 | 7.48 | 0.10336 | 0 | 24.24 | 0 | 0 | 0 | 0 | 0.2 | 0
13.12 | 26.24 | 7.48 | 0.10336 | 0 | 26.24 | 0 | 0 | 0 | 0 | 0.2 | 0
20.56 | 41.12 | 7.48 | 0.10336 | 0 | 32.0934 | 9.0266 | 0 | 0 | 9.0266 | 0.2 | 0
23 | 46 | 7.48 | 0.10336 | 0 | 14.2377 | 31.7623 | 0 | 0 | 31.7623 | 0.2 | 0
24.88 | 49.76 | 7.48 | 0.10336 | 0 | 0 | 53.0703 | 3.3103 | 0 | 49.76 | 0.34086 | 0
25.68 | 51.36 | 7.48 | 0.10336 | 0 | 0 | 68.1711 | 9.3784 | 7.4327 | 51.36 | 0.73993 | 0
28.84 | 57.68 | 11.23 | 0.12409 | 0 | 0 | 77.488 | 6.1117 | 13.6963 | 57.68 | 1 | 0
34.72 | 69.44 | 11.23 | 0.12409 | 0 | 0 | 79.6539 | 0 | 10.2139 | 69.44 | 1 | 0
29.48 | 58.96 | 11.23 | 0.12409 | 0 | 0 | 77.9599 | 4.9397 | 0 | 73.0202 | 1 | 4.4386
28.52 | 57.04 | 17.48 | 0.13136 | 0 | 0 | 71.0992 | 0 | 14.0592 | 57.04 | 1 | 0
27.96 | 55.92 | 17.48 | 0.13136 | 0 | 0 | 58.3943 | 0 | 2.4743 | 55.92 | 1 | 0
26.4 | 52.8 | 17.48 | 0.13136 | 0 | 4.8471 | 40.438 | 0 | 0 | 40.438 | 0.64412 | 7.5149
26.96 | 53.92 | 17.48 | 0.13136 | 0 | 26.2707 | 18.2709 | 0 | 0 | 18.2709 | 0.2 | 9.3784
27.88 | 55.76 | 11.23 | 0.12409 | 0 | 54.3201 | 1.4399 | 0 | 0 | 1.4399 | 0.2 | 0
28.08 | 56.16 | 11.23 | 0.12409 | 0 | 56.16 | 0 | 0 | 0 | 0 | 0.2 | 0
26.4 | 52.8 | 11.23 | 0.12409 | 0 | 52.8 | 0 | 0 | 0 | 0 | 0.2 | 0
27.8 | 55.6 | 7.48 | 0.10336 | 0 | 55.6 | 0 | 0 | 0 | 0 | 0.2 | 0
24.92 | 49.84 | 7.48 | 0.10336 | 0 | 49.84 | 0 | 0 | 0 | 0 | 0.2 | 0
15.96 | 31.92 | 7.48 | 0.10336 | 0 | 31.92 | 0 | 0 | 0 | 0 | 0.2 | 0
10.4 | 20.8 | 7.48 | 0.10336 | 0 | 20.8 | 0 | 0 | 0 | 0 | 0.2 | 0
9.2 | 18.4 | 7.48 | 0.10336 | 0 | 18.4 | 0 | 0 | 0 | 0 | 0.2 | 0
8.52 | 17.04 | 7.48 | 0.10336 | 0 | 17.04 | 0 | 0 | 0 | 0 | 0.2 | 0
7.76 | 15.52 | 7.48 | 0.10336 | 0 | 15.52 | 0 | 0 | 0 | 0 | 0.2 | 0
11.24 | 22.48 | 7.48 | 0.10336 | 0 | 22.48 | 0 | 0 | 0 | 0 | 0.2 | 0
11.6 | 23.2 | 7.48 | 0.10336 | 0 | 23.2 | 0 | 0 | 0 | 0 | 0.2 | 0
12.52 | 25.04 | 7.48 | 0.10336 | 0 | 25.04 | 0 | 0 | 0 | 0 | 0.2 | 0
19.6 | 39.2 | 7.48 | 0.10336 | 0 | 30.1734 | 9.0266 | 0 | 0 | 9.0266 | 0.2 | 0
21.24 | 42.48 | 7.48 | 0.10336 | 0 | 10.6451 | 31.8349 | 0 | 0 | 31.8349 | 0.2 | 0
23.56 | 47.12 | 7.48 | 0.10336 | 0 | 0 | 52.55 | 5.43 | 0 | 47.12 | 0.43106 | 0
23.88 | 47.76 | 7.48 | 0.10336 | 0 | 0 | 66.586 | 9.3784 | 9.4476 | 47.76 | 0.83013 | 0
35.28 | 70.56 | 11.23 | 0.12409 | 0 | 0 | 72.6722 | 2.1122 | 0 | 70.56 | 0.92001 | 0
36.96 | 73.92 | 11.23 | 0.12409 | 0 | 0 | 75.6851 | 1.7651 | 0 | 73.92 | 0.99512 | 0
37.04 | 74.08 | 11.23 | 0.12409 | 0 | 0 | 74.0637 | 0 | 0 | 74.0637 | 0.99435 | 0.01627
33.88 | 67.76 | 17.48 | 0.13136 | 0 | 0 | 67.8928 | 0.13276 | 0 | 67.76 | 1 | 0
35.64 | 71.28 | 17.48 | 0.13136 | 0 | 23.3763 | 47.9037 | 0 | 0 | 47.9037 | 1 | 0
36.72 | 73.44 | 17.48 | 0.13136 | 0 | 32.9406 | 32.9844 | 0 | 0 | 32.9844 | 0.64412 | 7.5149
39.96 | 79.92 | 17.48 | 0.13136 | 0 | 55.3804 | 15.1612 | 0 | 0 | 15.1612 | 0.2 | 9.3784
39.64 | 79.28 | 11.23 | 0.12409 | 0 | 78.0216 | 1.2584 | 0 | 0 | 1.2584 | 0.2 | 0
34.72 | 69.44 | 11.23 | 0.12409 | 0 | 69.44 | 0 | 0 | 0 | 0 | 0.2 | 0
30.6 | 61.2 | 11.23 | 0.12409 | 0 | 61.2 | 0 | 0 | 0 | 0 | 0.2 | 0
30.52 | 61.04 | 7.48 | 0.10336 | 9.3784 | 61.04 | 0 | 0 | 0 | 0 | 0.59907 | 0
25.44 | 50.88 | 7.48 | 0.10336 | 6.0623 | 50.88 | 0 | 0 | 0 | 0 | 0.85703 | 0
15.64 | 31.28 | 7.48 | 0.10336 | 0 | 31.28 | 0 | 0 | 0 | 0 | 0.85703 | 0
11.08 | 22.16 | 7.48 | 0.10336 | 0 | 22.16 | 0 | 0 | 0 | 0 | 0.85703 | 0
9.48 | 18.96 | 7.48 | 0.10336 | 0 | 18.96 | 0 | 0 | 0 | 0 | 0.85703 | 0
8.96 | 17.92 | 7.48 | 0.10336 | 0 | 17.92 | 0 | 0 | 0 | 0 | 0.85703 | 0
8.4 | 16.8 | 7.48 | 0.10336 | 0 | 16.8 | 0 | 0 | 0 | 0 | 0.85703 | 0
11.44 | 22.88 | 7.48 | 0.10336 | 0 | 22.88 | 0 | 0 | 0 | 0 | 0.85703 | 0
12.6 | 25.2 | 7.48 | 0.10336 | 0 | 25.2 | 0 | 0 | 0 | 0 | 0.85703 | 0
13.52 | 27.04 | 7.48 | 0.10336 | 0 | 27.04 | 0 | 0 | 0 | 0 | 0.85703 | 0
20.6 | 41.2 | 7.48 | 0.10336 | 0 | 32.9599 | 8.2401 | 0 | 0 | 8.2401 | 0.85703 | 0
22.76 | 45.52 | 7.48 | 0.10336 | 0 | 16.1534 | 29.3666 | 0 | 0 | 29.3666 | 0.85703 | 0
23.4 | 46.8 | 7.48 | 0.10336 | 0 | 0 | 49.3194 | 2.5194 | 0 | 46.8 | 0.96424 | 0
31.2 | 62.4 | 7.48 | 0.10336 | 0 | 0 | 62.5688 | 0.16879 | 0 | 62.4 | 0.97142 | 0
35.48 | 70.96 | 11.23 | 0.12409 | 0 | 0 | 71.6316 | 0.67164 | 0 | 70.96 | 1 | 0
41.08 | 82.16 | 11.23 | 0.12409 | 0 | 7.5034 | 74.6566 | 0 | 0 | 74.6566 | 1 | 0
43.36 | 86.72 | 11.23 | 0.12409 | 0 | 14.1446 | 72.5754 | 0 | 0 | 72.5754 | 1 | 0
43.52 | 87.04 | 17.48 | 0.13136 | 0 | 19.4497 | 67.5903 | 0 | 0 | 67.5903 | 1 | 0
42 | 84 | 17.48 | 0.13136 | 0 | 28.8001 | 55.1999 | 0 | 0 | 55.1999 | 1 | 0
41.12 | 82.24 | 17.48 | 0.13136 | 0 | 37.4814 | 37.2436 | 0 | 0 | 37.2436 | 0.64412 | 7.5149
42.6 | 85.2 | 17.48 | 0.13136 | 0 | 59.2326 | 16.589 | 0 | 0 | 16.589 | 0.2 | 9.3784
40.52 | 81.04 | 11.23 | 0.12409 | 0 | 80.314 | 0.726 | 0 | 0 | 0.726 | 0.2 | 0
37.88 | 75.76 | 11.23 | 0.12409 | 0 | 75.76 | 0 | 0 | 0 | 0 | 0.2 | 0
32.72 | 65.44 | 11.23 | 0.12409 | 0 | 65.44 | 0 | 0 | 0 | 0 | 0.2 | 0
33.2 | 66.4 | 7.48 | 0.10336 | 9.3784 | 66.4 | 0 | 0 | 0 | 0 | 0.59907 | 0
30.64 | 61.28 | 7.48 | 0.10336 | 9.3784 | 61.28 | 0 | 0 | 0 | 0 | 0.99814 | 0
23.56 | 47.12 | 7.48 | 0.10336 | 0.043676 | 47.12 | 0 | 0 | 0 | 0 | 1 | 0
12.44 | 24.88 | 7.48 | 0.10336 | 0 | 24.88 | 0 | 0 | 0 | 0 | 1 | 0
9.68 | 19.36 | 7.48 | 0.10336 | 0 | 19.36 | 0 | 0 | 0 | 0 | 1 | 0
9.56 | 19.12 | 7.48 | 0.10336 | 0 | 19.12 | 0 | 0 | 0 | 0 | 1 | 0
15.56 | 31.12 | 7.48 | 0.10336 | 0 | 31.12 | 0 | 0 | 0 | 0 | 1 | 0
17.84 | 35.68 | 7.48 | 0.10336 | 0 | 35.68 | 0 | 0 | 0 | 0 | 1 | 0
15.32 | 30.64 | 7.48 | 0.10336 | 0 | 30.64 | 0 | 0 | 0 | 0 | 1 | 0
16.72 | 33.44 | 7.48 | 0.10336 | 0 | 33.44 | 0 | 0 | 0 | 0 | 1 | 0
22.76 | 45.52 | 7.48 | 0.10336 | 0 | 37.6066 | 7.9134 | 0 | 0 | 7.9134 | 1 | 0
25.08 | 50.16 | 7.48 | 0.10336 | 0 | 21.5194 | 28.6406 | 0 | 0 | 28.6406 | 1 | 0
30.28 | 60.56 | 7.48 | 0.10336 | 0 | 12.3538 | 48.2062 | 0 | 0 | 48.2062 | 1 | 0
33.6 | 67.2 | 7.48 | 0.10336 | 0 | 5.1273 | 62.0727 | 0 | 0 | 62.0727 | 1 | 0
41.12 | 82.24 | 11.23 | 0.12409 | 0 | 10.4148 | 71.8252 | 0 | 0 | 71.8252 | 1 | 0
49.76 | 99.52 | 11.23 | 0.12409 | 0 | 24.8755 | 74.6445 | 0 | 0 | 74.6445 | 1 | 0
47.84 | 95.68 | 11.23 | 0.12409 | 0 | 21.1928 | 74.4872 | 0 | 0 | 74.4872 | 1 | 0
41.76 | 83.52 | 17.48 | 0.13136 | 0 | 16.8009 | 66.7191 | 0 | 0 | 66.7191 | 1 | 0
39.76 | 79.52 | 17.48 | 0.13136 | 0 | 25.6269 | 53.8931 | 0 | 0 | 53.8931 | 1 | 0
38.8 | 77.6 | 17.48 | 0.13136 | 0 | 40.8274 | 29.2577 | 0 | 0 | 29.2577 | 0.64412 | 7.5149
39.72 | 79.44 | 17.48 | 0.13136 | 0 | 57.3204 | 12.7412 | 0 | 0 | 12.7412 | 0.2 | 9.3784
39.48 | 78.96 | 11.23 | 0.12409 | 0 | 78.5728 | 0.3872 | 0 | 0 | 0.3872 | 0.2 | 0
37.8 | 75.6 | 11.23 | 0.12409 | 0 | 75.6 | 0 | 0 | 0 | 0 | 0.2 | 0
37.12 | 74.24 | 11.23 | 0.12409 | 0 | 74.24 | 0 | 0 | 0 | 0 | 0.2 | 0
36.84 | 73.68 | 7.48 | 0.10336 | 0 | 73.68 | 0 | 0 | 0 | 0 | 0.2 | 0
32.76 | 65.52 | 7.48 | 0.10336 | 0 | 65.52 | 0 | 0 | 0 | 0 | 0.2 | 0
18.48 | 36.96 | 7.48 | 0.10336 | 0 | 36.96 | 0 | 0 | 0 | 0 | 0.2 | 0
11.72 | 23.44 | 7.48 | 0.10336 | 0 | 23.44 | 0 | 0 | 0 | 0 | 0.2 | 0
9.76 | 19.52 | 7.48 | 0.10336 | 0 | 19.52 | 0 | 0 | 0 | 0 | 0.2 | 0
9.76 | 19.52 | 7.48 | 0.10336 | 0 | 19.52 | 0 | 0 | 0 | 0 | 0.2 | 0
9.96 | 19.92 | 7.48 | 0.10336 | 0 | 19.92 | 0 | 0 | 0 | 0 | 0.2 | 0
12.88 | 25.76 | 7.48 | 0.10336 | 0 | 25.76 | 0 | 0 | 0 | 0 | 0.2 | 0
13.96 | 27.92 | 7.48 | 0.10336 | 0 | 27.92 | 0 | 0 | 0 | 0 | 0.2 | 0
13.92 | 27.84 | 7.48 | 0.10336 | 0 | 27.84 | 0 | 0 | 0 | 0 | 0.2 | 0
20.4 | 40.8 | 7.48 | 0.10336 | 0 | 33.1891 | 7.6109 | 0 | 0 | 7.6109 | 0.2 | 0
21.96 | 43.92 | 7.48 | 0.10336 | 0 | 16.3079 | 27.6121 | 0 | 0 | 27.6121 | 0.2 | 0
23.12 | 46.24 | 7.48 | 0.10336 | 0 | 0.18763 | 46.0524 | 0 | 0 | 46.0524 | 0.2 | 0
26.2 | 52.4 | 7.48 | 0.10336 | 0 | 0 | 59.3865 | 6.9865 | 0 | 52.4 | 0.49729 | 0
25.56 | 51.12 | 7.48 | 0.10336 | 0 | 0 | 70.9904 | 9.3784 | 10.492 | 51.12 | 0.89636 | 0
32.68 | 65.36 | 7.48 | 0.10336 | 0 | 0 | 76.3022 | 2.4356 | 8.5067 | 65.36 | 1 | 0
28.88 | 57.76 | 7.48 | 0.10336 | 0 | 0 | 74.4751 | 0 | 16.7151 | 57.76 | 1 | 0
27.76 | 55.52 | 7.48 | 0.10336 | 0 | 0 | 68.6672 | 0 | 13.1472 | 55.52 | 1 | 0
28.88 | 57.76 | 7.48 | 0.10336 | 0 | 2.3786 | 55.3814 | 0 | 0 | 55.3814 | 1 | 0
33.32 | 66.64 | 7.48 | 0.10336 | 0 | 29.227 | 37.413 | 0 | 0 | 37.413 | 1 | 0
27.2 | 54.4 | 7.48 | 0.10336 | 0 | 38.4039 | 15.9961 | 0 | 0 | 15.9961 | 1 | 0
26.92 | 53.84 | 7.48 | 0.10336 | 0 | 53.3802 | 0.4598 | 0 | 0 | 0.4598 | 1 | 0
26.92 | 53.84 | 7.48 | 0.10336 | 0 | 53.84 | 0 | 0 | 0 | 0 | 1 | 0
24.92 | 49.84 | 7.48 | 0.10336 | 0 | 49.84 | 0 | 0 | 0 | 0 | 1 | 0
22.8 | 45.6 | 7.48 | 0.10336 | 0 | 45.6 | 0 | 0 | 0 | 0 | 1 | 0
20.6 | 41.2 | 7.48 | 0.10336 | 0 | 41.2 | 0 | 0 | 0 | 0 | 1 | 0
16.8 | 33.6 | 7.48 | 0.10336 | 0 | 33.6 | 0 | 0 | 0 | 0 | 1 | 0
14.96 | 29.92 | 7.48 | 0.10336 | 0 | 29.92 | 0 | 0 | 0 | 0 | 1 | 0
13.88 | 27.76 | 7.48 | 0.10336 | 0 | 27.76 | 0 | 0 | 0 | 0 | 1 | 0
13.76 | 27.52 | 7.48 | 0.10336 | 0 | 27.52 | 0 | 0 | 0 | 0 | 1 | 0
14.36 | 28.72 | 7.48 | 0.10336 | 0 | 28.72 | 0 | 0 | 0 | 0 | 1 | 0
17.32 | 34.64 | 7.48 | 0.10336 | 0 | 34.64 | 0 | 0 | 0 | 0 | 1 | 0
17.48 | 34.96 | 7.48 | 0.10336 | 0 | 34.96 | 0 | 0 | 0 | 0 | 1 | 0
14.32 | 28.64 | 7.48 | 0.10336 | 0 | 28.64 | 0 | 0 | 0 | 0 | 1 | 0
14.88 | 29.76 | 7.48 | 0.10336 | 0 | 13.853 | 7.9981 | 0 | 0 | 7.9981 | 0.62547 | 7.909
19 | 38 | 7.48 | 0.10336 | 0 | 0 | 29.0157 | 0 | 0 | 29.0157 | 0.2 | 8.9843
19.6 | 39.2 | 7.48 | 0.10336 | 0 | 0 | 47.9037 | 8.7037 | 0 | 39.2 | 0.57036 | 0
20.56 | 41.12 | 7.48 | 0.10336 | 0 | 0 | 63.3432 | 9.3784 | 12.8448 | 41.12 | 0.96943 | 0
20.52 | 41.04 | 7.48 | 0.10336 | 0 | 0 | 73.9669 | 0.71839 | 32.2085 | 41.04 | 1 | 0
26.4 | 52.8 | 7.48 | 0.10336 | 0 | 0 | 77.2218 | 0 | 24.4218 | 52.8 | 1 | 0
27.72 | 55.44 | 7.48 | 0.10336 | 0 | 0 | 76.762 | 0 | 21.322 | 55.44 | 1 | 0
26.72 | 53.44 | 7.48 | 0.10336 | 0 | 0 | 69.8772 | 0 | 16.4372 | 53.44 | 1 | 0
28.6 | 57.2 | 7.48 | 0.10336 | 0 | 0 | 57.6804 | 0 | 0.48041 | 57.2 | 1 | 0
23.28 | 46.56 | 7.48 | 0.10336 | 0 | 7.9249 | 38.6351 | 0 | 0 | 38.6351 | 1 | 0
26.04 | 52.08 | 7.48 | 0.10336 | 0 | 34.1721 | 17.9079 | 0 | 0 | 17.9079 | 1 | 0
24.72 | 49.44 | 7.48 | 0.10336 | 0 | 49.44 | 0 | 0 | 0 | 0 | 1 | 0
19.96 | 39.92 | 7.48 | 0.10336 | 0 | 39.92 | 0 | 0 | 0 | 0 | 1 | 0
20 | 40 | 7.48 | 0.10336 | 0 | 40 | 0 | 0 | 0 | 0 | 1 | 0
20.28 | 40.56 | 7.48 | 0.10336 | 0 | 40.56 | 0 | 0 | 0 | 0 | 1 | 0
20.2 | 40.4 | 7.48 | 0.10336 | 0 | 40.4 | 0 | 0 | 0 | 0 | 1 | 0
14.92 | 29.84 | 7.48 | 0.10336 | 0 | 29.84 | 0 | 0 | 0 | 0 | 1 | 0
10.68 | 21.36 | 7.48 | 0.10336 | 0 | 21.36 | 0 | 0 | 0 | 0 | 1 | 0
11.44 | 22.88 | 7.48 | 0.10709 | 0 | 22.88 | 0 | 0 | 0 | 0 | 1 | 0
12.96 | 25.92 | 7.48 | 0.10709 | 0 | 25.92 | 0 | 0 | 0 | 0 | 1 | 0
13.72 | 27.44 | 7.48 | 0.10709 | 0 | 27.44 | 0 | 0 | 0 | 0 | 1 | 0
16.36 | 32.72 | 7.48 | 0.10709 | 0 | 32.72 | 0 | 0 | 0 | 0 | 1 | 0
16.2 | 32.4 | 7.48 | 0.10709 | 0 | 32.4 | 0 | 0 | 0 | 0 | 1 | 0
13.4 | 26.8 | 7.48 | 0.10709 | 0 | 19.2851 | 0 | 0 | 0 | 0 | 0.64412 | 7.5149
13.64 | 27.28 | 7.48 | 0.10709 | 0 | 8.8388 | 9.0628 | 0 | 0 | 9.0628 | 0.2 | 9.3784
13.76 | 27.52 | 7.48 | 0.10709 | 0 | 0 | 33.662 | 6.142 | 0 | 27.52 | 0.46136 | 0
18.24 | 36.48 | 7.48 | 0.10709 | 0 | 0 | 55.9501 | 9.3784 | 10.0917 | 36.48 | 0.86043 | 0
19.76 | 39.52 | 7.48 | 0.10709 | 0 | 0 | 71.6195 | 6.4921 | 0 | 65.1274 | 1 | 2.8863
20.76 | 41.52 | 7.48 | 0.12502 | 0 | 0 | 80.3073 | 0 | 38.7873 | 41.52 | 1 | 0
22.92 | 45.84 | 7.48 | 0.12502 | 0 | 0 | 82.3038 | 4.9397 | 0 | 77.3641 | 1 | 4.4386
22.08 | 44.16 | 7.48 | 0.12502 | 0 | 0 | 77.8752 | 0 | 33.7152 | 44.16 | 1 | 0
26.12 | 52.24 | 12.23 | 0.12502 | 0 | 0 | 68.159 | 0 | 15.919 | 52.24 | 1 | 0
25.48 | 50.96 | 12.23 | 0.12502 | 0 | 0 | 56.3373 | 0 | 5.3773 | 50.96 | 1 | 0
25.8 | 51.6 | 12.23 | 0.12502 | 0 | 12.8197 | 38.7803 | 0 | 0 | 38.7803 | 1 | 0
24.44 | 48.88 | 12.23 | 0.12502 | 0 | 31.7223 | 17.1577 | 0 | 0 | 17.1577 | 1 | 0
20.8 | 41.6 | 7.48 | 0.12502 | 0 | 41.6 | 0 | 0 | 0 | 0 | 1 | 0
19 | 38 | 7.48 | 0.12502 | 0 | 30.4851 | 0 | 0 | 0 | 0 | 0.64412 | 7.5149
17.56 | 35.12 | 7.48 | 0.12502 | 0 | 25.7416 | 0 | 0 | 0 | 0 | 0.2 | 9.3784
19.12 | 38.24 | 7.48 | 0.10709 | 0 | 38.24 | 0 | 0 | 0 | 0 | 0.2 | 0
20.6 | 41.2 | 7.48 | 0.10709 | 0 | 41.2 | 0 | 0 | 0 | 0 | 0.2 | 0
19.04 | 38.08 | 7.48 | 0.10709 | 0 | 38.08 | 0 | 0 | 0 | 0 | 0.2 | 0
15.32 | 30.64 | 7.48 | 0.10709 | 0 | 30.64 | 0 | 0 | 0 | 0 | 0.2 | 0
14.16 | 28.32 | 7.48 | 0.10709 | 0 | 28.32 | 0 | 0 | 0 | 0 | 0.2 | 0
13.32 | 26.64 | 7.48 | 0.10709 | 0 | 26.64 | 0 | 0 | 0 | 0 | 0.2 | 0
13.24 | 26.48 | 7.48 | 0.10709 | 0 | 26.48 | 0 | 0 | 0 | 0 | 0.2 | 0
15.64 | 31.28 | 7.48 | 0.10709 | 0 | 31.28 | 0 | 0 | 0 | 0 | 0.2 | 0
15.76 | 31.52 | 7.48 | 0.10709 | 0 | 31.52 | 0 | 0 | 0 | 0 | 0.2 | 0
16.4 | 32.8 | 7.48 | 0.10709 | 0 | 32.8 | 0 | 0 | 0 | 0 | 0.2 | 0
17.76 | 35.52 | 7.48 | 0.10709 | 0 | 27.4493 | 8.0707 | 0 | 0 | 8.0707 | 0.2 | 0
18.84 | 37.68 | 7.48 | 0.10709 | 0 | 7.4181 | 30.2619 | 0 | 0 | 30.2619 | 0.2 | 0
20.88 | 41.76 | 7.48 | 0.10709 | 0 | 0.9832 | 40.7768 | 0 | 0 | 40.7768 | 0.2 | 0
20.68 | 41.36 | 7.48 | 0.10709 | 0 | 0 | 57.6925 | 9.3784 | 6.9541 | 41.36 | 0.59907 | 0
22.64 | 45.28 | 7.48 | 0.12502 | 0 | 0 | 70.6516 | 9.3784 | 15.9932 | 45.28 | 0.99814 | 0
23.04 | 46.08 | 7.48 | 0.12502 | 0 | 0 | 71.9463 | 0.043676 | 25.8226 | 46.08 | 1 | 0
24.36 | 48.72 | 7.48 | 0.12502 | 0 | 0 | 77.1976 | 0 | 28.4776 | 48.72 | 1 | 0
24.64 | 49.28 | 12.23 | 0.12502 | 0 | 0 | 71.1113 | 0 | 21.8313 | 49.28 | 1 | 0
26.32 | 52.64 | 12.23 | 0.12502 | 0 | 0 | 57.9829 | 0 | 5.3429 | 52.64 | 1 | 0
29.6 | 59.2 | 12.23 | 0.12502 | 0 | 20.335 | 38.865 | 0 | 0 | 38.865 | 1 | 0
29.68 | 59.36 | 12.23 | 0.12502 | 0 | 43.3276 | 16.0324 | 0 | 0 | 16.0324 | 1 | 0
20.68 | 41.36 | 7.48 | 0.12502 | 0 | 41.36 | 0 | 0 | 0 | 0 | 1 | 0
19.32 | 38.64 | 7.48 | 0.12502 | 0 | 31.1251 | 0 | 0 | 0 | 0 | 0.64412 | 7.5149
18.52 | 37.04 | 7.48 | 0.12502 | 0 | 27.6616 | 0 | 0 | 0 | 0 | 0.2 | 9.3784
19.48 | 38.96 | 7.48 | 0.10709 | 0 | 38.96 | 0 | 0 | 0 | 0 | 0.2 | 0
19.52 | 39.04 | 7.48 | 0.10709 | 0 | 39.04 | 0 | 0 | 0 | 0 | 0.2 | 0
18.96 | 37.92 | 7.48 | 0.10709 | 0 | 37.92 | 0 | 0 | 0 | 0 | 0.2 | 0
15.88 | 31.76 | 7.48 | 0.10709 | 0 | 31.76 | 0 | 0 | 0 | 0 | 0.2 | 0
14.88 | 29.76 | 7.48 | 0.10709 | 0 | 29.76 | 0 | 0 | 0 | 0 | 0.2 | 0
14.68 | 29.36 | 7.48 | 0.10709 | 0 | 29.36 | 0 | 0 | 0 | 0 | 0.2 | 0
14.4 | 28.8 | 7.48 | 0.10709 | 0 | 28.8 | 0 | 0 | 0 | 0 | 0.2 | 0
17.44 | 34.88 | 7.48 | 0.10709 | 0 | 34.88 | 0 | 0 | 0 | 0 | 0.2 | 0
17.56 | 35.12 | 7.48 | 0.10709 | 0 | 35.12 | 0 | 0 | 0 | 0 | 0.2 | 0
18.72 | 37.44 | 7.48 | 0.10709 | 0 | 37.44 | 0 | 0 | 0 | 0 | 0.2 | 0
19.44 | 38.88 | 7.48 | 0.10709 | 0 | 30.9787 | 7.9013 | 0 | 0 | 7.9013 | 0.2 | 0
20.8 | 41.6 | 7.48 | 0.10709 | 0 | 11.5196 | 30.0804 | 0 | 0 | 30.0804 | 0.2 | 0
22.92 | 45.84 | 7.48 | 0.10709 | 0 | 0 | 50.7956 | 4.9555 | 0 | 45.84 | 0.41087 | 0
22.44 | 44.88 | 7.48 | 0.10709 | 0 | 0 | 65.4486 | 9.3784 | 11.1902 | 44.88 | 0.80994 | 0
22.6 | 45.2 | 7.48 | 0.12502 | 0 | 0 | 76.0723 | 4.4665 | 26.4058 | 45.2 | 1 | 0
24 | 48 | 7.48 | 0.12502 | 0 | 0 | 80.3678 | 0 | 32.3678 | 48 | 1 | 0
30.04 | 60.08 | 7.48 | 0.12502 | 0 | 0 | 78.3592 | 4.9397 | 0 | 73.4195 | 1 | 4.4386
31 | 62 | 12.23 | 0.12502 | 0 | 0 | 72.4302 | 0 | 10.4302 | 62 | 1 | 0
32 | 64 | 12.23 | 0.12502 | 0 | 5.5089 | 58.4911 | 0 | 0 | 58.4911 | 1 | 0
29.52 | 59.04 | 12.23 | 0.12502 | 0 | 20.3323 | 38.7077 | 0 | 0 | 38.7077 | 1 | 0
30.48 | 60.96 | 12.23 | 0.12502 | 0 | 45.3269 | 15.6331 | 0 | 0 | 15.6331 | 1 | 0
26.4 | 52.8 | 7.48 | 0.12502 | 0 | 52.8 | 0 | 0 | 0 | 0 | 1 | 0
23.28 | 46.56 | 7.48 | 0.12502 | 0 | 39.0451 | 0 | 0 | 0 | 0 | 0.64412 | 7.5149
20.88 | 41.76 | 7.48 | 0.12502 | 0 | 32.3816 | 0 | 0 | 0 | 0 | 0.2 | 9.3784
21.48 | 42.96 | 7.48 | 0.10709 | 0 | 42.96 | 0 | 0 | 0 | 0 | 0.2 | 0
21.64 | 43.28 | 7.48 | 0.10709 | 0 | 43.28 | 0 | 0 | 0 | 0 | 0.2 | 0
21.12 | 42.24 | 7.48 | 0.10709 | 0 | 42.24 | 0 | 0 | 0 | 0 | 0.2 | 0
18.08 | 36.16 | 7.48 | 0.10709 | 0 | 36.16 | 0 | 0 | 0 | 0 | 0.2 | 0
16.8 | 33.6 | 7.48 | 0.10709 | 0 | 33.6 | 0 | 0 | 0 | 0 | 0.2 | 0
16.72 | 33.44 | 7.48 | 0.10709 | 0 | 33.44 | 0 | 0 | 0 | 0 | 0.2 | 0
16.56 | 33.12 | 7.48 | 0.10709 | 0 | 33.12 | 0 | 0 | 0 | 0 | 0.2 | 0
18.84 | 37.68 | 7.48 | 0.10709 | 0 | 37.68 | 0 | 0 | 0 | 0 | 0.2 | 0
19.04 | 38.08 | 7.48 | 0.10709 | 0 | 38.08 | 0 | 0 | 0 | 0 | 0.2 | 0
20.04 | 40.08 | 7.48 | 0.10709 | 0 | 40.08 | 0 | 0 | 0 | 0 | 0.2 | 0
20.84 | 41.68 | 7.48 | 0.10709 | 0 | 33.5125 | 8.1675 | 0 | 0 | 8.1675 | 0.2 | 0
21.56 | 43.12 | 7.48 | 0.10709 | 0 | 18.5329 | 24.5871 | 0 | 0 | 24.5871 | 0.2 | 0
22.32 | 44.64 | 7.48 | 0.10709 | 0 | 22.969 | 21.671 | 0 | 0 | 21.671 | 0.2 | 0
22.4 | 44.8 | 7.48 | 0.10709 | 0 | 0 | 71.1598 | 9.3784 | 16.9814 | 44.8 | 0.59907 | 0
23.68 | 47.36 | 7.48 | 0.12502 | 0 | 0 | 81.5415 | 9.3784 | 24.8031 | 47.36 | 0.99814 | 0
24.56 | 49.12 | 7.48 | 0.12502 | 0 | 0 | 84.1914 | 0.043676 | 35.0277 | 49.12 | 1 | 0
26.16 | 52.32 | 7.48 | 0.12502 | 0 | 0 | 82.207 | 4.9397 | 0 | 77.2673 | 1 | 4.4386
32.44 | 64.88 | 12.23 | 0.12502 | 0 | 0 | 73.2772 | 0 | 8.3972 | 64.88 | 1 | 0
31.56 | 63.12 | 12.23 | 0.12502 | 0 | 4.6531 | 58.4669 | 0 | 0 | 58.4669 | 1 | 0
31.16 | 62.32 | 12.23 | 0.12502 | 0 | 23.7575 | 38.5625 | 0 | 0 | 38.5625 | 1 | 0
30.56 | 61.12 | 12.23 | 0.12502 | 0 | 45.4869 | 15.6331 | 0 | 0 | 15.6331 | 1 | 0
22.84 | 45.68 | 7.48 | 0.12502 | 0 | 45.68 | 0 | 0 | 0 | 0 | 1 | 0
20.36 | 40.72 | 7.48 | 0.12502 | 0 | 33.2051 | 0 | 0 | 0 | 0 | 0.64412 | 7.5149
19.08 | 38.16 | 7.48 | 0.12502 | 0 | 28.7816 | 0 | 0 | 0 | 0 | 0.2 | 9.3784
20.08 | 40.16 | 7.48 | 0.10709 | 0 | 40.16 | 0 | 0 | 0 | 0 | 0.2 | 0
20 | 40 | 7.48 | 0.10709 | 0 | 40 | 0 | 0 | 0 | 0 | 0.2 | 0
19.76 | 39.52 | 7.48 | 0.10709 | 0 | 39.52 | 0 | 0 | 0 | 0 | 0.2 | 0
16.72 | 33.44 | 7.48 | 0.10709 | 0 | 33.44 | 0 | 0 | 0 | 0 | 0.2 | 0
15.52 | 31.04 | 7.48 | 0.10709 | 0 | 31.04 | 0 | 0 | 0 | 0 | 0.2 | 0
15.44 | 30.88 | 7.48 | 0.10709 | 0 | 30.88 | 0 | 0 | 0 | 0 | 0.2 | 0
15.6 | 31.2 | 7.48 | 0.10709 | 0 | 31.2 | 0 | 0 | 0 | 0 | 0.2 | 0
17.44 | 34.88 | 7.48 | 0.10709 | 0 | 34.88 | 0 | 0 | 0 | 0 | 0.2 | 0
17.2 | 34.4 | 7.48 | 0.10709 | 0 | 34.4 | 0 | 0 | 0 | 0 | 0.2 | 0
17.92 | 35.84 | 7.48 | 0.10709 | 0 | 35.84 | 0 | 0 | 0 | 0 | 0.2 | 0
19.12 | 38.24 | 7.48 | 0.10709 | 0 | 30.4718 | 7.7682 | 0 | 0 | 7.7682 | 0.2 | 0
20.64 | 41.28 | 7.48 | 0.10709 | 0 | 10.6188 | 30.6612 | 0 | 0 | 30.6612 | 0.2 | 0
21.88 | 43.76 | 7.48 | 0.10709 | 0 | 0 | 51.1464 | 7.3864 | 0 | 43.76 | 0.51431 | 0
21.92 | 43.84 | 7.48 | 0.10709 | 0 | 0 | 65.9689 | 9.3784 | 12.7505 | 43.84 | 0.91338 | 0
23.4 | 46.8 | 7.48 | 0.12502 | 0 | 0 | 74.6566 | 2.0356 | 25.821 | 46.8 | 1 | 0
24.08 | 48.16 | 7.48 | 0.12502 | 0 | 0 | 80.5251 | 4.9397 | 0 | 75.5854 | 1 | 4.4386
28.88 | 57.76 | 7.48 | 0.12502 | 0 | 0 | 80.2589 | 0 | 22.4989 | 57.76 | 1 | 0
38.68 | 77.36 | 12.23 | 0.12502 | 0 | 5.1234 | 72.2366 | 0 | 0 | 72.2366 | 1 | 0
42.6 | 85.2 | 12.23 | 0.12502 | 0 | 25.874 | 59.326 | 0 | 0 | 59.326 | 1 | 0
45.76 | 91.52 | 12.23 | 0.12502 | 0 | 52.4493 | 39.0707 | 0 | 0 | 39.0707 | 1 | 0
39.6 | 79.2 | 12.23 | 0.12502 | 0 | 60.5652 | 9.2564 | 0 | 0 | 9.2564 | 0.55588 | 9.3784
35.84 | 71.68 | 7.48 | 0.12502 | 0 | 70.7251 | 0 | 0 | 0 | 0 | 0.51065 | 0.95494
27.52 | 55.04 | 7.48 | 0.12502 | 0 | 55.04 | 0 | 0 | 0 | 0 | 0.51065 | 0
25.36 | 50.72 | 7.48 | 0.12502 | 0 | 44.16 | 0 | 0 | 0 | 0 | 0.2 | 6.56
26.12 | 52.24 | 7.48 | 0.10709 | 0 | 52.24 | 0 | 0 | 0 | 0 | 0.2 | 0
25.84 | 51.68 | 7.48 | 0.10709 | 0 | 51.68 | 0 | 0 | 0 | 0 | 0.2 | 0
25.44 | 50.88 | 7.48 | 0.10709 | 0 | 50.88 | 0 | 0 | 0 | 0 | 0.2 | 0
19.92 | 39.84 | 7.48 | 0.10709 | 0 | 39.84 | 0 | 0 | 0 | 0 | 0.2 | 0
18.2 | 36.4 | 7.48 | 0.10709 | 0 | 36.4 | 0 | 0 | 0 | 0 | 0.2 | 0
17.64 | 35.28 | 7.48 | 0.10709 | 0 | 35.28 | 0 | 0 | 0 | 0 | 0.2 | 0
18.28 | 36.56 | 7.48 | 0.10709 | 0 | 36.56 | 0 | 0 | 0 | 0 | 0.2 | 0
21.32 | 42.64 | 7.48 | 0.10709 | 0 | 42.64 | 0 | 0 | 0 | 0 | 0.2 | 0
23.72 | 47.44 | 7.48 | 0.10709 | 0 | 47.44 | 0 | 0 | 0 | 0 | 0.2 | 0
25.08 | 50.16 | 7.48 | 0.10709 | 0 | 50.16 | 0 | 0 | 0 | 0 | 0.2 | 0
26.2 | 52.4 | 7.48 | 0.10709 | 0 | 44.6076 | 7.7924 | 0 | 0 | 7.7924 | 0.2 | 0
27.12 | 54.24 | 7.48 | 0.10709 | 0 | 23.4336 | 30.8064 | 0 | 0 | 30.8064 | 0.2 | 0
27.56 | 55.12 | 7.48 | 0.10709 | 0 | 2.9451 | 52.1749 | 0 | 0 | 52.1749 | 0.2 | 0
26.56 | 53.12 | 7.48 | 0.10709 | 0 | 0 | 67.5903 | 9.3784 | 5.0919 | 53.12 | 0.59907 | 0
26.32 | 52.64 | 7.48 | 0.10709 | 0 | 0 | 76.4595 | 9.3784 | 14.4411 | 52.64 | 0.99814 | 0
26.92 | 53.84 | 7.48 | 0.10709 | 0 | 0 | 79.545 | 0.043676 | 25.6613 | 53.84 | 1 | 0
31.04 | 62.08 | 7.48 | 0.10709 | 0 | 0 | 79.3756 | 4.9397 | 0 | 74.4359 | 1 | 4.4386
36.52 | 73.04 | 7.48 | 0.10709 | 0 | 1.8561 | 71.1839 | 0 | 0 | 71.1839 | 1 | 0
44.36 | 88.72 | 7.48 | 0.10709 | 0 | 31.0033 | 57.7167 | 0 | 0 | 57.7167 | 1 | 0
37.2 | 74.4 | 7.48 | 0.10709 | 0 | 36.9386 | 37.4614 | 0 | 0 | 37.4614 | 1 | 0
36.16 | 72.32 | 7.48 | 0.10709 | 0 | 57.9211 | 14.3989 | 0 | 0 | 14.3989 | 1 | 0
32.2 | 64.4 | 7.48 | 0.10709 | 0 | 64.4 | 0 | 0 | 0 | 0 | 1 | 0
25.36 | 50.72 | 7.48 | 0.10709 | 0 | 50.72 | 0 | 0 | 0 | 0 | 1 | 0
25.68 | 51.36 | 7.48 | 0.10709 | 0 | 51.36 | 0 | 0 | 0 | 0 | 1 | 0
24.36 | 48.72 | 7.48 | 0.10709 | 0 | 48.72 | 0 | 0 | 0 | 0 | 1 | 0
23.96 | 47.92 | 7.48 | 0.10709 | 0 | 47.92 | 0 | 0 | 0 | 0 | 1 | 0
23.4 | 46.8 | 7.48 | 0.10709 | 0 | 46.8 | 0 | 0 | 0 | 0 | 1 | 0
17.96 | 35.92 | 7.48 | 0.10709 | 0 | 35.92 | 0 | 0 | 0 | 0 | 1 | 0
15.8 | 31.6 | 7.48 | 0.10709 | 0 | 31.6 | 0 | 0 | 0 | 0 | 1 | 0
16.68 | 33.36 | 7.48 | 0.10709 | 0 | 33.36 | 0 | 0 | 0 | 0 | 1 | 0
15.6 | 31.2 | 7.48 | 0.10709 | 0 | 31.2 | 0 | 0 | 0 | 0 | 1 | 0
19 | 38 | 7.48 | 0.10709 | 0 | 38 | 0 | 0 | 0 | 0 | 1 | 0
20.2 | 40.4 | 7.48 | 0.10709 | 0 | 40.4 | 0 | 0 | 0 | 0 | 1 | 0
20.8 | 41.6 | 7.48 | 0.10709 | 0 | 41.6 | 0 | 0 | 0 | 0 | 1 | 0
22.6 | 45.2 | 7.48 | 0.10709 | 0 | 30.7881 | 6.897 | 0 | 0 | 6.897 | 0.64412 | 7.5149
23.8 | 47.6 | 7.48 | 0.10709 | 0 | 10.0409 | 28.1808 | 0 | 0 | 28.1808 | 0.2 | 9.3784
23.52 | 47.04 | 7.48 | 0.10709 | 0 | 0 | 49.4403 | 2.4003 | 0 | 47.04 | 0.30214 | 0
22.08 | 44.16 | 7.48 | 0.10709 | 0 | 0 | 64.9404 | 9.3784 | 11.402 | 44.16 | 0.70121 | 0
22.76 | 45.52 | 7.48 | 0.10709 | 0 | 0 | 76.3143 | 8.263 | 0 | 68.0513 | 1 | 1.1154
25.16 | 50.32 | 7.48 | 0.10709 | 0 | 0 | 81.2269 | 0 | 30.9069 | 50.32 | 1 | 0
23.32 | 46.64 | 7.48 | 0.10709 | 0 | 0 | 78.7343 | 4.9397 | 0 | 73.7946 | 1 | 4.4386
22.72 | 45.44 | 7.48 | 0.10709 | 0 | 0 | 71.6679 | 0 | 26.2279 | 45.44 | 1 | 0
22.76 | 45.52 | 7.48 | 0.10709 | 0 | 0 | 57.1964 | 0 | 11.6764 | 45.52 | 1 | 0
23.32 | 46.64 | 7.48 | 0.10709 | 0 | 9.59 | 37.05 | 0 | 0 | 37.05 | 1 | 0
23.52 | 47.04 | 7.48 | 0.10709 | 0 | 33.1372 | 13.9028 | 0 | 0 | 13.9028 | 1 | 0
23.4 | 46.8 | 7.48 | 0.10709 | 0 | 46.8 | 0 | 0 | 0 | 0 | 1 | 0
18.48 | 36.96 | 7.48 | 0.10709 | 0 | 36.96 | 0 | 0 | 0 | 0 | 1 | 0
15.68 | 31.36 | 7.48 | 0.10709 | 0 | 31.36 | 0 | 0 | 0 | 0 | 1 | 0
16.68 | 33.36 | 7.48 | 0.10709 | 0 | 33.36 | 0 | 0 | 0 | 0 | 1 | 0
17 | 34 | 7.48 | 0.10709 | 0 | 34 | 0 | 0 | 0 | 0 | 1 | 0
17.2 | 34.4 | 7.48 | 0.10709 | 0 | 34.4 | 0 | 0 | 0 | 0 | 1 | 0
11.36 | 22.72 | 7.48 | 0.10709 | 0 | 22.72 | 0 | 0 | 0 | 0 | 1 | 0
9.6 | 19.2 | 7.48 | 0.10709 | 0 | 19.2 | 0 | 0 | 0 | 0 | 1 | 0
8.92 | 17.84 | 7.48 | 0.10709 | 0 | 17.84 | 0 | 0 | 0 | 0 | 1 | 0
10.04 | 20.08 | 7.48 | 0.10709 | 0 | 20.08 | 0 | 0 | 0 | 0 | 1 | 0
13.04 | 26.08 | 7.48 | 0.10709 | 0 | 26.08 | 0 | 0 | 0 | 0 | 1 | 0
14.68 | 29.36 | 7.48 | 0.10709 | 0 | 29.36 | 0 | 0 | 0 | 0 | 1 | 0
15.92 | 31.84 | 7.48 | 0.10709 | 0 | 31.84 | 0 | 0 | 0 | 0 | 1 | 0
17.16 | 34.32 | 7.48 | 0.10709 | 0 | 19.4462 | 7.018 | 0 | 0 | 7.018 | 0.62798 | 7.8559
18.96 | 37.92 | 7.48 | 0.10709 | 0 | 0 | 28.8826 | 0 | 0 | 28.8826 | 0.2 | 9.0374
23.56 | 47.12 | 7.48 | 0.10709 | 0 | 0 | 49.404 | 2.2841 | 0 | 47.12 | 0.29719 | 0
23.04 | 46.08 | 7.48 | 0.10709 | 0 | 0 | 65.86 | 9.3784 | 10.4016 | 46.08 | 0.69626 | 0
24.32 | 48.64 | 7.48 | 0.12502 | 0 | 0 | 77.1492 | 7.138 | 21.3712 | 48.64 | 1 | 0
25.24 | 50.48 | 7.48 | 0.12502 | 0 | 0 | 81.844 | 0 | 31.364 | 50.48 | 1 | 0
25.04 | 50.08 | 7.48 | 0.12502 | 0 | 0 | 79.1336 | 4.9397 | 0 | 74.1939 | 1 | 4.4386
27.68 | 55.36 | 12.23 | 0.12502 | 0 | 0 | 70.833 | 0 | 15.473 | 55.36 | 1 | 0
27.68 | 55.36 | 12.23 | 0.12502 | 0 | 0 | 56.9423 | 0 | 1.5823 | 55.36 | 1 | 0
30.96 | 61.92 | 12.23 | 0.12502 | 0 | 24.9668 | 36.9532 | 0 | 0 | 36.9532 | 1 | 0
33.68 | 67.36 | 12.23 | 0.12502 | 0 | 53.4814 | 13.8786 | 0 | 0 | 13.8786 | 1 | 0
25.52 | 51.04 | 7.48 | 0.12502 | 0 | 51.04 | 0 | 0 | 0 | 0 | 1 | 0
21.12 | 42.24 | 7.48 | 0.12502 | 0 | 34.7251 | 0 | 0 | 0 | 0 | 0.64412 | 7.5149
20.64 | 41.28 | 7.48 | 0.12502 | 0 | 31.9016 | 0 | 0 | 0 | 0 | 0.2 | 9.3784
23.04 | 46.08 | 7.48 | 0.10709 | 0 | 46.08 | 0 | 0 | 0 | 0 | 0.2 | 0
25.44 | 50.88 | 7.48 | 0.10709 | 0 | 50.88 | 0 | 0 | 0 | 0 | 0.2 | 0
24.88 | 49.76 | 7.48 | 0.10709 | 0 | 49.76 | 0 | 0 | 0 | 0 | 0.2 | 0
17.32 | 34.64 | 7.48 | 0.10709 | 0 | 34.64 | 0 | 0 | 0 | 0 | 0.2 | 0
13.4 | 26.8 | 7.48 | 0.10709 | 0 | 26.8 | 0 | 0 | 0 | 0 | 0.2 | 0
11.28 | 22.56 | 7.48 | 0.10709 | 0 | 22.56 | 0 | 0 | 0 | 0 | 0.2 | 0
11.8 | 23.6 | 7.48 | 0.10709 | 0 | 23.6 | 0 | 0 | 0 | 0 | 0.2 | 0
13.72 | 27.44 | 7.48 | 0.10709 | 0 | 27.44 | 0 | 0 | 0 | 0 | 0.2 | 0
15.8 | 31.6 | 7.48 | 0.10709 | 0 | 31.6 | 0 | 0 | 0 | 0 | 0.2 | 0
17.68 | 35.36 | 7.48 | 0.10709 | 0 | 35.36 | 0 | 0 | 0 | 0 | 0.2 | 0
25 | 50 | 7.48 | 0.10709 | 0 | 49.0078 | 0.9922 | 0 | 0 | 0.9922 | 0.2 | 0
28.48 | 56.96 | 7.48 | 0.10709 | 0 | 49.9904 | 6.9696 | 0 | 0 | 6.9696 | 0.2 | 0
29.32 | 58.64 | 7.48 | 0.10709 | 0 | 34.5732 | 24.0668 | 0 | 0 | 24.0668 | 0.2 | 0
28.24 | 56.48 | 7.48 | 0.10709 | 0 | 6.0716 | 50.4083 | 0 | 0 | 50.4083 | 0.2 | 0
29.04 | 58.08 | 7.48 | 0.12502 | 0 | 0 | 75.0196 | 9.3784 | 7.5613 | 58.08 | 0.59907 | 0
32.72 | 65.44 | 7.48 | 0.12502 | 0 | 0 | 79.8112 | 9.3784 | 4.9928 | 65.44 | 0.99814 | 0
28.12 | 56.24 | 7.48 | 0.12502 | 0 | 0 | 77.2944 | 0.043676 | 21.0107 | 56.24 | 1 | 0
32.92 | 65.84 | 12.23 | 0.12502 | 0 | 0 | 70.4096 | 0 | 4.5695 | 65.84 | 1 | 0
35.84 | 71.68 | 12.23 | 0.12502 | 0 | 15.4274 | 56.2526 | 0 | 0 | 56.2526 | 1 | 0
41.72 | 83.44 | 12.23 | 0.12502 | 0 | 47.3096 | 36.1304 | 0 | 0 | 36.1304 | 1 | 0
39.92 | 79.84 | 12.23 | 0.12502 | 0 | 60.5652 | 13.3946 | 0 | 0 | 13.3946 | 0.72154 | 5.8802
31.52 | 63.04 | 7.48 | 0.12502 | 0 | 63.04 | 0 | 0 | 0 | 0 | 0.72154 | 0
31.76 | 63.52 | 7.48 | 0.12502 | 0 | 61.8853 | 0 | 0 | 0 | 0 | 0.64412 | 1.6347
27.04 | 54.08 | 7.48 | 0.12502 | 0 | 44.7016 | 0 | 0 | 0 | 0 | 0.2 | 9.3784
26.64 | 53.28 | 7.48 | 0.10709 | 0 | 53.28 | 0 | 0 | 0 | 0 | 0.2 | 0
26.4 | 52.8 | 7.48 | 0.10709 | 0 | 52.8 | 0 | 0 | 0 | 0 | 0.2 | 0
22.44 | 44.88 | 7.48 | 0.10709 | 0 | 44.88 | 0 | 0 | 0 | 0 | 0.2 | 0
14.36 | 28.72 | 7.48 | 0.10709 | 0 | 28.72 | 0 | 0 | 0 | 0 | 0.2 | 0
11.92 | 23.84 | 7.48 | 0.10709 | 0 | 23.84 | 0 | 0 | 0 | 0 | 0.2 | 0
11.2 | 22.4 | 7.48 | 0.10709 | 0 | 22.4 | 0 | 0 | 0 | 0 | 0.2 | 0
14.72 | 29.44 | 7.48 | 0.10709 | 0 | 29.44 | 0 | 0 | 0 | 0 | 0.2 | 0
14.16 | 28.32 | 7.48 | 0.10709 | 0 | 28.32 | 0 | 0 | 0 | 0 | 0.2 | 0
15.24 | 30.48 | 7.48 | 0.10709 | 0 | 30.48 | 0 | 0 | 0 | 0 | 0.2 | 0
17.36 | 34.72 | 7.48 | 0.10709 | 0 | 34.72 | 0 | 0 | 0 | 0 | 0.2 | 0
24.52 | 49.04 | 7.48 | 0.10709 | 0 | 47.83 | 1.21 | 0 | 0 | 1.21 | 0.2 | 0
26.96 | 53.92 | 7.48 | 0.10709 | 0 | 44.6272 | 9.2927 | 0 | 0 | 9.2927 | 0.2 | 0
33.28 | 66.56 | 7.48 | 0.10709 | 0 | 47.7204 | 18.8396 | 0 | 0 | 18.8396 | 0.2 | 0
35.44 | 70.88 | 7.48 | 0.10709 | 0 | 6.714 | 64.166 | 0 | 0 | 64.166 | 0.2 | 0
34.68 | 69.36 | 7.48 | 0.12502 | 0 | 0 | 74.6929 | 5.3329 | 0 | 69.36 | 0.42693 | 0
32.32 | 64.64 | 7.48 | 0.12502 | 0 | 0 | 79.7749 | 9.3784 | 5.7565 | 64.64 | 0.826 | 0
30.4 | 60.8 | 7.48 | 0.12502 | 0 | 0 | 78.7222 | 4.0891 | 13.8331 | 60.8 | 1 | 0
27.76 | 55.52 | 12.23 | 0.12502 | 0 | 0 | 70.8935 | 0 | 15.3735 | 55.52 | 1 | 0
27.4 | 54.8 | 12.23 | 0.12502 | 0 | 0 | 56.6519 | 0 | 1.8519 | 54.8 | 1 | 0
26.8 | 53.6 | 12.23 | 0.12502 | 0 | 17.1671 | 36.4329 | 0 | 0 | 36.4329 | 1 | 0
26.28 | 52.56 | 12.23 | 0.12502 | 0 | 39.2743 | 13.2857 | 0 | 0 | 13.2857 | 1 | 0
26.12 | 52.24 | 7.48 | 0.12502 | 0 | 52.24 | 0 | 0 | 0 | 0 | 1 | 0
27.44 | 54.88 | 7.48 | 0.12502 | 0 | 47.3651 | 0 | 0 | 0 | 0 | 0.64412 | 7.5149
27.28 | 54.56 | 7.48 | 0.12502 | 0 | 45.1816 | 0 | 0 | 0 | 0 | 0.2 | 9.3784
26.96 | 53.92 | 7.48 | 0.10709 | 9.3784 | 53.92 | 0 | 0 | 0 | 0 | 0.59907 | 0
26.56 | 53.12 | 7.48 | 0.10709 | 9.3784 | 53.12 | 0 | 0 | 0 | 0 | 0.99814 | 0
27.28 | 54.56 | 7.48 | 0.10709 | 0.043676 | 54.56 | 0 | 0 | 0 | 0 | 1 | 0
21.56 | 43.12 | 7.48 | 0.10709 | 0 | 43.12 | 0 | 0 | 0 | 0 | 1 | 0
19.24 | 38.48 | 7.48 | 0.10709 | 0 | 38.48 | 0 | 0 | 0 | 0 | 1 | 0
18.48 | 36.96 | 7.48 | 0.10709 | 0 | 36.96 | 0 | 0 | 0 | 0 | 1 | 0
18.8 | 37.6 | 7.48 | 0.10709 | 0 | 37.6 | 0 | 0 | 0 | 0 | 1 | 0
16.96 | 33.92 | 7.48 | 0.10709 | 0 | 33.92 | 0 | 0 | 0 | 0 | 1 | 0
15 | 30 | 7.48 | 0.10709 | 0 | 30 | 0 | 0 | 0 | 0 | 1 | 0
16.12 | 32.24 | 7.48 | 0.10709 | 0 | 32.24 | 0 | 0 | 0 | 0 | 1 | 0
23.68 | 47.36 | 7.48 | 0.10709 | 0 | 47.36 | 0 | 0 | 0 | 0 | 1 | 0
26.36 | 52.72 | 7.48 | 0.10709 | 0 | 50.3484 | 2.3716 | 0 | 0 | 2.3716 | 1 | 0
27.2 | 54.4 | 7.48 | 0.10709 | 0 | 49.8625 | 4.5375 | 0 | 0 | 4.5375 | 1 | 0
28.8 | 57.6 | 7.48 | 0.10709 | 0 | 49.2147 | 8.3853 | 0 | 0 | 8.3853 | 1 | 0
31.48 | 62.96 | 7.48 | 0.12502 | 0 | 40.8192 | 14.6651 | 0 | 0 | 14.6651 | 0.64598 | 7.4757
32.88 | 65.76 | 7.48 | 0.12502 | 0 | 26.1439 | 30.2377 | 0 | 0 | 30.2377 | 0.20186 | 9.3784
29.64 | 59.28 | 7.48 | 0.12502 | 0 | 0 | 77.8389 | 9.3784 | 9.1805 | 59.28 | 0.60093 | 0
27.96 | 55.92 | 12.23 | 0.12502 | 0 | 0 | 70.1675 | 9.3784 | 4.8692 | 55.92 | 1 | 0
28.52 | 57.04 | 12.23 | 0.12502 | 0 | 1.2351 | 55.8049 | 0 | 0 | 55.8049 | 1 | 0
25.28 | 50.56 | 12.23 | 0.12502 | 0 | 14.8652 | 35.6948 | 0 | 0 | 35.6948 | 1 | 0
25.28 | 50.56 | 12.23 | 0.12502 | 0 | 37.9156 | 12.6444 | 0 | 0 | 12.6444 | 1 | 0
25.88 | 51.76 | 7.48 | 0.12502 | 0 | 51.76 | 0 | 0 | 0 | 0 | 1 | 0
26.52 | 53.04 | 7.48 | 0.12502 | 0 | 45.5251 | 0 | 0 | 0 | 0 | 0.64412 | 7.5149
26.32 | 52.64 | 7.48 | 0.12502 | 0 | 43.2616 | 0 | 0 | 0 | 0 | 0.2 | 9.3784
27.4 | 54.8 | 7.48 | 0.10709 | 9.3784 | 54.8 | 0 | 0 | 0 | 0 | 0.59907 | 0
27.16 | 54.32 | 7.48 | 0.10709 | 9.3784 | 54.32 | 0 | 0 | 0 | 0 | 0.99814 | 0
23.48 | 46.96 | 7.48 | 0.10709 | 0.043676 | 46.96 | 0 | 0 | 0 | 0 | 1 | 0
15.88 | 31.76 | 7.48 | 0.10709 | 0 | 31.76 | 0 | 0 | 0 | 0 | 1 | 0
13.28 | 26.56 | 7.48 | 0.10709 | 0 | 26.56 | 0 | 0 | 0 | 0 | 1 | 0
12.8 | 25.6 | 7.48 | 0.10709 | 0 | 25.6 | 0 | 0 | 0 | 0 | 1 | 0
12.96 | 25.92 | 7.48 | 0.10709 | 0 | 25.92 | 0 | 0 | 0 | 0 | 1 | 0
14.6 | 29.2 | 7.48 | 0.10709 | 0 | 29.2 | 0 | 0 | 0 | 0 | 1 | 0
15.6 | 31.2 | 7.48 | 0.10709 | 0 | 31.2 | 0 | 0 | 0 | 0 | 1 | 0
17.24 | 34.48 | 7.48 | 0.10709 | 0 | 34.48 | 0 | 0 | 0 | 0 | 1 | 0
24.32 | 48.64 | 7.48 | 0.10709 | 0 | 48.64 | 0 | 0 | 0 | 0 | 1 | 0
26.64 | 53.28 | 7.48 | 0.10709 | 0 | 45.3908 | 7.8892 | 0 | 0 | 7.8892 | 1 | 0
30.2 | 60.4 | 7.48 | 0.10709 | 0 | 47.9129 | 12.4871 | 0 | 0 | 12.4871 | 1 | 0
29.56 | 59.12 | 7.48 | 0.10709 | 0 | 47.492 | 11.628 | 0 | 0 | 11.628 | 1 | 0
29.88 | 59.76 | 7.48 | 0.12502 | 0 | 43.7639 | 15.9961 | 0 | 0 | 15.9961 | 1 | 0
31.16 | 62.32 | 7.48 | 0.12502 | 0 | 28.053 | 34.267 | 0 | 0 | 34.267 | 1 | 0
30.2 | 60.4 | 7.48 | 0.12502 | 0 | 33.1146 | 27.2854 | 0 | 0 | 27.2854 | 1 | 0
27.16 | 54.32 | 12.23 | 0.12502 | 0 | 33.9558 | 20.3642 | 0 | 0 | 20.3642 | 1 | 0
26.2 | 52.4 | 12.23 | 0.12502 | 0 | 42.4296 | 9.9703 | 0 | 0 | 9.9703 | 1 | 0
26.12 | 52.24 | 12.23 | 0.12502 | 0 | 47.1943 | 5.0457 | 0 | 0 | 5.0457 | 1 | 0
25.48 | 50.96 | 12.23 | 0.12502 | 0 | 48.298 | 2.662 | 0 | 0 | 2.662 | 1 | 0
25.56 | 51.12 | 7.48 | 0.12502 | 0 | 51.12 | 0 | 0 | 0 | 0 | 1 | 0
27.16 | 54.32 | 7.48 | 0.12502 | 0 | 46.8051 | 0 | 0 | 0 | 0 | 0.64412 | 7.5149
28.8 | 57.6 | 7.48 | 0.12502 | 0 | 48.2216 | 0 | 0 | 0 | 0 | 0.2 | 9.3784
27.96 | 55.92 | 7.48 | 0.10709 | 0 | 55.92 | 0 | 0 | 0 | 0 | 0.2 | 0
26.76 | 53.52 | 7.48 | 0.10709 | 0 | 53.52 | 0 | 0 | 0 | 0 | 0.2 | 0
26.48 | 52.96 | 7.48 | 0.10709 | 0 | 52.96 | 0 | 0 | 0 | 0 | 0.2 | 0
19.36 | 38.72 | 7.48 | 0.10709 | 0 | 38.72 | 0 | 0 | 0 | 0 | 0.2 | 0
17.16 | 34.32 | 7.48 | 0.10709 | 0 | 34.32 | 0 | 0 | 0 | 0 | 0.2 | 0
17.4 | 34.8 | 7.48 | 0.10709 | 0 | 34.8 | 0 | 0 | 0 | 0 | 0.2 | 0
18.52 | 37.04 | 7.48 | 0.10709 | 0 | 37.04 | 0 | 0 | 0 | 0 | 0.2 | 0
15.64 | 31.28 | 7.48 | 0.10709 | 0 | 31.28 | 0 | 0 | 0 | 0 | 0.2 | 0
17.2 | 34.4 | 7.48 | 0.10709 | 0 | 34.4 | 0 | 0 | 0 | 0 | 0.2 | 0
18.76 | 37.52 | 7.48 | 0.10709 | 0 | 37.52 | 0 | 0 | 0 | 0 | 0.2 | 0
25.32 | 50.64 | 7.48 | 0.10709 | 0 | 49.7688 | 0.8712 | 0 | 0 | 0.8712 | 0.2 | 0
27.8 | 55.6 | 7.48 | 0.10709 | 0 | 51.1472 | 4.4528 | 0 | 0 | 4.4528 | 0.2 | 0
29.56 | 59.12 | 7.48 | 0.10709 | 0 | 50.6258 | 8.4942 | 0 | 0 | 8.4942 | 0.2 | 0
30 | 60 | 7.48 | 0.10709 | 0 | 48.13 | 11.87 | 0 | 0 | 11.87 | 0.2 | 0
33.48 | 66.96 | 7.48 | 0.10709 | 0 | 52.6579 | 14.3021 | 0 | 0 | 14.3021 | 0.2 | 0
33.72 | 67.44 | 7.48 | 0.10709 | 0 | 52.5208 | 14.9192 | 0 | 0 | 14.9192 | 0.2 | 0
31.2 | 62.4 | 7.48 | 0.10709 | 0 | 51.5222 | 10.8778 | 0 | 0 | 10.8778 | 0.2 | 0
30.36 | 60.72 | 7.48 | 0.10709 | 0 | 43.3566 | 17.3634 | 0 | 0 | 17.3634 | 0.2 | 0
29.56 | 59.12 | 7.48 | 0.10709 | 0 | 50.8315 | 8.2885 | 0 | 0 | 8.2885 | 0.2 | 0
29.6 | 59.2 | 7.48 | 0.10709 | 0 | 55.2191 | 3.9809 | 0 | 0 | 3.9809 | 0.2 | 0
29 | 58 | 7.48 | 0.10709 | 0 | 57.5644 | 0.4356 | 0 | 0 | 0.4356 | 0.2 | 0
28.68 | 57.36 | 7.48 | 0.10709 | 0 | 57.36 | 0 | 0 | 0 | 0 | 0.2 | 0
27.8 | 55.6 | 7.48 | 0.10709 | 0 | 55.6 | 0 | 0 | 0 | 0 | 0.2 | 0
28.84 | 57.68 | 7.48 | 0.10709 | 0 | 57.68 | 0 | 0 | 0 | 0 | 0.2 | 0
29.8 | 59.6 | 7.48 | 0.10709 | 0 | 59.6 | 0 | 0 | 0 | 0 | 0.2 | 0
26.32 | 52.64 | 7.48 | 0.10709 | 0 | 52.64 | 0 | 0 | 0 | 0 | 0.2 | 0
19.56 | 39.12 | 7.48 | 0.10709 | 0 | 39.12 | 0 | 0 | 0 | 0 | 0.2 | 0
13.52 | 27.04 | 7.48 | 0.10709 | 0 | 27.04 | 0 | 0 | 0 | 0 | 0.2 | 0
14.2 | 28.4 | 7.48 | 0.10709 | 0 | 28.4 | 0 | 0 | 0 | 0 | 0.2 | 0
17.28 | 34.56 | 7.48 | 0.10709 | 0 | 34.56 | 0 | 0 | 0 | 0 | 0.2 | 0
19.92 | 39.84 | 7.48 | 0.10709 | 0 | 39.84 | 0 | 0 | 0 | 0 | 0.2 | 0
20.52 | 41.04 | 7.48 | 0.10709 | 0 | 41.04 | 0 | 0 | 0 | 0 | 0.2 | 0
16.8 | 33.6 | 7.48 | 0.10709 | 0 | 33.6 | 0 | 0 | 0 | 0 | 0.2 | 0
18.2 | 36.4 | 7.48 | 0.10709 | 0 | 36.4 | 0 | 0 | 0 | 0 | 0.2 | 0
18.44 | 36.88 | 7.48 | 0.10709 | 0 | 36.88 | 0 | 0 | 0 | 0 | 0.2 | 0
23.68 | 47.36 | 7.48 | 0.10709 | 0 | 41.7093 | 5.6507 | 0 | 0 | 5.6507 | 0.2 | 0
25.4 | 50.8 | 7.48 | 0.10709 | 0 | 43.8425 | 6.9575 | 0 | 0 | 6.9575 | 0.2 | 0
26.84 | 53.68 | 7.48 | 0.10709 | 0 | 42.657 | 11.023 | 0 | 0 | 11.023 | 0.2 | 0
25.36 | 50.72 | 7.48 | 0.10709 | 0 | 22.6602 | 28.0598 | 0 | 0 | 28.0598 | 0.2 | 0
25.44 | 50.88 | 7.48 | 0.10709 | 0 | 0 | 77.2702 | 9.3784 | 17.0118 | 50.88 | 0.59907 | 0
24.04 | 48.08 | 7.48 | 0.10709 | 0 | 12.7119 | 35.3681 | 0 | 0 | 35.3681 | 0.59907 | 0
24.24 | 48.48 | 7.48 | 0.10709 | 0 | 35.7993 | 12.6807 | 0 | 0 | 12.6807 | 0.59907 | 0
24.92 | 49.84 | 7.48 | 0.10709 | 0 | 30.468 | 19.372 | 0 | 0 | 19.372 | 0.59907 | 0
24.4 | 48.8 | 7.48 | 0.10709 | 0 | 41.5158 | 7.2842 | 0 | 0 | 7.2842 | 0.59907 | 0
25.2 | 50.4 | 7.48 | 0.10709 | 0 | 39.4617 | 10.9383 | 0 | 0 | 10.9383 | 0.59907 | 0
25.36 | 50.72 | 7.48 | 0.10709 | 0 | 50.72 | 0 | 0 | 0 | 0 | 0.59907 | 0
22.8 | 45.6 | 7.48 | 0.10709 | 0 | 45.6 | 0 | 0 | 0 | 0 | 0.59907 | 0
22.72 | 45.44 | 7.48 | 0.10709 | 0 | 45.44 | 0 | 0 | 0 | 0 | 0.59907 | 0
23.96 | 47.92 | 7.48 | 0.10709 | 0 | 47.92 | 0 | 0 | 0 | 0 | 0.59907 | 0
24.16 | 48.32 | 7.48 | 0.10709 | 0 | 48.32 | 0 | 0 | 0 | 0 | 0.59907 | 0
19.68 | 39.36 | 7.48 | 0.10709 | 0 | 39.36 | 0 | 0 | 0 | 0 | 0.59907 | 0
12.68 | 25.36 | 7.48 | 0.10709 | 0 | 25.36 | 0 | 0 | 0 | 0 | 0.59907 | 0
10.56 | 21.12 | 7.48 | 0.10709 | 0 | 21.12 | 0 | 0 | 0 | 0 | 0.59907 | 0
11.28 | 22.56 | 7.48 | 0.10709 | 0 | 22.56 | 0 | 0 | 0 | 0 | 0.59907 | 0
13.8 | 27.6 | 7.48 | 0.10709 | 0 | 27.6 | 0 | 0 | 0 | 0 | 0.59907 | 0
15.92 | 31.84 | 7.48 | 0.10709 | 0 | 31.84 | 0 | 0 | 0 | 0 | 0.59907 | 0
16.2 | 32.4 | 7.48 | 0.10709 | 0 | 32.4 | 0 | 0 | 0 | 0 | 0.59907 | 0
17.28 | 34.56 | 7.48 | 0.10709 | 0 | 34.56 | 0 | 0 | 0 | 0 | 0.59907 | 0
17.44 | 34.88 | 7.48 | 0.10709 | 0 | 28.8 | 6.0258 | 0 | 0 | 6.0258 | 0.5965 | 0.054249
17.84 | 35.68 | 7.48 | 0.10709 | 0 | 0 | 27.7936 | 0 | 0 | 27.7936 | 0.22303 | 7.8864
24.8 | 49.6 | 7.48 | 0.10709 | 0 | 0 | 49.1137 | 0 | 0 | 49.1137 | 0.2 | 0.48635
25.08 | 50.16 | 7.48 | 0.10709 | 0 | 0 | 63.6457 | 9.3784 | 4.1073 | 50.16 | 0.59907 | 0
25 | 50 | 7.48 | 0.12502 | 0 | 0 | 70.7363 | 9.3784 | 11.3579 | 50 | 0.99814 | 0
24.72 | 49.44 | 7.48 | 0.12502 | 0 | 0 | 70.8089 | 0.043676 | 21.3252 | 49.44 | 1 | 0
24.16 | 48.32 | 7.48 | 0.12502 | 0 | 0 | 68.4736 | 0 | 20.1536 | 48.32 | 1 | 0
27.24 | 54.48 | 12.23 | 0.12502 | 0 | 0 | 61.2257 | 4.9397 | 0 | 56.286 | 1 | 4.4386
30.48 | 60.96 | 12.23 | 0.12502 | 0 | 11.7616 | 49.1984 | 0 | 0 | 49.1984 | 1 | 0
31.76 | 63.52 | 12.23 | 0.12502 | 0 | 31.3584 | 32.1616 | 0 | 0 | 32.1616 | 1 | 0
31.4 | 62.8 | 12.23 | 0.12502 | 0 | 51.9706 | 10.8294 | 0 | 0 | 10.8294 | 1 | 0
26.48 | 52.96 | 7.48 | 0.12502 | 0 | 52.96 | 0 | 0 | 0 | 0 | 1 | 0
22.16 | 44.32 | 7.48 | 0.12502 | 0 | 36.8051 | 0 | 0 | 0 | 0 | 0.64412 | 7.5149
16.84 | 33.68 | 7.48 | 0.12502 | 0 | 24.3016 | 0 | 0 | 0 | 0 | 0.2 | 9.3784
17.24 | 34.48 | 7.48 | 0.10709 | 0 | 34.48 | 0 | 0 | 0 | 0 | 0.2 | 0
20.4 | 40.8 | 7.48 | 0.10709 | 0 | 40.8 | 0 | 0 | 0 | 0 | 0.2 | 0
22.4 | 44.8 | 7.48 | 0.10709 | 0 | 44.8 | 0 | 0 | 0 | 0 | 0.2 | 0
16 | 32 | 7.48 | 0.10709 | 0 | 32 | 0 | 0 | 0 | 0 | 0.2 | 0
13.12 | 26.24 | 7.48 | 0.10709 | 0 | 26.24 | 0 | 0 | 0 | 0 | 0.2 | 0
13.04 | 26.08 | 7.48 | 0.10709 | 0 | 26.08 | 0 | 0 | 0 | 0 | 0.2 | 0
15.68 | 31.36 | 7.48 | 0.10709 | 0 | 31.36 | 0 | 0 | 0 | 0 | 0.2 | 0
17.8 | 35.6 | 7.48 | 0.10709 | 0 | 35.6 | 0 | 0 | 0 | 0 | 0.2 | 0
17.96 | 35.92 | 7.48 | 0.10709 | 0 | 35.92 | 0 | 0 | 0 | 0 | 0.2 | 0
17.68 | 35.36 | 7.48 | 0.10709 | 0 | 35.36 | 0 | 0 | 0 | 0 | 0.2 | 0
24.88 | 49.76 | 7.48 | 0.10709 | 0 | 43.7584 | 6.0016 | 0 | 0 | 6.0016 | 0.2 | 0
24.52 | 49.04 | 7.48 | 0.10709 | 0 | 21.2827 | 27.7573 | 0 | 0 | 27.7573 | 0.2 | 0
29.08 | 58.16 | 7.48 | 0.10709 | 0 | 9.2762 | 48.8838 | 0 | 0 | 48.8838 | 0.2 | 0
30.64 | 61.28 | 7.48 | 0.10709 | 0 | 0 | 63.5731 | 2.2931 | 0 | 61.28 | 0.29758 | 0
31.36 | 62.72 | 7.48 | 0.12502 | 0 | 0 | 71.3533 | 8.6333 | 0 | 62.72 | 0.66495 | 0
33.36 | 66.72 | 7.48 | 0.12502 | 0 | 0 | 72.5391 | 5.8191 | 0 | 66.72 | 0.91256 | 0
30 | 60 | 7.48 | 0.12502 | 0 | 0 | 67.5903 | 2.0549 | 5.5354 | 60 | 1 | 0
33.4 | 66.8 | 12.23 | 0.12502 | 0 | 5.8526 | 60.9474 | 0 | 0 | 60.9474 | 1 | 0
36.24 | 72.48 | 12.23 | 0.12502 | 0 | 23.7051 | 48.7749 | 0 | 0 | 48.7749 | 1 | 0
36.84 | 73.68 | 12.23 | 0.12502 | 0 | 42.4501 | 31.2299 | 0 | 0 | 31.2299 | 1 | 0
37.08 | 74.16 | 12.23 | 0.12502 | 0 | 60.5652 | 10.6479 | 0 | 0 | 10.6479 | 0.86045 | 2.9469
33.48 | 66.96 | 7.48 | 0.12502 | 0 | 66.96 | 0 | 0 | 0 | 0 | 0.86045 | 0
28.88 | 57.76 | 7.48 | 0.12502 | 0 | 53.1919 | 0 | 0 | 0 | 0 | 0.64412 | 4.5681
29.2 | 58.4 | 7.48 | 0.12502 | 0 | 49.0216 | 0 | 0 | 0 | 0 | 0.2 | 9.3784
28.16 | 56.32 | 7.48 | 0.10709 | 2.3787 | 56.32 | 0 | 0 | 0 | 0 | 0.30122 | 0
26 | 52 | 7.48 | 0.10709 | 0 | 52 | 0 | 0 | 0 | 0 | 0.30122 | 0
18.92 | 37.84 | 7.48 | 0.10709 | 0 | 37.84 | 0 | 0 | 0 | 0 | 0.30122 | 0
12.56 | 25.12 | 7.48 | 0.10709 | 0 | 25.12 | 0 | 0 | 0 | 0 | 0.30122 | 0
10.48 | 20.96 | 7.48 | 0.10709 | 0 | 20.96 | 0 | 0 | 0 | 0 | 0.30122 | 0
10.44 | 20.88 | 7.48 | 0.10709 | 0 | 20.88 | 0 | 0 | 0 | 0 | 0.30122 | 0
12.72 | 25.44 | 7.48 | 0.10709 | 0 | 25.44 | 0 | 0 | 0 | 0 | 0.30122 | 0
15.36 | 30.72 | 7.48 | 0.10709 | 0 | 30.72 | 0 | 0 | 0 | 0 | 0.30122 | 0
15.76 | 31.52 | 7.48 | 0.10709 | 0 | 31.52 | 0 | 0 | 0 | 0 | 0.30122 | 0
18.08 | 36.16 | 7.48 | 0.10709 | 0 | 36.16 | 0 | 0 | 0 | 0 | 0.30122 | 0
25.52 | 51.04 | 7.48 | 0.10709 | 0 | 45.1473 | 5.8927 | 0 | 0 | 5.8927 | 0.30122 | 0
24.76 | 49.52 | 7.48 | 0.10709 | 0 | 22.162 | 27.358 | 0 | 0 | 27.358 | 0.30122 | 0
29.24 | 58.48 | 7.48 | 0.10709 | 0 | 10.4795 | 48.0005 | 0 | 0 | 48.0005 | 0.30122 | 0
33.84 | 67.68 | 7.48 | 0.10709 | 0 | 6.418 | 61.262 | 0 | 0 | 61.262 | 0.30122 | 0
34.64 | 69.28 | 7.48 | 0.12502 | 0 | 0 | 67.1426 | 0 | 0 | 67.1426 | 0.2 | 2.1374
31.84 | 63.68 | 7.48 | 0.12502 | 0 | 0 | 69.6956 | 6.0156 | 0 | 63.68 | 0.45598 | 0
29.88 | 59.76 | 7.48 | 0.12502 | 0 | 0 | 67.6387 | 7.8787 | 0 | 59.76 | 0.79123 | 0
28.36 | 56.72 | 12.23 | 0.12502 | 0 | 0 | 62.8592 | 4.9061 | 1.2331 | 56.72 | 1 | 0
27.8 | 55.6 | 12.23 | 0.12502 | 0 | 4.5625 | 51.0375 | 0 | 0 | 51.0375 | 1 | 0
27.6 | 55.2 | 12.23 | 0.12502 | 0 | 23.2199 | 31.9801 | 0 | 0 | 31.9801 | 1 | 0
27.32 | 54.64 | 12.23 | 0.12502 | 0 | 44.5245 | 10.1155 | 0 | 0 | 10.1155 | 1 | 0
27.04 | 54.08 | 7.48 | 0.12502 | 0 | 54.08 | 0 | 0 | 0 | 0 | 1 | 0
28.12 | 56.24 | 7.48 | 0.12502 | 0 | 48.7251 | 0 | 0 | 0 | 0 | 0.64412 | 7.5149
27.48 | 54.96 | 7.48 | 0.12502 | 0 | 45.5816 | 0 | 0 | 0 | 0 | 0.2 | 9.3784
25.52 | 51.04 | 7.48 | 0.10709 | 9.3784 | 51.04 | 0 | 0 | 0 | 0 | 0.59907 | 0
24.96 | 49.92 | 7.48 | 0.10709 | 9.3784 | 49.92 | 0 | 0 | 0 | 0 | 0.99814 | 0
17.44 | 34.88 | 7.48 | 0.10709 | 0.043676 | 34.88 | 0 | 0 | 0 | 0 | 1 | 0
12.24 | 24.48 | 7.48 | 0.10709 | 0 | 24.48 | 0 | 0 | 0 | 0 | 1 | 0
10.6 | 21.2 | 7.48 | 0.10709 | 0 | 21.2 | 0 | 0 | 0 | 0 | 1 | 0
9.84 | 19.68 | 7.48 | 0.10709 | 0 | 19.68 | 0 | 0 | 0 | 0 | 1 | 0
11.48 | 22.96 | 7.48 | 0.10709 | 0 | 22.96 | 0 | 0 | 0 | 0 | 1 | 0
14.4 | 28.8 | 7.48 | 0.10709 | 0 | 28.8 | 0 | 0 | 0 | 0 | 1 | 0
15.76 | 31.52 | 7.48 | 0.10709 | 0 | 31.52 | 0 | 0 | 0 | 0 | 1 | 0
16.52 | 33.04 | 7.48 | 0.10709 | 0 | 33.04 | 0 | 0 | 0 | 0 | 1 | 0
22.6 | 45.2 | 7.48 | 0.10709 | 0 | 41.4127 | 3.7873 | 0 | 0 | 3.7873 | 1 | 0
25.6 | 51.2 | 7.48 | 0.10709 | 0 | 32.1789 | 19.0211 | 0 | 0 | 19.0211 | 1 | 0
26.2 | 52.4 | 7.48 | 0.10709 | 0 | 5.3675 | 47.0325 | 0 | 0 | 47.0325 | 1 | 0
28.52 | 57.04 | 7.48 | 0.10709 | 0 | 8.495 | 48.545 | 0 | 0 | 48.545 | 1 | 0
33.28 | 66.56 | 7.48 | 0.12502 | 0 | 3.0837 | 63.4763 | 0 | 0 | 63.4763 | 1 | 0
32.4 | 64.8 | 7.48 | 0.12502 | 0 | 0.4279 | 56.7366 | 0 | 0 | 56.7366 | 0.63842 | 7.6355
30.16 | 60.32 | 7.48 | 0.12502 | 0 | 0 | 62.1816 | 1.8616 | 0 | 60.32 | 0.71763 | 0
28.88 | 57.76 | 12.23 | 0.12502 | 0 | 0 | 64.3959 | 6.6359 | 0 | 57.76 | 1 | 0
30.16 | 60.32 | 12.23 | 0.12502 | 0 | 10.0327 | 50.2873 | 0 | 0 | 50.2873 | 1 | 0
27.24 | 54.48 | 12.23 | 0.12502 | 0 | 24.0245 | 30.4555 | 0 | 0 | 30.4555 | 1 | 0
29.08 | 58.16 | 12.23 | 0.12502 | 0 | 48.9035 | 9.2564 | 0 | 0 | 9.2564 | 1 | 0
31 | 62 | 7.48 | 0.12502 | 0 | 62 | 0 | 0 | 0 | 0 | 1 | 0
30.44 | 60.88 | 7.48 | 0.12502 | 0 | 53.3651 | 0 | 0 | 0 | 0 | 0.64412 | 7.5149
27.44 | 54.88 | 7.48 | 0.12502 | 0 | 45.5016 | 0 | 0 | 0 | 0 | 0.2 | 9.3784
26.32 | 52.64 | 7.48 | 0.10709 | 9.3784 | 52.64 | 0 | 0 | 0 | 0 | 0.59907 | 0
25.96 | 51.92 | 7.48 | 0.10709 | 7.0204 | 51.92 | 0 | 0 | 0 | 0 | 0.8978 | 0
22.76 | 45.52 | 7.48 | 0.10709 | 0 | 45.52 | 0 | 0 | 0 | 0 | 0.8978 | 0
16.88 | 33.76 | 7.48 | 0.10709 | 0 | 33.76 | 0 | 0 | 0 | 0 | 0.8978 | 0
15.32 | 30.64 | 7.48 | 0.10709 | 0 | 30.64 | 0 | 0 | 0 | 0 | 0.8978 | 0
14.28 | 28.56 | 7.48 | 0.10709 | 0 | 28.56 | 0 | 0 | 0 | 0 | 0.8978 | 0
14 | 28 | 7.48 | 0.10709 | 0 | 28 | 0 | 0 | 0 | 0 | 0.8978 | 0
18.28 | 36.56 | 7.48 | 0.10709 | 0 | 36.56 | 0 | 0 | 0 | 0 | 0.8978 | 0
18.32 | 36.64 | 7.48 | 0.10709 | 0 | 36.64 | 0 | 0 | 0 | 0 | 0.8978 | 0
15.88 | 31.76 | 7.48 | 0.10709 | 0 | 31.76 | 0 | 0 | 0 | 0 | 0.8978 | 0
23.16 | 46.32 | 7.48 | 0.10709 | 0 | 46.32 | 0 | 0 | 0 | 0 | 0.8978 | 0
25.68 | 51.36 | 7.48 | 0.10709 | 0 | 42.9989 | 8.3611 | 0 | 0 | 8.3611 | 0.8978 | 0
29.28 | 58.56 | 7.48 | 0.10709 | 0 | 47.0288 | 11.5312 | 0 | 0 | 11.5312 | 0.8978 | 0
27.84 | 55.68 | 7.48 | 0.10709 | 0 | 26.1803 | 29.4997 | 0 | 0 | 29.4997 | 0.8978 | 0
30.72 | 61.44 | 7.48 | 0.12502 | 0 | 22.7798 | 29.2819 | 0 | 0 | 29.2819 | 0.45368 | 9.3784
31.44 | 62.88 | 7.48 | 0.12502 | 0 | 0 | 57.5231 | 0 | 0 | 57.5231 | 0.2 | 5.3569
28.36 | 56.72 | 7.48 | 0.12502 | 0 | 0 | 74.3662 | 9.3784 | 8.2678 | 56.72 | 0.59907 | 0
26.4 | 52.8 | 12.23 | 0.12502 | 0 | 0 | 67.3241 | 9.3784 | 5.1457 | 52.8 | 0.99814 | 0
25.72 | 51.44 | 12.23 | 0.12502 | 0 | 0 | 52.8525 | 0.043676 | 1.3689 | 51.44 | 1 | 0
26.56 | 53.12 | 12.23 | 0.12502 | 0 | 20.8858 | 32.2342 | 0 | 0 | 32.2342 | 1 | 0
26.4 | 52.8 | 12.23 | 0.12502 | 0 | 43.0595 | 9.7404 | 0 | 0 | 9.7404 | 1 | 0
26.96 | 53.92 | 7.48 | 0.12502 | 0 | 53.92 | 0 | 0 | 0 | 0 | 1 | 0
27.96 | 55.92 | 7.48 | 0.12502 | 0 | 48.4051 | 0 | 0 | 0 | 0 | 0.64412 | 7.5149
28.2 | 56.4 | 7.48 | 0.12502 | 0 | 47.0216 | 0 | 0 | 0 | 0 | 0.2 | 9.3784
27.36 | 54.72 | 7.48 | 0.10709 | 0 | 54.72 | 0 | 0 | 0 | 0 | 0.2 | 0
27.4 | 54.8 | 7.48 | 0.10709 | 0 | 54.8 | 0 | 0 | 0 | 0 | 0.2 | 0
24.92 | 49.84 | 7.48 | 0.10709 | 0 | 49.84 | 0 | 0 | 0 | 0 | 0.2 | 0
17.4 | 34.8 | 7.48 | 0.10709 | 0 | 34.8 | 0 | 0 | 0 | 0 | 0.2 | 0
15.52 | 31.04 | 7.48 | 0.10709 | 0 | 31.04 | 0 | 0 | 0 | 0 | 0.2 | 0
15 | 30 | 7.48 | 0.10709 | 0 | 30 | 0 | 0 | 0 | 0 | 0.2 | 0
15.36 | 30.72 | 7.48 | 0.10709 | 0 | 30.72 | 0 | 0 | 0 | 0 | 0.2 | 0
18.48 | 36.96 | 7.48 | 0.10709 | 0 | 36.96 | 0 | 0 | 0 | 0 | 0.2 | 0
16.28 | 32.56 | 7.48 | 0.10709 | 0 | 32.56 | 0 | 0 | 0 | 0 | 0.2 | 0
16.36 | 32.72 | 7.48 | 0.10709 | 0 | 32.72 | 0 | 0 | 0 | 0 | 0.2 | 0
24.2 | 48.4 | 7.48 | 0.10709 | 0 | 42.7977 | 5.6023 | 0 | 0 | 5.6023 | 0.2 | 0
27.8 | 55.6 | 7.48 | 0.10709 | 0 | 28.1815 | 27.4185 | 0 | 0 | 27.4185 | 0.2 | 0
30.36 | 60.72 | 7.48 | 0.10709 | 0 | 11.0013 | 49.7187 | 0 | 0 | 49.7187 | 0.2 | 0
33.72 | 67.44 | 7.48 | 0.10709 | 0 | 2.427 | 65.013 | 0 | 0 | 65.013 | 0.2 | 0
31.72 | 63.44 | 7.48 | 0.10709 | 0 | 0 | 74.5598 | 9.3784 | 1.7414 | 63.44 | 0.59907 | 0
30.8 | 61.6 | 7.48 | 0.10709 | 0 | 0 | 77.5848 | 9.3784 | 6.6064 | 61.6 | 0.99814 | 0
30.24 | 60.48 | 7.48 | 0.10709 | 0 | 0 | 74.7414 | 0.043676 | 14.2177 | 60.48 | 1 | 0
27.28 | 54.56 | 7.48 | 0.10709 | 0 | 0 | 66.5134 | 0 | 11.9534 | 54.56 | 1 | 0
26.84 | 53.68 | 7.48 | 0.10709 | 0 | 1.4688 | 52.2112 | 0 | 0 | 52.2112 | 1 | 0
26.84 | 53.68 | 7.48 | 0.10709 | 0 | 21.4337 | 32.2463 | 0 | 0 | 32.2463 | 1 | 0
25.68 | 51.36 | 7.48 | 0.10709 | 0 | 41.6921 | 9.6678 | 0 | 0 | 9.6678 | 1 | 0
25.72 | 51.44 | 7.48 | 0.10709 | 0 | 51.44 | 0 | 0 | 0 | 0 | 1 | 0
28.68 | 57.36 | 7.48 | 0.10709 | 0 | 57.36 | 0 | 0 | 0 | 0 | 1 | 0
24.96 | 49.92 | 7.48 | 0.10709 | 0 | 49.92 | 0 | 0 | 0 | 0 | 1 | 0
22.16 | 44.32 | 7.48 | 0.10709 | 0 | 44.32 | 0 | 0 | 0 | 0 | 1 | 0
20.92 | 41.84 | 7.48 | 0.10709 | 0 | 41.84 | 0 | 0 | 0 | 0 | 1 | 0
19.16 | 38.32 | 7.48 | 0.10709 | 0 | 38.32 | 0 | 0 | 0 | 0 | 1 | 0
13.04 | 26.08 | 7.48 | 0.10709 | 0 | 26.08 | 0 | 0 | 0 | 0 | 1 | 0
12.84 | 25.68 | 7.48 | 0.10709 | 0 | 25.68 | 0 | 0 | 0 | 0 | 1 | 0
15.24 | 30.48 | 7.48 | 0.10709 | 0 | 30.48 | 0 | 0 | 0 | 0 | 1 | 0
13.6 | 27.2 | 7.48 | 0.10709 | 0 | 27.2 | 0 | 0 | 0 | 0 | 1 | 0
13.84 | 27.68 | 7.48 | 0.10709 | 0 | 27.68 | 0 | 0 | 0 | 0 | 1 | 0
15.04 | 30.08 | 7.48 | 0.10709 | 0 | 30.08 | 0 | 0 | 0 | 0 | 1 | 0
16.08 | 32.16 | 7.48 | 0.10709 | 0 | 32.16 | 0 | 0 | 0 | 0 | 1 | 0
17.52 | 35.04 | 7.48 | 0.10709 | 0 | 22.1285 | 5.3966 | 0 | 0 | 5.3966 | 0.64412 | 7.5149
18.44 | 36.88 | 7.48 | 0.10709 | 0 | 0.60346 | 26.8982 | 0 | 0 | 26.8982 | 0.2 | 9.3784
20.04 | 40.08 | 7.48 | 0.10709 | 0 | 0 | 48.3514 | 8.2714 | 0 | 40.08 | 0.55197 | 0
21.32 | 42.64 | 7.48 | 0.10709 | 0 | 0 | 62.0243 | 9.3784 | 10.0059 | 42.64 | 0.95104 | 0
21.24 | 42.48 | 7.48 | 0.10709 | 0 | 0 | 70.9662 | 1.1507 | 27.3355 | 42.48 | 1 | 0
21.68 | 43.36 | 7.48 | 0.10709 | 0 | 0 | 64.4806 | 0 | 21.1206 | 43.36 | 1 | 0
22.08 | 44.16 | 7.48 | 0.10709 | 0 | 0 | 58.1402 | 4.9397 | 0 | 53.2005 | 1 | 4.4386
27 | 54 | 7.48 | 0.10709 | 0 | 0 | 56.18 | 0 | 2.18 | 54 | 1 | 0
27.44 | 54.88 | 7.48 | 0.10709 | 0 | 3.7578 | 51.1222 | 0 | 0 | 51.1222 | 1 | 0
28.32 | 56.64 | 7.48 | 0.10709 | 0 | 25.4948 | 31.1452 | 0 | 0 | 31.1452 | 1 | 0
28.24 | 56.48 | 7.48 | 0.10709 | 0 | 47.2961 | 9.1838 | 0 | 0 | 9.1838 | 1 | 0
27.96 | 55.92 | 7.48 | 0.10709 | 0 | 55.92 | 0 | 0 | 0 | 0 | 1 | 0
28.72 | 57.44 | 7.48 | 0.10709 | 0 | 57.44 | 0 | 0 | 0 | 0 | 1 | 0
29.2 | 58.4 | 7.48 | 0.10709 | 0 | 58.4 | 0 | 0 | 0 | 0 | 1 | 0
24.48 | 48.96 | 7.48 | 0.10709 | 0 | 48.96 | 0 | 0 | 0 | 0 | 1 | 0
18.84 | 37.68 | 7.48 | 0.10709 | 0 | 37.68 | 0 | 0 | 0 | 0 | 1 | 0
17.64 | 35.28 | 7.48 | 0.10709 | 0 | 35.28 | 0 | 0 | 0 | 0 | 1 | 0
12.28 | 24.56 | 7.48 | 0.10709 | 0 | 24.56 | 0 | 0 | 0 | 0 | 1 | 0
12.92 | 25.84 | 7.48 | 0.10709 | 0 | 25.84 | 0 | 0 | 0 | 0 | 1 | 0
15.2 | 30.4 | 7.48 | 0.10709 | 0 | 30.4 | 0 | 0 | 0 | 0 | 1 | 0
14 | 28 | 7.48 | 0.10709 | 0 | 28 | 0 | 0 | 0 | 0 | 1 | 0
15.84 | 31.68 | 7.48 | 0.10709 | 0 | 31.68 | 0 | 0 | 0 | 0 | 1 | 0
15.84 | 31.68 | 7.48 | 0.10709 | 0 | 31.68 | 0 | 0 | 0 | 0 | 1 | 0
16.32 | 32.64 | 7.48 | 0.10709 | 0 | 32.64 | 0 | 0 | 0 | 0 | 1 | 0
16.52 | 33.04 | 7.48 | 0.10709 | 0 | 21.0086 | 5.3361 | 0 | 0 | 5.3361 | 0.68294 | 6.6953
18.2 | 36.4 | 7.48 | 0.10709 | 0 | 0.60746 | 26.4142 | 0 | 0 | 26.4142 | 0.23881 | 9.3784
23.92 | 47.84 | 7.48 | 0.10709 | 0 | 0 | 47.0204 | 0 | 0 | 47.0204 | 0.2 | 0.81964
24.44 | 48.88 | 7.48 | 0.10709 | 0 | 0 | 61.2741 | 9.3784 | 3.0157 | 48.88 | 0.59907 | 0
24.84 | 49.68 | 7.48 | 0.12502 | 0 | 0 | 69.6473 | 9.3784 | 10.5889 | 49.68 | 0.99814 | 0
24.84 | 49.68 | 7.48 | 0.12502 | 0 | 0 | 72.5755 | 0.043676 | 22.8518 | 49.68 | 1 | 0
24.36 | 48.72 | 7.48 | 0.12502 | 0 | 0 | 70.2159 | 0 | 21.4959 | 48.72 | 1 | 0
25.2 | 50.4 | 12.23 | 0.12502 | 0 | 0 | 62.2542 | 0 | 11.8542 | 50.4 | 1 | 0
26.36 | 52.72 | 12.23 | 0.12502 | 0 | 3.7636 | 48.9564 | 0 | 0 | 48.9564 | 1 | 0
26.76 | 53.52 | 12.23 | 0.12502 | 0 | 23.6573 | 29.8627 | 0 | 0 | 29.8627 | 1 | 0
25.08 | 50.16 | 12.23 | 0.12502 | 0 | 41.5448 | 8.6152 | 0 | 0 | 8.6152 | 1 | 0
24.28 | 48.56 | 7.48 | 0.12502 | 0 | 48.56 | 0 | 0 | 0 | 0 | 1 | 0
23.04 | 46.08 | 7.48 | 0.12502 | 0 | 38.5651 | 0 | 0 | 0 | 0 | 0.64412 | 7.5149
19.6 | 39.2 | 7.48 | 0.12502 | 0 | 29.8216 | 0 | 0 | 0 | 0 | 0.2 | 9.3784
17.08 | 34.16 | 7.48 | 0.10709 | 7.435 | 34.16 | 0 | 0 | 0 | 0 | 0.51638 | 0
20.32 | 40.64 | 7.48 | 0.10709 | 0 | 40.64 | 0 | 0 | 0 | 0 | 0.51638 | 0
19.72 | 39.44 | 7.48 | 0.10709 | 0 | 39.44 | 0 | 0 | 0 | 0 | 0.51638 | 0
12.96 | 25.92 | 7.48 | 0.10709 | 0 | 25.92 | 0 | 0 | 0 | 0 | 0.51638 | 0
10.84 | 21.68 | 7.48 | 0.10709 | 0 | 21.68 | 0 | 0 | 0 | 0 | 0.51638 | 0
11.32 | 22.64 | 7.48 | 0.10709 | 0 | 22.64 | 0 | 0 | 0 | 0 | 0.51638 | 0
13.2 | 26.4 | 7.48 | 0.10709 | 0 | 26.4 | 0 | 0 | 0 | 0 | 0.51638 | 0
16.08 | 32.16 | 7.48 | 0.10709 | 0 | 32.16 | 0 | 0 | 0 | 0 | 0.51638 | 0
16.04 | 32.08 | 7.48 | 0.10709 | 0 | 32.08 | 0 | 0 | 0 | 0 | 0.51638 | 0
18.52 | 37.04 | 7.48 | 0.10709 | 0 | 37.04 | 0 | 0 | 0 | 0 | 0.51638 | 0
23.76 | 47.52 | 7.48 | 0.10709 | 0 | 42.5953 | 4.9247 | 0 | 0 | 4.9247 | 0.51638 | 0
24.24 | 48.48 | 7.48 | 0.10709 | 0 | 22.9249 | 25.5551 | 0 | 0 | 25.5551 | 0.51638 | 0
28 | 56 | 7.48 | 0.10709 | 0 | 9.4878 | 46.5122 | 0 | 0 | 46.5122 | 0.51638 | 0
28.4 | 56.8 | 7.48 | 0.10709 | 0 | 0 | 60.2577 | 3.4577 | 0 | 56.8 | 0.66351 | 0
32.4 | 64.8 | 7.48 | 0.12502 | 0 | 0 | 66.1746 | 1.3746 | 0 | 64.8 | 0.722 | 0
33.92 | 67.84 | 7.48 | 0.12502 | 0 | 0 | 68.7398 | 0.89976 | 0 | 67.84 | 0.76029 | 0
30.44 | 60.88 | 7.48 | 0.12502 | 0 | 0 | 66.5134 | 5.6334 | 0 | 60.88 | 1 | 0
31.32 | 62.64 | 12.23 | 0.12502 | 0 | 1.6079 | 61.0321 | 0 | 0 | 61.0321 | 1 | 0
35.92 | 71.84 | 12.23 | 0.12502 | 0 | 23.1498 | 48.6902 | 0 | 0 | 48.6902 | 1 | 0
37.6 | 75.2 | 12.23 | 0.12502 | 0 | 45.7971 | 29.4029 | 0 | 0 | 29.4029 | 1 | 0
36 | 72 | 12.23 | 0.12502 | 0 | 60.5652 | 8.1554 | 0 | 0 | 8.1554 | 0.8447 | 3.2795
37.52 | 75.04 | 7.48 | 0.12502 | 0 | 70.7251 | 0 | 0 | 0 | 0 | 0.64036 | 4.3149
31.68 | 63.36 | 7.48 | 0.12502 | 0 | 63.36 | 0 | 0 | 0 | 0 | 0.64036 | 0
29.24 | 58.48 | 7.48 | 0.12502 | 0 | 49.1811 | 0 | 0 | 0 | 0 | 0.2 | 9.2989
28.28 | 56.56 | 7.48 | 0.10709 | 7.1145 | 56.56 | 0 | 0 | 0 | 0 | 0.50274 | 0
26.84 | 53.68 | 7.48 | 0.10709 | 0 | 53.68 | 0 | 0 | 0 | 0 | 0.50274 | 0
19.2 | 38.4 | 7.48 | 0.10709 | 0 | 38.4 | 0 | 0 | 0 | 0 | 0.50274 | 0
12.88 | 25.76 | 7.48 | 0.10709 | 0 | 25.76 | 0 | 0 | 0 | 0 | 0.50274 | 0
10.6 | 21.2 | 7.48 | 0.10709 | 0 | 21.2 | 0 | 0 | 0 | 0 | 0.50274 | 0
10.64 | 21.28 | 7.48 | 0.10709 | 0 | 21.28 | 0 | 0 | 0 | 0 | 0.50274 | 0
12.16 | 24.32 | 7.48 | 0.10709 | 0 | 24.32 | 0 | 0 | 0 | 0 | 0.50274 | 0
15.48 | 30.96 | 7.48 | 0.10709 | 0 | 30.96 | 0 | 0 | 0 | 0 | 0.50274 | 0
17.08 | 34.16 | 7.48 | 0.10709 | 0 | 34.16 | 0 | 0 | 0 | 0 | 0.50274 | 0
19.84 | 39.68 | 7.48 | 0.10709 | 0 | 39.68 | 0 | 0 | 0 | 0 | 0.50274 | 0
26.72 | 53.44 | 7.48 | 0.10709 | 0 | 48.7573 | 4.6827 | 0 | 0 | 4.6827 | 0.50274 | 0
27.12 | 54.24 | 7.48 | 0.10709 | 0 | 29.1931 | 25.0469 | 0 | 0 | 25.0469 | 0.50274 | 0
29.68 | 59.36 | 7.48 | 0.10709 | 0 | 14.8201 | 44.5399 | 0 | 0 | 44.5399 | 0.50274 | 0
30.24 | 60.48 | 7.48 | 0.10709 | 0 | 2.364 | 58.116 | 0 | 0 | 58.116 | 0.50274 | 0
31.12 | 62.24 | 7.48 | 0.12502 | 0 | 0 | 66.0778 | 3.8378 | 0 | 62.24 | 0.66605 | 0
31.68 | 63.36 | 7.48 | 0.12502 | 0 | 0 | 71.2081 | 7.8481 | 0 | 63.36 | 1 | 0
34.44 | 68.88 | 7.48 | 0.12502 | 0 | 0.079743 | 68.8003 | 0 | 0 | 68.8003 | 1 | 0
35.32 | 70.64 | 12.23 | 0.12502 | 0 | 8.3132 | 62.3268 | 0 | 0 | 62.3268 | 1 | 0
36.88 | 73.76 | 12.23 | 0.12502 | 0 | 25.2513 | 48.5087 | 0 | 0 | 48.5087 | 1 | 0
34.92 | 69.84 | 12.23 | 0.12502 | 0 | 40.5823 | 29.2577 | 0 | 0 | 29.2577 | 1 | 0
33.96 | 67.92 | 12.23 | 0.12502 | 0 | 59.7767 | 8.1433 | 0 | 0 | 8.1433 | 1 | 0
35.32 | 70.64 | 7.48 | 0.12502 | 0 | 70.64 | 0 | 0 | 0 | 0 | 1 | 0
30.36 | 60.72 | 7.48 | 0.12502 | 0 | 53.2051 | 0 | 0 | 0 | 0 | 0.64412 | 7.5149
27.88 | 55.76 | 7.48 | 0.12502 | 0 | 46.3816 | 0 | 0 | 0 | 0 | 0.2 | 9.3784
23.92 | 47.84 | 7.48 | 0.10709 | 5.125 | 47.84 | 0 | 0 | 0 | 0 | 0.41808 | 0
25 | 50 | 7.48 | 0.10709 | 0 | 50 | 0 | 0 | 0 | 0 | 0.41808 | 0
22.68 | 45.36 | 7.48 | 0.10709 | 0 | 45.36 | 0 | 0 | 0 | 0 | 0.41808 | 0
17.44 | 34.88 | 7.48 | 0.10709 | 0 | 34.88 | 0 | 0 | 0 | 0 | 0.41808 | 0
15.44 | 30.88 | 7.48 | 0.10709 | 0 | 30.88 | 0 | 0 | 0 | 0 | 0.41808 | 0
15.28 | 30.56 | 7.48 | 0.10709 | 0 | 30.56 | 0 | 0 | 0 | 0 | 0.41808 | 0
16.92 | 33.84 | 7.48 | 0.10709 | 0 | 33.84 | 0 | 0 | 0 | 0 | 0.41808 | 0
19.84 | 39.68 | 7.48 | 0.10709 | 0 | 39.68 | 0 | 0 | 0 | 0 | 0.41808 | 0
20.68 | 41.36 | 7.48 | 0.10709 | 0 | 41.36 | 0 | 0 | 0 | 0 | 0.41808 | 0
21.92 | 43.84 | 7.48 | 0.10709 | 0 | 43.84 | 0 | 0 | 0 | 0 | 0.41808 | 0
23.4 | 46.8 | 7.48 | 0.10709 | 0 | 41.96 | 4.84 | 0 | 0 | 4.84 | 0.41808 | 0
26.64 | 53.28 | 7.48 | 0.10709 | 0 | 37.9857 | 15.2943 | 0 | 0 | 15.2943 | 0.41808 | 0
28.36 | 56.72 | 7.48 | 0.10709 | 0 | 9.0341 | 47.6859 | 0 | 0 | 47.6859 | 0.41808 | 0
31.8 | 63.6 | 7.48 | 0.10709 | 0 | 0.77711 | 62.8229 | 0 | 0 | 62.8229 | 0.41808 | 0
33.28 | 66.56 | 7.48 | 0.12502 | 0 | 0 | 71.5953 | 5.0353 | 0 | 66.56 | 0.63235 | 0
34.2 | 68.4 | 7.48 | 0.12502 | 0 | 0 | 73.6765 | 5.2765 | 0 | 68.4 | 0.85687 | 0
33.16 | 66.32 | 7.48 | 0.12502 | 0 | 0 | 69.6835 | 3.3636 | 0 | 66.32 | 1 | 0
37.88 | 75.76 | 12.23 | 0.12502 | 0 | 13.9172 | 61.8428 | 0 | 0 | 61.8428 | 1 | 0
38.16 | 76.32 | 12.23 | 0.12502 | 0 | 28.0049 | 48.3151 | 0 | 0 | 48.3151 | 1 | 0
30.4 | 60.8 | 12.23 | 0.12502 | 0 | 31.3729 | 29.4271 | 0 | 0 | 29.4271 | 1 | 0
28.56 | 57.12 | 12.23 | 0.12502 | 0 | 49.0735 | 8.0465 | 0 | 0 | 8.0465 | 1 | 0
30.24 | 60.48 | 7.48 | 0.12502 | 0 | 60.48 | 0 | 0 | 0 | 0 | 1 | 0
30.88 | 61.76 | 7.48 | 0.12502 | 0 | 54.2451 | 0 | 0 | 0 | 0 | 0.64412 | 7.5149
26.56 | 53.12 | 7.48 | 0.12502 | 0 | 43.7416 | 0 | 0 | 0 | 0 | 0.2 | 9.3784
26.08 | 52.16 | 7.48 | 0.10709 | 9.3784 | 52.16 | 0 | 0 | 0 | 0 | 0.59907 | 0
24.6 | 49.2 | 7.48 | 0.10709 | 9.3784 | 49.2 | 0 | 0 | 0 | 0 | 0.99814 | 0
23.52 | 47.04 | 7.48 | 0.10709 | 0.043676 | 47.04 | 0 | 0 | 0 | 0 | 1 | 0
17.56 | 35.12 | 7.48 | 0.10709 | 0 | 35.12 | 0 | 0 | 0 | 0 | 1 | 0
15.28 | 30.56 | 7.48 | 0.10709 | 0 | 30.56 | 0 | 0 | 0 | 0 | 1 | 0
15.04 | 30.08 | 7.48 | 0.10709 | 0 | 30.08 | 0 | 0 | 0 | 0 | 1 | 0
16.08 | 32.16 | 7.48 | 0.10709 | 0 | 32.16 | 0 | 0 | 0 | 0 | 1 | 0
19.44 | 38.88 | 7.48 | 0.10709 | 0 | 38.88 | 0 | 0 | 0 | 0 | 1 | 0
20.64 | 41.28 | 7.48 | 0.10709 | 0 | 41.28 | 0 | 0 | 0 | 0 | 1 | 0
18.2 | 36.4 | 7.48 | 0.10709 | 0 | 36.4 | 0 | 0 | 0 | 0 | 1 | 0
23.36 | 46.72 | 7.48 | 0.10709 | 0 | 41.638 | 5.082 | 0 | 0 | 5.082 | 1 | 0
25.32 | 50.64 | 7.48 | 0.10709 | 0 | 24.3831 | 26.2569 | 0 | 0 | 26.2569 | 1 | 0
28.48 | 56.96 | 7.48 | 0.10709 | 0 | 9.3467 | 47.6133 | 0 | 0 | 47.6133 | 1 | 0
31.08 | 62.16 | 7.48 | 0.10709 | 0 | 0.0026103 | 62.1574 | 0 | 0 | 62.1574 | 1 | 0
35.16 | 70.32 | 7.48 | 0.12502 | 0 | 1.3624 | 68.9576 | 0 | 0 | 68.9576 | 1 | 0
32.6 | 65.2 | 7.48 | 0.12502 | 0 | 4.8092 | 60.3908 | 0 | 0 | 60.3908 | 1 | 0
39.84 | 79.68 | 7.48 | 0.12502 | 0 | 10.2989 | 69.3811 | 0 | 0 | 69.3811 | 1 | 0
39.72 | 79.44 | 12.23 | 0.12502 | 0 | 16.9922 | 62.4478 | 0 | 0 | 62.4478 | 1 | 0
40.72 | 81.44 | 12.23 | 0.12502 | 0 | 32.7619 | 48.6781 | 0 | 0 | 48.6781 | 1 | 0
40.32 | 80.64 | 12.23 | 0.12502 | 0 | 51.2976 | 29.3424 | 0 | 0 | 29.3424 | 1 | 0
37.88 | 75.76 | 12.23 | 0.12502 | 0 | 60.5652 | 7.6956 | 0 | 0 | 7.6956 | 0.64487 | 7.4993
34.64 | 69.28 | 7.48 | 0.12502 | 0 | 69.28 | 0 | 0 | 0 | 0 | 0.64487 | 0
30.8 | 61.6 | 7.48 | 0.12502 | 0 | 61.5843 | 0 | 0 | 0 | 0 | 0.64412 | 0.015669
31.68 | 63.36 | 7.48 | 0.12502 | 0 | 53.9816 | 0 | 0 | 0 | 0 | 0.2 | 9.3784
28.72 | 57.44 | 7.48 | 0.10709 | 9.3784 | 57.44 | 0 | 0 | 0 | 0 | 0.59907 | 0
28.16 | 56.32 | 7.48 | 0.10709 | 1.6518 | 56.32 | 0 | 0 | 0 | 0 | 0.66936 | 0
25.44 | 50.88 | 7.48 | 0.10709 | 0 | 50.88 | 0 | 0 | 0 | 0 | 0.66936 | 0
18 | 36 | 7.48 | 0.10709 | 0 | 36 | 0 | 0 | 0 | 0 | 0.66936 | 0
16.48 | 32.96 | 7.48 | 0.10709 | 0 | 32.96 | 0 | 0 | 0 | 0 | 0.66936 | 0
16.32 | 32.64 | 7.48 | 0.10709 | 0 | 32.64 | 0 | 0 | 0 | 0 | 0.66936 | 0
16.76 | 33.52 | 7.48 | 0.10709 | 0 | 33.52 | 0 | 0 | 0 | 0 | 0.66936 | 0
20.08 | 40.16 | 7.48 | 0.10709 | 0 | 40.16 | 0 | 0 | 0 | 0 | 0.66936 | 0
20.44 | 40.88 | 7.48 | 0.10709 | 0 | 40.88 | 0 | 0 | 0 | 0 | 0.66936 | 0
17.64 | 35.28 | 7.48 | 0.10709 | 0 | 35.28 | 0 | 0 | 0 | 0 | 0.66936 | 0
24.44 | 48.88 | 7.48 | 0.10709 | 0 | 44.9112 | 3.9688 | 0 | 0 | 3.9688 | 0.66936 | 0
26.52 | 53.04 | 7.48 | 0.10709 | 0 | 37.2859 | 15.7541 | 0 | 0 | 15.7541 | 0.66936 | 0
29.24 | 58.48 | 7.48 | 0.10709 | 0 | 22.7126 | 35.7674 | 0 | 0 | 35.7674 | 0.66936 | 0
29.36 | 58.72 | 7.48 | 0.10709 | 0 | 7.743 | 50.977 | 0 | 0 | 50.977 | 0.66936 | 0
33.24 | 66.48 | 7.48 | 0.10709 | 0 | 1.3702 | 65.1098 | 0 | 0 | 65.1098 | 0.66936 | 0
34.48 | 68.96 | 7.48 | 0.10709 | 0 | 0 | 69.5626 | 0.60255 | 0 | 68.96 | 0.695 | 0
35.12 | 70.24 | 7.48 | 0.10709 | 0 | 3.3394 | 66.9006 | 0 | 0 | 66.9006 | 0.695 | 0
40.08 | 80.16 | 7.48 | 0.10709 | 0 | 27.4648 | 52.6952 | 0 | 0 | 52.6952 | 0.695 | 0
41.92 | 83.84 | 7.48 | 0.10709 | 0 | 52.1503 | 31.6897 | 0 | 0 | 31.6897 | 0.695 | 0
42.2 | 84.4 | 7.48 | 0.10709 | 0 | 66.964 | 17.436 | 0 | 0 | 17.436 | 0.695 | 0
41.52 | 83.04 | 7.48 | 0.10709 | 0 | 70.7251 | 4.0172 | 0 | 0 | 4.0172 | 0.30205 | 8.2978
36.44 | 72.88 | 7.48 | 0.10709 | 0 | 70.7251 | 0 | 0 | 0 | 0 | 0.2 | 2.1549
31.52 | 63.04 | 7.48 | 0.10709 | 0 | 63.04 | 0 | 0 | 0 | 0 | 0.2 | 0
24.2 | 48.4 | 7.48 | 0.10709 | 0 | 48.4 | 0 | 0 | 0 | 0 | 0.2 | 0
24.12 | 48.24 | 7.48 | 0.10709 | 0 | 48.24 | 0 | 0 | 0 | 0 | 0.2 | 0
24.36 | 48.72 | 7.48 | 0.10709 | 0 | 48.72 | 0 | 0 | 0 | 0 | 0.2 | 0
21.44 | 42.88 | 7.48 | 0.10709 | 0 | 42.88 | 0 | 0 | 0 | 0 | 0.2 | 0
15.12 | 30.24 | 7.48 | 0.10709 | 0 | 30.24 | 0 | 0 | 0 | 0 | 0.2 | 0
12.2 | 24.4 | 7.48 | 0.10709 | 0 | 24.4 | 0 | 0 | 0 | 0 | 0.2 | 0
13.68 | 27.36 | 7.48 | 0.10709 | 0 | 27.36 | 0 | 0 | 0 | 0 | 0.2 | 0
12.52 | 25.04 | 7.48 | 0.10709 | 0 | 25.04 | 0 | 0 | 0 | 0 | 0.2 | 0
15.64 | 31.28 | 7.48 | 0.10709 | 0 | 31.28 | 0 | 0 | 0 | 0 | 0.2 | 0
15.64 | 31.28 | 7.48 | 0.10709 | 0 | 31.28 | 0 | 0 | 0 | 0 | 0.2 | 0
16.36 | 32.72 | 7.48 | 0.10709 | 0 | 32.72 | 0 | 0 | 0 | 0 | 0.2 | 0
16.84 | 33.68 | 7.48 | 0.10709 | 0 | 29.0457 | 4.6343 | 0 | 0 | 4.6343 | 0.2 | 0
22.84 | 45.68 | 7.48 | 0.10709 | 0 | 18.7697 | 26.9103 | 0 | 0 | 26.9103 | 0.2 | 0
24.6 | 49.2 | 7.48 | 0.10709 | 0 | 0 | 50.8681 | 1.6682 | 0 | 49.2 | 0.27098 | 0
26.4 | 52.8 | 7.48 | 0.10709 | 0 | 0 | 68.522 | 9.3784 | 6.3436 | 52.8 | 0.67005 | 0
27.48 | 54.96 | 7.48 | 0.10709 | 0 | 0 | 68.5703 | 8.6095 | 0 | 59.9608 | 1 | 0.76884
30.84 | 61.68 | 7.48 | 0.10709 | 0 | 0 | 82.0981 | 0 | 20.4181 | 61.68 | 1 | 0
40.08 | 80.16 | 7.48 | 0.10709 | 0 | 1.1353 | 79.0247 | 0 | 0 | 79.0247 | 1 | 0
40.16 | 80.32 | 7.48 | 0.10709 | 0 | 10.951 | 69.369 | 0 | 0 | 69.369 | 1 | 0
43.6 | 87.2 | 7.48 | 0.10709 | 0 | 33.6941 | 53.5059 | 0 | 0 | 53.5059 | 1 | 0
43.52 | 87.04 | 7.48 | 0.10709 | 0 | 55.7859 | 31.2541 | 0 | 0 | 31.2541 | 1 | 0
43.96 | 87.92 | 7.48 | 0.10709 | 0 | 70.7251 | 7.8166 | 0 | 0 | 7.8166 | 0.55588 | 9.3784
39.12 | 78.24 | 7.48 | 0.10709 | 0 | 70.7251 | 0 | 0 | 0 | 0 | 0.2 | 7.5149
23.36 | 46.72 | 7.48 | 0.10709 | 0 | 46.72 | 0 | 0 | 0 | 0 | 0.2 | 0
22.36 | 44.72 | 7.48 | 0.10709 | 0 | 44.72 | 0 | 0 | 0 | 0 | 0.2 | 0
23.36 | 46.72 | 7.48 | 0.10709 | 0 | 46.72 | 0 | 0 | 0 | 0 | 0.2 | 0
23.12 | 46.24 | 7.48 | 0.10709 | 0 | 46.24 | 0 | 0 | 0 | 0 | 0.2 | 0
21.6 | 43.2 | 7.48 | 0.10709 | 0 | 43.2 | 0 | 0 | 0 | 0 | 0.2 | 0
18.4 | 36.8 | 7.48 | 0.10709 | 0 | 36.8 | 0 | 0 | 0 | 0 | 0.2 | 0
16.08 | 32.16 | 7.48 | 0.10709 | 0 | 32.16 | 0 | 0 | 0 | 0 | 0.2 | 0
12.08 | 24.16 | 7.48 | 0.10709 | 0 | 24.16 | 0 | 0 | 0 | 0 | 0.2 | 0
11.8 | 23.6 | 7.48 | 0.10709 | 0 | 23.6 | 0 | 0 | 0 | 0 | 0.2 | 0
14.76 | 29.52 | 7.48 | 0.10709 | 0 | 29.52 | 0 | 0 | 0 | 0 | 0.2 | 0
16.72 | 33.44 | 7.48 | 0.10709 | 0 | 33.44 | 0 | 0 | 0 | 0 | 0.2 | 0
17.32 | 34.64 | 7.48 | 0.10709 | 0 | 34.64 | 0 | 0 | 0 | 0 | 0.2 | 0
16.92 | 33.84 | 7.48 | 0.10709 | 0 | 29.4477 | 4.3923 | 0 | 0 | 4.3923 | 0.2 | 0
17.36 | 34.72 | 7.48 | 0.10709 | 0 | 8.935 | 25.785 | 0 | 0 | 25.785 | 0.2 | 0
24.04 | 48.08 | 7.48 | 0.10709 | 0 | 0 | 48.4603 | 0.38026 | 0 | 48.08 | 0.21618 | 0
24.2 | 48.4 | 7.48 | 0.10709 | 0 | 0 | 63.9119 | 9.3784 | 6.1335 | 48.4 | 0.61525 | 0
24.56 | 49.12 | 7.48 | 0.12502 | 0 | 0 | 71.668 | 9.2191 | 0 | 62.4489 | 1 | 0.1593
23.84 | 47.68 | 7.48 | 0.12502 | 0 | 0 | 74.705 | 0 | 27.025 | 47.68 | 1 | 0
24.16 | 48.32 | 7.48 | 0.12502 | 0 | 0 | 71.8131 | 4.9397 | 0 | 66.8734 | 1 | 4.4386
25.88 | 51.76 | 12.23 | 0.12502 | 0 | 0 | 63.319 | 0 | 11.559 | 51.76 | 1 | 0
27.56 | 55.12 | 12.23 | 0.12502 | 0 | 5.0747 | 50.0454 | 0 | 0 | 50.0454 | 1 | 0
25.28 | 50.56 | 12.23 | 0.12502 | 0 | 21.3386 | 29.2214 | 0 | 0 | 29.2214 | 1 | 0
23.44 | 46.88 | 12.23 | 0.12502 | 0 | 39.62 | 7.26 | 0 | 0 | 7.26 | 1 | 0
23.8 | 47.6 | 7.48 | 0.12502 | 0 | 47.6 | 0 | 0 | 0 | 0 | 1 | 0
22.8 | 45.6 | 7.48 | 0.12502 | 0 | 38.0851 | 0 | 0 | 0 | 0 | 0.64412 | 7.5149
19.96 | 39.92 | 7.48 | 0.12502 | 0 | 30.5416 | 0 | 0 | 0 | 0 | 0.2 | 9.3784
17.96 | 35.92 | 7.48 | 0.10709 | 9.3784 | 35.92 | 0 | 0 | 0 | 0 | 0.59907 | 0
19.16 | 38.32 | 7.48 | 0.10709 | 1.4647 | 38.32 | 0 | 0 | 0 | 0 | 0.6614 | 0
19.52 | 39.04 | 7.48 | 0.10709 | 0 | 39.04 | 0 | 0 | 0 | 0 | 0.6614 | 0
12.16 | 24.32 | 7.48 | 0.10709 | 0 | 24.32 | 0 | 0 | 0 | 0 | 0.6614 | 0
10.52 | 21.04 | 7.48 | 0.10709 | 0 | 21.04 | 0 | 0 | 0 | 0 | 0.6614 | 0
10.2 | 20.4 | 7.48 | 0.10709 | 0 | 20.4 | 0 | 0 | 0 | 0 | 0.6614 | 0
11.44 | 22.88 | 7.48 | 0.10709 | 0 | 22.88 | 0 | 0 | 0 | 0 | 0.6614 | 0
14.8 | 29.6 | 7.48 | 0.10709 | 0 | 29.6 | 0 | 0 | 0 | 0 | 0.6614 | 0
15.84 | 31.68 | 7.48 | 0.10709 | 0 | 31.68 | 0 | 0 | 0 | 0 | 0.6614 | 0
15.72 | 31.44 | 7.48 | 0.10709 | 0 | 31.44 | 0 | 0 | 0 | 0 | 0.6614 | 0
22.92 | 45.84 | 7.48 | 0.10709 | 0 | 44.9567 | 0.8833 | 0 | 0 | 0.8833 | 0.6614 | 0
24.32 | 48.64 | 7.48 | 0.10709 | 0 | 24.5732 | 24.0668 | 0 | 0 | 24.0668 | 0.6614 | 0
29.16 | 58.32 | 7.48 | 0.10709 | 0 | 13.042 | 45.278 | 0 | 0 | 45.278 | 0.6614 | 0
30.36 | 60.72 | 7.48 | 0.10709 | 0 | 0.6801 | 60.0399 | 0 | 0 | 60.0399 | 0.6614 | 0
32.92 | 65.84 | 7.48 | 0.12502 | 0 | 0 | 66.6586 | 0.81857 | 0 | 65.84 | 0.69623 | 0
36.28 | 72.56 | 7.48 | 0.12502 | 0 | 0 | 69.4174 | 0 | 0 | 69.4174 | 0.54741 | 3.1427
32.24 | 64.48 | 7.48 | 0.12502 | 0 | 0 | 69.1874 | 4.7074 | 0 | 64.48 | 0.74772 | 0
28.32 | 56.64 | 12.23 | 0.12502 | 0 | 0 | 62.5688 | 5.9288 | 0 | 56.64 | 1 | 0
28.32 | 56.64 | 12.23 | 0.12502 | 0 | 8.3128 | 48.3272 | 0 | 0 | 48.3272 | 1 | 0
29.2 | 58.4 | 12.23 | 0.12502 | 0 | 29.953 | 28.447 | 0 | 0 | 28.447 | 1 | 0
28.68 | 57.36 | 12.23 | 0.12502 | 0 | 50.3904 | 6.9696 | 0 | 0 | 6.9696 | 1 | 0
26.48 | 52.96 | 7.48 | 0.12502 | 0 | 52.96 | 0 | 0 | 0 | 0 | 1 | 0
29 | 58 | 7.48 | 0.12502 | 0 | 50.4851 | 0 | 0 | 0 | 0 | 0.64412 | 7.5149
30 | 60 | 7.48 | 0.12502 | 0 | 50.6216 | 0 | 0 | 0 | 0 | 0.2 | 9.3784
28 | 56 | 7.48 | 0.10709 | 5.68 | 56 | 0 | 0 | 0 | 0 | 0.4417 | 0
26.36 | 52.72 | 7.48 | 0.10709 | 0 | 52.72 | 0 | 0 | 0 | 0 | 0.4417 | 0
22.24 | 44.48 | 7.48 | 0.10709 | 0 | 44.48 | 0 | 0 | 0 | 0 | 0.4417 | 0
13.04 | 26.08 | 7.48 | 0.10709 | 0 | 26.08 | 0 | 0 | 0 | 0 | 0.4417 | 0
10.28 | 20.56 | 7.48 | 0.10709 | 0 | 20.56 | 0 | 0 | 0 | 0 | 0.4417 | 0
11 | 22 | 7.48 | 0.10709 | 0 | 22 | 0 | 0 | 0 | 0 | 0.4417 | 0
12.6 | 25.2 | 7.48 | 0.10709 | 0 | 25.2 | 0 | 0 | 0 | 0 | 0.4417 | 0
15.4 | 30.8 | 7.48 | 0.10709 | 0 | 30.8 | 0 | 0 | 0 | 0 | 0.4417 | 0
16.72 | 33.44 | 7.48 | 0.10709 | 0 | 33.44 | 0 | 0 | 0 | 0 | 0.4417 | 0
18.6 | 37.2 | 7.48 | 0.10709 | 0 | 37.2 | 0 | 0 | 0 | 0 | 0.4417 | 0
24.4 | 48.8 | 7.48 | 0.10709 | 0 | 44.807 | 3.993 | 0 | 0 | 3.993 | 0.4417 | 0
26.84 | 53.68 | 7.48 | 0.10709 | 0 | 29.105 | 24.575 | 0 | 0 | 24.575 | 0.4417 | 0
28.28 | 56.56 | 7.48 | 0.10709 | 0 | 10.3866 | 46.1734 | 0 | 0 | 46.1734 | 0.4417 | 0
29.4 | 58.8 | 7.48 | 0.10709 | 0 | 0 | 61.1773 | 2.3773 | 0 | 58.8 | 0.54286 | 0
34 | 68 | 7.48 | 0.12502 | 0 | 0 | 68.6309 | 0.63086 | 0 | 68 | 0.5697 | 0
32.52 | 65.04 | 7.48 | 0.12502 | 0 | 0 | 69.2237 | 4.1837 | 0 | 65.04 | 0.74773 | 0
30.48 | 60.96 | 7.48 | 0.12502 | 0 | 0 | 66.8885 | 5.9285 | 0 | 60.96 | 1 | 0
33.44 | 66.88 | 12.23 | 0.12502 | 0 | 7.6992 | 59.1808 | 0 | 0 | 59.1808 | 1 | 0
34.2 | 68.4 | 12.23 | 0.12502 | 0 | 20.9924 | 47.4076 | 0 | 0 | 47.4076 | 1 | 0
36.36 | 72.72 | 12.23 | 0.12502 | 0 | 44.8175 | 27.9025 | 0 | 0 | 27.9025 | 1 | 0
36.24 | 72.48 | 12.23 | 0.12502 | 0 | 60.5652 | 6.1468 | 0 | 0 | 6.1468 | 0.72685 | 5.7681
29.76 | 59.52 | 7.48 | 0.12502 | 0 | 59.52 | 0 | 0 | 0 | 0 | 0.72685 | 0
27.04 | 54.08 | 7.48 | 0.12502 | 0 | 52.3331 | 0 | 0 | 0 | 0 | 0.64412 | 1.7469
27.04 | 54.08 | 7.48 | 0.12502 | 0 | 44.7016 | 0 | 0 | 0 | 0 | 0.2 | 9.3784
26.12 | 52.24 | 7.48 | 0.10709 | 4.0217 | 52.24 | 0 | 0 | 0 | 0 | 0.37113 | 0
24.4 | 48.8 | 7.48 | 0.10709 | 0 | 48.8 | 0 | 0 | 0 | 0 | 0.37113 | 0
19.16 | 38.32 | 7.48 | 0.10709 | 0 | 38.32 | 0 | 0 | 0 | 0 | 0.37113 | 0
12.28 | 24.56 | 7.48 | 0.10709 | 0 | 24.56 | 0 | 0 | 0 | 0 | 0.37113 | 0
14.28 | 28.56 | 7.48 | 0.10709 | 0 | 28.56 | 0 | 0 | 0 | 0 | 0.37113 | 0
15.68 | 31.36 | 7.48 | 0.10709 | 0 | 31.36 | 0 | 0 | 0 | 0 | 0.37113 | 0
16.72 | 33.44 | 7.48 | 0.10709 | 0 | 33.44 | 0 | 0 | 0 | 0 | 0.37113 | 0
17.12 | 34.24 | 7.48 | 0.10709 | 0 | 34.24 | 0 | 0 | 0 | 0 | 0.37113 | 0
16.36 | 32.72 | 7.48 | 0.10709 | 0 | 32.72 | 0 | 0 | 0 | 0 | 0.37113 | 0
16.72 | 33.44 | 7.48 | 0.10709 | 0 | 33.44 | 0 | 0 | 0 | 0 | 0.37113 | 0
23.72 | 47.44 | 7.48 | 0.10709 | 0 | 45.5161 | 1.9239 | 0 | 0 | 1.9239 | 0.37113 | 0
27.68 | 55.36 | 7.48 | 0.10709 | 0 | 32.963 | 22.397 | 0 | 0 | 22.397 | 0.37113 | 0
27.56 | 55.12 | 7.48 | 0.10709 | 0 | 10.6285 | 44.4915 | 0 | 0 | 44.4915 | 0.37113 | 0
29.28 | 58.56 | 7.48 | 0.10709 | 0 | 0.020492 | 58.5395 | 0 | 0 | 58.5395 | 0.37113 | 0
31.4 | 62.8 | 7.48 | 0.12502 | 0 | 0 | 66.8401 | 4.0401 | 0 | 62.8 | 0.54305 | 0
32.8 | 65.6 | 7.48 | 0.12502 | 0 | 0 | 69.8046 | 4.2046 | 0 | 65.6 | 0.72196 | 0
31 | 62 | 7.48 | 0.12502 | 0 | 0 | 68.5341 | 6.5341 | 0 | 62 | 1 | 0
28.88 | 57.76 | 12.23 | 0.12502 | 0 | 9.6627 | 48.0973 | 0 | 0 | 48.0973 | 1 | 0
28.48 | 56.96 | 12.23 | 0.12502 | 0 | 22.5115 | 34.4485 | 0 | 0 | 34.4485 | 1 | 0
27.04 | 54.08 | 12.23 | 0.12502 | 0 | 34.6717 | 19.4083 | 0 | 0 | 19.4083 | 1 | 0
28.44 | 56.88 | 12.23 | 0.12502 | 0 | 45.3109 | 5.6144 | 0 | 0 | 5.6144 | 0.71801 | 5.9547
27.12 | 54.24 | 7.48 | 0.12502 | 0 | 54.24 | 0 | 0 | 0 | 0 | 0.71801 | 0
27.84 | 55.68 | 7.48 | 0.12502 | 0 | 54.1198 | 0 | 0 | 0 | 0 | 0.64412 | 1.5602
26.4 | 52.8 | 7.48 | 0.12502 | 0 | 43.4216 | 0 | 0 | 0 | 0 | 0.2 | 9.3784
26 | 52 | 7.48 | 0.10709 | 4.055 | 52 | 0 | 0 | 0 | 0 | 0.37255 | 0
25.84 | 51.68 | 7.48 | 0.10709 | 4.375 | 51.68 | 0 | 0 | 0 | 0 | 0.55872 | 0
23.24 | 46.48 | 7.48 | 0.10709 | 9.3784 | 46.48 | 0 | 0 | 0 | 0 | 0.95779 | 0
16.96 | 33.92 | 7.48 | 0.10709 | 0.99201 | 33.92 | 0 | 0 | 0 | 0 | 1 | 0
15.12 | 30.24 | 7.48 | 0.10709 | 0 | 30.24 | 0 | 0 | 0 | 0 | 1 | 0
10.52 | 21.04 | 7.48 | 0.10709 | 0 | 21.04 | 0 | 0 | 0 | 0 | 1 | 0
12.16 | 24.32 | 7.48 | 0.10709 | 0 | 24.32 | 0 | 0 | 0 | 0 | 1 | 0
14.28 | 28.56 | 7.48 | 0.10709 | 0 | 28.56 | 0 | 0 | 0 | 0 | 1 | 0
15.16 | 30.32 | 7.48 | 0.10709 | 0 | 30.32 | 0 | 0 | 0 | 0 | 1 | 0
15.92 | 31.84 | 7.48 | 0.10709 | 0 | 31.84 | 0 | 0 | 0 | 0 | 1 | 0
22.44 | 44.88 | 7.48 | 0.10709 | 0 | 43.912 | 0.968 | 0 | 0 | 0.968 | 1 | 0
25.64 | 51.28 | 7.48 | 0.10709 | 0 | 35.9857 | 15.2943 | 0 | 0 | 15.2943 | 1 | 0
28.56 | 57.12 | 7.48 | 0.10709 | 0 | 17.7468 | 39.3732 | 0 | 0 | 39.3732 | 1 | 0
29.2 | 58.4 | 7.48 | 0.10709 | 0 | 10.1454 | 48.2546 | 0 | 0 | 48.2546 | 1 | 0
29.52 | 59.04 | 7.48 | 0.12502 | 0 | 10.6502 | 41.1035 | 0 | 0 | 41.1035 | 0.65495 | 7.2863
32.56 | 65.12 | 7.48 | 0.12502 | 0 | 0 | 73.2288 | 8.1088 | 0 | 65.12 | 1 | 0
30.32 | 60.64 | 7.48 | 0.12502 | 0 | 3.3831 | 57.2569 | 0 | 0 | 57.2569 | 1 | 0
29.24 | 58.48 | 12.23 | 0.12502 | 0 | 6.0026 | 52.4774 | 0 | 0 | 52.4774 | 1 | 0
27.44 | 54.88 | 12.23 | 0.12502 | 0 | 45.3109 | 3.9083 | 0 | 0 | 3.9083 | 0.73193 | 5.6608
26.72 | 53.44 | 12.23 | 0.12502 | 0 | 26.5781 | 26.8619 | 0 | 0 | 26.8619 | 0.73193 | 0
27.36 | 54.72 | 12.23 | 0.12502 | 0 | 45.3109 | 5.2635 | 0 | 0 | 5.2635 | 0.53561 | 4.1456
27.56 | 55.12 | 7.48 | 0.12502 | 0 | 55.12 | 0 | 0 | 0 | 0 | 0.53561 | 0
27.48 | 54.96 | 7.48 | 0.12502 | 0 | 54.96 | 0 | 0 | 0 | 0 | 0.53561 | 0
27.44 | 54.88 | 7.48 | 0.12502 | 0 | 47.7931 | 0 | 0 | 0 | 0 | 0.2 | 7.0869
27.28 | 54.56 | 7.48 | 0.10709 | 0 | 54.56 | 0 | 0 | 0 | 0 | 0.2 | 0
27.56 | 55.12 | 7.48 | 0.10709 | 0 | 55.12 | 0 | 0 | 0 | 0 | 0.2 | 0
25.84 | 51.68 | 7.48 | 0.10709 | 0 | 51.68 | 0 | 0 | 0 | 0 | 0.2 | 0
18 | 36 | 7.48 | 0.10709 | 0 | 36 | 0 | 0 | 0 | 0 | 0.2 | 0
16.16 | 32.32 | 7.48 | 0.10709 | 0 | 32.32 | 0 | 0 | 0 | 0 | 0.2 | 0
15.36 | 30.72 | 7.48 | 0.10709 | 0 | 30.72 | 0 | 0 | 0 | 0 | 0.2 | 0
16.08 | 32.16 | 7.48 | 0.10709 | 0 | 32.16 | 0 | 0 | 0 | 0 | 0.2 | 0
15.6 | 31.2 | 7.48 | 0.10709 | 0 | 31.2 | 0 | 0 | 0 | 0 | 0.2 | 0
14.36 | 28.72 | 7.48 | 0.10709 | 0 | 28.72 | 0 | 0 | 0 | 0 | 0.2 | 0
16.32 | 32.64 | 7.48 | 0.10709 | 0 | 32.64 | 0 | 0 | 0 | 0 | 0.2 | 0
23.72 | 47.44 | 7.48 | 0.10709 | 0 | 45.0684 | 2.3716 | 0 | 0 | 2.3716 | 0.2 | 0
26.56 | 53.12 | 7.48 | 0.10709 | 0 | 45.4365 | 7.6835 | 0 | 0 | 7.6835 | 0.2 | 0
29.16 | 58.32 | 7.48 | 0.10709 | 0 | 27.078 | 31.242 | 0 | 0 | 31.242 | 0.2 | 0
31.56 | 63.12 | 7.48 | 0.10709 | 0 | 24.5938 | 38.5262 | 0 | 0 | 38.5262 | 0.2 | 0
33.6 | 67.2 | 7.48 | 0.10709 | 0 | 0 | 68.3889 | 1.1889 | 0 | 67.2 | 0.25059 | 0
33.52 | 67.04 | 7.48 | 0.10709 | 0 | 0 | 72.7569 | 5.7169 | 0 | 67.04 | 0.49386 | 0
33.12 | 66.24 | 7.48 | 0.10709 | 0 | 0 | 71.2807 | 5.0407 | 0 | 66.24 | 0.70835 | 0
30.76 | 61.52 | 7.48 | 0.10709 | 0 | 0 | 62.7019 | 1.1819 | 0 | 61.52 | 0.75864 | 0
26.48 | 52.96 | 7.48 | 0.10709 | 0 | 5.1047 | 47.8553 | 0 | 0 | 47.8553 | 0.75864 | 0
26.6 | 53.2 | 7.48 | 0.10709 | 0 | 26.0356 | 27.1644 | 0 | 0 | 27.1644 | 0.75864 | 0
26.4 | 52.8 | 7.48 | 0.10709 | 0 | 46.7016 | 6.0984 | 0 | 0 | 6.0984 | 0.75864 | 0
27.24 | 54.48 | 7.48 | 0.10709 | 0 | 54.48 | 0 | 0 | 0 | 0 | 0.75864 | 0
27.96 | 55.92 | 7.48 | 0.10709 | 0 | 55.92 | 0 | 0 | 0 | 0 | 0.75864 | 0
28.4 | 56.8 | 7.48 | 0.10709 | 0 | 56.055 | 0 | 0 | 0 | 0 | 0.72337 | 0.74498
27.28 | 54.56 | 7.48 | 0.10709 | 0 | 54.56 | 0 | 0 | 0 | 0 | 0.72337 | 0
23.76 | 47.52 | 7.48 | 0.10709 | 0 | 47.52 | 0 | 0 | 0 | 0 | 0.72337 | 0
20.12 | 40.24 | 7.48 | 0.10709 | 0 | 40.24 | 0 | 0 | 0 | 0 | 0.72337 | 0
14.44 | 28.88 | 7.48 | 0.10709 | 0 | 28.88 | 0 | 0 | 0 | 0 | 0.72337 | 0
11.08 | 22.16 | 7.48 | 0.10709 | 0 | 22.16 | 0 | 0 | 0 | 0 | 0.72337 | 0
11.24 | 22.48 | 7.48 | 0.10709 | 0 | 22.48 | 0 | 0 | 0 | 0 | 0.72337 | 0
13.48 | 26.96 | 7.48 | 0.10709 | 0 | 26.96 | 0 | 0 | 0 | 0 | 0.72337 | 0
13.88 | 27.76 | 7.48 | 0.10709 | 0 | 27.76 | 0 | 0 | 0 | 0 | 0.72337 | 0
13.52 | 27.04 | 7.48 | 0.10709 | 0 | 27.04 | 0 | 0 | 0 | 0 | 0.72337 | 0
15.2 | 30.4 | 7.48 | 0.10709 | 0 | 30.4 | 0 | 0 | 0 | 0 | 0.72337 | 0
18.88 | 37.76 | 7.48 | 0.10709 | 0 | 34.581 | 3.0855 | 0 | 0 | 3.0855 | 0.71894 | 0.0935
24.28 | 48.56 | 7.48 | 0.10709 | 0 | 16.0344 | 23.1472 | 0 | 0 | 23.1472 | 0.27481 | 9.3784
23.32 | 46.64 | 7.48 | 0.10709 | 0 | 0 | 45.0602 | 0 | 0 | 45.0602 | 0.2 | 1.5798
22.96 | 45.92 | 7.48 | 0.10709 | 0 | 0 | 60.657 | 9.3784 | 5.3586 | 45.92 | 0.59907 | 0
24.12 | 48.24 | 7.48 | 0.10709 | 0 | 0 | 71.1961 | 9.3784 | 13.5777 | 48.24 | 0.99814 | 0
26.4 | 52.8 | 7.48 | 0.10709 | 0 | 0 | 74.4268 | 0.043676 | 21.5831 | 52.8 | 1 | 0
25.72 | 51.44 | 7.48 | 0.10709 | 0 | 0 | 71.559 | 0 | 20.119 | 51.44 | 1 | 0
25.72 | 51.44 | 7.48 | 0.10709 | 0 | 0 | 63.6457 | 0 | 12.2057 | 51.44 | 1 | 0
25.16 | 50.32 | 7.48 | 0.10709 | 0 | 1.775 | 48.545 | 0 | 0 | 48.545 | 1 | 0
25.44 | 50.88 | 7.48 | 0.10709 | 0 | 23.28 | 27.6 | 0 | 0 | 27.6 | 1 | 0
26.16 | 52.32 | 7.48 | 0.10709 | 0 | 46.149 | 6.171 | 0 | 0 | 6.171 | 1 | 0
25.4 | 50.8 | 7.48 | 0.10709 | 0 | 50.8 | 0 | 0 | 0 | 0 | 1 | 0
24.32 | 48.64 | 7.48 | 0.10709 | 0 | 48.64 | 0 | 0 | 0 | 0 | 1 | 0
24.8 | 49.6 | 7.48 | 0.10709 | 0 | 49.6 | 0 | 0 | 0 | 0 | 1 | 0
25.24 | 50.48 | 7.48 | 0.10709 | 0 | 50.48 | 0 | 0 | 0 | 0 | 1 | 0
25.36 | 50.72 | 7.48 | 0.10709 | 0 | 50.72 | 0 | 0 | 0 | 0 | 1 | 0
23.68 | 47.36 | 7.48 | 0.10709 | 0 | 47.36 | 0 | 0 | 0 | 0 | 1 | 0
18.24 | 36.48 | 7.48 | 0.10709 | 0 | 36.48 | 0 | 0 | 0 | 0 | 1 | 0
18.04 | 36.08 | 7.48 | 0.10709 | 0 | 36.08 | 0 | 0 | 0 | 0 | 1 | 0
12.88 | 25.76 | 7.48 | 0.10709 | 0 | 25.76 | 0 | 0 | 0 | 0 | 1 | 0
12.6 | 25.2 | 7.48 | 0.10709 | 0 | 25.2 | 0 | 0 | 0 | 0 | 1 | 0
13.2 | 26.4 | 7.48 | 0.10709 | 0 | 26.4 | 0 | 0 | 0 | 0 | 1 | 0
14.72 | 29.44 | 7.48 | 0.10709 | 0 | 29.44 | 0 | 0 | 0 | 0 | 1 | 0
17.44 | 34.88 | 7.48 | 0.10709 | 0 | 34.88 | 0 | 0 | 0 | 0 | 1 | 0
17.6 | 35.2 | 7.48 | 0.10709 | 0 | 27.4755 | 2.9524 | 0 | 0 | 2.9524 | 0.77401 | 4.7721
18.44 | 36.88 | 7.48 | 0.10709 | 0 | 4.6085 | 22.8931 | 0 | 0 | 22.8931 | 0.32989 | 9.3784
23.72 | 47.44 | 7.48 | 0.10709 | 0 | 0 | 44.6972 | 0 | 0 | 44.6972 | 0.2 | 2.7428
25.32 | 50.64 | 7.48 | 0.10709 | 0 | 0 | 59.4591 | 8.8191 | 0 | 50.64 | 0.57527 | 0
24.04 | 48.08 | 7.48 | 0.12502 | 0 | 0 | 67.917 | 9.3784 | 10.4586 | 48.08 | 0.97435 | 0
24.2 | 48.4 | 7.48 | 0.12502 | 0 | 0 | 68.5583 | 0.60295 | 19.5553 | 48.4 | 1 | 0
23.24 | 46.48 | 7.48 | 0.12502 | 0 | 0 | 65.8237 | 0 | 19.3437 | 46.48 | 1 | 0
24.12 | 48.24 | 12.23 | 0.12502 | 0 | 0 | 57.9224 | 0 | 9.6824 | 48.24 | 1 | 0
23.88 | 47.76 | 12.23 | 0.12502 | 0 | 3.4016 | 44.3584 | 0 | 0 | 44.3584 | 1 | 0
23 | 46 | 12.23 | 0.12502 | 0 | 23.1916 | 22.8084 | 0 | 0 | 22.8084 | 1 | 0
23.64 | 47.28 | 12.23 | 0.12502 | 0 | 42.9482 | 4.3318 | 0 | 0 | 4.3318 | 1 | 0
25.16 | 50.32 | 7.48 | 0.12502 | 0 | 50.32 | 0 | 0 | 0 | 0 | 1 | 0
25.4 | 50.8 | 7.48 | 0.12502 | 0 | 43.2851 | 0 | 0 | 0 | 0 | 0.64412 | 7.5149
21.64 | 43.28 | 7.48 | 0.12502 | 0 | 33.9016 | 0 | 0 | 0 | 0 | 0.2 | 9.3784
18.76 | 37.52 | 7.48 | 0.10709 | 9.3784 | 37.52 | 0 | 0 | 0 | 0 | 0.59907 | 0
20.6267 | 41.2533 | 7.48 | 0.10709 | 9.3784 | 41.2533 | 0 | 0 | 0 | 0 | 0.99814 | 0
20.5467 | 41.0933 | 7.48 | 0.10709 | 0.043676 | 41.0933 | 0 | 0 | 0 | 0 | 1 | 0
13.7067 | 27.4133 | 7.48 | 0.10709 | 0 | 27.4133 | 0 | 0 | 0 | 0 | 1 | 0
11.4933 | 22.9867 | 7.48 | 0.10709 | 0 | 22.9867 | 0 | 0 | 0 | 0 | 1 | 0
11.52 | 23.04 | 7.48 | 0.10709 | 0 | 23.04 | 0 | 0 | 0 | 0 | 1 | 0
13.44 | 26.88 | 7.48 | 0.10709 | 0 | 26.88 | 0 | 0 | 0 | 0 | 1 | 0
16.2267 | 32.4533 | 7.48 | 0.10709 | 0 | 32.4533 | 0 | 0 | 0 | 0 | 1 | 0
16.6133 | 33.2267 | 7.48 | 0.10709 | 0 | 33.2267 | 0 | 0 | 0 | 0 | 1 | 0
17.3067 | 34.6133 | 7.48 | 0.10709 | 0 | 34.6133 | 0 | 0 | 0 | 0 | 1 | 0
23.8533 | 47.7067 | 7.48 | 0.10709 | 0 | 46.7145 | 0.9922 | 0 | 0 | 0.9922 | 1 | 0
26.28 | 52.56 | 7.48 | 0.10709 | 0 | 33.6357 | 18.9243 | 0 | 0 | 18.9243 | 1 | 0
29.44 | 58.88 | 7.48 | 0.10709 | 0 | 38.177 | 20.703 | 0 | 0 | 20.703 | 1 | 0
32.48 | 64.96 | 7.48 | 0.10709 | 0 | 17.7097 | 47.2503 | 0 | 0 | 47.2503 | 1 | 0
32.88 | 65.76 | 7.48 | 0.12502 | 0 | 6.2888 | 59.4712 | 0 | 0 | 59.4712 | 1 | 0
34.6 | 69.2 | 7.48 | 0.12502 | 0 | 0.27874 | 68.9213 | 0 | 0 | 68.9213 | 1 | 0
27.68 | 55.36 | 7.48 | 0.12502 | 0 | 33.5801 | 21.7799 | 0 | 0 | 21.7799 | 1 | 0
25.88 | 51.76 | 12.23 | 0.12502 | 0 | 45.3109 | 4.7432 | 0 | 0 | 4.7432 | 0.91922 | 1.7059
25.48 | 50.96 | 12.23 | 0.12502 | 0 | 15.7371 | 35.2229 | 0 | 0 | 35.2229 | 0.91922 | 0
24.84 | 49.68 | 12.23 | 0.12502 | 0 | 33.1999 | 16.4801 | 0 | 0 | 16.4801 | 0.91922 | 0
24.76 | 49.52 | 12.23 | 0.12502 | 0 | 45.3109 | 2.6499 | 0 | 0 | 2.6499 | 0.84538 | 1.5592
26.68 | 53.36 | 7.48 | 0.12502 | 0 | 53.36 | 0 | 0 | 0 | 0 | 0.84538 | 0
29.44 | 58.88 | 7.48 | 0.12502 | 0 | 56.055 | 0 | 0 | 0 | 0 | 0.7116 | 2.825
30.48 | 60.96 | 7.48 | 0.12502 | 0 | 52.4217 | 0 | 0 | 0 | 0 | 0.30726 | 8.5383
29.16 | 58.32 | 7.48 | 0.10709 | 0 | 56.055 | 0 | 0 | 0 | 0 | 0.2 | 2.265
26.96 | 53.92 | 7.48 | 0.10709 | 2.135 | 53.92 | 0 | 0 | 0 | 0 | 0.29085 | 0
21.52 | 43.04 | 7.48 | 0.10709 | 5.4193 | 43.04 | 0 | 0 | 0 | 0 | 0.52146 | 0
15.2 | 30.4 | 7.48 | 0.10709 | 0 | 30.4 | 0 | 0 | 0 | 0 | 0.52146 | 0
14.16 | 28.32 | 7.48 | 0.10709 | 0 | 28.32 | 0 | 0 | 0 | 0 | 0.52146 | 0
13.04 | 26.08 | 7.48 | 0.10709 | 0 | 26.08 | 0 | 0 | 0 | 0 | 0.52146 | 0
13.84 | 27.68 | 7.48 | 0.10709 | 0 | 27.68 | 0 | 0 | 0 | 0 | 0.52146 | 0
14.24 | 28.48 | 7.48 | 0.10709 | 0 | 28.48 | 0 | 0 | 0 | 0 | 0.52146 | 0
16.04 | 32.08 | 7.48 | 0.10709 | 0 | 32.08 | 0 | 0 | 0 | 0 | 0.52146 | 0
18.68 | 37.36 | 7.48 | 0.10709 | 0 | 37.36 | 0 | 0 | 0 | 0 | 0.52146 | 0
24.68 | 49.36 | 7.48 | 0.10709 | 0 | 49.36 | 0 | 0 | 0 | 0 | 0.52146 | 0
27 | 54 | 7.48 | 0.10709 | 0 | 46.3165 | 7.6835 | 0 | 0 | 7.6835 | 0.52146 | 0
27.04 | 54.08 | 7.48 | 0.10709 | 0 | 26.5284 | 27.5516 | 0 | 0 | 27.5516 | 0.52146 | 0
29.96 | 59.92 | 7.48 | 0.10709 | 0 | 27.1171 | 32.8029 | 0 | 0 | 32.8029 | 0.52146 | 0
35.32 | 70.64 | 7.48 | 0.12502 | 0 | 0 | 67.1426 | 0 | 0 | 67.1426 | 0.35583 | 3.4974
33.36 | 66.72 | 7.48 | 0.12502 | 0 | 0 | 70.3733 | 3.6532 | 0 | 66.72 | 0.51128 | 0
29.56 | 59.12 | 7.48 | 0.12502 | 0 | 0 | 67.7839 | 8.6639 | 0 | 59.12 | 0.87995 | 0
27.72 | 55.44 | 12.23 | 0.12502 | 0 | 0 | 58.2612 | 2.8212 | 0 | 55.44 | 1 | 0
28.16 | 56.32 | 12.23 | 0.12502 | 0 | 17.6365 | 38.6835 | 0 | 0 | 38.6835 | 1 | 0
27.8 | 55.6 | 12.23 | 0.12502 | 0 | 40.7534 | 14.8466 | 0 | 0 | 14.8466 | 1 | 0
28.96 | 57.92 | 12.23 | 0.12502 | 0 | 45.3109 | 3.2307 | 0 | 0 | 3.2307 | 0.55588 | 9.3784
29.68 | 59.36 | 7.48 | 0.12502 | 0 | 56.055 | 0 | 0 | 0 | 0 | 0.39937 | 3.305
29.48 | 58.96 | 7.48 | 0.12502 | 0 | 56.055 | 0 | 0 | 0 | 0 | 0.2618 | 2.905
28.68 | 57.36 | 7.48 | 0.12502 | 0 | 56.055 | 0 | 0 | 0 | 0 | 0.2 | 1.305
27.04 | 54.08 | 7.48 | 0.10709 | 1.975 | 54.08 | 0 | 0 | 0 | 0 | 0.28404 | 0
25.48 | 50.96 | 7.48 | 0.10709 | 5.095 | 50.96 | 0 | 0 | 0 | 0 | 0.50085 | 0
18.56 | 37.12 | 7.48 | 0.10709 | 9.3784 | 37.12 | 0 | 0 | 0 | 0 | 0.89992 | 0
15.04 | 30.08 | 7.48 | 0.10709 | 2.352 | 30.08 | 0 | 0 | 0 | 0 | 1 | 0
13.44 | 26.88 | 7.48 | 0.10709 | 0 | 26.88 | 0 | 0 | 0 | 0 | 1 | 0
12.84 | 25.68 | 7.48 | 0.10709 | 0 | 25.68 | 0 | 0 | 0 | 0 | 1 | 0
13.44 | 26.88 | 7.48 | 0.10709 | 0 | 26.88 | 0 | 0 | 0 | 0 | 1 | 0
14.28 | 28.56 | 7.48 | 0.10709 | 0 | 28.56 | 0 | 0 | 0 | 0 | 1 | 0
14.84 | 29.68 | 7.48 | 0.10709 | 0 | 29.68 | 0 | 0 | 0 | 0 | 1 | 0
17.48 | 34.96 | 7.48 | 0.10709 | 0 | 34.96 | 0 | 0 | 0 | 0 | 1 | 0
24.2 | 48.4 | 7.48 | 0.10709 | 0 | 48.4 | 0 | 0 | 0 | 0 | 1 | 0
26.68 | 53.36 | 7.48 | 0.10709 | 0 | 46.4267 | 6.9333 | 0 | 0 | 6.9333 | 1 | 0
27.8 | 55.6 | 7.48 | 0.10709 | 0 | 37.3654 | 18.2346 | 0 | 0 | 18.2346 | 1 | 0
30.2 | 60.4 | 7.48 | 0.10709 | 0 | 19.2118 | 41.1882 | 0 | 0 | 41.1882 | 1 | 0
31.12 | 62.24 | 7.48 | 0.12502 | 0 | 25.7708 | 36.4692 | 0 | 0 | 36.4692 | 1 | 0
35.36 | 70.72 | 7.48 | 0.12502 | 0 | 6.675 | 64.045 | 0 | 0 | 64.045 | 1 | 0
35.28 | 70.56 | 7.48 | 0.12502 | 0 | 17.8769 | 52.6831 | 0 | 0 | 52.6831 | 1 | 0
33.92 | 67.84 | 12.23 | 0.12502 | 0 | 28.5515 | 39.2885 | 0 | 0 | 39.2885 | 1 | 0
29.92 | 59.84 | 12.23 | 0.12502 | 0 | 34.6358 | 25.2042 | 0 | 0 | 25.2042 | 1 | 0
26.72 | 53.44 | 12.23 | 0.12502 | 0 | 41.4127 | 12.0273 | 0 | 0 | 12.0273 | 1 | 0
26.88 | 53.76 | 12.23 | 0.12502 | 0 | 45.3109 | 1.2947 | 0 | 0 | 1.2947 | 0.6612 | 7.1544
27.6 | 55.2 | 7.48 | 0.12502 | 0 | 55.2 | 0 | 0 | 0 | 0 | 0.6612 | 0
28.08 | 56.16 | 7.48 | 0.12502 | 0 | 55.7994 | 0 | 0 | 0 | 0 | 0.64412 | 0.36057
27.36 | 54.72 | 7.48 | 0.12502 | 0 | 45.3416 | 0 | 0 | 0 | 0 | 0.2 | 9.3784
26.84 | 53.68 | 7.48 | 0.10709 | 2.375 | 53.68 | 0 | 0 | 0 | 0 | 0.30106 | 0
27.08 | 54.16 | 7.48 | 0.10709 | 1.895 | 54.16 | 0 | 0 | 0 | 0 | 0.3817 | 0
20.68 | 41.36 | 7.48 | 0.10709 | 9.3784 | 41.36 | 0 | 0 | 0 | 0 | 0.78077 | 0
13.4 | 26.8 | 7.48 | 0.10709 | 5.152 | 26.8 | 0 | 0 | 0 | 0 | 1 | 0
11.96 | 23.92 | 7.48 | 0.10709 | 0 | 23.92 | 0 | 0 | 0 | 0 | 1 | 0
11.6 | 23.2 | 7.48 | 0.10709 | 0 | 23.2 | 0 | 0 | 0 | 0 | 1 | 0
13.44 | 26.88 | 7.48 | 0.10709 | 0 | 26.88 | 0 | 0 | 0 | 0 | 1 | 0
15.32 | 30.64 | 7.48 | 0.10709 | 0 | 30.64 | 0 | 0 | 0 | 0 | 1 | 0
14.36 | 28.72 | 7.48 | 0.10709 | 0 | 28.72 | 0 | 0 | 0 | 0 | 1 | 0
16.68 | 33.36 | 7.48 | 0.10709 | 0 | 33.36 | 0 | 0 | 0 | 0 | 1 | 0
24.8 | 49.6 | 7.48 | 0.10709 | 0 | 49.0434 | 0.5566 | 0 | 0 | 0.5566 | 1 | 0
26.52 | 53.04 | 7.48 | 0.10709 | 0 | 43.6746 | 9.3653 | 0 | 0 | 9.3653 | 1 | 0
28.56 | 57.12 | 7.48 | 0.10709 | 0 | 42.3944 | 14.7256 | 0 | 0 | 14.7256 | 1 | 0
28.76 | 57.52 | 7.48 | 0.10709 | 0 | 50.7803 | 6.7397 | 0 | 0 | 6.7397 | 1 | 0
32.76 | 65.52 | 7.48 | 0.12502 | 0 | 51.7019 | 13.8181 | 0 | 0 | 13.8181 | 1 | 0
31 | 62 | 7.48 | 0.12502 | 0 | 46.5 | 15.5 | 0 | 0 | 15.5 | 1 | 0
28 | 56 | 7.48 | 0.12502 | 0 | 47.0581 | 8.9419 | 0 | 0 | 8.9419 | 1 | 0
25.2 | 50.4 | 12.23 | 0.12502 | 0 | 35.7833 | 14.6167 | 0 | 0 | 14.6167 | 1 | 0
24.84 | 49.68 | 12.23 | 0.12502 | 0 | 35.7772 | 13.9028 | 0 | 0 | 13.9028 | 1 | 0
24.52 | 49.04 | 12.23 | 0.12502 | 0 | 35.4034 | 13.6366 | 0 | 0 | 13.6366 | 1 | 0
24.08 | 48.16 | 12.23 | 0.12502 | 0 | 43.5257 | 4.6343 | 0 | 0 | 4.6343 | 1 | 0
26.72 | 53.44 | 7.48 | 0.12502 | 0 | 53.44 | 0 | 0 | 0 | 0 | 1 | 0
26.72 | 53.44 | 7.48 | 0.12502 | 0 | 45.9251 | 0 | 0 | 0 | 0 | 0.64412 | 7.5149
27.28 | 54.56 | 7.48 | 0.12502 | 0 | 45.1816 | 0 | 0 | 0 | 0 | 0.2 | 9.3784
27 | 54 | 7.48 | 0.10709 | 0 | 54 | 0 | 0 | 0 | 0 | 0.2 | 0
26.44 | 52.88 | 7.48 | 0.10709 | 0 | 52.88 | 0 | 0 | 0 | 0 | 0.2 | 0
23.72 | 47.44 | 7.48 | 0.10709 | 0 | 47.44 | 0 | 0 | 0 | 0 | 0.2 | 0
17.2 | 34.4 | 7.48 | 0.10709 | 0 | 34.4 | 0 | 0 | 0 | 0 | 0.2 | 0
15.2 | 30.4 | 7.48 | 0.10709 | 0 | 30.4 | 0 | 0 | 0 | 0 | 0.2 | 0
15.84 | 31.68 | 7.48 | 0.10709 | 0 | 31.68 | 0 | 0 | 0 | 0 | 0.2 | 0
16.88 | 33.76 | 7.48 | 0.10709 | 0 | 33.76 | 0 | 0 | 0 | 0 | 0.2 | 0
16.88 | 33.76 | 7.48 | 0.10709 | 0 | 33.76 | 0 | 0 | 0 | 0 | 0.2 | 0
15.12 | 30.24 | 7.48 | 0.10709 | 0 | 30.24 | 0 | 0 | 0 | 0 | 0.2 | 0
16.28 | 32.56 | 7.48 | 0.10709 | 0 | 32.56 | 0 | 0 | 0 | 0 | 0.2 | 0
23.4 | 46.8 | 7.48 | 0.10709 | 0 | 46.8 | 0 | 0 | 0 | 0 | 0.2 | 0
23.08 | 46.16 | 7.48 | 0.10709 | 0 | 46.16 | 0 | 0 | 0 | 0 | 0.2 | 0
23.2 | 46.4 | 7.48 | 0.10709 | 0 | 44.464 | 1.936 | 0 | 0 | 1.936 | 0.2 | 0
21.12 | 42.24 | 7.48 | 0.10709 | 0 | 26.0987 | 16.1413 | 0 | 0 | 16.1413 | 0.2 | 0
21.72 | 43.44 | 7.48 | 0.10709 | 0 | 14.5453 | 28.8947 | 0 | 0 | 28.8947 | 0.2 | 0
23.8 | 47.6 | 7.48 | 0.10709 | 0 | 34.0723 | 13.5277 | 0 | 0 | 13.5277 | 0.2 | 0
25 | 50 | 7.48 | 0.10709 | 0 | 47.2775 | 2.7225 | 0 | 0 | 2.7225 | 0.2 | 0
24.04 | 48.08 | 7.48 | 0.10709 | 0 | 39.7794 | 8.3006 | 0 | 0 | 8.3006 | 0.2 | 0
23.32 | 46.64 | 7.48 | 0.10709 | 0 | 27.5947 | 19.0453 | 0 | 0 | 19.0453 | 0.2 | 0
23.56 | 47.12 | 7.48 | 0.10709 | 0 | 32.3218 | 14.7982 | 0 | 0 | 14.7982 | 0.2 | 0
26.08 | 52.16 | 7.48 | 0.10709 | 0 | 50.8653 | 1.2947 | 0 | 0 | 1.2947 | 0.2 | 0
25.84 | 51.68 | 7.48 | 0.10709 | 0 | 51.68 | 0 | 0 | 0 | 0 | 0.2 | 0
25.56 | 51.12 | 7.48 | 0.10709 | 0 | 51.12 | 0 | 0 | 0 | 0 | 0.2 | 0
25.88 | 51.76 | 7.48 | 0.10709 | 0 | 51.76 | 0 | 0 | 0 | 0 | 0.2 | 0
21.84 | 43.68 | 7.48 | 0.10709 | 0 | 43.68 | 0 | 0 | 0 | 0 | 0.2 | 0
18.56 | 37.12 | 7.48 | 0.10709 | 0 | 37.12 | 0 | 0 | 0 | 0 | 0.2 | 0
17.8 | 35.6 | 7.48 | 0.10709 | 0 | 35.6 | 0 | 0 | 0 | 0 | 0.2 | 0
12.92 | 25.84 | 7.48 | 0.10709 | 0 | 25.84 | 0 | 0 | 0 | 0 | 0.2 | 0
10.88 | 21.76 | 7.48 | 0.10709 | 0 | 21.76 | 0 | 0 | 0 | 0 | 0.2 | 0
12.08 | 24.16 | 7.48 | 0.10709 | 0 | 24.16 | 0 | 0 | 0 | 0 | 0.2 | 0
13.04 | 26.08 | 7.48 | 0.10709 | 0 | 26.08 | 0 | 0 | 0 | 0 | 0.2 | 0
13.72 | 27.44 | 7.48 | 0.10709 | 0 | 27.44 | 0 | 0 | 0 | 0 | 0.2 | 0
13.96 | 27.92 | 7.48 | 0.10709 | 0 | 27.92 | 0 | 0 | 0 | 0 | 0.2 | 0
15.16 | 30.32 | 7.48 | 0.10709 | 0 | 30.32 | 0 | 0 | 0 | 0 | 0.2 | 0
17.48 | 34.96 | 7.48 | 0.10709 | 0 | 34.96 | 0 | 0 | 0 | 0 | 0.2 | 0
23 | 46 | 7.48 | 0.10709 | 0 | 27.717 | 18.283 | 0 | 0 | 18.283 | 0.2 | 0
22.84 | 45.68 | 7.48 | 0.10709 | 0 | 6.5488 | 39.1312 | 0 | 0 | 39.1312 | 0.2 | 0
22.4 | 44.8 | 7.48 | 0.10709 | 0 | 0 | 55.1636 | 9.3784 | 0.98525 | 44.8 | 0.59907 | 0
22.08 | 44.16 | 7.48 | 0.10709 | 0 | 0 | 66.828 | 9.3784 | 13.2896 | 44.16 | 0.99814 | 0
22.32 | 44.64 | 7.48 | 0.10709 | 0 | 0 | 70.095 | 0.043676 | 25.4113 | 44.64 | 1 | 0
22.96 | 45.92 | 7.48 | 0.10709 | 0 | 0 | 67.4208 | 4.9397 | 0 | 62.4811 | 1 | 4.4386
23.28 | 46.56 | 7.48 | 0.10709 | 0 | 5.5263 | 40.4864 | 0 | 0 | 40.4864 | 0.97409 | 0.54729
22.28 | 44.56 | 7.48 | 0.10709 | 0 | 0 | 45.1691 | 0.60907 | 0 | 44.56 | 1 | 0
22.92 | 45.84 | 7.48 | 0.10709 | 0 | 21.4223 | 24.4177 | 0 | 0 | 24.4177 | 1 | 0
24.88 | 49.76 | 7.48 | 0.10709 | 0 | 45.1862 | 4.5738 | 0 | 0 | 4.5738 | 1 | 0
26.64 | 53.28 | 7.48 | 0.10709 | 0 | 53.28 | 0 | 0 | 0 | 0 | 1 | 0
22.72 | 45.44 | 7.48 | 0.10709 | 0 | 45.44 | 0 | 0 | 0 | 0 | 1 | 0
23.04 | 46.08 | 7.48 | 0.10709 | 0 | 46.08 | 0 | 0 | 0 | 0 | 1 | 0
23.16 | 46.32 | 7.48 | 0.10709 | 0 | 46.32 | 0 | 0 | 0 | 0 | 1 | 0
23.48 | 46.96 | 7.48 | 0.10709 | 0 | 46.96 | 0 | 0 | 0 | 0 | 1 | 0
20.08 | 40.16 | 7.48 | 0.10709 | 0 | 40.16 | 0 | 0 | 0 | 0 | 1 | 0
15.56 | 31.12 | 7.48 | 0.10709 | 0 | 31.12 | 0 | 0 | 0 | 0 | 1 | 0
13.52 | 27.04 | 7.48 | 0.10709 | 0 | 27.04 | 0 | 0 | 0 | 0 | 1 | 0
13.08 | 26.16 | 7.48 | 0.10709 | 0 | 26.16 | 0 | 0 | 0 | 0 | 1 | 0
12.84 | 25.68 | 7.48 | 0.10709 | 0 | 25.68 | 0 | 0 | 0 | 0 | 1 | 0
13.76 | 27.52 | 7.48 | 0.10709 | 0 | 27.52 | 0 | 0 | 0 | 0 | 1 | 0
14.32 | 28.64 | 7.48 | 0.10709 | 0 | 28.64 | 0 | 0 | 0 | 0 | 1 | 0
16.08 | 32.16 | 7.48 | 0.10709 | 0 | 32.16 | 0 | 0 | 0 | 0 | 1 | 0
16.72 | 33.44 | 7.48 | 0.10709 | 0 | 29.8355 | 0 | 0 | 0 | 0 | 0.82931 | 3.6045
18.44 | 36.88 | 7.48 | 0.10709 | 0 | 7.3068 | 20.1948 | 0 | 0 | 20.1948 | 0.38518 | 9.3784
23.36 | 46.72 | 7.48 | 0.10709 | 0 | 0 | 42.8096 | 0 | 0 | 42.8096 | 0.2 | 3.9104
23.84 | 47.68 | 7.48 | 0.10709 | 0 | 0 | 58.6968 | 9.3784 | 1.6384 | 47.68 | 0.59907 | 0
23.6 | 47.2 | 7.48 | 0.12502 | 0 | 0 | 66.4771 | 9.3784 | 9.8987 | 47.2 | 0.99814 | 0
23.36 | 46.72 | 7.48 | 0.12502 | 0 | 0 | 67.3967 | 0.043676 | 20.633 | 46.72 | 1 | 0
22.36 | 44.72 | 7.48 | 0.12502 | 0 | 0 | 64.7105 | 0 | 19.9905 | 44.72 | 1 | 0
22.52 | 45.04 | 12.23 | 0.12502 | 0 | 0 | 56.2889 | 0 | 11.2489 | 45.04 | 1 | 0
21.68 | 43.36 | 12.23 | 0.12502 | 0 | 0.46571 | 42.8943 | 0 | 0 | 42.8943 | 1 | 0
21.32 | 42.64 | 12.23 | 0.12502 | 0 | 18.9846 | 23.6554 | 0 | 0 | 23.6554 | 1 | 0
22.28 | 44.56 | 12.23 | 0.12502 | 0 | 40.1314 | 4.4286 | 0 | 0 | 4.4286 | 1 | 0
23.16 | 46.32 | 7.48 | 0.12502 | 0 | 46.32 | 0 | 0 | 0 | 0 | 1 | 0
20.6 | 41.2 | 7.48 | 0.12502 | 0 | 33.6851 | 0 | 0 | 0 | 0 | 0.64412 | 7.5149
18.2 | 36.4 | 7.48 | 0.12502 | 0 | 27.0216 | 0 | 0 | 0 | 0 | 0.2 | 9.3784
17.2 | 34.4 | 7.48 | 0.10709 | 9.3784 | 34.4 | 0 | 0 | 0 | 0 | 0.59907 | 0
17.36 | 34.72 | 7.48 | 0.10709 | 4.0701 | 34.72 | 0 | 0 | 0 | 0 | 0.77226 | 0
17.28 | 34.56 | 7.48 | 0.10709 | 0 | 34.56 | 0 | 0 | 0 | 0 | 0.77226 | 0
14.92 | 29.84 | 7.48 | 0.10709 | 0 | 29.84 | 0 | 0 | 0 | 0 | 0.77226 | 0
15.88 | 31.76 | 7.48 | 0.10709 | 0 | 31.76 | 0 | 0 | 0 | 0 | 0.77226 | 0
13.32 | 26.64 | 7.48 | 0.10709 | 0 | 26.64 | 0 | 0 | 0 | 0 | 0.77226 | 0
13.04 | 26.08 | 7.48 | 0.10709 | 0 | 26.08 | 0 | 0 | 0 | 0 | 0.77226 | 0
13.76 | 27.52 | 7.48 | 0.10709 | 0 | 27.52 | 0 | 0 | 0 | 0 | 0.77226 | 0
14.92 | 29.84 | 7.48 | 0.10709 | 0 | 29.84 | 0 | 0 | 0 | 0 | 0.77226 | 0
17.68 | 35.36 | 7.48 | 0.10709 | 0 | 35.36 | 0 | 0 | 0 | 0 | 0.77226 | 0
24.44 | 48.88 | 7.48 | 0.10709 | 0 | 48.88 | 0 | 0 | 0 | 0 | 0.77226 | 0
27.72 | 55.44 | 7.48 | 0.10709 | 0 | 35.9228 | 19.5172 | 0 | 0 | 19.5172 | 0.77226 | 0
29.64 | 59.28 | 7.48 | 0.10709 | 0 | 18.0676 | 41.2124 | 0 | 0 | 41.2124 | 0.77226 | 0
27.6 | 55.2 | 7.48 | 0.10709 | 0 | 0 | 55.3814 | 0.18142 | 0 | 55.2 | 0.77999 | 0
28.56 | 57.12 | 7.48 | 0.12502 | 0 | 0 | 62.2905 | 5.1705 | 0 | 57.12 | 1 | 0
34.24 | 68.48 | 7.48 | 0.12502 | 0 | 3.0292 | 65.0735 | 0 | 0 | 65.0735 | 0.98213 | 0.37737
33.92 | 67.84 | 7.48 | 0.12502 | 0 | 0 | 64.5774 | 0 | 0 | 64.5774 | 0.82763 | 3.2626
26.24 | 52.48 | 12.23 | 0.12502 | 0 | 0 | 56.5309 | 4.0509 | 0 | 52.48 | 1 | 0
25.4 | 50.8 | 12.23 | 0.12502 | 0 | 8.0267 | 42.7733 | 0 | 0 | 42.7733 | 1 | 0
25.68 | 51.36 | 12.23 | 0.12502 | 0 | 27.8498 | 23.5102 | 0 | 0 | 23.5102 | 1 | 0
27.32 | 54.64 | 12.23 | 0.12502 | 0 | 45.3109 | 4.3923 | 0 | 0 | 4.3923 | 0.76621 | 4.9368
28.12 | 56.24 | 7.48 | 0.12502 | 0 | 56.055 | 0 | 0 | 0 | 0 | 0.75746 | 0.18498
28.44 | 56.88 | 7.48 | 0.12502 | 0 | 54.4868 | 0 | 0 | 0 | 0 | 0.64412 | 2.3932
29.48 | 58.96 | 7.48 | 0.12502 | 0 | 49.5816 | 0 | 0 | 0 | 0 | 0.2 | 9.3784
27.92 | 55.84 | 7.48 | 0.10709 | 0.21502 | 55.84 | 0 | 0 | 0 | 0 | 0.20915 | 0
27.28 | 54.56 | 7.48 | 0.10709 | 1.495 | 54.56 | 0 | 0 | 0 | 0 | 0.27277 | 0
23.4 | 46.8 | 7.48 | 0.10709 | 9.255 | 46.8 | 0 | 0 | 0 | 0 | 0.66659 | 0
15.08 | 30.16 | 7.48 | 0.10709 | 7.8354 | 30.16 | 0 | 0 | 0 | 0 | 1 | 0
14.08 | 28.16 | 7.48 | 0.10709 | 0 | 28.16 | 0 | 0 | 0 | 0 | 1 | 0
13.84 | 27.68 | 7.48 | 0.10709 | 0 | 27.68 | 0 | 0 | 0 | 0 | 1 | 0
13.56 | 27.12 | 7.48 | 0.10709 | 0 | 27.12 | 0 | 0 | 0 | 0 | 1 | 0
14.04 | 28.08 | 7.48 | 0.10709 | 0 | 28.08 | 0 | 0 | 0 | 0 | 1 | 0
14.8 | 29.6 | 7.48 | 0.10709 | 0 | 29.6 | 0 | 0 | 0 | 0 | 1 | 0
17.08 | 34.16 | 7.48 | 0.10709 | 0 | 34.16 | 0 | 0 | 0 | 0 | 1 | 0
24.56 | 49.12 | 7.48 | 0.10709 | 0 | 49.12 | 0 | 0 | 0 | 0 | 1 | 0
26.28 | 52.56 | 7.48 | 0.10709 | 0 | 33.3453 | 19.2147 | 0 | 0 | 19.2147 | 1 | 0
27.52 | 55.04 | 7.48 | 0.10709 | 0 | 14.6625 | 40.3775 | 0 | 0 | 40.3775 | 1 | 0
28.92 | 57.84 | 7.48 | 0.10709 | 0 | 2.4707 | 55.3693 | 0 | 0 | 55.3693 | 1 | 0
32.16 | 64.32 | 7.48 | 0.12502 | 0 | 1.2067 | 63.1133 | 0 | 0 | 63.1133 | 1 | 0
33.76 | 67.52 | 7.48 | 0.12502 | 0 | 3.5476 | 63.9724 | 0 | 0 | 63.9724 | 1 | 0
31.76 | 63.52 | 7.48 | 0.12502 | 0 | 0.60323 | 61.383 | 0 | 0 | 61.383 | 0.92737 | 1.5338
25.96 | 51.92 | 12.23 | 0.12502 | 0 | 0 | 53.6269 | 1.7069 | 0 | 51.92 | 1 | 0
25.32 | 50.64 | 12.23 | 0.12502 | 0 | 9.9479 | 40.6921 | 0 | 0 | 40.6921 | 1 | 0
24.28 | 48.56 | 12.23 | 0.12502 | 0 | 26.1509 | 22.4091 | 0 | 0 | 22.4091 | 1 | 0
25.52 | 51.04 | 12.23 | 0.12502 | 0 | 45.3109 | 4.0172 | 0 | 0 | 4.0172 | 0.91893 | 1.7119
26.56 | 53.12 | 7.48 | 0.12502 | 0 | 53.12 | 0 | 0 | 0 | 0 | 0.91893 | 0
27.48 | 54.96 | 7.48 | 0.12502 | 0 | 49.1569 | 0 | 0 | 0 | 0 | 0.64412 | 5.8031
27.68 | 55.36 | 7.48 | 0.12502 | 0 | 45.9816 | 0 | 0 | 0 | 0 | 0.2 | 9.3784
26.64 | 53.28 | 7.48 | 0.10709 | 0 | 53.28 | 0 | 0 | 0 | 0 | 0.2 | 0
24.56 | 49.12 | 7.48 | 0.10709 | 0 | 49.12 | 0 | 0 | 0 | 0 | 0.2 | 0
23.92 | 47.84 | 7.48 | 0.10709 | 0 | 47.84 | 0 | 0 | 0 | 0 | 0.2 | 0
17.04 | 34.08 | 7.48 | 0.10709 | 0 | 34.08 | 0 | 0 | 0 | 0 | 0.2 | 0
14.88 | 29.76 | 7.48 | 0.10709 | 0 | 29.76 | 0 | 0 | 0 | 0 | 0.2 | 0
14.68 | 29.36 | 7.48 | 0.10709 | 0 | 29.36 | 0 | 0 | 0 | 0 | 0.2 | 0
16.76 | 33.52 | 7.48 | 0.10709 | 0 | 33.52 | 0 | 0 | 0 | 0 | 0.2 | 0
18.48 | 36.96 | 7.48 | 0.10709 | 0 | 36.96 | 0 | 0 | 0 | 0 | 0.2 | 0
19.12 | 38.24 | 7.48 | 0.10709 | 0 | 38.24 | 0 | 0 | 0 | 0 | 0.2 | 0
15.68 | 31.36 | 7.48 | 0.10709 | 0 | 31.36 | 0 | 0 | 0 | 0 | 0.2 | 0
21.96 | 43.92 | 7.48 | 0.10709 | 0 | 43.92 | 0 | 0 | 0 | 0 | 0.2 | 0
25.72 | 51.44 | 7.48 | 0.10709 | 0 | 32.6609 | 18.7791 | 0 | 0 | 18.7791 | 0.2 | 0
26.68 | 53.36 | 7.48 | 0.10709 | 0 | 12.6679 | 40.6921 | 0 | 0 | 40.6921 | 0.2 | 0
28.76 | 57.52 | 7.48 | 0.10709 | 0 | 0 | 57.995 | 0.47501 | 0 | 57.52 | 0.22021 | 0
31.08 | 62.16 | 7.48 | 0.12502 | 0 | 0 | 68.9818 | 6.8218 | 0 | 62.16 | 0.51049 | 0
32.92 | 65.84 | 7.48 | 0.12502 | 0 | 0 | 72.3334 | 6.4934 | 0 | 65.84 | 0.7868 | 0
29.8 | 59.6 | 7.48 | 0.12502 | 0 | 0 | 69.6109 | 5.0102 | 5.0007 | 59.6 | 1 | 0
27.04 | 54.08 | 12.23 | 0.12502 | 0 | 0 | 60.6086 | 0 | 6.5286 | 54.08 | 1 | 0
25.84 | 51.68 | 12.23 | 0.12502 | 0 | 6.3778 | 45.3022 | 0 | 0 | 45.3022 | 1 | 0
25.32 | 50.64 | 12.23 | 0.12502 | 0 | 26.186 | 24.454 | 0 | 0 | 24.454 | 1 | 0
25.84 | 51.68 | 12.23 | 0.12502 | 0 | 45.3109 | 4.3439 | 0 | 0 | 4.3439 | 0.9041 | 2.0252
27.6 | 55.2 | 7.48 | 0.12502 | 0 | 55.2 | 0 | 0 | 0 | 0 | 0.9041 | 0
28.4 | 56.8 | 7.48 | 0.12502 | 0 | 51.3102 | 0 | 0 | 0 | 0 | 0.64412 | 5.4898
27.36 | 54.72 | 7.48 | 0.12502 | 0 | 45.3416 | 0 | 0 | 0 | 0 | 0.2 | 9.3784
25.6 | 51.2 | 7.48 | 0.10709 | 0.14679 | 51.2 | 0 | 0 | 0 | 0 | 0.20625 | 0
25.48 | 50.96 | 7.48 | 0.10709 | 0 | 50.96 | 0 | 0 | 0 | 0 | 0.20625 | 0
22.76 | 45.52 | 7.48 | 0.10709 | 0 | 45.52 | 0 | 0 | 0 | 0 | 0.20625 | 0
19.52 | 39.04 | 7.48 | 0.10709 | 0 | 39.04 | 0 | 0 | 0 | 0 | 0.20625 | 0
18.32 | 36.64 | 7.48 | 0.10709 | 0 | 36.64 | 0 | 0 | 0 | 0 | 0.20625 | 0
18.32 | 36.64 | 7.48 | 0.10709 | 0 | 36.64 | 0 | 0 | 0 | 0 | 0.20625 | 0
17.88 | 35.76 | 7.48 | 0.10709 | 0 | 35.76 | 0 | 0 | 0 | 0 | 0.20625 | 0
18.64 | 37.28 | 7.48 | 0.10709 | 0 | 37.28 | 0 | 0 | 0 | 0 | 0.20625 | 0
16.84 | 33.68 | 7.48 | 0.10709 | 0 | 33.68 | 0 | 0 | 0 | 0 | 0.20625 | 0
16.24 | 32.48 | 7.48 | 0.10709 | 0 | 32.48 | 0 | 0 | 0 | 0 | 0.20625 | 0
23.32 | 46.64 | 7.48 | 0.10709 | 0 | 46.64 | 0 | 0 | 0 | 0 | 0.20625 | 0
27.04 | 54.08 | 7.48 | 0.10709 | 0 | 34.345 | 19.735 | 0 | 0 | 19.735 | 0.20625 | 0
27.88 | 55.76 | 7.48 | 0.10709 | 0 | 13.7248 | 42.0352 | 0 | 0 | 42.0352 | 0.20625 | 0
26.88 | 53.76 | 7.48 | 0.10709 | 0 | 0 | 58.116 | 4.356 | 0 | 53.76 | 0.3916 | 0
31.96 | 63.92 | 7.48 | 0.12502 | 0 | 0 | 66.949 | 3.029 | 0 | 63.92 | 0.52049 | 0
32.04 | 64.08 | 7.48 | 0.12502 | 0 | 0 | 68.6914 | 4.6114 | 0 | 64.08 | 0.71672 | 0
29.52 | 59.04 | 7.48 | 0.12502 | 0 | 0 | 63.8151 | 4.7751 | 0 | 59.04 | 0.91991 | 0
27.04 | 54.08 | 12.23 | 0.12502 | 0 | 0 | 55.9622 | 1.8822 | 0 | 54.08 | 1 | 0
25.36 | 50.72 | 12.23 | 0.12502 | 0 | 8.2492 | 42.4708 | 0 | 0 | 42.4708 | 1 | 0
23.48 | 46.96 | 12.23 | 0.12502 | 0 | 23.6313 | 23.3287 | 0 | 0 | 23.3287 | 1 | 0
25.28 | 50.56 | 12.23 | 0.12502 | 0 | 45.3109 | 4.2471 | 0 | 0 | 4.2471 | 0.95255 | 1.002
27.56 | 55.12 | 7.48 | 0.12502 | 0 | 55.12 | 0 | 0 | 0 | 0 | 0.95255 | 0
28.32 | 56.64 | 7.48 | 0.12502 | 0 | 50.127 | 0 | 0 | 0 | 0 | 0.64412 | 6.513
28.48 | 56.96 | 7.48 | 0.12502 | 0 | 47.5816 | 0 | 0 | 0 | 0 | 0.2 | 9.3784
27.28 | 54.56 | 7.48 | 0.10709 | 0 | 54.56 | 0 | 0 | 0 | 0 | 0.2 | 0
26.96 | 53.92 | 7.48 | 0.10709 | 0 | 53.92 | 0 | 0 | 0 | 0 | 0.2 | 0
20.6 | 41.2 | 7.48 | 0.10709 | 0 | 41.2 | 0 | 0 | 0 | 0 | 0.2 | 0
16.04 | 32.08 | 7.48 | 0.10709 | 0 | 32.08 | 0 | 0 | 0 | 0 | 0.2 | 0
14.64 | 29.28 | 7.48 | 0.10709 | 0 | 29.28 | 0 | 0 | 0 | 0 | 0.2 | 0
14.24 | 28.48 | 7.48 | 0.10709 | 0 | 28.48 | 0 | 0 | 0 | 0 | 0.2 | 0
14.12 | 28.24 | 7.48 | 0.10709 | 0 | 28.24 | 0 | 0 | 0 | 0 | 0.2 | 0
14.4 | 28.8 | 7.48 | 0.10709 | 0 | 28.8 | 0 | 0 | 0 | 0 | 0.2 | 0
15.12 | 30.24 | 7.48 | 0.10709 | 0 | 30.24 | 0 | 0 | 0 | 0 | 0.2 | 0
17.32 | 34.64 | 7.48 | 0.10709 | 0 | 34.64 | 0 | 0 | 0 | 0 | 0.2 | 0
24.88 | 49.76 | 7.48 | 0.10709 | 0 | 49.76 | 0 | 0 | 0 | 0 | 0.2 | 0
29.12 | 58.24 | 7.48 | 0.10709 | 0 | 39.4609 | 18.7791 | 0 | 0 | 18.7791 | 0.2 | 0
33.24 | 66.48 | 7.48 | 0.10709 | 0 | 25.7879 | 40.6921 | 0 | 0 | 40.6921 | 0.2 | 0
33.72 | 67.44 | 7.48 | 0.10709 | 0 | 10.7034 | 56.7366 | 0 | 0 | 56.7366 | 0.2 | 0
34.28 | 68.56 | 7.48 | 0.10709 | 0 | 3.3171 | 65.2429 | 0 | 0 | 65.2429 | 0.2 | 0
33.96 | 67.92 | 7.48 | 0.10709 | 0 | 12.9984 | 54.9216 | 0 | 0 | 54.9216 | 0.2 | 0
31.72 | 63.44 | 7.48 | 0.10709 | 0 | 0 | 65.0251 | 1.5851 | 0 | 63.44 | 0.26745 | 0
27.12 | 54.24 | 7.48 | 0.10709 | 0 | 0 | 56.6277 | 2.3877 | 0 | 54.24 | 0.36905 | 0
26.28 | 52.56 | 7.48 | 0.10709 | 0 | 9.6173 | 42.9427 | 0 | 0 | 42.9427 | 0.36905 | 0
25.8 | 51.6 | 7.48 | 0.10709 | 0 | 28.1866 | 23.4134 | 0 | 0 | 23.4134 | 0.36905 | 0
26.48 | 52.96 | 7.48 | 0.10709 | 0 | 48.9307 | 4.0293 | 0 | 0 | 4.0293 | 0.36905 | 0
28 | 56 | 7.48 | 0.10709 | 0 | 56 | 0 | 0 | 0 | 0 | 0.36905 | 0
28.08 | 56.16 | 7.48 | 0.10709 | 0 | 56.055 | 0 | 0 | 0 | 0 | 0.36408 | 0.10498
27.52 | 55.04 | 7.48 | 0.10709 | 0 | 55.04 | 0 | 0 | 0 | 0 | 0.36408 | 0
27.36 | 54.72 | 7.48 | 0.10709 | 0 | 54.72 | 0 | 0 | 0 | 0 | 0.36408 | 0
26.8 | 53.6 | 7.48 | 0.10709 | 0 | 53.6 | 0 | 0 | 0 | 0 | 0.36408 | 0
21.96 | 43.92 | 7.48 | 0.10709 | 0 | 43.92 | 0 | 0 | 0 | 0 | 0.36408 | 0
17.36 | 34.72 | 7.48 | 0.10709 | 0 | 34.72 | 0 | 0 | 0 | 0 | 0.36408 | 0
19.44 | 38.88 | 7.48 | 0.10709 | 0 | 38.88 | 0 | 0 | 0 | 0 | 0.36408 | 0
19.16 | 38.32 | 7.48 | 0.10709 | 0 | 38.32 | 0 | 0 | 0 | 0 | 0.36408 | 0
18.96 | 37.92 | 7.48 | 0.10709 | 0 | 37.92 | 0 | 0 | 0 | 0 | 0.36408 | 0
19.4 | 38.8 | 7.48 | 0.10709 | 0 | 38.8 | 0 | 0 | 0 | 0 | 0.36408 | 0
20.88 | 41.76 | 7.48 | 0.10709 | 0 | 41.76 | 0 | 0 | 0 | 0 | 0.36408 | 0
22.04 | 44.08 | 7.48 | 0.10709 | 0 | 44.08 | 0 | 0 | 0 | 0 | 0.36408 | 0
23.4 | 46.8 | 7.48 | 0.10709 | 0 | 46.8 | 0 | 0 | 0 | 0 | 0.36408 | 0
24.64 | 49.28 | 7.48 | 0.10709 | 0 | 39.8299 | 9.45 | 0 | 0 | 9.45 | 0.36408 | 0
24.24 | 48.48 | 7.48 | 0.10709 | 0 | 15.8301 | 29.1851 | 0 | 0 | 29.1851 | 0.2 | 3.4648
23.72 | 47.44 | 7.48 | 0.10709 | 0 | 0 | 58.116 | 9.3784 | 1.2976 | 47.44 | 0.59907 | 0
24.12 | 48.24 | 7.48 | 0.10709 | 0 | 0 | 68.3768 | 9.3784 | 10.7584 | 48.24 | 0.99814 | 0
23.68 | 47.36 | 7.48 | 0.10709 | 0 | 0 | 70.8936 | 0.043676 | 23.4899 | 47.36 | 1 | 0
22.96 | 45.92 | 7.48 | 0.10709 | 0 | 0 | 68.0258 | 4.9397 | 0 | 63.0861 | 1 | 4.4386
23.12 | 46.24 | 7.48 | 0.10709 | 0 | 0 | 59.4107 | 0 | 13.1707 | 46.24 | 1 | 0
22.24 | 44.48 | 7.48 | 0.10709 | 0 | 0.19422 | 44.2858 | 0 | 0 | 44.2858 | 1 | 0
23.52 | 47.04 | 7.48 | 0.10709 | 0 | 23.3362 | 23.7038 | 0 | 0 | 23.7038 | 1 | 0
25.16 | 50.32 | 7.48 | 0.10709 | 0 | 46.4601 | 3.8599 | 0 | 0 | 3.8599 | 1 | 0
26.52 | 53.04 | 7.48 | 0.10709 | 0 | 53.04 | 0 | 0 | 0 | 0 | 1 | 0
24.28 | 48.56 | 7.48 | 0.10709 | 0 | 48.56 | 0 | 0 | 0 | 0 | 1 | 0
24.2 | 48.4 | 7.48 | 0.10709 | 0 | 48.4 | 0 | 0 | 0 | 0 | 1 | 0
23.6 | 47.2 | 7.48 | 0.10709 | 0 | 47.2 | 0 | 0 | 0 | 0 | 1 | 0
23.52 | 47.04 | 7.48 | 0.10709 | 0 | 47.04 | 0 | 0 | 0 | 0 | 1 | 0
18.56 | 37.12 | 7.48 | 0.10709 | 0 | 37.12 | 0 | 0 | 0 | 0 | 1 | 0
13.16 | 26.32 | 7.48 | 0.10709 | 0 | 26.32 | 0 | 0 | 0 | 0 | 1 | 0
11.68 | 23.36 | 7.48 | 0.10709 | 0 | 23.36 | 0 | 0 | 0 | 0 | 1 | 0
13.2 | 26.4 | 7.48 | 0.10709 | 0 | 26.4 | 0 | 0 | 0 | 0 | 1 | 0
13.36 | 26.72 | 7.48 | 0.10709 | 0 | 26.72 | 0 | 0 | 0 | 0 | 1 | 0
13.88 | 27.76 | 7.48 | 0.10709 | 0 | 27.76 | 0 | 0 | 0 | 0 | 1 | 0
14.8 | 29.6 | 7.48 | 0.10709 | 0 | 29.6 | 0 | 0 | 0 | 0 | 1 | 0
16.08 | 32.16 | 7.48 | 0.10709 | 0 | 32.16 | 0 | 0 | 0 | 0 | 1 | 0
18.04 | 36.08 | 7.48 | 0.10709 | 0 | 35.3877 | 0 | 0 | 0 | 0 | 0.96722 | 0.69233
19.56 | 39.12 | 7.48 | 0.10709 | 0 | 10.6963 | 19.0453 | 0 | 0 | 19.0453 | 0.52309 | 9.3784
24.32 | 48.64 | 7.48 | 0.10709 | 0 | 0 | 41.8174 | 0 | 0 | 41.8174 | 0.2 | 6.8226
24.28 | 48.56 | 7.48 | 0.10709 | 0 | 0 | 57.7046 | 9.1446 | 0 | 48.56 | 0.58912 | 0
24.68 | 49.36 | 7.48 | 0.12502 | 0 | 0 | 65.5091 | 9.3784 | 6.7707 | 49.36 | 0.98819 | 0
23.44 | 46.88 | 7.48 | 0.12502 | 0 | 0 | 66.0293 | 0.27744 | 18.8719 | 46.88 | 1 | 0
22.16 | 44.32 | 7.48 | 0.12502 | 0 | 0 | 63.2343 | 0 | 18.9143 | 44.32 | 1 | 0
22.96 | 45.92 | 12.23 | 0.12502 | 0 | 0 | 55.5508 | 0 | 9.6308 | 45.92 | 1 | 0
22.36 | 44.72 | 12.23 | 0.12502 | 0 | 1.4143 | 43.3057 | 0 | 0 | 43.3057 | 1 | 0
21.96 | 43.92 | 12.23 | 0.12502 | 0 | 20.2041 | 23.7159 | 0 | 0 | 23.7159 | 1 | 0
23.44 | 46.88 | 12.23 | 0.12502 | 0 | 42.8991 | 3.9809 | 0 | 0 | 3.9809 | 1 | 0
23.64 | 47.28 | 7.48 | 0.12502 | 0 | 47.28 | 0 | 0 | 0 | 0 | 1 | 0
22.96 | 45.92 | 7.48 | 0.12502 | 0 | 38.4051 | 0 | 0 | 0 | 0 | 0.64412 | 7.5149
22 | 44 | 7.48 | 0.12502 | 0 | 34.6216 | 0 | 0 | 0 | 0 | 0.2 | 9.3784
21.88 | 43.76 | 7.48 | 0.10709 | 9.3784 | 43.76 | 0 | 0 | 0 | 0 | 0.59907 | 0
24.08 | 48.16 | 7.48 | 0.10709 | 2.8693 | 48.16 | 0 | 0 | 0 | 0 | 0.72117 | 0
24.64 | 49.28 | 7.48 | 0.10709 | 0 | 49.28 | 0 | 0 | 0 | 0 | 0.72117 | 0
19.6 | 39.2 | 7.48 | 0.10709 | 0 | 39.2 | 0 | 0 | 0 | 0 | 0.72117 | 0
18.24 | 36.48 | 7.48 | 0.10709 | 0 | 36.48 | 0 | 0 | 0 | 0 | 0.72117 | 0
15.36 | 30.72 | 7.48 | 0.10709 | 0 | 30.72 | 0 | 0 | 0 | 0 | 0.72117 | 0
13.36 | 26.72 | 7.48 | 0.10709 | 0 | 26.72 | 0 | 0 | 0 | 0 | 0.72117 | 0
13.96 | 27.92 | 7.48 | 0.10709 | 0 | 27.92 | 0 | 0 | 0 | 0 | 0.72117 | 0
15.28 | 30.56 | 7.48 | 0.10709 | 0 | 30.56 | 0 | 0 | 0 | 0 | 0.72117 | 0
16.64 | 33.28 | 7.48 | 0.10709 | 0 | 33.28 | 0 | 0 | 0 | 0 | 0.72117 | 0
24.4 | 48.8 | 7.48 | 0.10709 | 0 | 48.8 | 0 | 0 | 0 | 0 | 0.72117 | 0
24.84 | 49.68 | 7.48 | 0.10709 | 0 | 32.4376 | 17.2424 | 0 | 0 | 17.2424 | 0.72117 | 0
29.4 | 58.8 | 7.48 | 0.10709 | 0 | 19.935 | 38.865 | 0 | 0 | 38.865 | 0.72117 | 0
29.32 | 58.64 | 7.48 | 0.10709 | 0 | 3.9241 | 54.7159 | 0 | 0 | 54.7159 | 0.72117 | 0
30.56 | 61.12 | 7.48 | 0.12502 | 0 | 0 | 63.803 | 2.683 | 0 | 61.12 | 0.83533 | 0
33.6 | 67.2 | 7.48 | 0.12502 | 0 | 0 | 65.7148 | 0 | 0 | 65.7148 | 0.765 | 1.4852
28.88 | 57.76 | 7.48 | 0.12502 | 0 | 0 | 63.2827 | 5.5227 | 0 | 57.76 | 1 | 0
27.24 | 54.48 | 12.23 | 0.12502 | 0 | 0.57477 | 53.9052 | 0 | 0 | 53.9052 | 1 | 0
26.04 | 52.08 | 12.23 | 0.12502 | 0 | 11.2064 | 40.8736 | 0 | 0 | 40.8736 | 1 | 0
25.68 | 51.36 | 12.23 | 0.12502 | 0 | 29.0598 | 22.3002 | 0 | 0 | 22.3002 | 1 | 0
25.84 | 51.68 | 12.23 | 0.12502 | 0 | 45.3109 | 3.5937 | 0 | 0 | 3.5937 | 0.86857 | 2.7754
27.96 | 55.92 | 7.48 | 0.12502 | 0 | 55.92 | 0 | 0 | 0 | 0 | 0.86857 | 0
28.44 | 56.88 | 7.48 | 0.12502 | 0 | 52.1404 | 0 | 0 | 0 | 0 | 0.64412 | 4.7396
29.36 | 58.72 | 7.48 | 0.12502 | 0 | 49.3416 | 0 | 0 | 0 | 0 | 0.2 | 9.3784
27.92 | 55.84 | 7.48 | 0.10709 | 0 | 55.84 | 0 | 0 | 0 | 0 | 0.2 | 0
25.92 | 51.84 | 7.48 | 0.10709 | 0 | 51.84 | 0 | 0 | 0 | 0 | 0.2 | 0
20.36 | 40.72 | 7.48 | 0.10709 | 0 | 40.72 | 0 | 0 | 0 | 0 | 0.2 | 0
15.92 | 31.84 | 7.48 | 0.10709 | 0 | 31.84 | 0 | 0 | 0 | 0 | 0.2 | 0
14.72 | 29.44 | 7.48 | 0.10709 | 0 | 29.44 | 0 | 0 | 0 | 0 | 0.2 | 0
14.12 | 28.24 | 7.48 | 0.10709 | 0 | 28.24 | 0 | 0 | 0 | 0 | 0.2 | 0
14.2 | 28.4 | 7.48 | 0.10709 | 0 | 28.4 | 0 | 0 | 0 | 0 | 0.2 | 0
14.8 | 29.6 | 7.48 | 0.10709 | 0 | 29.6 | 0 | 0 | 0 | 0 | 0.2 | 0
15.6 | 31.2 | 7.48 | 0.10709 | 0 | 31.2 | 0 | 0 | 0 | 0 | 0.2 | 0
17.08 | 34.16 | 7.48 | 0.10709 | 0 | 34.16 | 0 | 0 | 0 | 0 | 0.2 | 0
23.44 | 46.88 | 7.48 | 0.10709 | 0 | 46.88 | 0 | 0 | 0 | 0 | 0.2 | 0
26.8 | 53.6 | 7.48 | 0.10709 | 0 | 36.9868 | 16.6132 | 0 | 0 | 16.6132 | 0.2 | 0
27.04 | 54.08 | 7.48 | 0.10709 | 0 | 15.9652 | 38.1148 | 0 | 0 | 38.1148 | 0.2 | 0
28.92 | 57.84 | 7.48 | 0.10709 | 0 | 3.1241 | 54.7159 | 0 | 0 | 54.7159 | 0.2 | 0
28.4 | 56.8 | 7.48 | 0.12502 | 0 | 0 | 63.319 | 6.519 | 0 | 56.8 | 0.4774 | 0
29 | 58 | 7.48 | 0.12502 | 0 | 0 | 65.3155 | 7.3155 | 0 | 58 | 0.78869 | 0
28 | 56 | 7.48 | 0.12502 | 0 | 0 | 60.7417 | 4.7417 | 0 | 56 | 0.99046 | 0
26.52 | 53.04 | 12.23 | 0.12502 | 0 | 0 | 53.3365 | 0.22427 | 0.072262 | 53.04 | 1 | 0
25.4 | 50.8 | 12.23 | 0.12502 | 0 | 10.6161 | 40.1839 | 0 | 0 | 40.1839 | 1 | 0
24.88 | 49.76 | 12.23 | 0.12502 | 0 | 39.7413 | 10.0187 | 0 | 0 | 10.0187 | 1 | 0
25.68 | 51.36 | 12.23 | 0.12502 | 0 | 45.3109 | 0.6413 | 0 | 0 | 0.6413 | 0.74391 | 5.4078
27.04 | 54.08 | 7.48 | 0.12502 | 0 | 54.08 | 0 | 0 | 0 | 0 | 0.74391 | 0
26.84 | 53.68 | 7.48 | 0.12502 | 0 | 51.5728 | 0 | 0 | 0 | 0 | 0.64412 | 2.1072
26.96 | 53.92 | 7.48 | 0.12502 | 0 | 44.5416 | 0 | 0 | 0 | 0 | 0.2 | 9.3784
25.76 | 51.52 | 7.48 | 0.10709 | 4.535 | 51.52 | 0 | 0 | 0 | 0 | 0.39298 | 0
24.12 | 48.24 | 7.48 | 0.10709 | 7.815 | 48.24 | 0 | 0 | 0 | 0 | 0.72552 | 0
18.56 | 37.12 | 7.48 | 0.10709 | 6.4504 | 37.12 | 0 | 0 | 0 | 0 | 1 | 0
12.88 | 25.76 | 7.48 | 0.10709 | 0 | 25.76 | 0 | 0 | 0 | 0 | 1 | 0
10.72 | 21.44 | 7.48 | 0.10709 | 0 | 21.44 | 0 | 0 | 0 | 0 | 1 | 0
10.28 | 20.56 | 7.48 | 0.10709 | 0 | 20.56 | 0 | 0 | 0 | 0 | 1 | 0
12.8 | 25.6 | 7.48 | 0.10709 | 0 | 25.6 | 0 | 0 | 0 | 0 | 1 | 0
13.84 | 27.68 | 7.48 | 0.10709 | 0 | 27.68 | 0 | 0 | 0 | 0 | 1 | 0
14.48 | 28.96 | 7.48 | 0.10709 | 0 | 28.96 | 0 | 0 | 0 | 0 | 1 | 0
15.08 | 30.16 | 7.48 | 0.10709 | 0 | 30.16 | 0 | 0 | 0 | 0 | 1 | 0
22.48 | 44.96 | 7.48 | 0.10709 | 0 | 44.96 | 0 | 0 | 0 | 0 | 1 | 0
25.72 | 51.44 | 7.48 | 0.10709 | 0 | 35.5165 | 15.9235 | 0 | 0 | 15.9235 | 1 | 0
26.12 | 52.24 | 7.48 | 0.10709 | 0 | 17.247 | 34.993 | 0 | 0 | 34.993 | 1 | 0
28.2 | 56.4 | 7.48 | 0.10709 | 0 | 3.2813 | 53.1187 | 0 | 0 | 53.1187 | 1 | 0
32.44 | 64.88 | 7.48 | 0.12502 | 0 | 23.6676 | 41.2124 | 0 | 0 | 41.2124 | 1 | 0
29.04 | 58.08 | 7.48 | 0.12502 | 0 | 2.3841 | 52.7436 | 0 | 0 | 52.7436 | 0.86019 | 2.9523
28.48 | 56.96 | 7.48 | 0.12502 | 0 | 0 | 60.2456 | 3.2856 | 0 | 56.96 | 1 | 0
27.2 | 54.4 | 12.23 | 0.12502 | 0 | 1.4749 | 52.9251 | 0 | 0 | 52.9251 | 1 | 0
26.64 | 53.28 | 12.23 | 0.12502 | 0 | 13.6164 | 39.6636 | 0 | 0 | 39.6636 | 1 | 0
24.24 | 48.48 | 12.23 | 0.12502 | 0 | 27.0994 | 21.3806 | 0 | 0 | 21.3806 | 1 | 0
25.36 | 50.72 | 12.23 | 0.12502 | 0 | 45.3109 | 3.1944 | 0 | 0 | 3.1944 | 0.89512 | 2.2147
26.36 | 52.72 | 7.48 | 0.12502 | 0 | 52.72 | 0 | 0 | 0 | 0 | 0.89512 | 0
25.16 | 50.32 | 7.48 | 0.12502 | 0 | 45.0197 | 0 | 0 | 0 | 0 | 0.64412 | 5.3003
25.48 | 50.96 | 7.48 | 0.12502 | 0 | 41.5816 | 0 | 0 | 0 | 0 | 0.2 | 9.3784
20.36 | 40.72 | 7.48 | 0.10709 | 5.0767 | 40.72 | 0 | 0 | 0 | 0 | 0.41603 | 0
20.04 | 40.08 | 7.48 | 0.10709 | 0 | 40.08 | 0 | 0 | 0 | 0 | 0.41603 | 0
17.48 | 34.96 | 7.48 | 0.10709 | 0 | 34.96 | 0 | 0 | 0 | 0 | 0.41603 | 0
12.72 | 25.44 | 7.48 | 0.10709 | 0 | 25.44 | 0 | 0 | 0 | 0 | 0.41603 | 0
10.88 | 21.76 | 7.48 | 0.10709 | 0 | 21.76 | 0 | 0 | 0 | 0 | 0.41603 | 0
9.96 | 19.92 | 7.48 | 0.10709 | 0 | 19.92 | 0 | 0 | 0 | 0 | 0.41603 | 0
10.6 | 21.2 | 7.48 | 0.10709 | 0 | 21.2 | 0 | 0 | 0 | 0 | 0.41603 | 0
13.44 | 26.88 | 7.48 | 0.10709 | 0 | 26.88 | 0 | 0 | 0 | 0 | 0.41603 | 0
14.12 | 28.24 | 7.48 | 0.10709 | 0 | 28.24 | 0 | 0 | 0 | 0 | 0.41603 | 0
14.88 | 29.76 | 7.48 | 0.10709 | 0 | 29.76 | 0 | 0 | 0 | 0 | 0.41603 | 0
16.24 | 32.48 | 7.48 | 0.10709 | 0 | 32.48 | 0 | 0 | 0 | 0 | 0.41603 | 0
16.12 | 32.24 | 7.48 | 0.10709 | 0 | 29.4812 | 2.7588 | 0 | 0 | 2.7588 | 0.41603 | 0
15.76 | 31.52 | 7.48 | 0.10709 | 0 | 7.4532 | 24.0668 | 0 | 0 | 24.0668 | 0.41603 | 0
14.76 | 29.52 | 7.48 | 0.10709 | 0 | 0 | 33.6499 | 4.1299 | 0 | 29.52 | 0.59177 | 0
14.6 | 29.2 | 7.48 | 0.12502 | 0 | 0 | 25.4825 | 0 | 0 | 25.4825 | 0.41572 | 3.7175
14.64 | 29.28 | 7.48 | 0.12502 | 0 | 0 | 42.8459 | 9.3784 | 4.1875 | 29.28 | 0.81479 | 0
14.64 | 29.28 | 7.48 | 0.12502 | 0 | 0 | 21.6468 | 0 | 0 | 21.6468 | 0.45331 | 7.6332
14.24 | 28.48 | 12.23 | 0.12502 | 0 | 0 | 44.5883 | 9.3784 | 6.7299 | 28.48 | 0.85238 | 0
14.8 | 29.6 | 12.23 | 0.12502 | 0 | 0 | 33.0691 | 3.4691 | 0 | 29.6 | 1 | 0
14.68 | 29.36 | 12.23 | 0.12502 | 0 | 12.8194 | 16.5406 | 0 | 0 | 16.5406 | 1 | 0
15.6 | 31.2 | 12.23 | 0.12502 | 0 | 30.1473 | 1.0527 | 0 | 0 | 1.0527 | 1 | 0
16.88 | 33.76 | 7.48 | 0.12502 | 0 | 33.76 | 0 | 0 | 0 | 0 | 1 | 0
16.68 | 33.36 | 7.48 | 0.12502 | 0 | 25.8451 | 0 | 0 | 0 | 0 | 0.64412 | 7.5149
16.8 | 33.6 | 7.48 | 0.12502 | 0 | 24.2216 | 0 | 0 | 0 | 0 | 0.2 | 9.3784
17.16 | 34.32 | 7.48 | 0.10709 | 0 | 34.32 | 0 | 0 | 0 | 0 | 0.2 | 0
16.96 | 33.92 | 7.48 | 0.10709 | 0 | 33.92 | 0 | 0 | 0 | 0 | 0.2 | 0
16.96 | 33.92 | 7.48 | 0.10709 | 0 | 33.92 | 0 | 0 | 0 | 0 | 0.2 | 0
11.92 | 23.84 | 7.48 | 0.10709 | 0 | 23.84 | 0 | 0 | 0 | 0 | 0.2 | 0
10.4 | 20.8 | 7.48 | 0.10709 | 0 | 20.8 | 0 | 0 | 0 | 0 | 0.2 | 0
10.56 | 21.12 | 7.48 | 0.10709 | 0 | 21.12 | 0 | 0 | 0 | 0 | 0.2 | 0
12.96 | 25.92 | 7.48 | 0.10709 | 0 | 25.92 | 0 | 0 | 0 | 0 | 0.2 | 0
13.36 | 26.72 | 7.48 | 0.10709 | 0 | 26.72 | 0 | 0 | 0 | 0 | 0.2 | 0
14.52 | 29.04 | 7.48 | 0.10709 | 0 | 29.04 | 0 | 0 | 0 | 0 | 0.2 | 0
16.44 | 32.88 | 7.48 | 0.10709 | 0 | 32.88 | 0 | 0 | 0 | 0 | 0.2 | 0
23.52 | 47.04 | 7.48 | 0.10709 | 0 | 47.04 | 0 | 0 | 0 | 0 | 0.2 | 0
23.88 | 47.76 | 7.48 | 0.10709 | 0 | 42.9805 | 4.7795 | 0 | 0 | 4.7795 | 0.2 | 0
23.28 | 46.56 | 7.48 | 0.10709 | 0 | 10.6232 | 35.9368 | 0 | 0 | 35.9368 | 0.2 | 0
22.64 | 45.28 | 7.48 | 0.10709 | 0 | 0 | 51.3158 | 6.0358 | 0 | 45.28 | 0.45684 | 0
22.48 | 44.96 | 7.48 | 0.10709 | 0 | 0 | 59.0356 | 9.3784 | 4.6972 | 44.96 | 0.85591 | 0
22.04 | 44.08 | 7.48 | 0.10709 | 0 | 0 | 62.3631 | 3.3862 | 14.8969 | 44.08 | 1 | 0
21.76 | 43.52 | 7.48 | 0.10709 | 0 | 0 | 60.0157 | 0 | 16.4957 | 43.52 | 1 | 0
21.8 | 43.6 | 7.48 | 0.10709 | 0 | 0 | 54.5102 | 0 | 10.9102 | 43.6 | 1 | 0
21.28 | 42.56 | 7.48 | 0.10709 | 0 | 1.8679 | 40.6921 | 0 | 0 | 40.6921 | 1 | 0
21.92 | 43.84 | 7.48 | 0.10709 | 0 | 22.1932 | 21.6468 | 0 | 0 | 21.6468 | 1 | 0
23.12 | 46.24 | 7.48 | 0.10709 | 0 | 44.7638 | 1.4762 | 0 | 0 | 1.4762 | 1 | 0
24.8 | 49.6 | 7.48 | 0.10709 | 0 | 49.6 | 0 | 0 | 0 | 0 | 1 | 0
24.96 | 49.92 | 7.48 | 0.10709 | 0 | 49.92 | 0 | 0 | 0 | 0 | 1 | 0
25.64 | 51.28 | 7.48 | 0.10709 | 0 | 51.28 | 0 | 0 | 0 | 0 | 1 | 0
26.16 | 52.32 | 7.48 | 0.10709 | 0 | 52.32 | 0 | 0 | 0 | 0 | 1 | 0
24.48 | 48.96 | 7.48 | 0.10709 | 0 | 48.96 | 0 | 0 | 0 | 0 | 1 | 0
23.4 | 46.8 | 7.48 | 0.10709 | 0 | 46.8 | 0 | 0 | 0 | 0 | 1 | 0
19.48 | 38.96 | 7.48 | 0.10709 | 0 | 38.96 | 0 | 0 | 0 | 0 | 1 | 0
18.4 | 36.8 | 7.48 | 0.10709 | 0 | 36.8 | 0 | 0 | 0 | 0 | 1 | 0
18.56 | 37.12 | 7.48 | 0.10709 | 0 | 37.12 | 0 | 0 | 0 | 0 | 1 | 0
18.2 | 36.4 | 7.48 | 0.10709 | 0 | 36.4 | 0 | 0 | 0 | 0 | 1 | 0
18.8 | 37.6 | 7.48 | 0.10709 | 0 | 37.6 | 0 | 0 | 0 | 0 | 1 | 0
19.36 | 38.72 | 7.48 | 0.10709 | 0 | 38.72 | 0 | 0 | 0 | 0 | 1 | 0
21.04 | 42.08 | 7.48 | 0.10709 | 0 | 42.08 | 0 | 0 | 0 | 0 | 1 | 0
22.44 | 44.88 | 7.48 | 0.10709 | 0 | 44.88 | 0 | 0 | 0 | 0 | 1 | 0
23.4 | 46.8 | 7.48 | 0.10709 | 0 | 34.5541 | 11.0956 | 0 | 0 | 11.0956 | 0.94553 | 1.1502
24.36 | 48.72 | 7.48 | 0.10709 | 0 | 37.5387 | 1.8029 | 0 | 0 | 1.8029 | 0.50141 | 9.3784
23.48 | 46.96 | 7.48 | 0.10709 | 0 | 0 | 40.5953 | 0 | 0 | 40.5953 | 0.2 | 6.3647
23.32 | 46.64 | 7.48 | 0.10709 | 0 | 0 | 58.6847 | 9.3784 | 2.6663 | 46.64 | 0.59907 | 0
23 | 46 | 7.48 | 0.10709 | 0 | 0 | 63.5005 | 9.3784 | 8.1221 | 46 | 0.99814 | 0
22.64 | 45.28 | 7.48 | 0.10709 | 0 | 0 | 62.3752 | 0.043676 | 17.0515 | 45.28 | 1 | 0
22.88 | 45.76 | 7.48 | 0.10709 | 0 | 21.0882 | 24.6718 | 0 | 0 | 24.6718 | 1 | 0
22.68 | 45.36 | 7.48 | 0.10709 | 0 | 4.5227 | 40.8373 | 0 | 0 | 40.8373 | 1 | 0
23 | 46 | 7.48 | 0.10709 | 0 | 24.9098 | 21.0902 | 0 | 0 | 21.0902 | 1 | 0
24.96 | 49.92 | 7.48 | 0.10709 | 0 | 46.9918 | 2.9282 | 0 | 0 | 2.9282 | 1 | 0
25.44 | 50.88 | 7.48 | 0.10709 | 0 | 50.88 | 0 | 0 | 0 | 0 | 1 | 0
23.56 | 47.12 | 7.48 | 0.10709 | 0 | 47.12 | 0 | 0 | 0 | 0 | 1 | 0
22.36 | 44.72 | 7.48 | 0.10709 | 0 | 44.72 | 0 | 0 | 0 | 0 | 1 | 0
21.8 | 43.6 | 7.48 | 0.10709 | 0 | 43.6 | 0 | 0 | 0 | 0 | 1 | 0
22.16 | 44.32 | 7.48 | 0.10709 | 0 | 44.32 | 0 | 0 | 0 | 0 | 1 | 0
21.88 | 43.76 | 7.48 | 0.10709 | 0 | 43.76 | 0 | 0 | 0 | 0 | 1 | 0
19.48 | 38.96 | 7.48 | 0.10709 | 0 | 38.96 | 0 | 0 | 0 | 0 | 1 | 0
18.56 | 37.12 | 7.48 | 0.10709 | 0 | 37.12 | 0 | 0 | 0 | 0 | 1 | 0
17.6 | 35.2 | 7.48 | 0.10709 | 0 | 35.2 | 0 | 0 | 0 | 0 | 1 | 0
17.88 | 35.76 | 7.48 | 0.10709 | 0 | 35.76 | 0 | 0 | 0 | 0 | 1 | 0
18.68 | 37.36 | 7.48 | 0.10709 | 0 | 37.36 | 0 | 0 | 0 | 0 | 1 | 0
18.96 | 37.92 | 7.48 | 0.10709 | 0 | 37.92 | 0 | 0 | 0 | 0 | 1 | 0
20.24 | 40.48 | 7.48 | 0.10709 | 0 | 40.48 | 0 | 0 | 0 | 0 | 1 | 0
21.32 | 42.64 | 7.48 | 0.10709 | 0 | 42.64 | 0 | 0 | 0 | 0 | 1 | 0
22.12 | 44.24 | 7.48 | 0.10709 | 0 | 20.7168 | 16.0082 | 0 | 0 | 16.0082 | 0.64412 | 7.5149
24.36 | 48.72 | 7.48 | 0.10709 | 0 | 0.51292 | 38.8287 | 0 | 0 | 38.8287 | 0.2 | 9.3784
23.76 | 47.52 | 7.48 | 0.10709 | 0 | 0 | 56.906 | 9.3784 | 0.0076406 | 47.52 | 0.59907 | 0
23.32 | 46.64 | 7.48 | 0.12502 | 0 | 0 | 68.0864 | 9.3784 | 12.068 | 46.64 | 0.99814 | 0
22.64 | 45.28 | 7.48 | 0.12502 | 0 | 0 | 72.4908 | 0.043676 | 27.1671 | 45.28 | 1 | 0
21.96 | 43.92 | 7.48 | 0.12502 | 0 | 0 | 70.9782 | 0 | 27.0582 | 43.92 | 1 | 0
23.36 | 46.72 | 12.23 | 0.12502 | 0 | 0 | 61.504 | 0 | 14.784 | 46.72 | 1 | 0
24.36 | 48.72 | 12.23 | 0.12502 | 0 | 2.6555 | 46.0645 | 0 | 0 | 46.0645 | 1 | 0
24.84 | 49.68 | 12.23 | 0.12502 | 0 | 25.0566 | 24.6234 | 0 | 0 | 24.6234 | 1 | 0
24.96 | 49.92 | 12.23 | 0.12502 | 0 | 45.3109 | 3.872 | 0 | 0 | 3.872 | 0.96509 | 0.73708
25.96 | 51.92 | 7.48 | 0.12502 | 0 | 51.92 | 0 | 0 | 0 | 0 | 0.96509 | 0
23.64 | 47.28 | 7.48 | 0.12502 | 0 | 40.5021 | 0 | 0 | 0 | 0 | 0.64412 | 6.7779
22.92 | 45.84 | 7.48 | 0.12502 | 0 | 36.4616 | 0 | 0 | 0 | 0 | 0.2 | 9.3784
24.88 | 49.76 | 7.48 | 0.10709 | 3.0131 | 49.76 | 0 | 0 | 0 | 0 | 0.32821 | 0
26 | 52 | 7.48 | 0.10709 | 0 | 52 | 0 | 0 | 0 | 0 | 0.32821 | 0
23.96 | 47.92 | 7.48 | 0.10709 | 0 | 47.92 | 0 | 0 | 0 | 0 | 0.32821 | 0
19.68 | 39.36 | 7.48 | 0.10709 | 0 | 39.36 | 0 | 0 | 0 | 0 | 0.32821 | 0
18.68 | 37.36 | 7.48 | 0.10709 | 0 | 37.36 | 0 | 0 | 0 | 0 | 0.32821 | 0
18.24 | 36.48 | 7.48 | 0.10709 | 0 | 36.48 | 0 | 0 | 0 | 0 | 0.32821 | 0
17.88 | 35.76 | 7.48 | 0.10709 | 0 | 35.76 | 0 | 0 | 0 | 0 | 0.32821 | 0
18.84 | 37.68 | 7.48 | 0.10709 | 0 | 37.68 | 0 | 0 | 0 | 0 | 0.32821 | 0
19.2 | 38.4 | 7.48 | 0.10709 | 0 | 38.4 | 0 | 0 | 0 | 0 | 0.32821 | 0
16.88 | 33.76 | 7.48 | 0.10709 | 0 | 33.76 | 0 | 0 | 0 | 0 | 0.32821 | 0
24.84 | 49.68 | 7.48 | 0.10709 | 0 | 49.68 | 0 | 0 | 0 | 0 | 0.32821 | 0
28.56 | 57.12 | 7.48 | 0.10709 | 0 | 40.9424 | 16.1776 | 0 | 0 | 16.1776 | 0.32821 | 0
30.4 | 60.8 | 7.48 | 0.10709 | 0 | 22.0439 | 38.7561 | 0 | 0 | 38.7561 | 0.32821 | 0
30.12 | 60.24 | 7.48 | 0.10709 | 0 | 4.5077 | 55.7323 | 0 | 0 | 55.7323 | 0.32821 | 0
31.72 | 63.44 | 7.48 | 0.12502 | 0 | 0 | 65.6422 | 2.2022 | 0 | 63.44 | 0.42192 | 0
33.56 | 67.12 | 7.48 | 0.12502 | 0 | 0 | 67.9412 | 0.82116 | 0 | 67.12 | 0.45686 | 0
29.4 | 58.8 | 7.48 | 0.12502 | 0 | 0 | 65.4728 | 6.6728 | 0 | 58.8 | 0.74081 | 0
25.48 | 50.96 | 12.23 | 0.12502 | 0 | 0 | 57.0512 | 6.0912 | 0 | 50.96 | 1 | 0
24.2 | 48.4 | 12.23 | 0.12502 | 0 | 4.8039 | 43.5961 | 0 | 0 | 43.5961 | 1 | 0
24.72 | 49.44 | 12.23 | 0.12502 | 0 | 26.4985 | 22.9415 | 0 | 0 | 22.9415 | 1 | 0
26.12 | 52.24 | 12.23 | 0.12502 | 0 | 45.3109 | 3.4364 | 0 | 0 | 3.4364 | 0.8346 | 3.4927
27.52 | 55.04 | 7.48 | 0.12502 | 0 | 55.04 | 0 | 0 | 0 | 0 | 0.8346 | 0
29.12 | 58.24 | 7.48 | 0.12502 | 0 | 55.6027 | 0 | 0 | 0 | 0 | 0.70971 | 2.6373
29.68 | 59.36 | 7.48 | 0.12502 | 0 | 49.9816 | 0 | 0 | 0 | 0 | 0.26559 | 9.3784
28.72 | 57.44 | 7.48 | 0.10709 | 0 | 56.055 | 0 | 0 | 0 | 0 | 0.2 | 1.385
26.36 | 52.72 | 7.48 | 0.10709 | 3.335 | 52.72 | 0 | 0 | 0 | 0 | 0.34191 | 0
19.8 | 39.6 | 7.48 | 0.10709 | 2.5427 | 39.6 | 0 | 0 | 0 | 0 | 0.45011 | 0
15.44 | 30.88 | 7.48 | 0.10709 | 0 | 30.88 | 0 | 0 | 0 | 0 | 0.45011 | 0
14.04 | 28.08 | 7.48 | 0.10709 | 0 | 28.08 | 0 | 0 | 0 | 0 | 0.45011 | 0
13.8 | 27.6 | 7.48 | 0.10709 | 0 | 27.6 | 0 | 0 | 0 | 0 | 0.45011 | 0
13.6 | 27.2 | 7.48 | 0.10709 | 0 | 27.2 | 0 | 0 | 0 | 0 | 0.45011 | 0
14.36 | 28.72 | 7.48 | 0.10709 | 0 | 28.72 | 0 | 0 | 0 | 0 | 0.45011 | 0
14.76 | 29.52 | 7.48 | 0.10709 | 0 | 29.52 | 0 | 0 | 0 | 0 | 0.45011 | 0
17.12 | 34.24 | 7.48 | 0.10709 | 0 | 34.24 | 0 | 0 | 0 | 0 | 0.45011 | 0
24.32 | 48.64 | 7.48 | 0.10709 | 0 | 48.64 | 0 | 0 | 0 | 0 | 0.45011 | 0
26.64 | 53.28 | 7.48 | 0.10709 | 0 | 38.3729 | 14.9071 | 0 | 0 | 14.9071 | 0.45011 | 0
28.4 | 56.8 | 7.48 | 0.10709 | 0 | 19.9436 | 36.8564 | 0 | 0 | 36.8564 | 0.45011 | 0
27.8 | 55.6 | 7.48 | 0.10709 | 0 | 2.324 | 53.276 | 0 | 0 | 53.276 | 0.45011 | 0
32.96 | 65.92 | 7.48 | 0.12502 | 0 | 0 | 62.0243 | 0 | 0 | 62.0243 | 0.26563 | 3.8957
29.48 | 58.96 | 7.48 | 0.12502 | 0 | 0 | 65.6543 | 6.6943 | 0 | 58.96 | 0.55048 | 0
27.64 | 55.28 | 7.48 | 0.12502 | 0 | 0 | 63.6215 | 8.3415 | 0 | 55.28 | 0.90543 | 0
26.64 | 53.28 | 12.23 | 0.12502 | 0 | 0 | 55.5024 | 2.2224 | 0 | 53.28 | 1 | 0
27 | 54 | 12.23 | 0.12502 | 0 | 12.4609 | 41.5391 | 0 | 0 | 41.5391 | 1 | 0
26.48 | 52.96 | 12.23 | 0.12502 | 0 | 31.0107 | 21.9493 | 0 | 0 | 21.9493 | 1 | 0
26.6 | 53.2 | 12.23 | 0.12502 | 0 | 45.3109 | 3.025 | 0 | 0 | 3.025 | 0.76966 | 4.8641
27.68 | 55.36 | 7.48 | 0.12502 | 0 | 55.36 | 0 | 0 | 0 | 0 | 0.76966 | 0
28.72 | 57.44 | 7.48 | 0.12502 | 0 | 56.055 | 0 | 0 | 0 | 0 | 0.70407 | 1.385
29.76 | 59.52 | 7.48 | 0.12502 | 0 | 51.3807 | 0 | 0 | 0 | 0 | 0.31863 | 8.1393
29.28 | 58.56 | 7.48 | 0.10709 | 0 | 56.055 | 0 | 0 | 0 | 0 | 0.2 | 2.505
27.92 | 55.84 | 7.48 | 0.10709 | 0.21502 | 55.84 | 0 | 0 | 0 | 0 | 0.20915 | 0
24.12 | 48.24 | 7.48 | 0.10709 | 7.815 | 48.24 | 0 | 0 | 0 | 0 | 0.5417 | 0
19.84 | 39.68 | 7.48 | 0.10709 | 4.9479 | 39.68 | 0 | 0 | 0 | 0 | 0.75224 | 0
18.68 | 37.36 | 7.48 | 0.10709 | 0 | 37.36 | 0 | 0 | 0 | 0 | 0.75224 | 0
18.72 | 37.44 | 7.48 | 0.10709 | 0 | 37.44 | 0 | 0 | 0 | 0 | 0.75224 | 0
18.6 | 37.2 | 7.48 | 0.10709 | 0 | 37.2 | 0 | 0 | 0 | 0 | 0.75224 | 0
19.08 | 38.16 | 7.48 | 0.10709 | 0 | 38.16 | 0 | 0 | 0 | 0 | 0.75224 | 0
19.72 | 39.44 | 7.48 | 0.10709 | 0 | 39.44 | 0 | 0 | 0 | 0 | 0.75224 | 0
21.44 | 42.88 | 7.48 | 0.10709 | 0 | 42.88 | 0 | 0 | 0 | 0 | 0.75224 | 0
25.16 | 50.32 | 7.48 | 0.10709 | 0 | 50.32 | 0 | 0 | 0 | 0 | 0.75224 | 0
25.68 | 51.36 | 7.48 | 0.10709 | 0 | 37.7234 | 13.6366 | 0 | 0 | 13.6366 | 0.75224 | 0
28.12 | 56.24 | 7.48 | 0.10709 | 0 | 22.5417 | 33.6983 | 0 | 0 | 33.6983 | 0.75224 | 0
29.04 | 58.08 | 7.48 | 0.10709 | 0 | 8.7607 | 49.3194 | 0 | 0 | 49.3194 | 0.75224 | 0
31.32 | 62.64 | 7.48 | 0.12502 | 0 | 0 | 60.2093 | 0 | 0 | 60.2093 | 0.63713 | 2.4307
32.96 | 65.92 | 7.48 | 0.12502 | 0 | 0 | 65.1945 | 0 | 0 | 65.1945 | 0.60277 | 0.72552
28.52 | 57.04 | 7.48 | 0.12502 | 0 | 0 | 63.5852 | 6.5452 | 0 | 57.04 | 0.88129 | 0
26.32 | 52.64 | 12.23 | 0.12502 | 0 | 0 | 55.4298 | 2.7898 | 0 | 52.64 | 1 | 0
26.04 | 52.08 | 12.23 | 0.12502 | 0 | 11.1943 | 40.8857 | 0 | 0 | 40.8857 | 1 | 0
25.48 | 50.96 | 12.23 | 0.12502 | 0 | 29.7125 | 21.2475 | 0 | 0 | 21.2475 | 1 | 0
26.76 | 53.52 | 12.23 | 0.12502 | 0 | 45.3109 | 2.8072 | 0 | 0 | 2.8072 | 0.74419 | 5.4019
28.16 | 56.32 | 7.48 | 0.12502 | 0 | 56.055 | 0 | 0 | 0 | 0 | 0.73164 | 0.26498
29.16 | 58.32 | 7.48 | 0.12502 | 0 | 56.055 | 0 | 0 | 0 | 0 | 0.62438 | 2.265
28.08 | 56.16 | 7.48 | 0.12502 | 0 | 47.1985 | 0 | 0 | 0 | 0 | 0.2 | 8.9615
27.6 | 55.2 | 7.48 | 0.10709 | 0.85502 | 55.2 | 0 | 0 | 0 | 0 | 0.23638 | 0
27.28 | 54.56 | 7.48 | 0.10709 | 1.495 | 54.56 | 0 | 0 | 0 | 0 | 0.3 | 0
19.6267 | 39.2533 | 7.48 | 0.10709 | 9.3784 | 39.2533 | 0 | 0 | 0 | 0 | 0.69907 | 0
15.2133 | 30.4267 | 7.48 | 0.10709 | 2.1059 | 30.4267 | 0 | 0 | 0 | 0 | 0.78868 | 0
14.84 | 29.68 | 7.48 | 0.10709 | 0 | 29.68 | 0 | 0 | 0 | 0 | 0.78868 | 0
13.48 | 26.96 | 7.48 | 0.10709 | 0 | 26.96 | 0 | 0 | 0 | 0 | 0.78868 | 0
14.4933 | 28.9867 | 7.48 | 0.10709 | 0 | 28.9867 | 0 | 0 | 0 | 0 | 0.78868 | 0
16.08 | 32.16 | 7.48 | 0.10709 | 0 | 32.16 | 0 | 0 | 0 | 0 | 0.78868 | 0
15.4533 | 30.9067 | 7.48 | 0.10709 | 0 | 30.9067 | 0 | 0 | 0 | 0 | 0.78868 | 0
16.28 | 32.56 | 7.48 | 0.10709 | 0 | 32.56 | 0 | 0 | 0 | 0 | 0.78868 | 0
23.52 | 47.04 | 7.48 | 0.10709 | 0 | 47.04 | 0 | 0 | 0 | 0 | 0.78868 | 0
26.4 | 52.8 | 7.48 | 0.10709 | 0 | 39.3086 | 13.4914 | 0 | 0 | 13.4914 | 0.78868 | 0
28.3333 | 56.6667 | 7.48 | 0.10709 | 0 | 21.8188 | 34.8478 | 0 | 0 | 34.8478 | 0.78868 | 0
28.4667 | 56.9333 | 7.48 | 0.10709 | 0 | 5.8716 | 51.0617 | 0 | 0 | 51.0617 | 0.78868 | 0
29.84 | 59.68 | 7.48 | 0.12502 | 0 | 0 | 60.4392 | 0.7592 | 0 | 59.68 | 0.82098 | 0
31.76 | 63.52 | 7.48 | 0.12502 | 0 | 0 | 64.2628 | 0.74278 | 0 | 63.52 | 0.85259 | 0
30 | 60 | 7.48 | 0.12502 | 0 | 0 | 63.4642 | 3.4642 | 0 | 60 | 1 | 0
27.56 | 55.12 | 12.23 | 0.12502 | 0 | 0.11367 | 55.0063 | 0 | 0 | 55.0063 | 1 | 0
26.44 | 52.88 | 12.23 | 0.12502 | 0 | 11.8612 | 41.0188 | 0 | 0 | 41.0188 | 1 | 0
26.2 | 52.4 | 12.23 | 0.12502 | 0 | 30.8621 | 21.5379 | 0 | 0 | 21.5379 | 1 | 0
26.4 | 52.8 | 12.23 | 0.12502 | 0 | 45.3109 | 3.1218 | 0 | 0 | 3.1218 | 0.79318 | 4.3673
27.28 | 54.56 | 7.48 | 0.12502 | 0 | 54.56 | 0 | 0 | 0 | 0 | 0.79318 | 0
26.96 | 53.92 | 7.48 | 0.12502 | 0 | 50.7723 | 0 | 0 | 0 | 0 | 0.64412 | 3.1477
26.96 | 53.92 | 7.48 | 0.12502 | 0 | 44.5416 | 0 | 0 | 0 | 0 | 0.2 | 9.3784
27.16 | 54.32 | 7.48 | 0.10709 | 1.735 | 54.32 | 0 | 0 | 0 | 0 | 0.27383 | 0
26.68 | 53.36 | 7.48 | 0.10709 | 2.695 | 53.36 | 0 | 0 | 0 | 0 | 0.38851 | 0
20.32 | 40.64 | 7.48 | 0.10709 | 4.6398 | 40.64 | 0 | 0 | 0 | 0 | 0.58594 | 0
15.28 | 30.56 | 7.48 | 0.10709 | 0 | 30.56 | 0 | 0 | 0 | 0 | 0.58594 | 0
13.6 | 27.2 | 7.48 | 0.10709 | 0 | 27.2 | 0 | 0 | 0 | 0 | 0.58594 | 0
13.6 | 27.2 | 7.48 | 0.10709 | 0 | 27.2 | 0 | 0 | 0 | 0 | 0.58594 | 0
12.32 | 24.64 | 7.48 | 0.10709 | 0 | 24.64 | 0 | 0 | 0 | 0 | 0.58594 | 0
13.6 | 27.2 | 7.48 | 0.10709 | 0 | 27.2 | 0 | 0 | 0 | 0 | 0.58594 | 0
18.4 | 36.8 | 7.48 | 0.10709 | 0 | 36.8 | 0 | 0 | 0 | 0 | 0.58594 | 0
23.68 | 47.36 | 7.48 | 0.10709 | 0 | 47.36 | 0 | 0 | 0 | 0 | 0.58594 | 0
27.2 | 54.4 | 7.48 | 0.10709 | 0 | 54.4 | 0 | 0 | 0 | 0 | 0.58594 | 0
29.6 | 59.2 | 7.48 | 0.10709 | 0 | 54.8198 | 4.3802 | 0 | 0 | 4.3802 | 0.58594 | 0
33.6 | 67.2 | 7.48 | 0.10709 | 0 | 54.2773 | 12.9227 | 0 | 0 | 12.9227 | 0.58594 | 0
34.88 | 69.76 | 7.48 | 0.10709 | 0 | 35.3115 | 34.4485 | 0 | 0 | 34.4485 | 0.58594 | 0
34.4 | 68.8 | 7.48 | 0.10709 | 0 | 8.5544 | 60.2456 | 0 | 0 | 60.2456 | 0.58594 | 0
34.72 | 69.44 | 7.48 | 0.10709 | 0 | 4.0156 | 65.4244 | 0 | 0 | 65.4244 | 0.58594 | 0
35.84 | 71.68 | 7.48 | 0.10709 | 0 | 10.4664 | 61.2136 | 0 | 0 | 61.2136 | 0.58594 | 0
33.28 | 66.56 | 7.48 | 0.10709 | 0 | 12.8363 | 53.7237 | 0 | 0 | 53.7237 | 0.58594 | 0
31.52 | 63.04 | 7.48 | 0.10709 | 0 | 22.9892 | 40.0508 | 0 | 0 | 40.0508 | 0.58594 | 0
31.68 | 63.36 | 7.48 | 0.10709 | 0 | 41.7737 | 21.5863 | 0 | 0 | 21.5863 | 0.58594 | 0
32.8 | 65.6 | 7.48 | 0.10709 | 0 | 62.4413 | 2.5652 | 0 | 0 | 2.5652 | 0.55783 | 0.59355
32.8 | 65.6 | 7.48 | 0.10709 | 0 | 62.4413 | 0 | 0 | 0 | 0 | 0.40825 | 3.1587
32.64 | 65.28 | 7.48 | 0.10709 | 0 | 62.4413 | 0 | 0 | 0 | 0 | 0.27382 | 2.8387
32 | 64 | 7.48 | 0.10709 | 0 | 62.4413 | 0 | 0 | 0 | 0 | 0.2 | 1.5587
29.76 | 59.52 | 7.48 | 0.10709 | 0 | 59.52 | 0 | 0 | 0 | 0 | 0.2 | 0
24.64 | 49.28 | 7.48 | 0.10709 | 0 | 49.28 | 0 | 0 | 0 | 0 | 0.2 | 0
18.72 | 37.44 | 7.48 | 0.10709 | 0 | 37.44 | 0 | 0 | 0 | 0 | 0.2 | 0
13.92 | 27.84 | 7.48 | 0.10709 | 0 | 27.84 | 0 | 0 | 0 | 0 | 0.2 | 0
13.12 | 26.24 | 7.48 | 0.10709 | 0 | 26.24 | 0 | 0 | 0 | 0 | 0.2 | 0
12.48 | 24.96 | 7.48 | 0.10709 | 0 | 24.96 | 0 | 0 | 0 | 0 | 0.2 | 0
12.32 | 24.64 | 7.48 | 0.10709 | 0 | 24.64 | 0 | 0 | 0 | 0 | 0.2 | 0
13.28 | 26.56 | 7.48 | 0.10709 | 0 | 26.56 | 0 | 0 | 0 | 0 | 0.2 | 0
19.04 | 38.08 | 7.48 | 0.10709 | 0 | 38.08 | 0 | 0 | 0 | 0 | 0.2 | 0
21.28 | 42.56 | 7.48 | 0.10709 | 0 | 42.56 | 0 | 0 | 0 | 0 | 0.2 | 0
22.4 | 44.8 | 7.48 | 0.10709 | 0 | 44.8 | 0 | 0 | 0 | 0 | 0.2 | 0
28.64 | 57.28 | 7.48 | 0.10709 | 0 | 42.9416 | 14.3384 | 0 | 0 | 14.3384 | 0.2 | 0
27.68 | 55.36 | 7.48 | 0.10709 | 0 | 17.2694 | 38.0906 | 0 | 0 | 38.0906 | 0.2 | 0
28.48 | 56.96 | 7.48 | 0.10709 | 0 | 0 | 57.4142 | 0.45421 | 0 | 56.96 | 0.21933 | 0
27.68 | 55.36 | 7.48 | 0.10709 | 0 | 0 | 69.49 | 9.3784 | 4.7516 | 55.36 | 0.6184 | 0
26.72 | 53.44 | 7.48 | 0.10709 | 0 | 0 | 74.463 | 8.9678 | 12.0552 | 53.44 | 1 | 0
25.44 | 50.88 | 7.48 | 0.10709 | 0 | 0 | 72.2487 | 4.9397 | 0 | 67.309 | 1 | 4.4386
25.12 | 50.24 | 7.48 | 0.10709 | 0 | 0 | 62.5083 | 0 | 12.2683 | 50.24 | 1 | 0
25.12 | 50.24 | 7.48 | 0.10709 | 0 | 4.5627 | 45.6773 | 0 | 0 | 45.6773 | 1 | 0
25.12 | 50.24 | 7.48 | 0.10709 | 0 | 26.6209 | 23.6191 | 0 | 0 | 23.6191 | 1 | 0
26.24 | 52.48 | 7.48 | 0.10709 | 0 | 49.697 | 2.783 | 0 | 0 | 2.783 | 1 | 0
26.88 | 53.76 | 7.48 | 0.10709 | 0 | 53.76 | 0 | 0 | 0 | 0 | 1 | 0
26.24 | 52.48 | 7.48 | 0.10709 | 0 | 52.48 | 0 | 0 | 0 | 0 | 1 | 0
26.88 | 53.76 | 7.48 | 0.10709 | 0 | 53.76 | 0 | 0 | 0 | 0 | 1 | 0
26.88 | 53.76 | 7.48 | 0.10709 | 0 | 53.76 | 0 | 0 | 0 | 0 | 1 | 0
26.88 | 53.76 | 7.48 | 0.10709 | 0 | 53.76 | 0 | 0 | 0 | 0 | 1 | 0
21.76 | 43.52 | 7.48 | 0.10709 | 0 | 43.52 | 0 | 0 | 0 | 0 | 1 | 0
20.48 | 40.96 | 7.48 | 0.10709 | 0 | 40.96 | 0 | 0 | 0 | 0 | 1 | 0
19.52 | 39.04 | 7.48 | 0.10709 | 0 | 39.04 | 0 | 0 | 0 | 0 | 1 | 0
18.08 | 36.16 | 7.48 | 0.10709 | 0 | 36.16 | 0 | 0 | 0 | 0 | 1 | 0
18.4 | 36.8 | 7.48 | 0.10709 | 0 | 36.8 | 0 | 0 | 0 | 0 | 1 | 0
19.2 | 38.4 | 7.48 | 0.10709 | 0 | 38.4 | 0 | 0 | 0 | 0 | 1 | 0
25.12 | 50.24 | 7.48 | 0.10709 | 0 | 50.24 | 0 | 0 | 0 | 0 | 1 | 0
27.04 | 54.08 | 7.48 | 0.10709 | 0 | 54.08 | 0 | 0 | 0 | 0 | 1 | 0
22.56 | 45.12 | 7.48 | 0.10709 | 0 | 41.0511 | 0 | 0 | 0 | 0 | 0.80731 | 4.0689
20.48 | 40.96 | 7.48 | 0.10709 | 0 | 17.582 | 13.9996 | 0 | 0 | 13.9996 | 0.36319 | 9.3784
20 | 40 | 7.48 | 0.10709 | 0 | 0 | 36.5539 | 0 | 0 | 36.5539 | 0.2 | 3.4461
19.84 | 39.68 | 7.48 | 0.10709 | 0 | 0 | 53.881 | 9.3784 | 4.8227 | 39.68 | 0.59907 | 0
19.84 | 39.68 | 7.48 | 0.12502 | 0 | 0 | 64.65 | 9.3784 | 15.5916 | 39.68 | 0.99814 | 0
19.84 | 39.68 | 7.48 | 0.12502 | 0 | 0 | 67.7355 | 0.043676 | 28.0118 | 39.68 | 1 | 0
19.52 | 39.04 | 7.48 | 0.12502 | 0 | 0 | 65.3155 | 0 | 26.2755 | 39.04 | 1 | 0
19.36 | 38.72 | 12.23 | 0.12502 | 0 | 0 | 57.148 | 0 | 18.428 | 38.72 | 1 | 0
20.16 | 40.32 | 12.23 | 0.12502 | 0 | 0 | 42.1078 | 0 | 1.7878 | 40.32 | 1 | 0
19.84 | 39.68 | 12.23 | 0.12502 | 0 | 17.3798 | 22.3002 | 0 | 0 | 22.3002 | 1 | 0
20.48 | 40.96 | 12.23 | 0.12502 | 0 | 38.0802 | 2.8798 | 0 | 0 | 2.8798 | 1 | 0
20.8 | 41.6 | 7.48 | 0.12502 | 0 | 41.6 | 0 | 0 | 0 | 0 | 1 | 0
20.8 | 41.6 | 7.48 | 0.12502 | 0 | 34.0851 | 0 | 0 | 0 | 0 | 0.64412 | 7.5149
20.8 | 41.6 | 7.48 | 0.12502 | 0 | 32.2216 | 0 | 0 | 0 | 0 | 0.2 | 9.3784
20.96 | 41.92 | 7.48 | 0.10709 | 7.662 | 41.92 | 0 | 0 | 0 | 0 | 0.52603 | 0
21.28 | 42.56 | 7.48 | 0.10709 | 0 | 42.56 | 0 | 0 | 0 | 0 | 0.52603 | 0
16.8 | 33.6 | 7.48 | 0.10709 | 0 | 33.6 | 0 | 0 | 0 | 0 | 0.52603 | 0
14.08 | 28.16 | 7.48 | 0.10709 | 0 | 28.16 | 0 | 0 | 0 | 0 | 0.52603 | 0
14.08 | 28.16 | 7.48 | 0.10709 | 0 | 28.16 | 0 | 0 | 0 | 0 | 0.52603 | 0
15.5733 | 31.1467 | 7.48 | 0.10709 | 0 | 31.1467 | 0 | 0 | 0 | 0 | 0.52603 | 0
14.4 | 28.8 | 7.48 | 0.10709 | 0 | 28.8 | 0 | 0 | 0 | 0 | 0.52603 | 0
13.7067 | 27.4133 | 7.48 | 0.10709 | 0 | 27.4133 | 0 | 0 | 0 | 0 | 0.52603 | 0
18.1867 | 36.3733 | 7.48 | 0.10709 | 0 | 36.3733 | 0 | 0 | 0 | 0 | 0.52603 | 0
22.0267 | 44.0533 | 7.48 | 0.10709 | 0 | 44.0533 | 0 | 0 | 0 | 0 | 0.52603 | 0
22.24 | 44.48 | 7.48 | 0.10709 | 0 | 44.48 | 0 | 0 | 0 | 0 | 0.52603 | 0
19.84 | 39.68 | 7.48 | 0.10709 | 0 | 27.2292 | 12.4508 | 0 | 0 | 12.4508 | 0.52603 | 0
18.9333 | 37.8667 | 7.48 | 0.10709 | 0 | 4.1925 | 33.6741 | 0 | 0 | 33.6741 | 0.52603 | 0
21.7067 | 43.4133 | 7.48 | 0.10709 | 0 | 0 | 49.5734 | 6.1601 | 0 | 43.4133 | 0.78816 | 0
29.12 | 58.24 | 7.48 | 0.12502 | 0 | 0 | 59.8342 | 1.5942 | 0 | 58.24 | 0.856 | 0
30.4 | 60.8 | 7.48 | 0.12502 | 0 | 0 | 63.7183 | 2.9183 | 0 | 60.8 | 0.98018 | 0
31.36 | 62.72 | 7.48 | 0.12502 | 0 | 0 | 63.1859 | 0.46588 | 0 | 62.72 | 1 | 0
30.56 | 61.12 | 12.23 | 0.12502 | 0 | 6.0169 | 55.1031 | 0 | 0 | 55.1031 | 1 | 0
30.56 | 61.12 | 12.23 | 0.12502 | 0 | 20.6578 | 40.4622 | 0 | 0 | 40.4622 | 1 | 0
30.72 | 61.44 | 12.23 | 0.12502 | 0 | 39.89 | 21.55 | 0 | 0 | 21.55 | 1 | 0
32.32 | 64.64 | 12.23 | 0.12502 | 0 | 54.0879 | 1.1737 | 0 | 0 | 1.1737 | 0.55588 | 9.3784
32.96 | 65.92 | 7.48 | 0.12502 | 0 | 62.4413 | 0 | 0 | 0 | 0 | 0.39114 | 3.4787
32.48 | 64.96 | 7.48 | 0.12502 | 0 | 62.4413 | 0 | 0 | 0 | 0 | 0.27186 | 2.5187
31.68 | 63.36 | 7.48 | 0.12502 | 0 | 62.4413 | 0 | 0 | 0 | 0 | 0.22835 | 0.91873
31.52 | 63.04 | 7.48 | 0.10709 | 0 | 62.4413 | 0 | 0 | 0 | 0 | 0.2 | 0.59873
29.12 | 58.24 | 7.48 | 0.10709 | 4.2013 | 58.24 | 0 | 0 | 0 | 0 | 0.37877 | 0
17.28 | 34.56 | 7.48 | 0.10709 | 9.3784 | 34.56 | 0 | 0 | 0 | 0 | 0.77784 | 0
14.72 | 29.44 | 7.48 | 0.10709 | 5.2208 | 29.44 | 0 | 0 | 0 | 0 | 1 | 0
14.4 | 28.8 | 7.48 | 0.10709 | 0 | 28.8 | 0 | 0 | 0 | 0 | 1 | 0
16.96 | 33.92 | 7.48 | 0.10709 | 0 | 33.92 | 0 | 0 | 0 | 0 | 1 | 0
18.72 | 37.44 | 7.48 | 0.10709 | 0 | 37.44 | 0 | 0 | 0 | 0 | 1 | 0
15.2 | 30.4 | 7.48 | 0.10709 | 0 | 30.4 | 0 | 0 | 0 | 0 | 1 | 0
17.92 | 35.84 | 7.48 | 0.10709 | 0 | 35.84 | 0 | 0 | 0 | 0 | 1 | 0
22.4 | 44.8 | 7.48 | 0.10709 | 0 | 44.8 | 0 | 0 | 0 | 0 | 1 | 0
30.72 | 61.44 | 7.48 | 0.10709 | 0 | 61.44 | 0 | 0 | 0 | 0 | 1 | 0
30.24 | 60.48 | 7.48 | 0.10709 | 0 | 51.526 | 8.954 | 0 | 0 | 8.954 | 1 | 0
36.32 | 72.64 | 7.48 | 0.10709 | 0 | 47.6173 | 25.0227 | 0 | 0 | 25.0227 | 1 | 0
38 | 76 | 7.48 | 0.10709 | 0 | 37.5343 | 38.4657 | 0 | 0 | 38.4657 | 1 | 0
37.36 | 74.72 | 7.48 | 0.12502 | 0 | 28.716 | 46.004 | 0 | 0 | 46.004 | 1 | 0
36.32 | 72.64 | 7.48 | 0.12502 | 0 | 17.9604 | 54.6796 | 0 | 0 | 54.6796 | 1 | 0
32.48 | 64.96 | 7.48 | 0.12502 | 0 | 2.8994 | 62.0606 | 0 | 0 | 62.0606 | 1 | 0
31.84 | 63.68 | 12.23 | 0.12502 | 0 | 9.5086 | 54.1714 | 0 | 0 | 54.1714 | 1 | 0
31.04 | 62.08 | 12.23 | 0.12502 | 0 | 21.1096 | 40.9704 | 0 | 0 | 40.9704 | 1 | 0
30.56 | 61.12 | 12.23 | 0.12502 | 0 | 39.7515 | 21.3685 | 0 | 0 | 21.3685 | 1 | 0
31.84 | 63.68 | 12.23 | 0.12502 | 0 | 54.0879 | 2.42 | 0 | 0 | 2.42 | 0.66036 | 7.1721
31.2 | 62.4 | 7.48 | 0.12502 | 0 | 62.4 | 0 | 0 | 0 | 0 | 0.66036 | 0
30.24 | 60.48 | 7.48 | 0.12502 | 0 | 60.1371 | 0 | 0 | 0 | 0 | 0.64412 | 0.34286
22.4 | 44.8 | 7.48 | 0.12502 | 0 | 35.4216 | 0 | 0 | 0 | 0 | 0.2 | 9.3784
20.32 | 40.64 | 7.48 | 0.10709 | 9.3784 | 40.64 | 0 | 0 | 0 | 0 | 0.59907 | 0
20 | 40 | 7.48 | 0.10709 | 3.3531 | 40 | 0 | 0 | 0 | 0 | 0.74175 | 0
16.8 | 33.6 | 7.48 | 0.10709 | 0 | 33.6 | 0 | 0 | 0 | 0 | 0.74175 | 0
14.72 | 29.44 | 7.48 | 0.10709 | 0 | 29.44 | 0 | 0 | 0 | 0 | 0.74175 | 0
14.5067 | 29.0133 | 7.48 | 0.10709 | 0 | 29.0133 | 0 | 0 | 0 | 0 | 0.74175 | 0
16.5867 | 33.1733 | 7.48 | 0.10709 | 0 | 33.1733 | 0 | 0 | 0 | 0 | 0.74175 | 0
17.44 | 34.88 | 7.48 | 0.10709 | 0 | 34.88 | 0 | 0 | 0 | 0 | 0.74175 | 0
15.36 | 30.72 | 7.48 | 0.10709 | 0 | 30.72 | 0 | 0 | 0 | 0 | 0.74175 | 0
18.08 | 36.16 | 7.48 | 0.10709 | 0 | 36.16 | 0 | 0 | 0 | 0 | 0.74175 | 0
19.68 | 39.36 | 7.48 | 0.10709 | 0 | 39.36 | 0 | 0 | 0 | 0 | 0.74175 | 0
19.84 | 39.68 | 7.48 | 0.10709 | 0 | 39.68 | 0 | 0 | 0 | 0 | 0.74175 | 0
18.88 | 37.76 | 7.48 | 0.10709 | 0 | 35.8361 | 1.9239 | 0 | 0 | 1.9239 | 0.74175 | 0
18.72 | 37.44 | 7.48 | 0.10709 | 0 | 30.7729 | 6.6671 | 0 | 0 | 6.6671 | 0.74175 | 0
18.4 | 36.8 | 7.48 | 0.10709 | 0 | 17.4159 | 19.3841 | 0 | 0 | 19.3841 | 0.74175 | 0
18.56 | 37.12 | 7.48 | 0.12502 | 0 | 6.8692 | 20.8724 | 0 | 0 | 20.8724 | 0.29763 | 9.3784
17.92 | 35.84 | 7.48 | 0.12502 | 0 | 0 | 54.9216 | 9.3784 | 9.7033 | 35.84 | 0.6967 | 0
17.44 | 34.88 | 7.48 | 0.12502 | 0 | 0 | 34.267 | 0 | 0 | 34.267 | 0.66767 | 0.61297
17.76 | 35.52 | 12.23 | 0.12502 | 0 | 0 | 43.3299 | 7.8099 | 0 | 35.52 | 1 | 0
18.08 | 36.16 | 12.23 | 0.12502 | 0 | 1.0702 | 35.0898 | 0 | 0 | 35.0898 | 1 | 0
17.76 | 35.52 | 12.23 | 0.12502 | 0 | 17.7573 | 17.7627 | 0 | 0 | 17.7627 | 1 | 0
19.2 | 38.4 | 12.23 | 0.12502 | 0 | 37.5167 | 0.8833 | 0 | 0 | 0.8833 | 1 | 0
19.36 | 38.72 | 7.48 | 0.12502 | 0 | 38.72 | 0 | 0 | 0 | 0 | 1 | 0
20.16 | 40.32 | 7.48 | 0.12502 | 0 | 32.8051 | 0 | 0 | 0 | 0 | 0.64412 | 7.5149
18.72 | 37.44 | 7.48 | 0.12502 | 0 | 28.0616 | 0 | 0 | 0 | 0 | 0.2 | 9.3784
18.72 | 37.44 | 7.48 | 0.10709 | 9.3784 | 37.44 | 0 | 0 | 0 | 0 | 0.59907 | 0
18.4 | 36.8 | 7.48 | 0.10709 | 0.10419 | 36.8 | 0 | 0 | 0 | 0 | 0.60351 | 0
14.4 | 28.8 | 7.48 | 0.10709 | 0 | 28.8 | 0 | 0 | 0 | 0 | 0.60351 | 0
13.12 | 26.24 | 7.48 | 0.10709 | 0 | 26.24 | 0 | 0 | 0 | 0 | 0.60351 | 0
13.44 | 26.88 | 7.48 | 0.10709 | 0 | 26.88 | 0 | 0 | 0 | 0 | 0.60351 | 0
16.16 | 32.32 | 7.48 | 0.10709 | 0 | 32.32 | 0 | 0 | 0 | 0 | 0.60351 | 0
12.16 | 24.32 | 7.48 | 0.10709 | 0 | 24.32 | 0 | 0 | 0 | 0 | 0.60351 | 0
12.32 | 24.64 | 7.48 | 0.10709 | 0 | 24.64 | 0 | 0 | 0 | 0 | 0.60351 | 0
18.24 | 36.48 | 7.48 | 0.10709 | 0 | 36.48 | 0 | 0 | 0 | 0 | 0.60351 | 0
20 | 40 | 7.48 | 0.10709 | 0 | 40 | 0 | 0 | 0 | 0 | 0.60351 | 0
20.32 | 40.64 | 7.48 | 0.10709 | 0 | 40.64 | 0 | 0 | 0 | 0 | 0.60351 | 0
19.36 | 38.72 | 7.48 | 0.10709 | 0 | 29.8991 | 8.8209 | 0 | 0 | 8.8209 | 0.60351 | 0
18.72 | 37.44 | 7.48 | 0.10709 | 0 | 12.8408 | 24.5992 | 0 | 0 | 24.5992 | 0.60351 | 0
18.88 | 37.76 | 7.48 | 0.10709 | 0 | 0 | 42.5434 | 4.7834 | 0 | 37.76 | 0.80705 | 0
27.2 | 54.4 | 7.48 | 0.12502 | 0 | 0 | 49.1379 | 0 | 0 | 49.1379 | 0.55786 | 5.2622
29.28 | 58.56 | 7.48 | 0.12502 | 0 | 0 | 63.8998 | 5.3398 | 0 | 58.56 | 0.78508 | 0
28.16 | 56.32 | 7.48 | 0.12502 | 0 | 0 | 61.3709 | 5.0509 | 0 | 56.32 | 1 | 0
26.72 | 53.44 | 12.23 | 0.12502 | 0 | 0.18817 | 53.2518 | 0 | 0 | 53.2518 | 1 | 0
27.2 | 54.4 | 12.23 | 0.12502 | 0 | 14.5065 | 39.8935 | 0 | 0 | 39.8935 | 1 | 0
26.56 | 53.12 | 12.23 | 0.12502 | 0 | 31.9572 | 21.1628 | 0 | 0 | 21.1628 | 1 | 0
28.8 | 57.6 | 12.23 | 0.12502 | 0 | 54.0879 | 1.1858 | 0 | 0 | 1.1858 | 0.88984 | 2.3263
28.8 | 57.6 | 7.48 | 0.12502 | 0 | 57.6 | 0 | 0 | 0 | 0 | 0.88984 | 0
20.48 | 40.96 | 7.48 | 0.12502 | 0 | 35.7713 | 0 | 0 | 0 | 0 | 0.64412 | 5.1887
20.64 | 41.28 | 7.48 | 0.12502 | 0 | 31.9016 | 0 | 0 | 0 | 0 | 0.2 | 9.3784
20.96 | 41.92 | 7.48 | 0.10709 | 9.3784 | 41.92 | 0 | 0 | 0 | 0 | 0.59907 | 0
20.96 | 41.92 | 7.48 | 0.10709 | 3.4031 | 41.92 | 0 | 0 | 0 | 0 | 0.74388 | 0
17.76 | 35.52 | 7.48 | 0.10709 | 0 | 35.52 | 0 | 0 | 0 | 0 | 0.74388 | 0
15.68 | 31.36 | 7.48 | 0.10709 | 0 | 31.36 | 0 | 0 | 0 | 0 | 0.74388 | 0
14.72 | 29.44 | 7.48 | 0.10709 | 0 | 29.44 | 0 | 0 | 0 | 0 | 0.74388 | 0
15.36 | 30.72 | 7.48 | 0.10709 | 0 | 30.72 | 0 | 0 | 0 | 0 | 0.74388 | 0
17.44 | 34.88 | 7.48 | 0.10709 | 0 | 34.88 | 0 | 0 | 0 | 0 | 0.74388 | 0
13.28 | 26.56 | 7.48 | 0.10709 | 0 | 26.56 | 0 | 0 | 0 | 0 | 0.74388 | 0
19.36 | 38.72 | 7.48 | 0.10709 | 0 | 38.72 | 0 | 0 | 0 | 0 | 0.74388 | 0
20.32 | 40.64 | 7.48 | 0.10709 | 0 | 40.64 | 0 | 0 | 0 | 0 | 0.74388 | 0
20.32 | 40.64 | 7.48 | 0.10709 | 0 | 40.64 | 0 | 0 | 0 | 0 | 0.74388 | 0
19.84 | 39.68 | 7.48 | 0.10709 | 0 | 28.7175 | 10.9625 | 0 | 0 | 10.9625 | 0.74388 | 0
19.36 | 38.72 | 7.48 | 0.10709 | 0 | 7.841 | 30.879 | 0 | 0 | 30.879 | 0.74388 | 0
21.28 | 42.56 | 7.48 | 0.10709 | 0 | 0 | 46.609 | 4.049 | 0 | 42.56 | 0.91617 | 0
30.56 | 61.12 | 7.48 | 0.10709 | 0 | 2.7983 | 58.3217 | 0 | 0 | 58.3217 | 0.91617 | 0
31.36 | 62.72 | 7.48 | 0.10709 | 0 | 0 | 63.5852 | 0.86518 | 0 | 62.72 | 0.95299 | 0
30.56 | 61.12 | 7.48 | 0.10709 | 0 | 0 | 62.0001 | 0.88009 | 0 | 61.12 | 0.99044 | 0
30.72 | 61.44 | 7.48 | 0.10709 | 0 | 6.1433 | 55.2967 | 0 | 0 | 55.2967 | 0.99044 | 0
29.44 | 58.88 | 7.48 | 0.10709 | 0 | 17.8612 | 41.0188 | 0 | 0 | 41.0188 | 0.99044 | 0
30.24 | 60.48 | 7.48 | 0.10709 | 0 | 39.051 | 21.429 | 0 | 0 | 21.429 | 0.99044 | 0
29.76 | 59.52 | 7.48 | 0.10709 | 0 | 56.5676 | 2.9524 | 0 | 0 | 2.9524 | 0.99044 | 0
29.76 | 59.52 | 7.48 | 0.10709 | 0 | 59.52 | 0 | 0 | 0 | 0 | 0.99044 | 0
28.64 | 57.28 | 7.48 | 0.10709 | 0 | 57.28 | 0 | 0 | 0 | 0 | 0.99044 | 0
28.96 | 57.92 | 7.48 | 0.10709 | 0 | 57.92 | 0 | 0 | 0 | 0 | 0.99044 | 0
27.36 | 54.72 | 7.48 | 0.10709 | 0 | 54.72 | 0 | 0 | 0 | 0 | 0.99044 | 0
24.32 | 48.64 | 7.48 | 0.10709 | 0 | 48.64 | 0 | 0 | 0 | 0 | 0.99044 | 0
18.72 | 37.44 | 7.48 | 0.10709 | 0 | 37.44 | 0 | 0 | 0 | 0 | 0.99044 | 0
14.24 | 28.48 | 7.48 | 0.10709 | 0 | 28.48 | 0 | 0 | 0 | 0 | 0.99044 | 0
13.12 | 26.24 | 7.48 | 0.10709 | 0 | 26.24 | 0 | 0 | 0 | 0 | 0.99044 | 0
12.8 | 25.6 | 7.48 | 0.10709 | 0 | 25.6 | 0 | 0 | 0 | 0 | 0.99044 | 0
12.64 | 25.28 | 7.48 | 0.10709 | 0 | 25.28 | 0 | 0 | 0 | 0 | 0.99044 | 0
12.64 | 25.28 | 7.48 | 0.10709 | 0 | 25.28 | 0 | 0 | 0 | 0 | 0.99044 | 0
19.2 | 38.4 | 7.48 | 0.10709 | 0 | 38.4 | 0 | 0 | 0 | 0 | 0.99044 | 0
20.48 | 40.96 | 7.48 | 0.10709 | 0 | 40.96 | 0 | 0 | 0 | 0 | 0.99044 | 0
19.36 | 38.72 | 7.48 | 0.10709 | 0 | 38.72 | 0 | 0 | 0 | 0 | 0.99044 | 0
24.32 | 48.64 | 7.48 | 0.10709 | 0 | 39.7465 | 8.8935 | 0 | 0 | 8.8935 | 0.99044 | 0
25.92 | 51.84 | 7.48 | 0.10709 | 0 | 25.7525 | 26.0875 | 0 | 0 | 26.0875 | 0.99044 | 0
26.56 | 53.12 | 7.48 | 0.10709 | 0 | 12.9361 | 40.1839 | 0 | 0 | 40.1839 | 0.99044 | 0
26.72 | 53.44 | 7.48 | 0.10709 | 0 | 8.0289 | 45.4111 | 0 | 0 | 45.4111 | 0.99044 | 0
26.24 | 52.48 | 7.48 | 0.10709 | 0 | 1.5393 | 50.9407 | 0 | 0 | 50.9407 | 0.99044 | 0
25.6 | 51.2 | 7.48 | 0.10709 | 0 | 0 | 51.4247 | 0.22474 | 0 | 51.2 | 1 | 0
26.56 | 53.12 | 7.48 | 0.10709 | 0 | 8.205 | 44.915 | 0 | 0 | 44.915 | 1 | 0
25.76 | 51.52 | 7.48 | 0.10709 | 0 | 11.8443 | 39.6757 | 0 | 0 | 39.6757 | 1 | 0
25.92 | 51.84 | 7.48 | 0.10709 | 0 | 31.2096 | 20.6304 | 0 | 0 | 20.6304 | 1 | 0
27.68 | 55.36 | 7.48 | 0.10709 | 0 | 52.8311 | 2.5289 | 0 | 0 | 2.5289 | 1 | 0
28.48 | 56.96 | 7.48 | 0.10709 | 0 | 56.96 | 0 | 0 | 0 | 0 | 1 | 0
26.72 | 53.44 | 7.48 | 0.10709 | 0 | 53.44 | 0 | 0 | 0 | 0 | 1 | 0
26.24 | 52.48 | 7.48 | 0.10709 | 0 | 52.48 | 0 | 0 | 0 | 0 | 1 | 0
26.56 | 53.12 | 7.48 | 0.10709 | 0 | 53.12 | 0 | 0 | 0 | 0 | 1 | 0
25.6 | 51.2 | 7.48 | 0.10709 | 0 | 51.2 | 0 | 0 | 0 | 0 | 1 | 0
21.28 | 42.56 | 7.48 | 0.10709 | 0 | 42.56 | 0 | 0 | 0 | 0 | 1 | 0
20.8 | 41.6 | 7.48 | 0.10709 | 0 | 41.6 | 0 | 0 | 0 | 0 | 1 | 0
18.4 | 36.8 | 7.48 | 0.10709 | 0 | 36.8 | 0 | 0 | 0 | 0 | 1 | 0
18.4 | 36.8 | 7.48 | 0.10709 | 0 | 36.8 | 0 | 0 | 0 | 0 | 1 | 0
17.44 | 34.88 | 7.48 | 0.10709 | 0 | 34.88 | 0 | 0 | 0 | 0 | 1 | 0
18.4 | 36.8 | 7.48 | 0.10709 | 0 | 36.8 | 0 | 0 | 0 | 0 | 1 | 0
24.32 | 48.64 | 7.48 | 0.10709 | 0 | 48.64 | 0 | 0 | 0 | 0 | 1 | 0
26.56 | 53.12 | 7.48 | 0.10709 | 0 | 53.12 | 0 | 0 | 0 | 0 | 1 | 0
26.4 | 52.8 | 7.48 | 0.10709 | 0 | 52.8 | 0 | 0 | 0 | 0 | 1 | 0
26.24 | 52.48 | 7.48 | 0.10709 | 0 | 46.2848 | 6.1952 | 0 | 0 | 6.1952 | 1 | 0
29.6 | 59.2 | 7.48 | 0.10709 | 0 | 40.2152 | 18.9848 | 0 | 0 | 18.9848 | 1 | 0
30.08 | 60.16 | 7.48 | 0.10709 | 0 | 14.7005 | 45.4595 | 0 | 0 | 45.4595 | 1 | 0
30.24 | 60.48 | 7.48 | 0.12502 | 0 | 5.0418 | 54.244 | 0 | 0 | 54.244 | 0.94345 | 1.1941
30.56 | 61.12 | 7.48 | 0.12502 | 0 | 0 | 54.6917 | 0 | 0 | 54.6917 | 0.63904 | 6.4283
27.7867 | 55.5733 | 7.48 | 0.12502 | 0 | 0 | 59.3139 | 3.7406 | 0 | 55.5733 | 0.7982 | 0
23.68 | 47.36 | 12.23 | 0.12502 | 0 | 0 | 52.1023 | 4.7424 | 0 | 47.36 | 1 | 0
23.68 | 47.36 | 12.23 | 0.12502 | 0 | 18.3686 | 28.9915 | 0 | 0 | 28.9915 | 1 | 0
28.48 | 56.96 | 12.23 | 0.12502 | 0 | 41.9924 | 14.9676 | 0 | 0 | 14.9676 | 1 | 0
29.92 | 59.84 | 12.23 | 0.12502 | 0 | 54.0879 | 0.7623 | 0 | 0 | 0.7623 | 0.7637 | 4.9898
30.56 | 61.12 | 7.48 | 0.12502 | 0 | 61.12 | 0 | 0 | 0 | 0 | 0.7637 | 0
24.64 | 49.28 | 7.48 | 0.12502 | 0 | 46.7548 | 0 | 0 | 0 | 0 | 0.64412 | 2.5252
20.48 | 40.96 | 7.48 | 0.12502 | 0 | 31.5816 | 0 | 0 | 0 | 0 | 0.2 | 9.3784
20.8 | 41.6 | 7.48 | 0.10709 | 9.3784 | 41.6 | 0 | 0 | 0 | 0 | 0.59907 | 0
21.28 | 42.56 | 7.48 | 0.10709 | 9.3784 | 42.56 | 0 | 0 | 0 | 0 | 0.99814 | 0
17.6 | 35.2 | 7.48 | 0.10709 | 0.043676 | 35.2 | 0 | 0 | 0 | 0 | 1 | 0
15.36 | 30.72 | 7.48 | 0.10709 | 0 | 30.72 | 0 | 0 | 0 | 0 | 1 | 0
13.96 | 27.92 | 7.48 | 0.10709 | 0 | 27.92 | 0 | 0 | 0 | 0 | 1 | 0
15.08 | 30.16 | 7.48 | 0.10709 | 0 | 30.16 | 0 | 0 | 0 | 0 | 1 | 0
15.88 | 31.76 | 7.48 | 0.10709 | 0 | 31.76 | 0 | 0 | 0 | 0 | 1 | 0
14.36 | 28.72 | 7.48 | 0.10709 | 0 | 28.72 | 0 | 0 | 0 | 0 | 1 | 0
18.88 | 37.76 | 7.48 | 0.10709 | 0 | 37.76 | 0 | 0 | 0 | 0 | 1 | 0
21.1467 | 42.2933 | 7.48 | 0.10709 | 0 | 42.2933 | 0 | 0 | 0 | 0 | 1 | 0
24.1067 | 48.2133 | 7.48 | 0.10709 | 0 | 48.2133 | 0 | 0 | 0 | 0 | 1 | 0
23.8133 | 47.6267 | 7.48 | 0.10709 | 0 | 37.741 | 9.8857 | 0 | 0 | 9.8857 | 1 | 0
23.4933 | 46.9867 | 7.48 | 0.10709 | 0 | 17.4386 | 29.5481 | 0 | 0 | 29.5481 | 1 | 0
24.5333 | 49.0667 | 7.48 | 0.10709 | 0 | 36.1681 | 12.8985 | 0 | 0 | 12.8985 | 1 | 0
29.0933 | 58.1867 | 7.48 | 0.12502 | 0 | 29.1831 | 29.0036 | 0 | 0 | 29.0036 | 1 | 0
28.8533 | 57.7067 | 7.48 | 0.12502 | 0 | 30.5907 | 27.116 | 0 | 0 | 27.116 | 1 | 0
27.8533 | 55.7067 | 7.48 | 0.12502 | 0 | 28.9658 | 26.7409 | 0 | 0 | 26.7409 | 1 | 0
27.8533 | 55.7067 | 12.23 | 0.12502 | 0 | 29.6918 | 26.0149 | 0 | 0 | 26.0149 | 1 | 0
26.5467 | 53.0933 | 12.23 | 0.12502 | 0 | 13.587 | 39.5063 | 0 | 0 | 39.5063 | 1 | 0
26.52 | 53.04 | 12.23 | 0.12502 | 0 | 32.6274 | 20.4126 | 0 | 0 | 20.4126 | 1 | 0
30.5733 | 61.1467 | 12.23 | 0.12502 | 0 | 54.0879 | 2.3716 | 0 | 0 | 2.3716 | 0.77804 | 4.6871
31.16 | 62.32 | 7.48 | 0.12502 | 0 | 62.32 | 0 | 0 | 0 | 0 | 0.77804 | 0
32.96 | 65.92 | 7.48 | 0.12502 | 0 | 62.4413 | 0 | 0 | 0 | 0 | 0.6133 | 3.4787
32.2 | 64.4 | 7.48 | 0.12502 | 0 | 57.7113 | 0 | 0 | 0 | 0 | 0.29655 | 6.6887
32.24 | 64.48 | 7.48 | 0.10709 | 0 | 62.4413 | 0 | 0 | 0 | 0 | 0.2 | 2.0387
28.76 | 57.52 | 7.48 | 0.10709 | 4.9213 | 57.52 | 0 | 0 | 0 | 0 | 0.40941 | 0
16.48 | 32.96 | 7.48 | 0.10709 | 9.3784 | 32.96 | 0 | 0 | 0 | 0 | 0.80848 | 0
14.24 | 28.48 | 7.48 | 0.10709 | 4.5008 | 28.48 | 0 | 0 | 0 | 0 | 1 | 0
14.8 | 29.6 | 7.48 | 0.10709 | 0 | 29.6 | 0 | 0 | 0 | 0 | 1 | 0
18.28 | 36.56 | 7.48 | 0.10709 | 0 | 36.56 | 0 | 0 | 0 | 0 | 1 | 0
18.52 | 37.04 | 7.48 | 0.10709 | 0 | 37.04 | 0 | 0 | 0 | 0 | 1 | 0
16.96 | 33.92 | 7.48 | 0.10709 | 0 | 33.92 | 0 | 0 | 0 | 0 | 1 | 0
18.84 | 37.68 | 7.48 | 0.10709 | 0 | 37.68 | 0 | 0 | 0 | 0 | 1 | 0
20.24 | 40.48 | 7.48 | 0.10709 | 0 | 40.48 | 0 | 0 | 0 | 0 | 1 | 0
20.28 | 40.56 | 7.48 | 0.10709 | 0 | 40.56 | 0 | 0 | 0 | 0 | 1 | 0
19.68 | 39.36 | 7.48 | 0.10709 | 0 | 29.1235 | 10.2365 | 0 | 0 | 10.2365 | 1 | 0
19 | 38 | 7.48 | 0.10709 | 0 | 7.4597 | 30.5402 | 0 | 0 | 30.5402 | 1 | 0
19 | 38 | 7.48 | 0.10709 | 0 | 11.7673 | 26.2327 | 0 | 0 | 26.2327 | 1 | 0
18.84 | 37.68 | 7.48 | 0.12502 | 0 | 7.8361 | 21.4169 | 0 | 0 | 21.4169 | 0.60093 | 8.427
18.88 | 37.76 | 7.48 | 0.12502 | 0 | 0 | 47.5649 | 9.3784 | 0.42649 | 37.76 | 1 | 0
18.6 | 37.2 | 7.48 | 0.12502 | 0 | 3.0568 | 29.4513 | 0 | 0 | 29.4513 | 0.77781 | 4.692
18.8 | 37.6 | 12.23 | 0.12502 | 0 | 0 | 42.8217 | 5.2217 | 0 | 37.6 | 1 | 0
18.64 | 37.28 | 12.23 | 0.12502 | 0 | 12.8865 | 24.3935 | 0 | 0 | 24.3935 | 1 | 0
18.6 | 37.2 | 12.23 | 0.12502 | 0 | 24.2773 | 12.9227 | 0 | 0 | 12.9227 | 1 | 0
20.08 | 40.16 | 12.23 | 0.12502 | 0 | 39.4945 | 0.6655 | 0 | 0 | 0.6655 | 1 | 0
20.12 | 40.24 | 7.48 | 0.12502 | 0 | 40.24 | 0 | 0 | 0 | 0 | 1 | 0
20.16 | 40.32 | 7.48 | 0.12502 | 0 | 32.8051 | 0 | 0 | 0 | 0 | 0.64412 | 7.5149
20.6 | 41.2 | 7.48 | 0.12502 | 0 | 31.8216 | 0 | 0 | 0 | 0 | 0.2 | 9.3784
20.44 | 40.88 | 7.48 | 0.10709 | 9.3784 | 40.88 | 0 | 0 | 0 | 0 | 0.59907 | 0
20.52 | 41.04 | 7.48 | 0.10709 | 9.3784 | 41.04 | 0 | 0 | 0 | 0 | 0.99814 | 0
14.96 | 29.92 | 7.48 | 0.10709 | 0.043676 | 29.92 | 0 | 0 | 0 | 0 | 1 | 0
13.04 | 26.08 | 7.48 | 0.10709 | 0 | 26.08 | 0 | 0 | 0 | 0 | 1 | 0
12.32 | 24.64 | 7.48 | 0.10709 | 0 | 24.64 | 0 | 0 | 0 | 0 | 1 | 0
11.6 | 23.2 | 7.48 | 0.10709 | 0 | 23.2 | 0 | 0 | 0 | 0 | 1 | 0
11.68 | 23.36 | 7.48 | 0.10709 | 0 | 23.36 | 0 | 0 | 0 | 0 | 1 | 0
12.84 | 25.68 | 7.48 | 0.10709 | 0 | 25.68 | 0 | 0 | 0 | 0 | 1 | 0
18.44 | 36.88 | 7.48 | 0.10709 | 0 | 36.88 | 0 | 0 | 0 | 0 | 1 | 0
22.88 | 45.76 | 7.48 | 0.10709 | 0 | 45.76 | 0 | 0 | 0 | 0 | 1 | 0
31.72 | 63.44 | 7.48 | 0.10709 | 0 | 62.4413 | 0 | 0 | 0 | 0 | 0.9527 | 0.99873
31.92 | 63.84 | 7.48 | 0.10709 | 0 | 62.4413 | 0.2541 | 0 | 0 | 0.2541 | 0.8985 | 1.1446
32.12 | 64.24 | 7.48 | 0.10709 | 0 | 62.4413 | 2.3837 | 0.58495 | 0 | 1.7987 | 0.92339 | 0
33.32 | 66.64 | 7.48 | 0.10709 | 0 | 59.559 | 8.8813 | 1.8004 | 0 | 7.081 | 1 | 0
37.88 | 75.76 | 7.48 | 0.12502 | 0 | 42.4731 | 33.2869 | 0 | 0 | 33.2869 | 1 | 0
36.32 | 72.64 | 7.48 | 0.12502 | 0 | 31.2098 | 41.4302 | 0 | 0 | 41.4302 | 1 | 0
34.4 | 68.8 | 7.48 | 0.12502 | 0 | 8.627 | 60.173 | 0 | 0 | 60.173 | 1 | 0
34.04 | 68.08 | 12.23 | 0.12502 | 0 | 15.3364 | 52.7436 | 0 | 0 | 52.7436 | 1 | 0
31.56 | 63.12 | 12.23 | 0.12502 | 0 | 23.8557 | 39.2643 | 0 | 0 | 39.2643 | 1 | 0
30.72 | 61.44 | 12.23 | 0.12502 | 0 | 40.979 | 20.461 | 0 | 0 | 20.461 | 1 | 0
31.76 | 63.52 | 12.23 | 0.12502 | 0 | 54.0879 | 2.5652 | 0 | 0 | 2.5652 | 0.67481 | 6.8669
32.64 | 65.28 | 7.48 | 0.12502 | 0 | 62.4413 | 0 | 0 | 0 | 0 | 0.54038 | 2.8387
32.52 | 65.04 | 7.48 | 0.12502 | 0 | 62.4413 | 0 | 0 | 0 | 0 | 0.41732 | 2.5987
32.56 | 65.12 | 7.48 | 0.12502 | 0 | 61.7698 | 0 | 0 | 0 | 0 | 0.25866 | 3.3502
31.84 | 63.68 | 7.48 | 0.10709 | 0 | 62.4413 | 0 | 0 | 0 | 0 | 0.2 | 1.2387
27.92 | 55.84 | 7.48 | 0.10709 | 6.6013 | 55.84 | 0 | 0 | 0 | 0 | 0.4809 | 0
18.36 | 36.72 | 7.48 | 0.10709 | 9.3784 | 36.72 | 0 | 0 | 0 | 0 | 0.87997 | 0
13.16 | 26.32 | 7.48 | 0.10709 | 2.8208 | 26.32 | 0 | 0 | 0 | 0 | 1 | 0
12.72 | 25.44 | 7.48 | 0.10709 | 0 | 25.44 | 0 | 0 | 0 | 0 | 1 | 0
13.88 | 27.76 | 7.48 | 0.10709 | 0 | 27.76 | 0 | 0 | 0 | 0 | 1 | 0
12 | 24 | 7.48 | 0.10709 | 0 | 24 | 0 | 0 | 0 | 0 | 1 | 0
12.96 | 25.92 | 7.48 | 0.10709 | 0 | 25.92 | 0 | 0 | 0 | 0 | 1 | 0
18.6 | 37.2 | 7.48 | 0.10709 | 0 | 37.2 | 0 | 0 | 0 | 0 | 1 | 0
23.44 | 46.88 | 7.48 | 0.10709 | 0 | 46.88 | 0 | 0 | 0 | 0 | 1 | 0
30.92 | 61.84 | 7.48 | 0.10709 | 0 | 61.84 | 0 | 0 | 0 | 0 | 1 | 0
30.72 | 61.44 | 7.48 | 0.10709 | 0 | 51.6269 | 9.8131 | 0 | 0 | 9.8131 | 1 | 0
32.76 | 65.52 | 7.48 | 0.10709 | 0 | 35.5484 | 29.9716 | 0 | 0 | 29.9716 | 1 | 0
31.68 | 63.36 | 7.48 | 0.10709 | 0 | 28.5364 | 34.8236 | 0 | 0 | 34.8236 | 1 | 0
34.6 | 69.2 | 7.48 | 0.12502 | 0 | 10.7331 | 58.4669 | 0 | 0 | 58.4669 | 1 | 0
34.04 | 68.08 | 7.48 | 0.12502 | 0 | 5.6443 | 62.4357 | 0 | 0 | 62.4357 | 1 | 0
31.04 | 62.08 | 7.48 | 0.12502 | 0 | 0.81801 | 61.262 | 0 | 0 | 61.262 | 1 | 0
30.72 | 61.44 | 12.23 | 0.12502 | 0 | 11.564 | 49.876 | 0 | 0 | 49.876 | 1 | 0
29.76 | 59.52 | 12.23 | 0.12502 | 0 | 21.5746 | 37.9454 | 0 | 0 | 37.9454 | 1 | 0
29.4 | 58.8 | 12.23 | 0.12502 | 0 | 36.3788 | 22.4212 | 0 | 0 | 22.4212 | 1 | 0
30.52 | 61.04 | 12.23 | 0.12502 | 0 | 54.0879 | 1.6335 | 0 | 0 | 1.6335 | 0.74814 | 5.3186
30.68 | 61.36 | 7.48 | 0.12502 | 0 | 61.36 | 0 | 0 | 0 | 0 | 0.74814 | 0
31.12 | 62.24 | 7.48 | 0.12502 | 0 | 62.24 | 0 | 0 | 0 | 0 | 0.74814 | 0
32.48 | 64.96 | 7.48 | 0.12502 | 0 | 56.064 | 0 | 0 | 0 | 0 | 0.32685 | 8.896
32.56 | 65.12 | 7.48 | 0.10709 | 0 | 62.4413 | 0 | 0 | 0 | 0 | 0.2 | 2.6787
29.64 | 59.28 | 7.48 | 0.10709 | 3.1613 | 59.28 | 0 | 0 | 0 | 0 | 0.33452 | 0
18.8 | 37.6 | 7.48 | 0.10709 | 6.2584 | 37.6 | 0 | 0 | 0 | 0 | 0.60083 | 0
16.24 | 32.48 | 7.48 | 0.10709 | 0 | 32.48 | 0 | 0 | 0 | 0 | 0.60083 | 0
15.64 | 31.28 | 7.48 | 0.10709 | 0 | 31.28 | 0 | 0 | 0 | 0 | 0.60083 | 0
17.64 | 35.28 | 7.48 | 0.10709 | 0 | 35.28 | 0 | 0 | 0 | 0 | 0.60083 | 0
19.2 | 38.4 | 7.48 | 0.10709 | 0 | 38.4 | 0 | 0 | 0 | 0 | 0.60083 | 0
16.56 | 33.12 | 7.48 | 0.10709 | 0 | 33.12 | 0 | 0 | 0 | 0 | 0.60083 | 0
18.92 | 37.84 | 7.48 | 0.10709 | 0 | 37.84 | 0 | 0 | 0 | 0 | 0.60083 | 0
23.52 | 47.04 | 7.48 | 0.10709 | 0 | 47.04 | 0 | 0 | 0 | 0 | 0.60083 | 0
32.48 | 64.96 | 7.48 | 0.10709 | 0 | 62.4413 | 0 | 0 | 0 | 0 | 0.48155 | 2.5187
32.52 | 65.04 | 7.48 | 0.10709 | 0 | 62.4413 | 1.1132 | 0 | 0 | 1.1132 | 0.4112 | 1.4855
35.2 | 70.4 | 7.48 | 0.10709 | 0 | 62.4413 | 5.2151 | 0 | 0 | 5.2151 | 0.28127 | 2.7437
35.48 | 70.96 | 7.48 | 0.10709 | 0 | 42.7913 | 28.1687 | 0 | 0 | 28.1687 | 0.28127 | 0
38.88 | 77.76 | 7.48 | 0.10709 | 0 | 52.3017 | 25.4583 | 0 | 0 | 25.4583 | 0.28127 | 0
35.92 | 71.84 | 7.48 | 0.10709 | 0 | 40.4044 | 31.4356 | 0 | 0 | 31.4356 | 0.28127 | 0
33.88 | 67.76 | 7.48 | 0.10709 | 0 | 48.0008 | 19.7592 | 0 | 0 | 19.7592 | 0.28127 | 0
32.88 | 65.76 | 7.48 | 0.10709 | 0 | 49.8607 | 15.8993 | 0 | 0 | 15.8993 | 0.28127 | 0
31.64 | 63.28 | 7.48 | 0.10709 | 0 | 56.5524 | 6.7276 | 0 | 0 | 6.7276 | 0.28127 | 0
30.68 | 61.36 | 7.48 | 0.10709 | 0 | 58.2624 | 3.0976 | 0 | 0 | 3.0976 | 0.28127 | 0
31.44 | 62.88 | 7.48 | 0.10709 | 0 | 62.4413 | 0 | 0 | 0 | 0 | 0.2605 | 0.43873
30.4 | 60.8 | 7.48 | 0.10709 | 0 | 60.8 | 0 | 0 | 0 | 0 | 0.2605 | 0
31.64 | 63.28 | 7.48 | 0.10709 | 0 | 62.4413 | 0 | 0 | 0 | 0 | 0.22078 | 0.83873
31.44 | 62.88 | 7.48 | 0.10709 | 0 | 62.4413 | 0 | 0 | 0 | 0 | 0.2 | 0.43873
30.32 | 60.64 | 7.48 | 0.10709 | 0 | 60.64 | 0 | 0 | 0 | 0 | 0.2 | 0
26.88 | 53.76 | 7.48 | 0.10709 | 0 | 53.76 | 0 | 0 | 0 | 0 | 0.2 | 0
17.92 | 35.84 | 7.48 | 0.10709 | 0 | 35.84 | 0 | 0 | 0 | 0 | 0.2 | 0
13.36 | 26.72 | 7.48 | 0.10709 | 0 | 26.72 | 0 | 0 | 0 | 0 | 0.2 | 0
12.84 | 25.68 | 7.48 | 0.10709 | 0 | 25.68 | 0 | 0 | 0 | 0 | 0.2 | 0
12.24 | 24.48 | 7.48 | 0.10709 | 0 | 24.48 | 0 | 0 | 0 | 0 | 0.2 | 0
11.96 | 23.92 | 7.48 | 0.10709 | 0 | 23.92 | 0 | 0 | 0 | 0 | 0.2 | 0
12.96 | 25.92 | 7.48 | 0.10709 | 0 | 25.92 | 0 | 0 | 0 | 0 | 0.2 | 0
18.88 | 37.76 | 7.48 | 0.10709 | 0 | 37.76 | 0 | 0 | 0 | 0 | 0.2 | 0
20.52 | 41.04 | 7.48 | 0.10709 | 0 | 41.04 | 0 | 0 | 0 | 0 | 0.2 | 0
22.32 | 44.64 | 7.48 | 0.10709 | 0 | 44.64 | 0 | 0 | 0 | 0 | 0.2 | 0
27.64 | 55.28 | 7.48 | 0.10709 | 0 | 53.5618 | 1.7182 | 0 | 0 | 1.7182 | 0.2 | 0
27.04 | 54.08 | 7.48 | 0.10709 | 0 | 46.7837 | 7.2963 | 0 | 0 | 7.2963 | 0.2 | 0
28.68 | 57.36 | 7.48 | 0.10709 | 0 | 44.8487 | 12.5113 | 0 | 0 | 12.5113 | 0.2 | 0
29.2 | 58.4 | 7.48 | 0.10709 | 0 | 30.6911 | 27.7089 | 0 | 0 | 27.7089 | 0.2 | 0
29.16 | 58.32 | 7.48 | 0.10709 | 0 | 0 | 67.5177 | 9.1977 | 0 | 58.32 | 0.59138 | 0
29.12 | 58.24 | 7.48 | 0.10709 | 0 | 0 | 66.9853 | 8.7453 | 0 | 58.24 | 0.96351 | 0
30.12 | 60.24 | 7.48 | 0.10709 | 0 | 0.9382 | 59.3018 | 0 | 0 | 59.3018 | 0.96351 | 0
28.84 | 57.68 | 7.48 | 0.10709 | 0 | 13.0191 | 44.6609 | 0 | 0 | 44.6609 | 0.96351 | 0
28.64 | 57.28 | 7.48 | 0.10709 | 0 | 33.4915 | 23.7885 | 0 | 0 | 23.7885 | 0.96351 | 0
30.96 | 61.92 | 7.48 | 0.10709 | 0 | 60.0203 | 1.8997 | 0 | 0 | 1.8997 | 0.96351 | 0
30.88 | 61.76 | 7.48 | 0.10709 | 0 | 61.76 | 0 | 0 | 0 | 0 | 0.96351 | 0
28.72 | 57.44 | 7.48 | 0.10709 | 0 | 57.44 | 0 | 0 | 0 | 0 | 0.96351 | 0
27.2 | 54.4 | 7.48 | 0.10709 | 0 | 54.4 | 0 | 0 | 0 | 0 | 0.96351 | 0
26.52 | 53.04 | 7.48 | 0.10709 | 0 | 53.04 | 0 | 0 | 0 | 0 | 0.96351 | 0
26.88 | 53.76 | 7.48 | 0.10709 | 0 | 53.76 | 0 | 0 | 0 | 0 | 0.96351 | 0
22.04 | 44.08 | 7.48 | 0.10709 | 0 | 44.08 | 0 | 0 | 0 | 0 | 0.96351 | 0
21.68 | 43.36 | 7.48 | 0.10709 | 0 | 43.36 | 0 | 0 | 0 | 0 | 0.96351 | 0
20.04 | 40.08 | 7.48 | 0.10709 | 0 | 40.08 | 0 | 0 | 0 | 0 | 0.96351 | 0
17.64 | 35.28 | 7.48 | 0.10709 | 0 | 35.28 | 0 | 0 | 0 | 0 | 0.96351 | 0
17.36 | 34.72 | 7.48 | 0.10709 | 0 | 34.72 | 0 | 0 | 0 | 0 | 0.96351 | 0
18.16 | 36.32 | 7.48 | 0.10709 | 0 | 36.32 | 0 | 0 | 0 | 0 | 0.96351 | 0
24.24 | 48.48 | 7.48 | 0.10709 | 0 | 48.48 | 0 | 0 | 0 | 0 | 0.96351 | 0
25.52 | 51.04 | 7.48 | 0.10709 | 0 | 51.04 | 0 | 0 | 0 | 0 | 0.96351 | 0
20.68 | 41.36 | 7.48 | 0.10709 | 0 | 41.36 | 0 | 0 | 0 | 0 | 0.96351 | 0
20.32 | 40.64 | 7.48 | 0.10709 | 0 | 26.5053 | 10.5027 | 0 | 0 | 10.5027 | 0.79152 | 3.632
24.8 | 49.6 | 7.48 | 0.10709 | 0 | 6.5596 | 33.662 | 0 | 0 | 33.662 | 0.34739 | 9.3784
27.68 | 55.36 | 7.48 | 0.10709 | 0 | 0 | 52.2475 | 0 | 0 | 52.2475 | 0.2 | 3.1125
28.48 | 56.96 | 7.48 | 0.12502 | 0 | 0 | 63.1738 | 6.2138 | 0 | 56.96 | 0.46441 | 0
27.84 | 55.68 | 7.48 | 0.12502 | 0 | 0 | 66.9006 | 9.3784 | 1.8422 | 55.68 | 0.86348 | 0
27.28 | 54.56 | 7.48 | 0.12502 | 0 | 0 | 63.3311 | 3.2083 | 5.5628 | 54.56 | 1 | 0
27.8 | 55.6 | 12.23 | 0.12502 | 0 | 0 | 56.1316 | 4.9397 | 0 | 51.1919 | 1 | 4.4386
27.88 | 55.76 | 12.23 | 0.12502 | 0 | 12.66 | 43.1 | 0 | 0 | 43.1 | 1 | 0
27.24 | 54.48 | 12.23 | 0.12502 | 0 | 30.6189 | 23.8611 | 0 | 0 | 23.8611 | 1 | 0
27.72 | 55.44 | 12.23 | 0.12502 | 0 | 53.4435 | 1.9965 | 0 | 0 | 1.9965 | 1 | 0
28.12 | 56.24 | 7.48 | 0.12502 | 0 | 56.24 | 0 | 0 | 0 | 0 | 1 | 0
26.88 | 53.76 | 7.48 | 0.12502 | 0 | 46.2451 | 0 | 0 | 0 | 0 | 0.64412 | 7.5149
20.52 | 41.04 | 7.48 | 0.12502 | 0 | 31.6616 | 0 | 0 | 0 | 0 | 0.2 | 9.3784
20.28 | 40.56 | 7.48 | 0.10709 | 9.3784 | 40.56 | 0 | 0 | 0 | 0 | 0.59907 | 0
20.56 | 41.12 | 7.48 | 0.10709 | 9.3784 | 41.12 | 0 | 0 | 0 | 0 | 0.99814 | 0
17.08 | 34.16 | 7.48 | 0.10709 | 0.043676 | 34.16 | 0 | 0 | 0 | 0 | 1 | 0
15 | 30 | 7.48 | 0.10709 | 0 | 30 | 0 | 0 | 0 | 0 | 1 | 0
13.68 | 27.36 | 7.48 | 0.10709 | 0 | 27.36 | 0 | 0 | 0 | 0 | 1 | 0
14.88 | 29.76 | 7.48 | 0.10709 | 0 | 29.76 | 0 | 0 | 0 | 0 | 1 | 0
12.08 | 24.16 | 7.48 | 0.10709 | 0 | 24.16 | 0 | 0 | 0 | 0 | 1 | 0
12.72 | 25.44 | 7.48 | 0.10709 | 0 | 25.44 | 0 | 0 | 0 | 0 | 1 | 0
18.72 | 37.44 | 7.48 | 0.10709 | 0 | 37.44 | 0 | 0 | 0 | 0 | 1 | 0
20.2 | 40.4 | 7.48 | 0.10709 | 0 | 40.4 | 0 | 0 | 0 | 0 | 1 | 0
27.68 | 55.36 | 7.48 | 0.10709 | 0 | 55.36 | 0 | 0 | 0 | 0 | 1 | 0
30.92 | 61.84 | 7.48 | 0.10709 | 0 | 51.4341 | 10.4059 | 0 | 0 | 10.4059 | 1 | 0
33.12 | 66.24 | 7.48 | 0.10709 | 0 | 32.6385 | 33.6015 | 0 | 0 | 33.6015 | 1 | 0
35.28 | 70.56 | 7.48 | 0.10709 | 0 | 17.5381 | 53.0219 | 0 | 0 | 53.0219 | 1 | 0
38.4 | 76.8 | 7.48 | 0.12502 | 0 | 12.15 | 64.65 | 0 | 0 | 64.65 | 1 | 0
36.12 | 72.24 | 7.48 | 0.12502 | 0 | 0.87487 | 69.3448 | 0 | 0 | 69.3448 | 0.90432 | 2.0204
32.32 | 64.64 | 7.48 | 0.12502 | 0 | 0 | 66.8885 | 2.2485 | 0 | 64.64 | 1 | 0
30.92 | 61.84 | 12.23 | 0.12502 | 0 | 2.7076 | 59.1324 | 0 | 0 | 59.1324 | 1 | 0
28 | 56 | 12.23 | 0.12502 | 0 | 10.843 | 45.157 | 0 | 0 | 45.157 | 1 | 0
28.04 | 56.08 | 12.23 | 0.12502 | 0 | 31.4566 | 24.6234 | 0 | 0 | 24.6234 | 1 | 0
29.4 | 58.8 | 12.23 | 0.12502 | 0 | 54.0879 | 4.2229 | 0 | 0 | 4.2229 | 0.97684 | 0.48919
30.4 | 60.8 | 7.48 | 0.12502 | 0 | 60.8 | 0 | 0 | 0 | 0 | 0.97684 | 0
31.24 | 62.48 | 7.48 | 0.12502 | 0 | 55.4543 | 0 | 0 | 0 | 0 | 0.64412 | 7.0258
31.8 | 63.6 | 7.48 | 0.12502 | 0 | 54.2216 | 0 | 0 | 0 | 0 | 0.2 | 9.3784
30.84 | 61.68 | 7.48 | 0.10709 | 0.76127 | 61.68 | 0 | 0 | 0 | 0 | 0.23239 | 0
28.28 | 56.56 | 7.48 | 0.10709 | 5.8813 | 56.56 | 0 | 0 | 0 | 0 | 0.48266 | 0
16.8 | 33.6 | 7.48 | 0.10709 | 3.3941 | 33.6 | 0 | 0 | 0 | 0 | 0.62708 | 0
15.04 | 30.08 | 7.48 | 0.10709 | 0 | 30.08 | 0 | 0 | 0 | 0 | 0.62708 | 0
14.96 | 29.92 | 7.48 | 0.10709 | 0 | 29.92 | 0 | 0 | 0 | 0 | 0.62708 | 0
15.6 | 31.2 | 7.48 | 0.10709 | 0 | 31.2 | 0 | 0 | 0 | 0 | 0.62708 | 0
19.12 | 38.24 | 7.48 | 0.10709 | 0 | 38.24 | 0 | 0 | 0 | 0 | 0.62708 | 0
15.68 | 31.36 | 7.48 | 0.10709 | 0 | 31.36 | 0 | 0 | 0 | 0 | 0.62708 | 0
19.16 | 38.32 | 7.48 | 0.10709 | 0 | 38.32 | 0 | 0 | 0 | 0 | 0.62708 | 0
22.96 | 45.92 | 7.48 | 0.10709 | 0 | 45.92 | 0 | 0 | 0 | 0 | 0.62708 | 0
31.6 | 63.2 | 7.48 | 0.10709 | 0 | 62.4413 | 0 | 0 | 0 | 0 | 0.59115 | 0.75873
31.44 | 62.88 | 7.48 | 0.10709 | 0 | 51.9659 | 10.9141 | 0 | 0 | 10.9141 | 0.59115 | 0
32.4 | 64.8 | 7.48 | 0.10709 | 0 | 30.1458 | 34.6542 | 0 | 0 | 34.6542 | 0.59115 | 0
33.2 | 66.4 | 7.48 | 0.10709 | 0 | 12.3496 | 54.0504 | 0 | 0 | 54.0504 | 0.59115 | 0
34.32 | 68.64 | 7.48 | 0.12502 | 0 | 0 | 65.5938 | 0 | 0 | 65.5938 | 0.44689 | 3.0462
33.08 | 66.16 | 7.48 | 0.12502 | 0 | 0 | 70.1917 | 4.0317 | 0 | 66.16 | 0.61845 | 0
30.32 | 60.64 | 7.48 | 0.12502 | 0 | 0 | 68.6309 | 7.9909 | 0 | 60.64 | 0.95848 | 0
29.52 | 59.04 | 12.23 | 0.12502 | 0 | 0 | 60.0157 | 0.9757 | 0 | 59.04 | 1 | 0
28.28 | 56.56 | 12.23 | 0.12502 | 0 | 10.6891 | 45.8709 | 0 | 0 | 45.8709 | 1 | 0
26.88 | 53.76 | 12.23 | 0.12502 | 0 | 28.1444 | 25.6156 | 0 | 0 | 25.6156 | 1 | 0
28.36 | 56.72 | 12.23 | 0.12502 | 0 | 51.88 | 4.84 | 0 | 0 | 4.84 | 1 | 0
30.24 | 60.48 | 7.48 | 0.12502 | 0 | 60.48 | 0 | 0 | 0 | 0 | 1 | 0
29.72 | 59.44 | 7.48 | 0.12502 | 0 | 51.9251 | 0 | 0 | 0 | 0 | 0.64412 | 7.5149
30.4 | 60.8 | 7.48 | 0.12502 | 0 | 51.4216 | 0 | 0 | 0 | 0 | 0.2 | 9.3784
29.76 | 59.52 | 7.48 | 0.10709 | 2.9213 | 59.52 | 0 | 0 | 0 | 0 | 0.32431 | 0
24.16 | 48.32 | 7.48 | 0.10709 | 9.3784 | 48.32 | 0 | 0 | 0 | 0 | 0.72338 | 0
15.96 | 31.92 | 7.48 | 0.10709 | 6.5008 | 31.92 | 0 | 0 | 0 | 0 | 1 | 0
14.12 | 28.24 | 7.48 | 0.10709 | 0 | 28.24 | 0 | 0 | 0 | 0 | 1 | 0
13.88 | 27.76 | 7.48 | 0.10709 | 0 | 27.76 | 0 | 0 | 0 | 0 | 1 | 0
14.4 | 28.8 | 7.48 | 0.10709 | 0 | 28.8 | 0 | 0 | 0 | 0 | 1 | 0
12.92 | 25.84 | 7.48 | 0.10709 | 0 | 25.84 | 0 | 0 | 0 | 0 | 1 | 0
13.56 | 27.12 | 7.48 | 0.10709 | 0 | 27.12 | 0 | 0 | 0 | 0 | 1 | 0
18.56 | 37.12 | 7.48 | 0.10709 | 0 | 37.12 | 0 | 0 | 0 | 0 | 1 | 0
20.32 | 40.64 | 7.48 | 0.10709 | 0 | 40.64 | 0 | 0 | 0 | 0 | 1 | 0
30.28 | 60.56 | 7.48 | 0.10709 | 0 | 60.56 | 0 | 0 | 0 | 0 | 1 | 0
31.52 | 63.04 | 7.48 | 0.10709 | 0 | 53.1785 | 9.8614 | 0 | 0 | 9.8614 | 1 | 0
32.88 | 65.76 | 7.48 | 0.10709 | 0 | 33.4532 | 32.3068 | 0 | 0 | 32.3068 | 1 | 0
32.36 | 64.72 | 7.48 | 0.10709 | 0 | 14.348 | 50.372 | 0 | 0 | 50.372 | 1 | 0
32.32 | 64.64 | 7.48 | 0.12502 | 0 | 4.3097 | 60.3303 | 0 | 0 | 60.3303 | 1 | 0
35.48 | 70.96 | 7.48 | 0.12502 | 0 | 7.6652 | 63.2948 | 0 | 0 | 63.2948 | 1 | 0
31.88 | 63.76 | 7.48 | 0.12502 | 0 | 3.9742 | 59.7858 | 0 | 0 | 59.7858 | 1 | 0
31.16 | 62.32 | 12.23 | 0.12502 | 0 | 9.4312 | 52.8888 | 0 | 0 | 52.8888 | 1 | 0
30.8 | 61.6 | 12.23 | 0.12502 | 0 | 21.1015 | 40.4985 | 0 | 0 | 40.4985 | 1 | 0
26.6 | 53.2 | 12.23 | 0.12502 | 0 | 30.5368 | 22.6632 | 0 | 0 | 22.6632 | 1 | 0
29.64 | 59.28 | 12.23 | 0.12502 | 0 | 54.0879 | 2.057 | 0 | 0 | 2.057 | 0.85154 | 3.1351
30.2 | 60.4 | 7.48 | 0.12502 | 0 | 60.4 | 0 | 0 | 0 | 0 | 0.85154 | 0
30.64 | 61.28 | 7.48 | 0.12502 | 0 | 56.9001 | 0 | 0 | 0 | 0 | 0.64412 | 4.3799
30.64 | 61.28 | 7.48 | 0.12502 | 0 | 51.9016 | 0 | 0 | 0 | 0 | 0.2 | 9.3784
30.32 | 60.64 | 7.48 | 0.10709 | 1.8013 | 60.64 | 0 | 0 | 0 | 0 | 0.27665 | 0
28.32 | 56.64 | 7.48 | 0.10709 | 5.8013 | 56.64 | 0 | 0 | 0 | 0 | 0.52351 | 0
20.52 | 41.04 | 7.48 | 0.10709 | 9.3784 | 41.04 | 0 | 0 | 0 | 0 | 0.92258 | 0
14.04 | 28.08 | 7.48 | 0.10709 | 1.8195 | 28.08 | 0 | 0 | 0 | 0 | 1 | 0
13.48 | 26.96 | 7.48 | 0.10709 | 0 | 26.96 | 0 | 0 | 0 | 0 | 1 | 0
14.56 | 29.12 | 7.48 | 0.10709 | 0 | 29.12 | 0 | 0 | 0 | 0 | 1 | 0
12.04 | 24.08 | 7.48 | 0.10709 | 0 | 24.08 | 0 | 0 | 0 | 0 | 1 | 0
13.12 | 26.24 | 7.48 | 0.10709 | 0 | 26.24 | 0 | 0 | 0 | 0 | 1 | 0
18.76 | 37.52 | 7.48 | 0.10709 | 0 | 37.52 | 0 | 0 | 0 | 0 | 1 | 0
22.84 | 45.68 | 7.48 | 0.10709 | 0 | 45.68 | 0 | 0 | 0 | 0 | 1 | 0
30.88 | 61.76 | 7.48 | 0.10709 | 0 | 61.76 | 0 | 0 | 0 | 0 | 1 | 0
28.4 | 56.8 | 7.48 | 0.10709 | 0 | 53.5935 | 3.2065 | 0 | 0 | 3.2065 | 1 | 0
30.72 | 61.44 | 7.48 | 0.10709 | 0 | 48.0333 | 13.4067 | 0 | 0 | 13.4067 | 1 | 0
30.96 | 61.92 | 7.48 | 0.10709 | 0 | 61.0609 | 0.8591 | 0 | 0 | 0.8591 | 1 | 0
31.72 | 63.44 | 7.48 | 0.12502 | 0 | 54.8853 | 8.5547 | 0 | 0 | 8.5547 | 1 | 0
35.96 | 71.92 | 7.48 | 0.12502 | 0 | 62.4413 | 3.3638 | 0 | 0 | 3.3638 | 0.71042 | 6.115
31 | 62 | 7.48 | 0.12502 | 0 | 53.4574 | 8.5426 | 0 | 0 | 8.5426 | 0.71042 | 0
26.68 | 53.36 | 12.23 | 0.12502 | 0 | 46.0637 | 7.2963 | 0 | 0 | 7.2963 | 0.71042 | 0
25.84 | 51.68 | 12.23 | 0.12502 | 0 | 46.4286 | 5.2514 | 0 | 0 | 5.2514 | 0.71042 | 0
24.32 | 48.64 | 12.23 | 0.12502 | 0 | 46.1837 | 2.4563 | 0 | 0 | 2.4563 | 0.71042 | 0
26.36 | 52.72 | 12.23 | 0.12502 | 0 | 52.72 | 0 | 0 | 0 | 0 | 0.71042 | 0
25.28 | 50.56 | 7.48 | 0.12502 | 0 | 50.56 | 0 | 0 | 0 | 0 | 0.71042 | 0
28.16 | 56.32 | 7.48 | 0.12502 | 0 | 54.92 | 0 | 0 | 0 | 0 | 0.64412 | 1.4
28.92 | 57.84 | 7.48 | 0.12502 | 0 | 48.4616 | 0 | 0 | 0 | 0 | 0.2 | 9.3784
29.68 | 59.36 | 7.48 | 0.10709 | 3.0813 | 59.36 | 0 | 0 | 0 | 0 | 0.33112 | 0
25.12 | 50.24 | 7.48 | 0.10709 | 1.1815 | 50.24 | 0 | 0 | 0 | 0 | 0.38139 | 0
16.56 | 33.12 | 7.48 | 0.10709 | 0 | 33.12 | 0 | 0 | 0 | 0 | 0.38139 | 0
14.96 | 29.92 | 7.48 | 0.10709 | 0 | 29.92 | 0 | 0 | 0 | 0 | 0.38139 | 0
13.76 | 27.52 | 7.48 | 0.10709 | 0 | 27.52 | 0 | 0 | 0 | 0 | 0.38139 | 0
14.2 | 28.4 | 7.48 | 0.10709 | 0 | 28.4 | 0 | 0 | 0 | 0 | 0.38139 | 0
11.8 | 23.6 | 7.48 | 0.10709 | 0 | 23.6 | 0 | 0 | 0 | 0 | 0.38139 | 0
12.72 | 25.44 | 7.48 | 0.10709 | 0 | 25.44 | 0 | 0 | 0 | 0 | 0.38139 | 0
17.88 | 35.76 | 7.48 | 0.10709 | 0 | 35.76 | 0 | 0 | 0 | 0 | 0.38139 | 0
22.52 | 45.04 | 7.48 | 0.10709 | 0 | 45.04 | 0 | 0 | 0 | 0 | 0.38139 | 0
30.92 | 61.84 | 7.48 | 0.10709 | 0 | 61.84 | 0 | 0 | 0 | 0 | 0.38139 | 0
30.96 | 61.92 | 7.48 | 0.10709 | 0 | 61.2424 | 0.6776 | 0 | 0 | 0.6776 | 0.38139 | 0
33.8 | 67.6 | 7.48 | 0.10709 | 0 | 62.4413 | 4.2229 | 0 | 0 | 4.2229 | 0.33707 | 0.93585
32.68 | 65.36 | 7.48 | 0.10709 | 0 | 62.4413 | 0.0242 | 0 | 0 | 0.0242 | 0.2 | 2.8945
35.68 | 71.36 | 7.48 | 0.10709 | 0 | 38.666 | 32.694 | 0 | 0 | 32.694 | 0.2 | 0
38.08 | 76.16 | 7.48 | 0.10709 | 0 | 50.1209 | 26.0391 | 0 | 0 | 26.0391 | 0.2 | 0
35.96 | 71.92 | 7.48 | 0.10709 | 0 | 8.964 | 62.956 | 0 | 0 | 62.956 | 0.2 | 0
29.12 | 58.24 | 7.48 | 0.10709 | 0 | 17.8867 | 40.3533 | 0 | 0 | 40.3533 | 0.2 | 0
28.28 | 56.56 | 7.48 | 0.10709 | 0 | 15.3597 | 41.2003 | 0 | 0 | 41.2003 | 0.2 | 0
28.04 | 56.08 | 7.48 | 0.10709 | 0 | 33.8645 | 22.2155 | 0 | 0 | 22.2155 | 0.2 | 0
28.52 | 57.04 | 7.48 | 0.10709 | 0 | 54.8378 | 2.2022 | 0 | 0 | 2.2022 | 0.2 | 0
30.08 | 60.16 | 7.48 | 0.10709 | 0 | 60.16 | 0 | 0 | 0 | 0 | 0.2 | 0
30.12 | 60.24 | 7.48 | 0.10709 | 0 | 60.24 | 0 | 0 | 0 | 0 | 0.2 | 0
29.76 | 59.52 | 7.48 | 0.10709 | 0 | 59.52 | 0 | 0 | 0 | 0 | 0.2 | 0
29.24 | 58.48 | 7.48 | 0.10709 | 0 | 58.48 | 0 | 0 | 0 | 0 | 0.2 | 0
27.44 | 54.88 | 7.48 | 0.10709 | 0 | 54.88 | 0 | 0 | 0 | 0 | 0.2 | 0
22.28 | 44.56 | 7.48 | 0.10709 | 0 | 44.56 | 0 | 0 | 0 | 0 | 0.2 | 0
18.68 | 37.36 | 7.48 | 0.10709 | 0 | 37.36 | 0 | 0 | 0 | 0 | 0.2 | 0
18.16 | 36.32 | 7.48 | 0.10709 | 0 | 36.32 | 0 | 0 | 0 | 0 | 0.2 | 0
17.52 | 35.04 | 7.48 | 0.10709 | 0 | 35.04 | 0 | 0 | 0 | 0 | 0.2 | 0
17.56 | 35.12 | 7.48 | 0.10709 | 0 | 35.12 | 0 | 0 | 0 | 0 | 0.2 | 0
17.2 | 34.4 | 7.48 | 0.10709 | 0 | 34.4 | 0 | 0 | 0 | 0 | 0.2 | 0
17.76 | 35.52 | 7.48 | 0.10709 | 0 | 35.52 | 0 | 0 | 0 | 0 | 0.2 | 0
19.44 | 38.88 | 7.48 | 0.10709 | 0 | 38.88 | 0 | 0 | 0 | 0 | 0.2 | 0
20.44 | 40.88 | 7.48 | 0.10709 | 0 | 40.88 | 0 | 0 | 0 | 0 | 0.2 | 0
26.68 | 53.36 | 7.48 | 0.10709 | 0 | 52.5735 | 0.7865 | 0 | 0 | 0.7865 | 0.2 | 0
27.16 | 54.32 | 7.48 | 0.10709 | 0 | 49.5042 | 4.8158 | 0 | 0 | 4.8158 | 0.2 | 0
28.88 | 57.76 | 7.48 | 0.10709 | 0 | 46.8338 | 10.9262 | 0 | 0 | 10.9262 | 0.2 | 0
28.88 | 57.76 | 7.48 | 0.10709 | 0 | 50.1491 | 7.6109 | 0 | 0 | 7.6109 | 0.2 | 0
28.88 | 57.76 | 7.48 | 0.10709 | 0 | 41.8849 | 15.8751 | 0 | 0 | 15.8751 | 0.2 | 0
27.52 | 55.04 | 7.48 | 0.10709 | 0 | 39.5279 | 15.5121 | 0 | 0 | 15.5121 | 0.2 | 0
27.32 | 54.64 | 7.48 | 0.10709 | 0 | 47.3437 | 7.2963 | 0 | 0 | 7.2963 | 0.2 | 0
28.04 | 56.08 | 7.48 | 0.10709 | 0 | 48.5054 | 7.5746 | 0 | 0 | 7.5746 | 0.2 | 0
27.68 | 55.36 | 7.48 | 0.10709 | 0 | 51.5969 | 3.7631 | 0 | 0 | 3.7631 | 0.2 | 0
29.4 | 58.8 | 7.48 | 0.10709 | 0 | 58.8 | 0 | 0 | 0 | 0 | 0.2 | 0
27.8 | 55.6 | 7.48 | 0.10709 | 0 | 55.6 | 0 | 0 | 0 | 0 | 0.2 | 0
26.72 | 53.44 | 7.48 | 0.10709 | 0 | 53.44 | 0 | 0 | 0 | 0 | 0.2 | 0
26.92 | 53.84 | 7.48 | 0.10709 | 0 | 53.84 | 0 | 0 | 0 | 0 | 0.2 | 0
26.88 | 53.76 | 7.48 | 0.10709 | 0 | 53.76 | 0 | 0 | 0 | 0 | 0.2 | 0
26.24 | 52.48 | 7.48 | 0.10709 | 0 | 52.48 | 0 | 0 | 0 | 0 | 0.2 | 0
21.68 | 43.36 | 7.48 | 0.10709 | 0 | 43.36 | 0 | 0 | 0 | 0 | 0.2 | 0
22 | 44 | 7.48 | 0.10709 | 0 | 44 | 0 | 0 | 0 | 0 | 0.2 | 0
19 | 38 | 7.48 | 0.10709 | 0 | 38 | 0 | 0 | 0 | 0 | 0.2 | 0
18 | 36 | 7.48 | 0.10709 | 0 | 36 | 0 | 0 | 0 | 0 | 0.2 | 0
17.96 | 35.92 | 7.48 | 0.10709 | 0 | 35.92 | 0 | 0 | 0 | 0 | 0.2 | 0
18.64 | 37.28 | 7.48 | 0.10709 | 0 | 37.28 | 0 | 0 | 0 | 0 | 0.2 | 0
23.36 | 46.72 | 7.48 | 0.10709 | 0 | 46.72 | 0 | 0 | 0 | 0 | 0.2 | 0
25.08 | 50.16 | 7.48 | 0.10709 | 0 | 50.16 | 0 | 0 | 0 | 0 | 0.2 | 0
22.56 | 45.12 | 7.48 | 0.10709 | 0 | 45.12 | 0 | 0 | 0 | 0 | 0.2 | 0
20 | 40 | 7.48 | 0.10709 | 0 | 31.4453 | 8.5547 | 0 | 0 | 8.5547 | 0.2 | 0
24 | 48 | 7.48 | 0.10709 | 0 | 17.3509 | 30.6491 | 0 | 0 | 30.6491 | 0.2 | 0
24.88 | 49.76 | 7.48 | 0.10709 | 0 | 0 | 50.2268 | 0.46685 | 0 | 49.76 | 0.21987 | 0
26.4 | 52.8 | 7.48 | 0.12502 | 0 | 0 | 63.3311 | 9.3784 | 1.1527 | 52.8 | 0.61894 | 0
26.8 | 53.6 | 7.48 | 0.12502 | 0 | 0 | 69.6472 | 8.9552 | 7.0921 | 53.6 | 1 | 0
27.28 | 54.56 | 7.48 | 0.12502 | 0 | 0 | 68.3646 | 4.9397 | 0 | 63.4249 | 1 | 4.4386
26.52 | 53.04 | 12.23 | 0.12502 | 0 | 0 | 60.9353 | 0 | 7.8953 | 53.04 | 1 | 0
25.12 | 50.24 | 12.23 | 0.12502 | 0 | 4.1271 | 46.1129 | 0 | 0 | 46.1129 | 1 | 0
25.08 | 50.16 | 12.23 | 0.12502 | 0 | 24.8469 | 25.3131 | 0 | 0 | 25.3131 | 1 | 0
26.44 | 52.88 | 12.23 | 0.12502 | 0 | 48.0884 | 4.7916 | 0 | 0 | 4.7916 | 1 | 0
26.22 | 52.44 | 7.48 | 0.12502 | 0 | 52.44 | 0 | 0 | 0 | 0 | 1 | 0
22.52 | 45.04 | 7.48 | 0.12502 | 0 | 37.5251 | 0 | 0 | 0 | 0 | 0.64412 | 7.5149
19.08 | 38.16 | 7.48 | 0.12502 | 0 | 28.7816 | 0 | 0 | 0 | 0 | 0.2 | 9.3784
18.8 | 37.6 | 7.48 | 0.10709 | 9.3784 | 37.6 | 0 | 0 | 0 | 0 | 0.59907 | 0
19.56 | 39.12 | 7.48 | 0.10709 | 9.3784 | 39.12 | 0 | 0 | 0 | 0 | 0.99814 | 0
16.36 | 32.72 | 7.48 | 0.10709 | 0.043676 | 32.72 | 0 | 0 | 0 | 0 | 1 | 0
14.28 | 28.56 | 7.48 | 0.10709 | 0 | 28.56 | 0 | 0 | 0 | 0 | 1 | 0
14.12 | 28.24 | 7.48 | 0.10709 | 0 | 28.24 | 0 | 0 | 0 | 0 | 1 | 0
16.24 | 32.48 | 7.48 | 0.10709 | 0 | 32.48 | 0 | 0 | 0 | 0 | 1 | 0
19.24 | 38.48 | 7.48 | 0.10709 | 0 | 38.48 | 0 | 0 | 0 | 0 | 1 | 0
18.68 | 37.36 | 7.48 | 0.10709 | 0 | 37.36 | 0 | 0 | 0 | 0 | 1 | 0
16.76 | 33.52 | 7.48 | 0.10709 | 0 | 33.52 | 0 | 0 | 0 | 0 | 1 | 0
21.04 | 42.08 | 7.48 | 0.10709 | 0 | 42.08 | 0 | 0 | 0 | 0 | 1 | 0
29.76 | 59.52 | 7.48 | 0.10709 | 0 | 59.52 | 0 | 0 | 0 | 0 | 1 | 0
29.12 | 58.24 | 7.48 | 0.10709 | 0 | 49.2134 | 9.0266 | 0 | 0 | 9.0266 | 1 | 0
30.8 | 61.6 | 7.48 | 0.10709 | 0 | 30.2491 | 31.3509 | 0 | 0 | 31.3509 | 1 | 0
30.92 | 61.84 | 7.48 | 0.10709 | 0 | 11.9156 | 49.9244 | 0 | 0 | 49.9244 | 1 | 0
31.16 | 62.32 | 7.48 | 0.12502 | 0 | 0.84021 | 61.4798 | 0 | 0 | 61.4798 | 1 | 0
35.6 | 71.2 | 7.48 | 0.12502 | 0 | 6.1628 | 65.0372 | 0 | 0 | 65.0372 | 1 | 0
34.72 | 69.44 | 7.48 | 0.12502 | 0 | 5.4555 | 63.9845 | 0 | 0 | 63.9845 | 1 | 0
29.48 | 58.96 | 12.23 | 0.12502 | 0 | 0.27529 | 58.6847 | 0 | 0 | 58.6847 | 1 | 0
28.4 | 56.8 | 12.23 | 0.12502 | 0 | 11.8608 | 44.9392 | 0 | 0 | 44.9392 | 1 | 0
25.56 | 51.12 | 12.23 | 0.12502 | 0 | 26.1215 | 24.9985 | 0 | 0 | 24.9985 | 1 | 0
25.88 | 51.76 | 12.23 | 0.12502 | 0 | 46.9563 | 4.8037 | 0 | 0 | 4.8037 | 1 | 0
28.12 | 56.24 | 7.48 | 0.12502 | 0 | 56.24 | 0 | 0 | 0 | 0 | 1 | 0
29.64 | 59.28 | 7.48 | 0.12502 | 0 | 51.7651 | 0 | 0 | 0 | 0 | 0.64412 | 7.5149
29.48 | 58.96 | 7.48 | 0.12502 | 0 | 49.5816 | 0 | 0 | 0 | 0 | 0.2 | 9.3784
29.2 | 58.4 | 7.48 | 0.10709 | 4.0413 | 58.4 | 0 | 0 | 0 | 0 | 0.37197 | 0
25.8 | 51.6 | 7.48 | 0.10709 | 9.3784 | 51.6 | 0 | 0 | 0 | 0 | 0.77103 | 0
16.16 | 32.32 | 7.48 | 0.10709 | 5.3808 | 32.32 | 0 | 0 | 0 | 0 | 1 | 0
13.96 | 27.92 | 7.48 | 0.10709 | 0 | 27.92 | 0 | 0 | 0 | 0 | 1 | 0
13.84 | 27.68 | 7.48 | 0.10709 | 0 | 27.68 | 0 | 0 | 0 | 0 | 1 | 0
12.8 | 25.6 | 7.48 | 0.10709 | 0 | 25.6 | 0 | 0 | 0 | 0 | 1 | 0
11.8 | 23.6 | 7.48 | 0.10709 | 0 | 23.6 | 0 | 0 | 0 | 0 | 1 | 0
12.24 | 24.48 | 7.48 | 0.10709 | 0 | 24.48 | 0 | 0 | 0 | 0 | 1 | 0
16.16 | 32.32 | 7.48 | 0.10709 | 0 | 32.32 | 0 | 0 | 0 | 0 | 1 | 0
18.2 | 36.4 | 7.48 | 0.10709 | 0 | 36.4 | 0 | 0 | 0 | 0 | 1 | 0
29.08 | 58.16 | 7.48 | 0.10709 | 0 | 58.16 | 0 | 0 | 0 | 0 | 1 | 0
29.04 | 58.08 | 7.48 | 0.10709 | 0 | 53.1916 | 4.8884 | 0 | 0 | 4.8884 | 1 | 0
30.96 | 61.92 | 7.48 | 0.10709 | 0 | 43.0925 | 18.8275 | 0 | 0 | 18.8275 | 1 | 0
26.6 | 53.2 | 7.48 | 0.10709 | 0 | 21.8249 | 31.3751 | 0 | 0 | 31.3751 | 1 | 0
26.52 | 53.04 | 7.48 | 0.12502 | 0 | 4.9041 | 40.7405 | 0 | 0 | 40.7405 | 0.64979 | 7.3954
29.68 | 59.36 | 7.48 | 0.12502 | 0 | 0 | 67.5903 | 8.2303 | 0 | 59.36 | 1 | 0
28.6 | 57.2 | 7.48 | 0.12502 | 0 | 4.4443 | 52.7557 | 0 | 0 | 52.7557 | 1 | 0
26.88 | 53.76 | 12.23 | 0.12502 | 0 | 0.95586 | 52.8041 | 0 | 0 | 52.8041 | 1 | 0
26.08 | 52.16 | 12.23 | 0.12502 | 0 | 13.2345 | 38.9255 | 0 | 0 | 38.9255 | 1 | 0
24.24 | 48.48 | 12.23 | 0.12502 | 0 | 27.0994 | 21.3806 | 0 | 0 | 21.3806 | 1 | 0
24.56 | 49.12 | 12.23 | 0.12502 | 0 | 44.1953 | 4.9247 | 0 | 0 | 4.9247 | 1 | 0
25.76 | 51.52 | 7.48 | 0.12502 | 0 | 51.52 | 0 | 0 | 0 | 0 | 1 | 0
26.3 | 52.6 | 7.48 | 0.12502 | 0 | 45.0851 | 0 | 0 | 0 | 0 | 0.64412 | 7.5149
25.88 | 51.76 | 7.48 | 0.12502 | 0 | 42.3816 | 0 | 0 | 0 | 0 | 0.2 | 9.3784
23.44 | 46.88 | 7.48 | 0.10709 | 0 | 46.88 | 0 | 0 | 0 | 0 | 0.2 | 0
21.08 | 42.16 | 7.48 | 0.10709 | 0 | 42.16 | 0 | 0 | 0 | 0 | 0.2 | 0
15.88 | 31.76 | 7.48 | 0.10709 | 0 | 31.76 | 0 | 0 | 0 | 0 | 0.2 | 0
14.48 | 28.96 | 7.48 | 0.10709 | 0 | 28.96 | 0 | 0 | 0 | 0 | 0.2 | 0
13.56 | 27.12 | 7.48 | 0.10709 | 0 | 27.12 | 0 | 0 | 0 | 0 | 0.2 | 0
13.64 | 27.28 | 7.48 | 0.10709 | 0 | 27.28 | 0 | 0 | 0 | 0 | 0.2 | 0
13.4 | 26.8 | 7.48 | 0.10709 | 0 | 26.8 | 0 | 0 | 0 | 0 | 0.2 | 0
14 | 28 | 7.48 | 0.10709 | 0 | 28 | 0 | 0 | 0 | 0 | 0.2 | 0
14.76 | 29.52 | 7.48 | 0.10709 | 0 | 29.52 | 0 | 0 | 0 | 0 | 0.2 | 0
14.96 | 29.92 | 7.48 | 0.10709 | 0 | 29.92 | 0 | 0 | 0 | 0 | 0.2 | 0
26.12 | 52.24 | 7.48 | 0.10709 | 0 | 52.24 | 0 | 0 | 0 | 0 | 0.2 | 0
25.76 | 51.52 | 7.48 | 0.10709 | 0 | 42.7838 | 8.7362 | 0 | 0 | 8.7362 | 0.2 | 0
26.04 | 52.08 | 7.48 | 0.10709 | 0 | 21.1042 | 30.9758 | 0 | 0 | 30.9758 | 0.2 | 0
27.44 | 54.88 | 7.48 | 0.10709 | 0 | 5.3429 | 49.5372 | 0 | 0 | 49.5372 | 0.2 | 0
29.84 | 59.68 | 7.48 | 0.12502 | 0 | 0 | 61.1894 | 1.5094 | 0 | 59.68 | 0.26423 | 0
28.44 | 56.88 | 7.48 | 0.12502 | 0 | 0 | 64.2628 | 7.3828 | 0 | 56.88 | 0.57838 | 0
27.36 | 54.72 | 7.48 | 0.12502 | 0 | 0 | 61.2015 | 6.4815 | 0 | 54.72 | 0.85418 | 0
24.8 | 49.6 | 12.23 | 0.12502 | 0 | 0 | 54.2561 | 3.4268 | 1.2294 | 49.6 | 1 | 0
25.16 | 50.32 | 12.23 | 0.12502 | 0 | 8.2122 | 42.1078 | 0 | 0 | 42.1078 | 1 | 0
25.32 | 50.64 | 12.23 | 0.12502 | 0 | 25.8593 | 24.7807 | 0 | 0 | 24.7807 | 1 | 0
26.84 | 53.68 | 12.23 | 0.12502 | 0 | 48.3802 | 5.2998 | 0 | 0 | 5.2998 | 1 | 0
26.24 | 52.48 | 7.48 | 0.12502 | 0 | 52.48 | 0 | 0 | 0 | 0 | 1 | 0
26.4 | 52.8 | 7.48 | 0.12502 | 0 | 45.2851 | 0 | 0 | 0 | 0 | 0.64412 | 7.5149
26.92 | 53.84 | 7.48 | 0.12502 | 0 | 44.4616 | 0 | 0 | 0 | 0 | 0.2 | 9.3784
26.2 | 52.4 | 7.48 | 0.10709 | 9.3784 | 52.4 | 0 | 0 | 0 | 0 | 0.59907 | 0
22.68 | 45.36 | 7.48 | 0.10709 | 0.13948 | 45.36 | 0 | 0 | 0 | 0 | 0.605 | 0
21.28 | 42.56 | 7.48 | 0.10709 | 0 | 42.56 | 0 | 0 | 0 | 0 | 0.605 | 0
19.32 | 38.64 | 7.48 | 0.10709 | 0 | 38.64 | 0 | 0 | 0 | 0 | 0.605 | 0
18.52 | 37.04 | 7.48 | 0.10709 | 0 | 37.04 | 0 | 0 | 0 | 0 | 0.605 | 0
17.28 | 34.56 | 7.48 | 0.10709 | 0 | 34.56 | 0 | 0 | 0 | 0 | 0.605 | 0
17.64 | 35.28 | 7.48 | 0.10709 | 0 | 35.28 | 0 | 0 | 0 | 0 | 0.605 | 0
15.92 | 31.84 | 7.48 | 0.10709 | 0 | 31.84 | 0 | 0 | 0 | 0 | 0.605 | 0
14.4 | 28.8 | 7.48 | 0.10709 | 0 | 28.8 | 0 | 0 | 0 | 0 | 0.605 | 0
15 | 30 | 7.48 | 0.10709 | 0 | 30 | 0 | 0 | 0 | 0 | 0.605 | 0
25.56 | 51.12 | 7.48 | 0.10709 | 0 | 51.12 | 0 | 0 | 0 | 0 | 0.605 | 0
25.28 | 50.56 | 7.48 | 0.10709 | 0 | 41.8843 | 8.6757 | 0 | 0 | 8.6757 | 0.605 | 0
27.72 | 55.44 | 7.48 | 0.10709 | 0 | 24.8514 | 30.5886 | 0 | 0 | 30.5886 | 0.605 | 0
31.16 | 62.32 | 7.48 | 0.10709 | 0 | 13.3273 | 48.9927 | 0 | 0 | 48.9927 | 0.605 | 0
31.72 | 63.44 | 7.48 | 0.12502 | 0 | 0 | 60.2456 | 0 | 0 | 60.2456 | 0.45373 | 3.1944
30.96 | 61.92 | 7.48 | 0.12502 | 0 | 0 | 63.9119 | 1.9919 | 0 | 61.92 | 0.53849 | 0
27.52 | 55.04 | 7.48 | 0.12502 | 0 | 0 | 62.9439 | 7.9039 | 0 | 55.04 | 0.87482 | 0
25.76 | 51.52 | 12.23 | 0.12502 | 0 | 0 | 54.4618 | 2.9418 | 0 | 51.52 | 1 | 0
25.64 | 51.28 | 12.23 | 0.12502 | 0 | 8.8455 | 42.4345 | 0 | 0 | 42.4345 | 1 | 0
25.04 | 50.08 | 12.23 | 0.12502 | 0 | 25.3598 | 24.7202 | 0 | 0 | 24.7202 | 1 | 0
26.12 | 52.24 | 12.23 | 0.12502 | 0 | 46.8676 | 5.3724 | 0 | 0 | 5.3724 | 1 | 0
26.32 | 52.64 | 7.48 | 0.12502 | 0 | 52.64 | 0 | 0 | 0 | 0 | 1 | 0
27.64 | 55.28 | 7.48 | 0.12502 | 0 | 47.7651 | 0 | 0 | 0 | 0 | 0.64412 | 7.5149
27.48 | 54.96 | 7.48 | 0.12502 | 0 | 45.5816 | 0 | 0 | 0 | 0 | 0.2 | 9.3784
26.96 | 53.92 | 7.48 | 0.10709 | 0 | 53.92 | 0 | 0 | 0 | 0 | 0.2 | 0
23.92 | 47.84 | 7.48 | 0.10709 | 0 | 47.84 | 0 | 0 | 0 | 0 | 0.2 | 0
18.12 | 36.24 | 7.48 | 0.10709 | 0 | 36.24 | 0 | 0 | 0 | 0 | 0.2 | 0
14.56 | 29.12 | 7.48 | 0.10709 | 0 | 29.12 | 0 | 0 | 0 | 0 | 0.2 | 0
14.24 | 28.48 | 7.48 | 0.10709 | 0 | 28.48 | 0 | 0 | 0 | 0 | 0.2 | 0
13.28 | 26.56 | 7.48 | 0.10709 | 0 | 26.56 | 0 | 0 | 0 | 0 | 0.2 | 0
12.48 | 24.96 | 7.48 | 0.10709 | 0 | 24.96 | 0 | 0 | 0 | 0 | 0.2 | 0
13.84 | 27.68 | 7.48 | 0.10709 | 0 | 27.68 | 0 | 0 | 0 | 0 | 0.2 | 0
16.28 | 32.56 | 7.48 | 0.10709 | 0 | 32.56 | 0 | 0 | 0 | 0 | 0.2 | 0
16.84 | 33.68 | 7.48 | 0.10709 | 0 | 33.68 | 0 | 0 | 0 | 0 | 0.2 | 0
16.8 | 33.6 | 7.48 | 0.10709 | 0 | 33.6 | 0 | 0 | 0 | 0 | 0.2 | 0
16.48 | 32.96 | 7.48 | 0.10709 | 0 | 24.7804 | 8.1796 | 0 | 0 | 8.1796 | 0.2 | 0
17.48 | 34.96 | 7.48 | 0.10709 | 0 | 5.5329 | 29.4271 | 0 | 0 | 29.4271 | 0.2 | 0
17.92 | 35.84 | 7.48 | 0.10709 | 0 | 0 | 47.5891 | 9.3784 | 2.3707 | 35.84 | 0.59907 | 0
20.88 | 41.76 | 7.48 | 0.10709 | 0 | 0 | 58.4427 | 9.3784 | 7.3043 | 41.76 | 0.99814 | 0
33.6 | 67.2 | 7.48 | 0.10709 | 0 | 3.5543 | 63.6457 | 0 | 0 | 63.6457 | 0.99814 | 0
36.32 | 72.64 | 7.48 | 0.10709 | 0 | 11.4627 | 61.1773 | 0 | 0 | 61.1773 | 0.99814 | 0
33.08 | 66.16 | 7.48 | 0.10709 | 0 | 11.5409 | 54.6191 | 0 | 0 | 54.6191 | 0.99814 | 0
31.36 | 62.72 | 7.48 | 0.10709 | 0 | 20.3581 | 42.3619 | 0 | 0 | 42.3619 | 0.99814 | 0
29.8 | 59.6 | 7.48 | 0.10709 | 0 | 35.7752 | 23.8248 | 0 | 0 | 23.8248 | 0.99814 | 0
30.4 | 60.8 | 7.48 | 0.10709 | 0 | 55.5607 | 5.2393 | 0 | 0 | 5.2393 | 0.99814 | 0
30.4 | 60.8 | 7.48 | 0.10709 | 0 | 60.8 | 0 | 0 | 0 | 0 | 0.99814 | 0
30.56 | 61.12 | 7.48 | 0.10709 | 0 | 61.12 | 0 | 0 | 0 | 0 | 0.99814 | 0
30.24 | 60.48 | 7.48 | 0.10709 | 0 | 60.48 | 0 | 0 | 0 | 0 | 0.99814 | 0
29.16 | 58.32 | 7.48 | 0.10709 | 0 | 58.32 | 0 | 0 | 0 | 0 | 0.99814 | 0
23.4 | 46.8 | 7.48 | 0.10709 | 0 | 46.8 | 0 | 0 | 0 | 0 | 0.99814 | 0
21.52 | 43.04 | 7.48 | 0.10709 | 0 | 43.04 | 0 | 0 | 0 | 0 | 0.99814 | 0
15.24 | 30.48 | 7.48 | 0.10709 | 0 | 30.48 | 0 | 0 | 0 | 0 | 0.99814 | 0
14.24 | 28.48 | 7.48 | 0.10709 | 0 | 28.48 | 0 | 0 | 0 | 0 | 0.99814 | 0
12.92 | 25.84 | 7.48 | 0.10709 | 0 | 25.84 | 0 | 0 | 0 | 0 | 0.99814 | 0
12.96 | 25.92 | 7.48 | 0.10709 | 0 | 25.92 | 0 | 0 | 0 | 0 | 0.99814 | 0
13.4 | 26.8 | 7.48 | 0.10709 | 0 | 26.8 | 0 | 0 | 0 | 0 | 0.99814 | 0
14.52 | 29.04 | 7.48 | 0.10709 | 0 | 29.04 | 0 | 0 | 0 | 0 | 0.99814 | 0
14.72 | 29.44 | 7.48 | 0.10709 | 0 | 29.44 | 0 | 0 | 0 | 0 | 0.99814 | 0
16 | 32 | 7.48 | 0.10709 | 0 | 32 | 0 | 0 | 0 | 0 | 0.99814 | 0
20.64 | 41.28 | 7.48 | 0.10709 | 0 | 38.4728 | 2.8072 | 0 | 0 | 2.8072 | 0.99814 | 0
20.24 | 40.48 | 7.48 | 0.10709 | 0 | 26.2021 | 14.2779 | 0 | 0 | 14.2779 | 0.99814 | 0
21.88 | 43.76 | 7.48 | 0.10709 | 0 | 18.8583 | 24.9017 | 0 | 0 | 24.9017 | 0.99814 | 0
22.44 | 44.88 | 7.48 | 0.10709 | 0 | 12.4522 | 32.4278 | 0 | 0 | 32.4278 | 0.99814 | 0
22.52 | 45.04 | 7.48 | 0.10709 | 0 | 1.0448 | 35.8279 | 0 | 0 | 35.8279 | 0.61137 | 8.1672
21.4 | 42.8 | 7.48 | 0.10709 | 0 | 0 | 51.9329 | 9.1329 | 0 | 42.8 | 1 | 0
21.8 | 43.6 | 7.48 | 0.10709 | 0 | 35.3236 | 8.2764 | 0 | 0 | 8.2764 | 1 | 0
21.2 | 42.4 | 7.48 | 0.10709 | 0 | 28.9449 | 13.4551 | 0 | 0 | 13.4551 | 1 | 0
21.24 | 42.48 | 7.48 | 0.10709 | 0 | 35.3652 | 7.1148 | 0 | 0 | 7.1148 | 1 | 0
23.32 | 46.64 | 7.48 | 0.10709 | 0 | 45.9624 | 0.6776 | 0 | 0 | 0.6776 | 1 | 0
24.16 | 48.32 | 7.48 | 0.10709 | 0 | 48.32 | 0 | 0 | 0 | 0 | 1 | 0
21.76 | 43.52 | 7.48 | 0.10709 | 0 | 43.52 | 0 | 0 | 0 | 0 | 1 | 0
20.04 | 40.08 | 7.48 | 0.10709 | 0 | 40.08 | 0 | 0 | 0 | 0 | 1 | 0
20.4 | 40.8 | 7.48 | 0.10709 | 0 | 40.8 | 0 | 0 | 0 | 0 | 1 | 0
20.32 | 40.64 | 7.48 | 0.10709 | 0 | 40.64 | 0 | 0 | 0 | 0 | 1 | 0
16.8 | 33.6 | 7.48 | 0.10709 | 0 | 33.6 | 0 | 0 | 0 | 0 | 1 | 0
16.88 | 33.76 | 7.48 | 0.10709 | 0 | 33.76 | 0 | 0 | 0 | 0 | 1 | 0
16.44 | 32.88 | 7.48 | 0.10709 | 0 | 32.88 | 0 | 0 | 0 | 0 | 1 | 0
15.68 | 31.36 | 7.48 | 0.10709 | 0 | 31.36 | 0 | 0 | 0 | 0 | 1 | 0
13.52 | 27.04 | 7.48 | 0.10709 | 0 | 27.04 | 0 | 0 | 0 | 0 | 1 | 0
12.64 | 25.28 | 7.48 | 0.10709 | 0 | 25.28 | 0 | 0 | 0 | 0 | 1 | 0
13.6 | 27.2 | 7.48 | 0.10709 | 0 | 27.2 | 0 | 0 | 0 | 0 | 1 | 0
13.92 | 27.84 | 7.48 | 0.10709 | 0 | 27.84 | 0 | 0 | 0 | 0 | 1 | 0
14.4 | 28.8 | 7.48 | 0.10709 | 0 | 28.8 | 0 | 0 | 0 | 0 | 1 | 0
13.64 | 27.28 | 7.48 | 0.10709 | 0 | 25.8401 | 1.4399 | 0 | 0 | 1.4399 | 1 | 0
20.48 | 40.96 | 7.48 | 0.10709 | 0 | 32.8409 | 8.1191 | 0 | 0 | 8.1191 | 1 | 0
21.32 | 42.64 | 7.48 | 0.10709 | 0 | 28.1806 | 14.4594 | 0 | 0 | 14.4594 | 1 | 0
21.44 | 42.88 | 7.48 | 0.12502 | 0 | 23.8226 | 19.0574 | 0 | 0 | 19.0574 | 1 | 0
22.28 | 44.56 | 7.48 | 0.12502 | 0 | 23.2762 | 21.2838 | 0 | 0 | 21.2838 | 1 | 0
22.28 | 44.56 | 7.48 | 0.12502 | 0 | 23.3246 | 21.2354 | 0 | 0 | 21.2354 | 1 | 0
22.92 | 45.84 | 12.23 | 0.12502 | 0 | 27.2545 | 18.5855 | 0 | 0 | 18.5855 | 1 | 0
21.44 | 42.88 | 12.23 | 0.12502 | 0 | 29.195 | 13.685 | 0 | 0 | 13.685 | 1 | 0
21.16 | 42.32 | 12.23 | 0.12502 | 0 | 35.0963 | 7.2237 | 0 | 0 | 7.2237 | 1 | 0
22.48 | 44.96 | 12.23 | 0.12502 | 0 | 39.0189 | 5.9411 | 0 | 0 | 5.9411 | 1 | 0
22.92 | 45.84 | 7.48 | 0.12502 | 0 | 45.84 | 0 | 0 | 0 | 0 | 1 | 0
21.84 | 43.68 | 7.48 | 0.12502 | 0 | 36.1651 | 0 | 0 | 0 | 0 | 0.64412 | 7.5149
16.32 | 32.64 | 7.48 | 0.12502 | 0 | 23.2616 | 0 | 0 | 0 | 0 | 0.2 | 9.3784
16.56 | 33.12 | 7.48 | 0.10709 | 0 | 33.12 | 0 | 0 | 0 | 0 | 0.2 | 0
16.68 | 33.36 | 7.48 | 0.10709 | 0 | 33.36 | 0 | 0 | 0 | 0 | 0.2 | 0
18.44 | 36.88 | 7.48 | 0.10709 | 0 | 36.88 | 0 | 0 | 0 | 0 | 0.2 | 0
18.4 | 36.8 | 7.48 | 0.10709 | 0 | 36.8 | 0 | 0 | 0 | 0 | 0.2 | 0